## Cover Page
PT68749: NYS NET PRICING PAGES - Effective 6/1/24
GROUP 77201 AWARD 23150 - Intelligent Facility and Security Systems and Solutions
Contractor Name: | AFA Protective Systems, Inc.
Lot Awarded: | Lot 2
Region(s) Awarded: | Region 1 | Region 2 | Region 3 | Region 4

## Equipment Pricing
| Equipment Pricing | Lot 2
| Contractor's Name | 0
Line # | Manufacturer/Product Line | Equipment/Model Number | Equipment Description | Unit of Measurement | Product Line Subcategory Indicator (If Applicable) | Warranty Period - # of year(s) after acceptance as required by Appendix B, Clause 54 | List Price / MSRP | Percent (%) Discount | NYS Net Price
1 | NOTIFIER By Honeywell - Fire Alarm | ACM-24AT | ONYX SERIES ACS ANNUNCIATOR; UP TO 96 POINTS OF ANNUNCIATION WITH ALARM OR ACTIVE LED, TROUBLE LED AND SWITCH PER CIRCUIT. ACTIVE/ALARM LEDS CAN BE PROGRAMMED (BY POWERED UP SWITCH SELECTION) BY POINT TO BE RED, GREEN OR YELLOW AND THE TROUBLE LED IS ALWAYS YELLOW. EXPANDABLE WITH ONE, TWO OR THREE AEM-24AT’S. | Each | N/A | 1-Year | 778 | 25% | 583.5
2 | NOTIFIER By Honeywell - Fire Alarm | ACM-48A | ONYX SERIES ACS ANNUNCIATOR; UP TO 96 POINTS OF ANNUNCIATION WITH ALARM OR ACTIVE LED PER CIRCUIT. ACTIVE/ALARM LEDS CAN BE PROGRAMMED (BY POWERED UP SWITCH SELECTION) IN GROUPS OF 24 TO BE RED, GREEN OR YELLOW. EXPANDABLE TO 96 POINTS WITH ONE AEM-48A. | Each | N/A | 1-Year | 592 | 25% | 444
3 | NOTIFIER By Honeywell - Fire Alarm | ACM-8R | REMOTE FORM-C RELAY MODULE. 8 FORM-C RELAYS DRIVEN BY EIA-485. | Each | N/A | 1-Year | 401 | 25% | 300.75
4 | NOTIFIER By Honeywell - Fire Alarm | AEM-24AT | ANNUNCIATOR EXPANDER MODULE; 24 ALARM AND TROUBLE LEDS, EXPANDS THE ACM-24AT TO 48, 72 OR 96 POINTS. | Each | N/A | 1-Year | 592 | 25% | 444
5 | NOTIFIER By Honeywell - Fire Alarm | AEM-48A | ANNUNCIATOR EXPANDER MODULE; 48 ALARM LEDS, EXPANDS THE ACM-48A TO 96 POINTS. | Each | N/A | 1-Year | 531 | 25% | 398.25
6 | NOTIFIER By Honeywell - Fire Alarm | CPU2-3030D | NFS2-3030 CPU WITH 640-CHARACTER DISPLAY; REQUIRED FOR SINGLE PANEL (ONE CPU2-3030) SYSTEMS. INCLUDES: CPU, 640-CHARACTER BACKLIT LCD DISPLAY, QWERTY PROGRAMMING AND CONTROL KEYPAD, INSTALLATION, PROGRAMMING AND OPERATING MANUALS. SUPPORTS ONE TO 10 SIGNALING LINE CIRCUITS (UP TO FIVE LCM-320 AND FIVE LEM-320). ORDER ONE PER SYSTEM OR AS NECESSARY (UP TO 200 NETWORK NODES) FOR A NETWORKED SYSTEM. REQUIRES TOP ROW OF A CABINET. | Each | N/A | 1-Year | 2847 | 25% | 2135.25
7 | NOTIFIER By Honeywell - Fire Alarm | p | NFS2-3030 CPU WITH 640-CHARACTER DISPLAY-FRENCH | Each | N/A | 1-Year | 2910 | 25% | 2182.5
8 | NOTIFIER By Honeywell - Fire Alarm | CPU2-3030D-HE | NFS2-3030 CPU WITH 640-CHARACTER DISPLAY-HEBREW | Each | N/A | 1-Year | 2910 | 25% | 2182.5
9 | NOTIFIER By Honeywell - Fire Alarm | CPU2-3030D-KO | NFS2-3030 CPU WITH 640-CHARACTER DISPLAY-KOREAN | Each | N/A | 1-Year | 2910 | 25% | 2182.5
10 | NOTIFIER By Honeywell - Fire Alarm | CPU2-3030D-PO | NFS2-3030 CPU WITH 640-CHARACTER DISPLAY-PORTUGUESE | Each | N/A | 1-Year | 2910 | 25% | 2182.5
11 | NOTIFIER By Honeywell - Fire Alarm | CPU2-3030D-SC | NFS2-3030 CPU WITH 640-CHARACTER DISPLAY-SIMPLIFIED CHINESE | Each | N/A | 1-Year | 2910 | 25% | 2182.5
12 | NOTIFIER By Honeywell - Fire Alarm | CPU2-3030D-SP | NFS2-3030 CPU WITH 640-CHARACTER DISPLAY-SPANISH | Each | N/A | 1-Year | 2910 | 25% | 2182.5
13 | NOTIFIER By Honeywell - Fire Alarm | CPU2-3030D-TC | NFS2-3030 CPU WITH 640-CHARACTER DISPLAY-TRADITIONAL CHINESE | Each | N/A | 1-Year | 2910 | 25% | 2182.5
14 | NOTIFIER By Honeywell - Fire Alarm | CPU2-3030ND | CENTRAL PROCESSING UNIT FOR A NFS2-3030 SYSTEM-NO DISPLAY UNIT; TYPICALLY USED FOR NETWORKED SYSTEMS. INCLUDES CPU, INSTALLATION, PROGRAMMING AND OPERATING MANUALS. SUPPORTS ONE TO 10 SIGNALING LINE CIRCUITS (UP TO FIVE LCM-320 AND FIVE LEM-320), ORDER UNITS AS NECESSARY (UP TO 200 NETWORK NODES) FOR A NETWORK SYSTEM. BASE SYSTEM REQUIRES ONE ROW OF A CABINET. | Each | N/A | 1-Year | 1883 | 25% | 1412.25
15 | NOTIFIER By Honeywell - Fire Alarm | CPU2-3030ND-FR | CPU FOR A NFS2-3030 SYSTEM, NO DISPLAY-FRENCH | Each | N/A | 1-Year | 1916 | 25% | 1437
16 | NOTIFIER By Honeywell - Fire Alarm | CPU2-3030ND-HE | CPU FOR A NFS2-3030 SYSTEM, NO DISPLAY- HEBREW | Each | N/A | 1-Year | 1916 | 25% | 1437
17 | NOTIFIER By Honeywell - Fire Alarm | CPU2-3030ND-KO | CPU FOR A NFS2-3030 SYSTEM, NO DISPLAY- KOREAN | Each | N/A | 1-Year | 1916 | 25% | 1437
18 | NOTIFIER By Honeywell - Fire Alarm | CPU2-3030ND-PO | CPU FOR A NFS2-3030 SYSTEM, NO DISPLAY-PORTUGUESE | Each | N/A | 1-Year | 1916 | 25% | 1437
19 | NOTIFIER By Honeywell - Fire Alarm | CPU2-3030ND-SC | CPU FOR A NFS2-3030 SYSTEM, NO DISPLAY-SIMPLIFIED CHINESE | Each | N/A | 1-Year | 1916 | 25% | 1437
20 | NOTIFIER By Honeywell - Fire Alarm | CPU2-3030ND-SP | CPU FOR A NFS2-3030 SYSTEM, NO DISPLAY-SPANISH | Each | N/A | 1-Year | 1916 | 25% | 1437
21 | NOTIFIER By Honeywell - Fire Alarm | CPU2-3030ND-TC | CPU FOR A NFS2-3030 SYSTEM, NO DISPLAY-TRADITIONAL CHINESE | Each | N/A | 1-Year | 1916 | 25% | 1437
22 | NOTIFIER By Honeywell - Fire Alarm | CPU2-640 | CENTRAL PROCESSING UNIT FOR THE NFS2-640 WITH INTEGRAL 120V POWER SUPPLY, INCLUDES CHASSIS. | Each | N/A | 1-Year | 2055 | 25% | 1541.25
23 | NOTIFIER By Honeywell - Fire Alarm | CPU2-640E | CENTRAL PROCESSING UNIT FOR THE NFS2-640 WITH INTEGRAL 240V POWER SUPPLY, INCLUDES CHASSIS. | Each | N/A | 1-Year | 2092 | 25% | 1569
24 | NOTIFIER By Honeywell - Fire Alarm | CPU2-640E-PO | NFS2-640 CENTRAL PROCESSING UNIT - 240 VAC-PORTUGUESE WITH CHASSIS | Each | N/A | 1-Year | 2092 | 25% | 1569
25 | NOTIFIER By Honeywell - Fire Alarm | CPU2-640E-SP | NFS2-640 CENTRAL PROCESSING UNIT - 240 VAC-SPANISH WITH CHASSIS | Each | N/A | 1-Year | 2092 | 25% | 1569
26 | NOTIFIER By Honeywell - Fire Alarm | CPU2-640-FR | NFS2-640 CENTRAL PROCESSING UNIT - 120 VAC-FRENCH WITH CHASSIS | Each | N/A | 1-Year | 2092 | 25% | 1569
27 | NOTIFIER By Honeywell - Fire Alarm | CPU2-640-PO | NFS2-640 CENTRAL PROCESSING UNIT - 120 VAC-PORTUGUESE WITH CHASSIS | Each | N/A | 1-Year | 2092 | 25% | 1569
28 | NOTIFIER By Honeywell - Fire Alarm | CPU2-640-SP | NFS2-640 CENTRAL PROCESSING UNIT - 120 VAC-SPANISH WITH CHASSIS | Each | N/A | 1-Year | 2092 | 25% | 1569
29 | NOTIFIER By Honeywell - Fire Alarm | CPU-320SYS | CENTRAL PROCESSING UNIT FOR NFS-320SYS WITH INTEGRAL 120V POWER SUPPLY; INCLUDES CHASSIS AND 80-CHARACTER DISPLAY KEYPAD. FITS IN CAB-4 SERIES CABINET. | Each | N/A | 1-Year | 2720 | 25% | 2040
30 | NOTIFIER By Honeywell - Fire Alarm | CPU-320-SYSE | CENTRAL PROCESSING UNIT FOR NFS-320SYS WITH INTEGRAL 240V POWER SUPPLY; INCLUDES CHASSIS AND 80-CHARACTER DISPLAY KEYPAD. FITS IN CAB-4 SERIES CABINET. | Each | N/A | 1-Year | 2769 | 25% | 2076.75
31 | NOTIFIER By Honeywell - Fire Alarm | DP-GDIS1 | GRAPHIC ANNUNCIATOR DRESS PLATE. DRESS PLATE IS USED WHEN THE 10" GRAPHIC DISPLAY IS MOUNTED IN THE TOP ROW OF A CAB-4 SERIES CABINET | Each | N/A | 1-Year | 158 | 25% | 118.5
32 | NOTIFIER By Honeywell - Fire Alarm | DP-GDIS2 | GRAPHIC ANNUNCIATOR DRESS PLATE. DRESS PLATE IS USED WHEN THE 10" GRAPHIC DISPLAY IS MOUNTED IN CAB-4 SERIES CABINET, EXCEPT TOP ROW | Each | N/A | 1-Year | 158 | 25% | 118.5
33 | NOTIFIER By Honeywell - Fire Alarm | FDU-80 | 80 CHARACTER DISPLAY ANNUNCIATOR. “SECURITY KEYPAD” MECHANICAL DESIGN. FOR USE WITH THE NFS-320, NFS2-640, NFS-640, NFW2-100, AND NFW-100 | Each | N/A | 1-Year | 660 | 25% | 495
34 | NOTIFIER By Honeywell - Fire Alarm | KDM-R2 | KEYBOARD DISPLAY MODULE; FOR CPU2-640 80-CHARACTER DISPLAY AND QWERTY PROGRAMMING KEYPAD INCLUDED. | Each | N/A | 1-Year | 1232 | 25% | 924
35 | NOTIFIER By Honeywell - Fire Alarm | LCD-160 | 160 CHARACTER DISPLAY ANNUNCIATOR; FOR USE WITH NFS-3030, NFS2-3030 AND NCA-2. | Each | N/A | 1-Year | 1010 | 25% | 757.5
36 | NOTIFIER By Honeywell - Fire Alarm | LCD-160-FR | 160 CHARACTER DISPLAY ANNUNCIATOR; FOR USE WITH NFS-3030, NFS2-3030 AND NCA-2. FRENCH | Each | N/A | 1-Year | 1030 | 25% | 772.5
37 | NOTIFIER By Honeywell - Fire Alarm | LCD-160-HE | 160 CHARACTER DISPLAY ANNUNCIATOR; FOR USE WITH NFS-3030, NFS2-3030 AND NCA-2. HEBREW | Each | N/A | 1-Year | 1030 | 25% | 772.5
38 | NOTIFIER By Honeywell - Fire Alarm | LCD-160-KO | 160 CHARACTER DISPLAY ANNUNCIATOR; FOR USE WITH NFS-3030, NFS2-3030 AND NCA-2. KOREAN | Each | N/A | 1-Year | 1030 | 25% | 772.5
39 | NOTIFIER By Honeywell - Fire Alarm | LCD-160-PO | 160 CHARACTER DISPLAY ANNUNCIATOR; FOR USE WITH NFS-3030, NFS2-3030 AND NCA-2. PORTUGUESE | Each | N/A | 1-Year | 1030 | 25% | 772.5
40 | NOTIFIER By Honeywell - Fire Alarm | LCD-160-SC | 160 CHARACTER DISPLAY ANNUNCIATOR; FOR USE WITH NFS-3030, NFS2-3030 AND NCA-2. SIMPLIFIED CHINESE | Each | N/A | 1-Year | 1030 | 25% | 772.5
41 | NOTIFIER By Honeywell - Fire Alarm | LCD-160-SP | 160 CHARACTER DISPLAY ANNUNCIATOR; FOR USE WITH NFS-3030, NFS2-3030 AND NCA-2. SPANISH | Each | N/A | 1-Year | 1030 | 25% | 772.5
42 | NOTIFIER By Honeywell - Fire Alarm | LCD-160-TC | 160 CHARACTER DISPLAY ANNUNCIATOR; FOR USE WITH NFS-3030, NFS2-3030 AND NCA-2. TRADITIONAL CHINESE | Each | N/A | 1-Year | 1030 | 25% | 772.5
43 | NOTIFIER By Honeywell - Fire Alarm | LCD2-80 | 80 CHARACTER LCD MIMIC ANNUNCIATOR. MOUNTS IN ABS-1T, ABF-1DB, ABF-1B BACK BOX. FOR ACS MODE/ZONED APPLICATIONS USE LCD-80 | Each | N/A | 1-Year | 980 | 25% | 735
44 | NOTIFIER By Honeywell - Fire Alarm | LCM-320 | LOOP CONTROL MODULE. EACH LCM MAY BE EXPANDED TO TWO LOOPS BY ADDING A LEM-320. NFS2-3030 AND NFS-3030 ONLY. | Each | N/A | 1-Year | 1655 | 25% | 1241.25
45 | NOTIFIER By Honeywell - Fire Alarm | LDM-32 | LAMP DRIVER ANNUNCIATOR CONTROL MODULE. FOR USE WITH CUSTOM GRAPHIC ANNUNCIATORS. 32 POINTS. | Each | N/A | 1-Year | 523 | 25% | 392.25
46 | NOTIFIER By Honeywell - Fire Alarm | LDM-CBL24 | 24” LAMP DRIVER ANNUNCIATOR LED CABLE. CONNECTS LDM TO GRAPHIC LED’S. | Each | N/A | 1-Year | 161 | 25% | 120.75
47 | NOTIFIER By Honeywell - Fire Alarm | LDM-CBL48 | 48” LAMP DRIVER ANNUNCIATOR LED CABLE. CONNECTS LDM TO GRAPHIC LED’S. | Each | N/A | 1-Year | 204 | 25% | 153
48 | NOTIFIER By Honeywell - Fire Alarm | LDM-E32 | LAMP DRIVER ANNUNCIATOR EXPANDER MODULE. FOR USE WITH CUSTOM GRAPHIC ANNUNCIATORS. 32 POINTS. | Each | N/A | 1-Year | 417 | 25% | 312.75
49 | NOTIFIER By Honeywell - Fire Alarm | LDM-R32 | RELAY MODULE. 32 FORM-A CONTACTS. CONNECTS TO LDM-32 OR LDM-E32. | Each | N/A | 1-Year | 783 | 25% | 587.25
50 | NOTIFIER By Honeywell - Fire Alarm | LEM-320 | LOOP EXPANDER MODULE. MOUNTS AS DAUGHTER BOARD TO LCM-320 TO PROVIDE EVEN NUMBERED SLC LOOPS. | Each | N/A | 1-Year | 1423 | 25% | 1067.25
51 | NOTIFIER By Honeywell - Fire Alarm | NCA/640-2-KIT | KIT FOR MOUNTING NCA-2 TO THE CHS2-M2 CHASSIS FOR THE NFS2-640. | Each | N/A | 1-Year | 52 | 25% | 39
52 | NOTIFIER By Honeywell - Fire Alarm | NCA-2 | NETWORK CONTROL ANNUNCIATOR-2, 640-CHARACTERS; ON SINGLE PANEL (ONE CPU2-640) NFS2-640 SYSTEMS, THE NCA-2 CAN BE THE PRIMARY DISPLAY FOR THE PANEL AND CONNECTS DIRECTLY TO THE CPU2-640. ON NETWORK SYSTEMS (TWO OR MORE FACPS), ONE NETWORK DISPLAY (EITHER NCA-2, NCS OR ONYXWORKS) IS REQUIRED FOR EVERY SYSTEM AND EACH NCA-2 CONNECTS TO AND REQUIRES AN NCM NETWORK CONTROL MODULE. MOUNTS IN A ROW OF FACP NODE OR IN TWO ANNUNCIATOR MODULE POSITIONS. MOUNTING OPTIONS INCLUDE: NCA/640-2-KIT (DIRECTLY MOUNTING TO THE CHS2-M2), CA-2, ADP-4B, OR IN AN ANNUNCIATOR BOX, SUCH AS THE ABS-2DB (REQUIRES THE CHS-2D). | Each | N/A | 1-Year | 1783 | 25% | 1337.25
53 | NOTIFIER By Honeywell - Fire Alarm | NCA-2-FR | NETWORK CONTROL ANNUNCIATOR-2, 640-CHARACTERS-FRENCH | Each | N/A | 1-Year | 1836 | 25% | 1377
54 | NOTIFIER By Honeywell - Fire Alarm | NCA-2-HE | NETWORK CONTROL ANNUNCIATOR-2, 640-CHARACTERS-HEBREW | Each | N/A | 1-Year | 1836 | 25% | 1377
55 | NOTIFIER By Honeywell - Fire Alarm | NCA-2-KO | NETWORK CONTROL ANNUNCIATOR-2, 640-CHARACTERS-KOREAN | Each | N/A | 1-Year | 1836 | 25% | 1377
56 | NOTIFIER By Honeywell - Fire Alarm | NCA-2-PO | NETWORK CONTROL ANNUNCIATOR-2, 640-CHARACTERS-PORTUGUESE | Each | N/A | 1-Year | 1836 | 25% | 1377
57 | NOTIFIER By Honeywell - Fire Alarm | NCA-2RETRO | RETRO-FIT PLATE FOR MOUNTING NCA2 ON A ADP-4B OR IN AN ABS-4B ENCLOSURE | Each | N/A | 1-Year | 49 | 25% | 36.75
58 | NOTIFIER By Honeywell - Fire Alarm | NCA-2-SC | NETWORK CONTROL ANNUNCIATOR-2, 640-CHARACTERS-SIMPLIFIED CHINESE | Each | N/A | 1-Year | 1836 | 25% | 1377
59 | NOTIFIER By Honeywell - Fire Alarm | NCA-2-SP | NETWORK CONTROL ANNUNCIATOR-2, 640-CHARACTERS-SPANISH | Each | N/A | 1-Year | 1836 | 25% | 1377
60 | NOTIFIER By Honeywell - Fire Alarm | NCA-2-TC | NETWORK CONTROL ANNUNCIATOR-2, 640-CHARACTERS-TRADITIONAL CHINESE | Each | N/A | 1-Year | 1836 | 25% | 1377
61 | NOTIFIER By Honeywell - Fire Alarm | NCD | INTUITIVE COLOR 10" TOUCH SCREEN PROVIDING COLOR CODED INFORMATION OF DETAILED SYSTEM STATUS; COMPATIBLE WITH ONYX SERIES NODES SUCH AS NFS2-3030, NFS-320, AND NFS2-640 FIRE ALARM CONTROL PANELS | Each | N/A | 1-Year | 1446 | 25% | 1084.5
62 | NOTIFIER By Honeywell - Fire Alarm | NFS-320 | NFS-320 INTELLIGENT FIRE ALARM PANEL; SINGLE PRINTED CIRCUIT BOARD WITH ONE SLC LOOP (318 DEVICES), - BACK-LIT, 80 CHARACTER DISPLAY, SYSTEM AND PROGRAMMING KEYPAD AND 6.0A POWER SUPPLY, 120 VAC, INCLUDES DOOR, DRESS PANEL AND BACK BOX, BLACK. | Each | N/A | 1-Year | 2822 | 25% | 2116.5
63 | NOTIFIER By Honeywell - Fire Alarm | NFS-320C | NFS-320 INTELLIGENT FIRE ALARM PANEL; SINGLE PRINTED CIRCUIT BOARD WITH ONE SLC LOOP (318 DEVICES), - BACK-LIT, 80 CHARACTER DISPLAY, SYSTEM AND PROGRAMMING KEYPAD AND 6.0 A POWER SUPPLY, 120 VAC, INCLUDES DOOR, ANNUNCIATOR DRESS PANEL AND BACK BOX, BLACK. ACCOMODATES THE INSTALLATION OF AN OPTIONAL ACM SERIES ANNUNCIATOR. UL/ULC LISTED | Each | N/A | 1-Year | 3080 | 25% | 2310
64 | NOTIFIER By Honeywell - Fire Alarm | NFS-320E | NFS-320 INTELLIGENT FIRE ALARM PANEL; SINGLE PRINTED CIRCUIT BOARD WITH ONE SLC LOOP (318 DEVICES), - BACK-LIT, 80 CHARACTER DISPLAY, SYSTEM AND PROGRAMMING KEYPAD AND 6.0 A POWER SUPPLY, 240 VAC, INCLUDES DOOR, DRESS PANEL AND BACK BOX, BLACK | Each | N/A | 1-Year | 2947 | 25% | 2210.25
65 | NOTIFIER By Honeywell - Fire Alarm | NFS-320E-PO | NFS-320, BLACK - 240 VAC, PORTUGUESE | Each | N/A | 1-Year | 2947 | 25% | 2210.25
66 | NOTIFIER By Honeywell - Fire Alarm | NFS-320E-SP | NFS-320, BLACK - 240 VAC, SPANISH | Each | N/A | 1-Year | 2947 | 25% | 2210.25
67 | NOTIFIER By Honeywell - Fire Alarm | NFS-320-PO | NFS-320, BLACK - 120 VAC, PORTUGUESE | Each | N/A | 1-Year | 2947 | 25% | 2210.25
68 | NOTIFIER By Honeywell - Fire Alarm | NFS-320R | NFS-320 INTELLIGENT FIRE ALARM PANEL; SINGLE PRINTED CIRCUIT BOARD WITH ONE SLC LOOP (318 DEVICES), - BACK-LIT, 80 CHARACTER DISPLAY, SYSTEM AND PROGRAMMING KEYPAD AND 6.0A POWER SUPPLY, 120 VAC, INCLUDES DOOR, DRESS PANEL AND BACK BOX, RED | Each | N/A | 1-Year | 2820 | 25% | 2115
69 | NOTIFIER By Honeywell - Fire Alarm | NFS-320-SP | NFS-320, BLACK - 120 VAC, SPANISH | Each | N/A | 1-Year | 2943 | 25% | 2207.25
70 | NOTIFIER By Honeywell - Fire Alarm | ROM-2.84-SCS | SOFTWARE KIT FOR SCS-8 / SCS-8L VERSION 2.84 | Each | N/A | 1-Year | 236 | 25% | 177
71 | NOTIFIER By Honeywell - Fire Alarm | ROM4.00-SCS | SOFTWARE KIT FOR SCS-8 / SCS-8L VERSION 4.00 | Each | N/A | 1-Year | 236 | 25% | 177
72 | NOTIFIER By Honeywell - Fire Alarm | SCE-8 | SMOKE CONTROL EXPANDER. EXPANDS SCS-8 TO 16 SWITCHES. | Each | N/A | 1-Year | 734 | 25% | 550.5
73 | NOTIFIER By Honeywell - Fire Alarm | SCE-8L | SMOKE CONTROL LAMP DRIVER EXPANDER. EXPANDS SCS-8L TO 16 OUTPUTS. | Each | N/A | 1-Year | 364 | 25% | 273
74 | NOTIFIER By Honeywell - Fire Alarm | SCS-8 | SMOKE CONTROL MASTER; INCLUDES EIGHT ON/OFF/AUTO SWITCHES. SUPPORTS ONE SCE-8. INCLUDES MANUAL, SLIDE-IN LABELS. MOUNTS IN ADP-4 OR ABS-4D. | Each | N/A | 1-Year | 967 | 25% | 725.25
75 | NOTIFIER By Honeywell - Fire Alarm | SCS-8L | SMOKE CONTROL LAMP DRIVER. OUTPUTS FOR 8 ON/OFF/AUTO SW/LED’S. INTENDED FOR CUSTOM BUILT SMOKE CONTROL STATIONS. SUPPORT ONE SCE-8L. | Each | N/A | 1-Year | 723 | 25% | 542.25
76 | NOTIFIER By Honeywell - Fire Alarm | SCS8L-CBL48 | CABLE ASSEMBLY FOR SMOKE CONTROL LAMP DRIVER, 48 INCHES. | Each | N/A | 1-Year | 210 | 25% | 157.5
77 | NOTIFIER By Honeywell - Fire Alarm | 18439 | CHASSIS USED WITH BB-XP | Each | N/A | 1-Year | 24.5 | 25% | 18.375
78 | NOTIFIER By Honeywell - Fire Alarm | 2D51 | REPLACEMENT 4-WIRE HEAD | Each | N/A | 1-Year | 89.75 | 25% | 67.3125
79 | NOTIFIER By Honeywell - Fire Alarm | 2W-B | I³ PHOTO DETECTOR, 2-WIRE, 12/24 VDC, PHOTO. | Each | N/A | 1-Year | 68.5 | 25% | 51.375
80 | NOTIFIER By Honeywell - Fire Alarm | 2WT-B | I³ PHOTO DETECTOR, 2-WIRE, 12/24 VDC, PHOTO THERMAL. | Each | N/A | 1-Year | 71.25 | 25% | 53.4375
81 | NOTIFIER By Honeywell - Fire Alarm | 4W-B | I³ PHOTO DETECTOR, 4-WIRE, 12/24 VDC, PHOTO. | Each | N/A | 1-Year | 71.5 | 25% | 53.625
82 | NOTIFIER By Honeywell - Fire Alarm | 4WT-B | I³ PHOTO DETECTOR, 4-WIRE, 12/24 VDC, PHOTO THERMAL. | Each | N/A | 1-Year | 82.75 | 25% | 62.0625
83 | NOTIFIER By Honeywell - Fire Alarm | 5601P | 135 °F (57° C) FIXED AND RATE-OF-RISE. (PLAIN) | Each | N/A | 1-Year | 22.5 | 25% | 16.875
84 | NOTIFIER By Honeywell - Fire Alarm | 5602 | 194 °F (90° C) FIXED AND RATE-OF-RISE. | Each | N/A | 1-Year | 22.5 | 25% | 16.875
85 | NOTIFIER By Honeywell - Fire Alarm | 5603 | 135 °F (57° C) FIXED TEMPERATURE. | Each | N/A | 1-Year | 22.5 | 25% | 16.875
86 | NOTIFIER By Honeywell - Fire Alarm | 5604 | 194 °F (90° C) FIXED TEMPERATURE. | Each | N/A | 1-Year | 22.5 | 25% | 16.875
87 | NOTIFIER By Honeywell - Fire Alarm | 5621 | 135 °F (57° C) FIXED AND RATE-OF-RISE, DUAL CIRCUIT. | Each | N/A | 1-Year | 39.5 | 25% | 29.625
88 | NOTIFIER By Honeywell - Fire Alarm | 5622 | 194 °F (90° C) FIXED AND RATE-OF-RISE, DUAL CIRCUIT. | Each | N/A | 1-Year | 39.5 | 25% | 29.625
89 | NOTIFIER By Honeywell - Fire Alarm | 5623 | 135 °F (57° C) FIXED TEMPERATURE, DUAL CIRCUIT. | Each | N/A | 1-Year | 39.5 | 25% | 29.625
90 | NOTIFIER By Honeywell - Fire Alarm | 5624 | 194 °F (90° C) FIXED TEMPERATURE, DUAL CIRCUIT. | Each | N/A | 1-Year | 39.5 | 25% | 29.625
91 | NOTIFIER By Honeywell - Fire Alarm | 6500-MMK | HEAVY DUTY MULTI-MOUNT KIT (FOR INSTALLATIONS PRONE TO VIBRATION OR WHERE THERE IS DIFFICULTY IN MAINTAINING THE SET ANGLE. WHEN INSTALLED WITH THE TRANSMITTER/RECEIVER UNIT, 6500-SMK MUST BE USED AS WELL) | Each | N/A | 1-Year | 232.5 | 25% | 174.375
92 | NOTIFIER By Honeywell - Fire Alarm | 6500-SMK | SURFACE-MOUNT KIT FOR USE WITH THE BEAM1224 AND FSB-200 WHEN USING THE 6500-MMK HEAVY DUTY MULTI-MOUNT KIT | Each | N/A | 1-Year | 61.75 | 25% | 46.3125
93 | NOTIFIER By Honeywell - Fire Alarm | APA151 | ANNUNCIATOR WITH PIEZO, ALARM AND POWER LED’S. | Each | N/A | 1-Year | 53.75 | 25% | 40.3125
94 | NOTIFIER By Honeywell - Fire Alarm | B501BP | AVAILABLE ON/ABOUT MARCH 2018/INTELLIGENT DETECTOR BASES, WITHOUT FLANGE; PACKAGE OF TEN (10). | Each | N/A | 1-Year | 150.25 | 25% | 112.6875
95 | NOTIFIER By Honeywell - Fire Alarm | BB-XP | CABINET FOR TWO XP BOARDS, SURFACE MOUNT. | Each | N/A | 1-Year | 118 | 25% | 88.5
96 | NOTIFIER By Honeywell - Fire Alarm | BCK-200B | BLACK DETECTOR CONVERSION KIT FOR THE 851 SERIES; PACKAGE OF TEN (10) BLACK TRIM RINGS, TEN (10) BLACK DETECTOR HOUSINGS, USE W/ LOW-PROFILE ION, PHOTO, & VIEW DETECTORS ONLY (CONVENTIONAL/INTELLIGENT). WILL NOT FIT THERMAL DETECTORS OR INTELLIQUAD/INTELLIQUAD PLUS | Each | N/A | 1-Year | 129.25 | 25% | 96.9375
97 | NOTIFIER By Honeywell - Fire Alarm | BEAM1224 | PROJECTED BEAM SMOKE DETECTOR, SINGLE-ENDED REFLECTED TYPE, INCLUDES TROUBLE RELAY, TRANSMITTER/RECEIVER IN ONE UNIT. | Each | N/A | 1-Year | 1279.75 | 25% | 959.8125
98 | NOTIFIER By Honeywell - Fire Alarm | BEAM1224S | SAME AS BEAM1224 WITH BUILT-IN SENSITIVITY TEST FILTER. | Each | N/A | 1-Year | 1360 | 25% | 1020
99 | NOTIFIER By Honeywell - Fire Alarm | BEAMHK | BEAM DETECTOR HEATER KIT | Each | N/A | 1-Year | 42.75 | 25% | 32.0625
100 | NOTIFIER By Honeywell - Fire Alarm | BEAMHKR | BEAM DETECTOR HEATER KIT FOR REFLECTORS, 4 USED WITH LONG RANGE KIT | Each | N/A | 1-Year | 214.25 | 25% | 160.6875
101 | NOTIFIER By Honeywell - Fire Alarm | BEAMLRK | PROJECTED BEAM SMOKE DETECTOR LONG RANGE KIT, INCREASES DISTANCE. | Each | N/A | 1-Year | 167 | 25% | 125.25
102 | NOTIFIER By Honeywell - Fire Alarm | BEAMMMK | PROJECTED BEAM SMOKE DETECTOR MULTI-MOUNT KIT, WALL OR CEILING. | Each | N/A | 1-Year | 93.75 | 25% | 70.3125
103 | NOTIFIER By Honeywell - Fire Alarm | BEAMSMK | PROJECTED BEAM SMOKE DETECTOR SURFACE MOUNT KIT. | Each | N/A | 1-Year | 56.25 | 25% | 42.1875
104 | NOTIFIER By Honeywell - Fire Alarm | BG12TR | TRIM RING FOR ALL NBG12 SERIES PULL STATIONS | Each | N/A | 1-Year | 20 | 25% | 15
105 | NOTIFIER By Honeywell - Fire Alarm | BG-2R | ONE END TAPPED FOR 1/2” CONDUIT, RED. | Each | N/A | 1-Year | 40 | 25% | 30
106 | NOTIFIER By Honeywell - Fire Alarm | C58-227-01 | REPLACEMENT DUST COVER FOR LOW PROFILE DETECTORS | Each | N/A | 1-Year | 4.25 | 25% | 3.1875
107 | NOTIFIER By Honeywell - Fire Alarm | CB500 | CONTROL MODULE BARRIER. REQUIRED TO SEPARATE HIGH VOLTAGE FROM LOW VOLTAGE WHEN MODULE IS INSTALLED IN A 4” BOX | Each | N/A | 1-Year | 16.5 | 25% | 12.375
108 | NOTIFIER By Honeywell - Fire Alarm | D2 | INNOVAIRFLEX 2-WIRE CONVENTIONAL PHOTOELECTRIC DUCT DETECTOR, INCLUDES 2151 DETECTOR. | Each | N/A | 1-Year | 249 | 25% | 186.75
109 | NOTIFIER By Honeywell - Fire Alarm | D4120 | INNOVAIRFLEX 4-WIRE CONVENTIONAL PHOTOELECTRIC DUCT DETECTOR, INCLUDES 2D51 DETECTOR. | Each | N/A | 1-Year | 246.5 | 25% | 184.875
110 | NOTIFIER By Honeywell - Fire Alarm | D4120W | INNOVAIRFLEX 4-WIRE CONVENTIONAL PHOTOELECTRIC DUCT DETECTOR, INCLUDES 2D51 DETECTOR, WATERTIGHT. | Each | N/A | 1-Year | 338 | 25% | 253.5
111 | NOTIFIER By Honeywell - Fire Alarm | D4S | INNOVAIRFLEX 4-WIRE CONVENTIONAL SENSOR ONLY COMPONENT | Each | N/A | 1-Year | 163 | 25% | 122.25
112 | NOTIFIER By Honeywell - Fire Alarm | DCOIL | INNOVAIRFLEX DUCT ACCESSORY COIL, REQUIRED ON DNR IF A REMOTE TEST STATION IS USED | Each | N/A | 1-Year | 42.75 | 25% | 32.0625
113 | NOTIFIER By Honeywell - Fire Alarm | DH400OE-1 | WEATHERPROOF HOUSING FOR THE DH400ACDCIHT CONVENTIONAL HIGH TEMPERATURE DUCT DETECTOR. | Each | N/A | 1-Year | 391 | 25% | 293.25
114 | NOTIFIER By Honeywell - Fire Alarm | DNR | INNOVAIRFLEX INTELLIGENT DUCT DETECTOR, NON-RELAY, DOES NOT INCLUDE HEAD. | Each | N/A | 1-Year | 141.5 | 25% | 106.125
115 | NOTIFIER By Honeywell - Fire Alarm | DNRW | INNOVAIRFLEX DUCT DETECTOR, NON-RELAY, DOES NOT INCLUDE HEAD, WATERTIGHT. | Each | N/A | 1-Year | 246.5 | 25% | 184.875
116 | NOTIFIER By Honeywell - Fire Alarm | DST1 | INNOVAIRFLEX SAMPLING TUBE, STEEL, 1’ WITH HOLES | Each | N/A | 1-Year | 12.25 | 25% | 9.1875
117 | NOTIFIER By Honeywell - Fire Alarm | DST1.5 | INNOVAIRFLEX SAMPLING TUBE, STEEL, 1.5’ WITH HOLES | Each | N/A | 1-Year | 15.5 | 25% | 11.625
118 | NOTIFIER By Honeywell - Fire Alarm | DST10 | INNOVAIRFLEX SAMPLING TUBE, STEEL, 10’ WITH HOLES | Each | N/A | 1-Year | 47.5 | 25% | 35.625
119 | NOTIFIER By Honeywell - Fire Alarm | DST3 | INNOVAIRFLEX SAMPLING TUBE, STEEL, 3’ WITH HOLES | Each | N/A | 1-Year | 21 | 25% | 15.75
120 | NOTIFIER By Honeywell - Fire Alarm | DST5 | INNOVAIRFLEX SAMPLING TUBE, STEEL, 5’ WITH HOLES | Each | N/A | 1-Year | 23.25 | 25% | 17.4375
121 | NOTIFIER By Honeywell - Fire Alarm | EOLR-1 | 12 OR 24 VOLT EOL RELAY MODULE. | Each | N/A | 1-Year | 29 | 25% | 21.75
122 | NOTIFIER By Honeywell - Fire Alarm | ETX | INNOVAIRFLEX EXHAUST TUBE, STEEL, 1’ | Each | N/A | 1-Year | 17 | 25% | 12.75
123 | NOTIFIER By Honeywell - Fire Alarm | F110 | RETROFIT FLANGE FOR BX-501 BASE; CONVERTS CLASSIC HIGH PROFILE TO LOW PROFILE BASE. | Each | N/A | 1-Year | 9 | 25% | 6.75
124 | NOTIFIER By Honeywell - Fire Alarm | FAPT-851 | ACCLIMATE™ INTELLIGENT PHOTO THERMAL DETECTOR; WITH FLASHSCAN | Each | N/A | 1-Year | 125 | 25% | 93.75
125 | NOTIFIER By Honeywell - Fire Alarm | FCM-1 | ADDRESSABLE CONTROL MODULE WITH FLASHSCAN; CONFIGURED FOR ONE CLASS A OR CLASS B NAC. | Each | N/A | 1-Year | 117 | 25% | 87.75
126 | NOTIFIER By Honeywell - Fire Alarm | FCM-1-REL | ADDRESSABLE RELEASING MODULE, FLASHSCAN ONLY. | Each | N/A | 1-Year | 235 | 25% | 176.25
127 | NOTIFIER By Honeywell - Fire Alarm | FCO-851 | INTELLIQUAD PLUS INTELLIGENT ADDRESSABLE COMBINATION MULTI-CRITERIA FIRE AND CARBON MONOXIDE (CO) DETECTOR WITH FLASHSCAN. COMBINES PHOTOELECTRIC, THERMAL, INFRARED AND CO SENSORS TO DETECT FIRE / SMOKE. CO LEVEL IS ALSO MONITORED AND REPORTED SEPARATELY FOR LIFE SAFETY PURPOSES | Each | N/A | 1-Year | 225 | 25% | 168.75
128 | NOTIFIER By Honeywell - Fire Alarm | FDM-1 | ADDRESSABLE DUAL MONITOR MODULE; WITH FLASHSCAN, TWO CLASS B CIRCUITS. | Each | N/A | 1-Year | 135 | 25% | 101.25
129 | NOTIFIER By Honeywell - Fire Alarm | FDRM-1 | ADDRESSABLE DUAL MONITOR/DUAL RELAY MODULE. PROVIDES TWO INDEPENDENT CLASS B MONITOR CIRCUITS AND TWO INDEPENDENT FORM C RELAYS | Each | N/A | 1-Year | 304 | 25% | 228
130 | NOTIFIER By Honeywell - Fire Alarm | FMM-1 | ADDRESSABLE MONITOR MODULE; WITH FLASHSCAN; SUPERVISES EITHER A CLASS A OR CLASS B CIRCUIT OF DRY-CONTACT INPUT DEVICES. | Each | N/A | 1-Year | 86 | 25% | 64.5
131 | NOTIFIER By Honeywell - Fire Alarm | FMM-101 | ADDRESSABLE MINI MODULE WITH FLASHSCAN; SUPERVISES A CLASS B CIRCUIT OF DRY-CONTACT DEVISES. | Each | N/A | 1-Year | 73 | 25% | 54.75
132 | NOTIFIER By Honeywell - Fire Alarm | FMM-4-20 | ADDRESSABLE MODULE WITH FLASHSCAN FOR INTERFACING TO INDUSTRY STANDARD 4-20MA DEVICES (USED WITH NFS2-3030 ONLY) | Each | N/A | 1-Year | 206 | 25% | 154.5
133 | NOTIFIER By Honeywell - Fire Alarm | FP-BLACK-BP | BLACK FACEPLATE 10-PACK | Each | N/A | 1-Year | 78 | 25% | 58.5
134 | NOTIFIER By Honeywell - Fire Alarm | FP-WHITE-2-BP | WHITE FACEPLATE 2 IN/2 OUT 10-PACK | Each | N/A | 1-Year | 81.5 | 25% | 61.125
135 | NOTIFIER By Honeywell - Fire Alarm | FP-WHITE-BP | WHITE FACEPLATE 10-PACK | Each | N/A | 1-Year | 69.75 | 25% | 52.3125
136 | NOTIFIER By Honeywell - Fire Alarm | FRM-1 | ADDRESSABLE RELAY MODULE WITH FLASHSCAN; PROVIDES TWO FORM-C DRY CONTACTS THAT SWITCH TOGETHER. | Each | N/A | 1-Year | 109 | 25% | 81.75
137 | NOTIFIER By Honeywell - Fire Alarm | FSB-200 | ADDRESSABLE BEAM DETECTOR | Each | N/A | 1-Year | 1518 | 25% | 1138.5
138 | NOTIFIER By Honeywell - Fire Alarm | FSB-200S | ADDRESSABLE BEAM DETECTOR WITH REMOTE TEST FEATURE | Each | N/A | 1-Year | 1743 | 25% | 1307.25
139 | NOTIFIER By Honeywell - Fire Alarm | FSC-851 | INTELLIQUADTM - INTELLIGENT ADDRESSABLE MULTICRITERIA FIRE DETECTOR. DETECTS ALL 4 ELEMENTS OF A FIRE, THERMAL, PHOTO, CO AND IR; WITH FLASHSCAN | Each | N/A | 1-Year | 219 | 25% | 164.25
140 | NOTIFIER By Honeywell - Fire Alarm | FTM-1 | ADDRESSABLE FIREPHONE CONTROL MODULE WITH FLASHSCAN. COMPATIBLE WITH NFS2-3030 AND NFS2-640 WITH FLASHSCAN SOFTWARE VER. 2.0, VER. 3.0 RESPECTIVELY. | Each | N/A | 1-Year | 165 | 25% | 123.75
141 | NOTIFIER By Honeywell - Fire Alarm | FZM-1 | ADDRESSABLE 2-WIRE DETECTOR MONITOR MODULE; WITH FLASHSCAN. | Each | N/A | 1-Year | 164 | 25% | 123
142 | NOTIFIER By Honeywell - Fire Alarm | ISO-6 | SIX CIRCUIT ISOLATOR MODULE | Each | N/A | 1-Year | 473.5 | 25% | 355.125
143 | NOTIFIER By Honeywell - Fire Alarm | ISO-X | SLC LOOP ISOLATOR MODULE; ISOLATES AGAINST SHORT CIRCUITS ON THE SLC. | Each | N/A | 1-Year | 84 | 25% | 63
144 | NOTIFIER By Honeywell - Fire Alarm | M02-04-00 | TEST MAGNET ONLY. | Each | N/A | 1-Year | 8.5 | 25% | 6.375
145 | NOTIFIER By Honeywell - Fire Alarm | M02-09-00 | TELESCOPE HANDLE WITH TEST MAGNET. | Each | N/A | 1-Year | 38.5 | 25% | 28.875
146 | NOTIFIER By Honeywell - Fire Alarm | MR-101/CR | RELAY, SPDT, IN A RED METAL ENCLOSURE | Each | N/A | 1-Year | 41 | 25% | 30.75
147 | NOTIFIER By Honeywell - Fire Alarm | MR-101/T | RELAY, SPDT, TRACK MOUNT | Each | N/A | 1-Year | 24.8 | 25% | 18.6
148 | NOTIFIER By Honeywell - Fire Alarm | MR-104/CR | RELAY, 4 SPDT, IN A RED METAL ENCLOSURE | Each | N/A | 1-Year | 131.9 | 25% | 98.925
149 | NOTIFIER By Honeywell - Fire Alarm | MR-104/T | RELAY, 4 SPDT, TRACK MOUNT | Each | N/A | 1-Year | 77.1 | 25% | 57.825
150 | NOTIFIER By Honeywell - Fire Alarm | MR-199X-13C | DPDT, 24 VDC, IN STEEL ENCLOSURE, 30-AMP CONTACTS. | Each | N/A | 1-Year | 137.4 | 25% | 103.05
151 | NOTIFIER By Honeywell - Fire Alarm | MR-199X-14C | DPDT, 120 VAC, IN STEEL ENCLOSURE, 30-AMP CONTACTS. | Each | N/A | 1-Year | 137.2 | 25% | 102.9
152 | NOTIFIER By Honeywell - Fire Alarm | MR-201/CR | RELAY, DPDT, IN A RED METAL ENCLOSURE | Each | N/A | 1-Year | 44.2 | 25% | 33.15
153 | NOTIFIER By Honeywell - Fire Alarm | MR-201/T | RELAY, DPDT, TRACK MOUNT | Each | N/A | 1-Year | 29 | 25% | 21.75
154 | NOTIFIER By Honeywell - Fire Alarm | MR-204/CR | RELAY, 4 DPDT, IN A RED METAL ENCLOSURE | Each | N/A | 1-Year | 149.4 | 25% | 112.05
155 | NOTIFIER By Honeywell - Fire Alarm | MR-204/T | RELAY, 4 DPDT, TRACK MOUNT | Each | N/A | 1-Year | 96.9 | 25% | 72.675
156 | NOTIFIER By Honeywell - Fire Alarm | NBG-12 | DUAL ACTION STATION, RED, TERMINAL BLOCK, HEX KEY. | Each | N/A | 1-Year | 40.5 | 25% | 30.375
157 | NOTIFIER By Honeywell - Fire Alarm | NBG-12L | DUAL ACTION STATION, RED, TERMINAL BLOCK, NOTIFIER KEY LOCK. | Each | N/A | 1-Year | 45 | 25% | 33.75
158 | NOTIFIER By Honeywell - Fire Alarm | NBG-12LO | DUAL ACTION STATION; OUTDOOR APPLICATIONS, RED, TERMINAL BLOCK, NOTIFIER KEY LOCK, USE WITH WBB, OR SB-I/O. | Each | N/A | 1-Year | 118 | 25% | 88.5
159 | NOTIFIER By Honeywell - Fire Alarm | NBG-12LOB | DUAL ACTION STATION; OUTDOOR APPLICATIONS, RED, TERMINAL BLOCK, NOTIFIER KEY LOCK, INCLUDES SB-I/O BACKBOX. | Each | N/A | 1-Year | 162 | 25% | 121.5
160 | NOTIFIER By Honeywell - Fire Alarm | NBG-12LPS | DUAL ACTION STATION, RED, TERMINAL BLOCK, NOTIFIER KEY LOCK, PRESIGNAL. | Each | N/A | 1-Year | 86 | 25% | 64.5
161 | NOTIFIER By Honeywell - Fire Alarm | NBG-12LPSP | DUAL ACTION STATION, RED, TERMINAL BLOCK, NOTIFIER KEY LOCK, PRESIGNAL. LABELED IN SPANISH, “FUEGO”. | Each | N/A | 1-Year | 86 | 25% | 64.5
162 | NOTIFIER By Honeywell - Fire Alarm | NBG-12LR | DUAL ACTION RELEASING STATION,RED, TERMINAL BLOCK, NOTIFIER KEY LOCK. | Each | N/A | 1-Year | 64 | 25% | 48
163 | NOTIFIER By Honeywell - Fire Alarm | NBG-12LRA | DUAL ACTION RELEASING STATION WITH ABORT, RED, TERMINAL BLOCK, NOTIFIER KEY LOCK. | Each | N/A | 1-Year | 208 | 25% | 156
164 | NOTIFIER By Honeywell - Fire Alarm | NBG-12LSP | DUAL ACTION STATION, RED, TERMINAL BLOCK, NOTIFIER KEY LOCK, SPANISH. | Each | N/A | 1-Year | 47 | 25% | 35.25
165 | NOTIFIER By Honeywell - Fire Alarm | NBG-12LX | ADDRESSABLE NBG-12L PULL STATION; WITH FLASHSCAN. | Each | N/A | 1-Year | 132 | 25% | 99
166 | NOTIFIER By Honeywell - Fire Alarm | NBG-12LXBL | ADDRESSABLE NBG-12L PULL STATION; WITH FLASHSCAN, BLANK (NO BRAND) | Each | N/A | 1-Year | 137 | 25% | 102.75
167 | NOTIFIER By Honeywell - Fire Alarm | NBG-12LXP | ADDRESSABLE NBG-12L PULL STATION; WITH FLASHSCAN. PORTUGUESE | Each | N/A | 1-Year | 142 | 25% | 106.5
168 | NOTIFIER By Honeywell - Fire Alarm | NBG-12LXSP | ADDRESSABLE NBG-12L PULL STATION; WITH FLASHSCAN. SPANISH | Each | N/A | 1-Year | 142 | 25% | 106.5
169 | NOTIFIER By Honeywell - Fire Alarm | NBG-12S | SINGLE ACTION STATION, RED, PIG TAIL LEADS, HEX KEY. | Each | N/A | 1-Year | 36 | 25% | 27
170 | NOTIFIER By Honeywell - Fire Alarm | NP-100R | REMOTE TEST CAPABLE INTELLIGENT ADDRESSABLE PHOTO DETECTOR; FOR USE WITH DNR(W) DUCT DETECTOR HOUSING | Each | N/A | 1-Year | 95 | 25% | 71.25
171 | NOTIFIER By Honeywell - Fire Alarm | PAM-1 | ENCAPSULATED, 24VAC/24VDC/115VAC RELAY, 10 AMP, FORM C | Each | N/A | 1-Year | 17.5 | 25% | 13.125
172 | NOTIFIER By Honeywell - Fire Alarm | PAM-2 | ENCAPSULATED, 12/24VDC RELAY, 7 AMP, FORM C | Each | N/A | 1-Year | 17.5 | 25% | 13.125
173 | NOTIFIER By Honeywell - Fire Alarm | PAM-4 | ENCAPSULATED WITH FLYING LEAD, 9VDC- 40VDC RELAY; 10 AMP, FORM C, 15MA OP CURRENT | Each | N/A | 1-Year | 17.5 | 25% | 13.125
174 | NOTIFIER By Honeywell - Fire Alarm | PF24V | ONYX EXIT POINT DIRECTIONAL SOUND SPEAKER WITH VOICE AND INTEGRAL AUDIO AMPLIFIER. 24 VOLT, 4 FIELD SELECTABLE SOUND PULSE PATTERNS. | Each | N/A | 1-Year | 279 | 25% | 209.25
175 | NOTIFIER By Honeywell - Fire Alarm | PR-1 | RELAY, SPDT, MULTIVOLT, 24VDC, 24/115VAC | Each | N/A | 1-Year | 20 | 25% | 15
176 | NOTIFIER By Honeywell - Fire Alarm | PR-2 | RELAY, SPDT, MULTIVOLT, 10-40VDC | Each | N/A | 1-Year | 20 | 25% | 15
177 | NOTIFIER By Honeywell - Fire Alarm | PR-3 | RELAY, SPDT, MULTIVOLT, 10-40VDC, REDUNDANT POWER INPUT | Each | N/A | 1-Year | 20 | 25% | 15
178 | NOTIFIER By Honeywell - Fire Alarm | R-10E | RELAY, SPDT, MULTIVOLT, TRACK MOUNT, METAL ENCLOSURE | Each | N/A | 1-Year | 40.5 | 25% | 30.375
179 | NOTIFIER By Honeywell - Fire Alarm | R-10T | RELAY, SPDT, MULTIVOLT, TRACK MOUNT | Each | N/A | 1-Year | 27 | 25% | 20.25
180 | NOTIFIER By Honeywell - Fire Alarm | R-14E | 4-GANG RELAY, SPDT, MULTIVOLT, TRACK MOUNT, METAL ENCLOSURE | Each | N/A | 1-Year | 129.75 | 25% | 97.3125
181 | NOTIFIER By Honeywell - Fire Alarm | R-14T | 4-GANG RELAY, SPDT, MULTIVOLT, TRACK MOUNT | Each | N/A | 1-Year | 88.25 | 25% | 66.1875
182 | NOTIFIER By Honeywell - Fire Alarm | R-20E | RELAY, DPDT, MULTIVOLT, TRACK MOUNT, METAL ENCLOSURE | Each | N/A | 1-Year | 47 | 25% | 35.25
183 | NOTIFIER By Honeywell - Fire Alarm | R-20T | RELAY, DPDT, MULTIVOLT, TRACK MOUNT | Each | N/A | 1-Year | 28.75 | 25% | 21.5625
184 | NOTIFIER By Honeywell - Fire Alarm | R-24E | 4-GANG RELAY, DPDT, MULTIVOLT, TRACK MOUNT, METAL ENCLOSURE | Each | N/A | 1-Year | 149.5 | 25% | 112.125
185 | NOTIFIER By Honeywell - Fire Alarm | R-24T | 4-GANG RELAY, DPDT, MULTIVOLT, TRACK MOUNT | Each | N/A | 1-Year | 105 | 25% | 78.75
186 | NOTIFIER By Honeywell - Fire Alarm | RA100Z | REMOTE LED. MOUNTS TO SINGLE GANG BOX. | Each | N/A | 1-Year | 30.25 | 25% | 22.6875
187 | NOTIFIER By Honeywell - Fire Alarm | RF-FTX | BOX OF 6 FILTERS FOR HARSH DETECTOR. | Each | N/A | 1-Year | 62.5 | 25% | 46.875
188 | NOTIFIER By Honeywell - Fire Alarm | RTS151 | REMOTE TEST STATION; WITH SWITCH, ALARM AND POWER LED’S. | Each | N/A | 1-Year | 62 | 25% | 46.5
189 | NOTIFIER By Honeywell - Fire Alarm | RTS151KEY | REMOTE TEST STATION; WITH SWITCH, ALARM AND POWER LED’S, KEY RESET. | Each | N/A | 1-Year | 91.75 | 25% | 68.8125
190 | NOTIFIER By Honeywell - Fire Alarm | SB-10 | SURFACE BACK-BOX FOR ALL NBG-10 OR NBG-12; EXCEPT NBG-12LRA. METAL | Each | N/A | 1-Year | 16.75 | 25% | 12.5625
191 | NOTIFIER By Honeywell - Fire Alarm | SBA-10 | SURFACE BACK-BOX; FOR NBG-12LRA. | Each | N/A | 1-Year | 21.25 | 25% | 15.9375
192 | NOTIFIER By Honeywell - Fire Alarm | SB-I/O | INDOOR/OUTDOOR BACKBOX FOR NBG-12 SERIES; EXCEPT NBG-12LRA, USE IN OUTDOOR APPLICATIONS WITH NBG-12LO “ONLY”. UL LISTED. PLASTIC | Each | N/A | 1-Year | 18.5 | 25% | 13.875
193 | NOTIFIER By Honeywell - Fire Alarm | SMB500-WH | WHITE BACKBOX | Each | N/A | 1-Year | 15.5 | 25% | 11.625
194 | NOTIFIER By Honeywell - Fire Alarm | SMB600 | SURFACE MOUNT BOX; FOR 400 & 500 SERIES DETECTORS AND SOUNDER BASES. | Each | N/A | 1-Year | 18 | 25% | 13.5
195 | NOTIFIER By Honeywell - Fire Alarm | SYNC-1 | SYNCHRONIZATION DAUGHTER MODULE FOR XP6-C; INCLUDES SSD SYNC. | Each | N/A | 1-Year | 76.5 | 25% | 57.375
196 | NOTIFIER By Honeywell - Fire Alarm | XP10-M | XP10 TRANSPONDER MONITOR MODULE, 10 CIRCUITS CLASS A OR B. | Each | N/A | 1-Year | 663 | 25% | 497.25
197 | NOTIFIER By Honeywell - Fire Alarm | XP-4 | EXTENSION POLE, 15 FT. (THREE, 5FT. POLES) FOR USE WITH XR2, XR2B AND XR5. | Each | N/A | 1-Year | 272.5 | 25% | 204.375
198 | NOTIFIER By Honeywell - Fire Alarm | XP6-C | XP6 TRANSPONDER CONTROL MODULE, 6 CIRCUITS CLASS A OR B. | Each | N/A | 1-Year | 565 | 25% | 423.75
199 | NOTIFIER By Honeywell - Fire Alarm | XP6-MA | XP6 TRANSPONDER 2-WIRE DETECTOR MONITOR MODULE; 6 CIRCUITS CLASS A OR B. | Each | N/A | 1-Year | 696 | 25% | 522
200 | NOTIFIER By Honeywell - Fire Alarm | XP6-R | XP6 TRANSPONDER RELAY MODULE, 6 CIRCUITS CLASS A OR B. | Each | N/A | 1-Year | 537 | 25% | 402.75
201 | NOTIFIER By Honeywell - Fire Alarm | XR2 | DETECTOR INSTALLATION/REMOVAL TOOL KIT, LOW PROFILE FOR 700 SERIES DETECTORS. | Each | N/A | 1-Year | 192.5 | 25% | 144.375
202 | NOTIFIER By Honeywell - Fire Alarm | XR2B | DETECTOR INSTALLATION/REMOVAL TOOL KIT FOR 800 AND 355 SERIES DETECTORS. | Each | N/A | 1-Year | 207 | 25% | 155.25
203 | NOTIFIER By Honeywell - Fire Alarm | B200S | INTELLIGENT, ADDRESSABLE, PROGRAMMABLE PLUG-IN SOUNDER BASE HIGH OR LOW VOLUME OUTPUT WITH ANSI TEMPORAL 3 OR TEMPORAL 4, CONTINUOUS, MARCH OR CUSTOM TONE; DISCONTINUING END OF 2018 | Each | N/A | 1-Year | 86.75 | 25% | 65.0625
204 | NOTIFIER By Honeywell - Fire Alarm | B200S-IV | INTELLIGENT, ADDRESSABLE, PROGRAMMABLE PLUG-IN SOUNDER BASE HIGH OR LOW VOLUME OUTPUT WITH ANSI TEMPORAL 3 OR TEMPORAL 4, CONTINUOUS, MARCH OR CUSTOM TONE; IVORY | Each | N/A | 1-Year | 86.75 | 25% | 65.0625
205 | NOTIFIER By Honeywell - Fire Alarm | B200S-LF | INTELLIGENT, ADDRESSABLE, PROGRAMMABLE LOW FREQUENCY PLUG-IN SOUNDER BASE. HIGH OR LOW VOLUME OUTPUT WITH ANSI TEMPORAL 3 OR TEMPORAL 4, CONTINUOUS MARCH TIME OR CUSTOM TONE; DISCONTINUING END OF 2018 | Each | N/A | 1-Year | 140 | 25% | 105
206 | NOTIFIER By Honeywell - Fire Alarm | B200S-LF-IV | INTELLIGENT, ADDRESSABLE, PROGRAMMABLE LOW FREQUENCY PLUG-IN SOUNDER BASE. HIGH OR LOW VOLUME OUTPUT WITH ANSI TEMPORAL 3 OR TEMPORAL 4, CONTINUOUS MARCH TIME OR CUSTOM TONE; IVORY | Each | N/A | 1-Year | 140 | 25% | 105
207 | NOTIFIER By Honeywell - Fire Alarm | B200S-LF-WH | INTELLIGENT, ADDRESSABLE, PROGRAMMABLE LOW FREQUENCY PLUG-IN SOUNDER BASE. HIGH OR LOW VOLUME OUTPUT WITH ANSI TEMPORAL 3 OR TEMPORAL 4, CONTINUOUS MARCH TIME OR CUSTOM TONE; WHITE | Each | N/A | 1-Year | 134 | 25% | 100.5
208 | NOTIFIER By Honeywell - Fire Alarm | B200SR | INTELLIGENT PLUG-IN SOUNDER BASE WITH ANSI TEMPORAL 3 OR CONTINUOUS TONE; DISCONTINUING END OF 2018 | Each | N/A | 1-Year | 83 | 25% | 62.25
209 | NOTIFIER By Honeywell - Fire Alarm | B200SR-IV | INTELLIGENT PLUG-IN SOUNDER BASE WITH ANSI TEMPORAL 3 OR CONTINUOUS TONE; IVORY | Each | N/A | 1-Year | 83 | 25% | 62.25
210 | NOTIFIER By Honeywell - Fire Alarm | B200SR-LF | INTELLIGENT LOW-FREQUENCY PLUG-IN SUNDER BASE WITH ANSI TEMPORAL 3 OR CONTINOUS TONE; DISCONTINUING END OF 2018 | Each | N/A | 1-Year | 137.5 | 25% | 103.125
211 | NOTIFIER By Honeywell - Fire Alarm | B200SR-LF-IV | INTELLIGENT LOW-FREQUENCY PLUG-IN SUNDER BASE WITH ANSI TEMPORAL 3 OR CONTINOUS TONE; IVORY | Each | N/A | 1-Year | 137.5 | 25% | 103.125
212 | NOTIFIER By Honeywell - Fire Alarm | B200SR-LF-WH | INTELLIGENT LOW-FREQUENCY PLUG-IN SUNDER BASE WITH ANSI TEMPORAL 3 OR CONTINOUS TONE; WHITE | Each | N/A | 1-Year | 132 | 25% | 99
213 | NOTIFIER By Honeywell - Fire Alarm | B200SR-WH | INTELLIGENT PLUG-IN SOUNDER BASE WITH ANSI TEMPORAL 3 OR CONTINUOUS TONE; WHITE | Each | N/A | 1-Year | 77.5 | 25% | 58.125
214 | NOTIFIER By Honeywell - Fire Alarm | B200S-WH | INTELLIGENT, ADDRESSABLE, PROGRAMMABLE PLUG-IN SOUNDER BASE HIGH OR LOW VOLUME OUTPUT WITH ANSI TEMPORAL 3 OR TEMPORAL 4, CONTINUOUS, MARCH OR CUSTOM TONE; WHITE | Each | N/A | 1-Year | 81 | 25% | 60.75
215 | NOTIFIER By Honeywell - Fire Alarm | B210LP | INTELLIGENT FLANGED MOUNTING BASE; IVORY; DISCONTINUING END OF 2018 | Each | N/A | 1-Year | 24.5 | 25% | 18.375
216 | NOTIFIER By Honeywell - Fire Alarm | B210LPBP | INTELLIGENT FLANGED MOUNTING BASE; PKG. OF 10; IVORY; DISCONTINUING END OF 2018 | Each | N/A | 1-Year | 221.5 | 25% | 166.125
217 | NOTIFIER By Honeywell - Fire Alarm | B224BI | INTELLIGENT ISOLATOR BASE; DISCONTINUING END OF 2018 | Each | N/A | 1-Year | 63.5 | 25% | 47.625
218 | NOTIFIER By Honeywell - Fire Alarm | B224BI-IV | INTELLIGENT ISOLATOR BASE; IVORY | Each | N/A | 1-Year | 63.5 | 25% | 47.625
219 | NOTIFIER By Honeywell - Fire Alarm | B224BI-WH | INTELLIGENT ISOLATOR BASE; WHITE | Each | N/A | 1-Year | 57.75 | 25% | 43.3125
220 | NOTIFIER By Honeywell - Fire Alarm | B224RB | INTELLIGENT RELAY BASE; DISCONTINUING END OF 2018 | Each | N/A | 1-Year | 64.5 | 25% | 48.375
221 | NOTIFIER By Honeywell - Fire Alarm | B224RB-IV | INTELLIGENT RELAY BASE; IVORY | Each | N/A | 1-Year | 64.5 | 25% | 48.375
222 | NOTIFIER By Honeywell - Fire Alarm | B224RB-WH | INTELLIGENT RELAY BASE; WHITE | Each | N/A | 1-Year | 59 | 25% | 44.25
223 | NOTIFIER By Honeywell - Fire Alarm | B300-6 | AVAILABLE ON/ABOUT MARCH 2018/INTELLIGENT FLANGED MOUNTING BASE; 6" INCH; WHITE | Each | N/A | 1-Year | 18 | 25% | 13.5
224 | NOTIFIER By Honeywell - Fire Alarm | B300-6-BP | AVAILABLE ON/ABOUT MARCH 2018/INTELLIGENT FLANGED MOUNTING BASE; 6" INCH; PACK OF 10; WHITE | Each | N/A | 1-Year | 157 | 25% | 117.75
225 | NOTIFIER By Honeywell - Fire Alarm | B300-6-IV | AVAILABLE ON/ABOUT MARCH 2018/INTELLIGENT FLANGED MOUNTING BASE; 6" INCH; IVORY | Each | N/A | 1-Year | 24 | 25% | 18
226 | NOTIFIER By Honeywell - Fire Alarm | B501 | INTELLIGENT DETECTOR BASE, WITHOUT FLANGE; DISCONTINUING END OF 2018 | Each | N/A | 1-Year | 30 | 25% | 22.5
227 | NOTIFIER By Honeywell - Fire Alarm | B501-BL | AVAILABLE ON/ABOUT MARCH 2018/INTELLIGENT DETECTOR BASE, WITHOUT FLANGE; BLACK; DISCONTINUING END OF 2018 | Each | N/A | 1-Year | 30 | 25% | 22.5
228 | NOTIFIER By Honeywell - Fire Alarm | B501-IV | AVAILABLE ON/ABOUT MARCH 2018/INTELLIGENT DETECTOR BASE, WITHOUT FLANGE; IVORY; DISCONTINUING END OF 2018 | Each | N/A | 1-Year | 30 | 25% | 22.5
229 | NOTIFIER By Honeywell - Fire Alarm | B501-WHITE | INTELLIGENT DETECTOR BASE, WITHOUT FLANGE; WHITE | Each | N/A | 1-Year | 23.75 | 25% | 17.8125
230 | NOTIFIER By Honeywell - Fire Alarm | CK300 | WHITE DETECTOR CONVERSION KIT FOR SSD INTELLIGENT LOW-PROFILE PHOTO, ION AND LASER DETECTORS. PACKAGE OF 10 WHITE TRIM RINGS AND 10 WHITE DETECTORS. BRIGHT WHITE COLOR WILL MATCH THE WHITE OF SSD A/V PRODUCTS. | Each | N/A | 1-Year | 139 | 25% | 104.25
231 | NOTIFIER By Honeywell - Fire Alarm | CK300-BL | BLACK DETECTOR CONVERSION KIT FOR SSD INTELLIGENT LOW-PROFILE PHOTO, ION AND LASER DETECTORS. PACKAGE OF 10 BLACK TRIM RINGS AND 10 BLACK DETECTORS. WILL MATCH THE WHITE OF SSD A/V PRODUCTS. | Each | N/A | 1-Year | 201 | 25% | 150.75
232 | NOTIFIER By Honeywell - Fire Alarm | CK300-IV | BLACK DETECTOR CONVERSION KIT FOR SSD INTELLIGENT LOW-PROFILE PHOTO, ION AND LASER DETECTORS. PACKAGE OF 10 IVORY TRIM RINGS AND 10 IVORY DETECTORS. WILL MATCH THE WHITE OF SSD A/V PRODUCTS. | Each | N/A | 1-Year | 201 | 25% | 150.75
233 | NOTIFIER By Honeywell - Fire Alarm | F210 | ACCESSORY FLANGE RING FOR B210LP BASE; DISCONTINUING END OF 2018 | Each | N/A | 1-Year | 8.5 | 25% | 6.375
234 | NOTIFIER By Honeywell - Fire Alarm | FSP-851 | INTELLIGENT ADDRESSABLE PHOTO DETECTOR; WITH FLASHSCAN; IVORY; DISCONTINUING END OF 2018 | Each | N/A | 1-Year | 115 | 25% | 86.25
235 | NOTIFIER By Honeywell - Fire Alarm | FSP-851R | REMOTE TEST CAPABLE INTELLIGENT PHOTO DETECTOR WITH FLASHSCAN; FOR USE WITH DNR(W) DUCT DETECTOR HOUSING; IVORY; DISCONTINUING END OF 2018 | Each | N/A | 1-Year | 121 | 25% | 90.75
236 | NOTIFIER By Honeywell - Fire Alarm | FSP-851T | INTELLIGENT ADDRESSABLE PHOTO/THERMAL DETECTOR; WITH FLASHSCAN; IVORY; DISCONTINUING END OF 2018 | Each | N/A | 1-Year | 122 | 25% | 91.5
237 | NOTIFIER By Honeywell - Fire Alarm | FSP-951 | INTELLIGENT ADDRESSABLE PHOTO DETECTOR; WITH FLASHSCAN; WHITE | Each | N/A | 1-Year | 103 | 25% | 77.25
238 | NOTIFIER By Honeywell - Fire Alarm | FSP-951-IV | INTELLIGENT ADDRESSABLE PHOTO DETECTOR; WITH FLASHSCAN AND CLIP; IVORY | Each | N/A | 1-Year | 115 | 25% | 86.25
239 | NOTIFIER By Honeywell - Fire Alarm | FSP-951R | REMOTE TEST CAPABLE INTELLIGENT PHOTO DETECTOR WITH FLASHSCAN; FOR USE WITH DNR(W) DUCT DETECTOR HOUSING; WHITE | Each | N/A | 1-Year | 108 | 25% | 81
240 | NOTIFIER By Honeywell - Fire Alarm | FSP-951R-IV | REMOTE TEST CAPABLE INTELLIGENT PHOTO DETECTOR WITH FLASHSCAN AND CLIP; FOR USE WITH DNR(W) DUCT DETECTOR HOUSING; IVORY | Each | N/A | 1-Year | 121 | 25% | 90.75
241 | NOTIFIER By Honeywell - Fire Alarm | FSP-951T | INTELLIGENT ADDRESSABLE PHOTO/THERMAL DETECTOR; WITH FLASHSCAN; WHITE | Each | N/A | 1-Year | 109 | 25% | 81.75
242 | NOTIFIER By Honeywell - Fire Alarm | FSP-951T-IV | INTELLIGENT ADDRESSABLE PHOTO/THERMAL DETECTOR; WITH FLASHSCAN AND CLIP; IVORY | Each | N/A | 1-Year | 122 | 25% | 91.5
243 | NOTIFIER By Honeywell - Fire Alarm | FST-851 | INTELLIGENT ADDRESSABLE 135 DEGREE THERMAL DETECTOR WITH FLASHSCAN; IVORY; ; DISCONTINUING END OF 2018 | Each | N/A | 1-Year | 87.5 | 25% | 65.625
244 | NOTIFIER By Honeywell - Fire Alarm | FST-851H | INTELLIGENT ADDRESSABLE HIGH TEMPERATURE 190 DEGREE HEAT DETECTOR; WITH FLASHSCAN; IVORY; DISCONTINUING END OF 2018 | Each | N/A | 1-Year | 87.5 | 25% | 65.625
245 | NOTIFIER By Honeywell - Fire Alarm | FST-851R | INTELLIGENT ADDRESSABLE RATE-OF-RISE THERMAL DETECTOR; WITH FLASHSCAN; IVORY; DISCONTINUING END OF 2018 | Each | N/A | 1-Year | 87.5 | 25% | 65.625
246 | NOTIFIER By Honeywell - Fire Alarm | FST-951 | INTELLIGENT ADDRESSABLE 135 DEGREE THERMAL DETECTOR WITH FLASHSCAN; WHITE; DISCONTINUING END OF 2018 | Each | N/A | 1-Year | 75 | 25% | 56.25
247 | NOTIFIER By Honeywell - Fire Alarm | FST-951H | INTELLIGENT ADDRESSABLE HIGH TEMPERATURE 190 DEGREE HEAT DETECTOR; WITH FLASHSCAN; WHITE; DISCONTINUING END OF 2018 | Each | N/A | 1-Year | 75 | 25% | 56.25
248 | NOTIFIER By Honeywell - Fire Alarm | FST-951H-IV | INTELLIGENT ADDRESSABLE HIGH TEMPERATURE 190 DEGREE HEAT DETECTOR; WITH FLASHSCAN AND CLIP; IVORY | Each | N/A | 1-Year | 87.5 | 25% | 65.625
249 | NOTIFIER By Honeywell - Fire Alarm | FST-951-IV | AVAILABLE ON/ABOUT MARCH 2018 INTELLIGENT ADDRESSABLE 135 DEGREE THERMAL DETECTOR WITH FLASHSCAN AND CLIP; IVORY | Each | N/A | 1-Year | 87.5 | 25% | 65.625
250 | NOTIFIER By Honeywell - Fire Alarm | FST-951R | INTELLIGENT ADDRESSABLE RATE-OF-RISE THERMAL DETECTOR; WITH FLASHSCAN; WHITE. | Each | N/A | 1-Year | 75 | 25% | 56.25
251 | NOTIFIER By Honeywell - Fire Alarm | FST-951R-IV | INTELLIGENT ADDRESSABLE RATE-OF-RISE THERMAL DETECTOR; WITH FLASHSCAN AND CLIP; IVORY | Each | N/A | 1-Year | 87.5 | 25% | 65.625
252 | NOTIFIER By Honeywell - Fire Alarm | FSV-951R | INTELLIGENT ADDRESSABLE HIGH SENSITIVITY DETECTOR; LOW PROFILE, WITH FLASHSCAN; WHITE | Each | N/A | 1-Year | 325 | 25% | 243.75
253 | NOTIFIER By Honeywell - Fire Alarm | FSV-951R-IV | INTELLIGENT ADDRESSABLE HIGH SENSITIVITY DETECTOR; LOW PROFILE, WITH FLASHSCAN; WHITE | Each | N/A | 1-Year | 350 | 25% | 262.5
254 | NOTIFIER By Honeywell - Fire Alarm | TR300 | ACCESSORY FLANGE RING FOR B210LP BASE, WHITE | Each | N/A | 1-Year | 6 | 25% | 4.5
255 | NOTIFIER By Honeywell - Fire Alarm | TR300-IV | ACCESSORY FLANGE RING FOR B210LP BASE, IVORY | Each | N/A | 1-Year | 13 | 25% | 9.75
256 | NOTIFIER By Honeywell - Fire Alarm | WCK-200B | WHITE DETECTOR CONVERSION KIT FOR SSD INTELLIGENT LOW-PROFILE PHOTO, ION AND LASER DETECTORS. PACKAGE OF 10 WHITE TRIM RINGS AND 10 WHITE DETECTORS. BRIGHT WHITE COLOR WILL MATCH THE WHITE OF SSD A/V PRODUCTS. | Each | N/A | 1-Year | 139 | 25% | 104.25
257 | NOTIFIER By Honeywell - Fire Alarm | 302-135 | 135 °F (57° C) VERTICAL MOUNT. | Each | N/A | 1-Year | 47.25 | 25% | 35.4375
258 | NOTIFIER By Honeywell - Fire Alarm | 302-194 | 194 °F (90° C) VERTICAL MOUNT. | Each | N/A | 1-Year | 47.25 | 25% | 35.4375
259 | NOTIFIER By Honeywell - Fire Alarm | 302-AW-135 | 135 °F (57° C) VERTICAL MOUNT, FOR INDOOR OR OUTDOOR USE. | Each | N/A | 1-Year | 52.25 | 25% | 39.1875
260 | NOTIFIER By Honeywell - Fire Alarm | 302-AW-194 | 194 °F (90° C) VERTICAL MOUNT, FOR INDOOR OR OUTDOOR USE. | Each | N/A | 1-Year | 52.25 | 25% | 39.1875
261 | NOTIFIER By Honeywell - Fire Alarm | 302-EPM-135 | 135 °F (57° C) EXPLOSION-PROOF. | Each | N/A | 1-Year | 99.5 | 25% | 74.625
262 | NOTIFIER By Honeywell - Fire Alarm | 302-EPM-194 | 194 °F (90° C) EXPLOSION-PROOF. | Each | N/A | 1-Year | 99.5 | 25% | 74.625
263 | NOTIFIER By Honeywell - Fire Alarm | 302-ET-135 | 135 °F (57° C) VERTICAL MOUNT, INDOOR OR OUTDOOR USE. CAN BE MOUNTED TO 1/2” CONDUIT THREADS FOR ATTACHMENT TO THREADED HUB COVER. | Each | N/A | 1-Year | 52.25 | 25% | 39.1875
264 | NOTIFIER By Honeywell - Fire Alarm | 302-ET-194 | 194 °F (90° C) VERTICAL MOUNT, INDOOR OR OUTDOOR USE. CAN BE MOUNTED TO 1/2” CONDUIT THREADS FOR ATTACHMENT TO THREADED HUB COVER. | Each | N/A | 1-Year | 52.25 | 25% | 39.1875
265 | NOTIFIER By Honeywell - Fire Alarm | AP-P | PLASTIC ADAPTER PLATE FOR 302 AND 302AW. | Each | N/A | 1-Year | 10.5 | 25% | 7.875
266 | NOTIFIER By Honeywell - Fire Alarm | B210W | DETECTOR BASE FOR ALL WIRELESS SMOKE & HEAT DETECTORS | Each | N/A | 1-Year | 24.5 | 25% | 18.375
267 | NOTIFIER By Honeywell - Fire Alarm | FP-WHITE-SWIFT-BP | WHITE FACEPLATE SWIFT 10-PACK | Each | N/A | 1-Year | 93 | 25% | 69.75
268 | NOTIFIER By Honeywell - Fire Alarm | FWD-200ACCLIMATE | WIRELESS PHOTO-HEAT DETECTOR, ACCLIMATE, WITH FLASHSCAN. REQUIRES B210W BASE, ORDERED SEPARATELY. | Each | N/A | 1-Year | 337 | 25% | 252.75
269 | NOTIFIER By Honeywell - Fire Alarm | FWD-200P | WIRELESS DETECTOR, PHOTO, WITH FLASHSCAN. REQUIRES B210W BASE, ORDERED SEPARATELY. | Each | N/A | 1-Year | 304 | 25% | 228
270 | NOTIFIER By Honeywell - Fire Alarm | FWH-200FIX135 | WIRELESS FIXED TEMP HEAT DETECTOR, 135 DEGREE, WITH FLASHSCAN. REQUIRES B210W BASE, ORDERED SEPARATELY. | Each | N/A | 1-Year | 269 | 25% | 201.75
271 | NOTIFIER By Honeywell - Fire Alarm | FWH-200ROR135 | WIRELESS ROR HEAT DETECTOR, 135 DEGREE, WITH FLASHSCAN. REQUIRES B210W BASE, ORDERED SEPARATELY. | Each | N/A | 1-Year | 269 | 25% | 201.75
272 | NOTIFIER By Honeywell - Fire Alarm | FW-MM | WIRELESS MONITOR MODULE, WITH FLASHSCAN | Each | N/A | 1-Year | 299 | 25% | 224.25
273 | NOTIFIER By Honeywell - Fire Alarm | FW-RM | WIRELESS RELAY MODULE, WITH FLASHSCAN | Each | N/A | 1-Year | 354 | 25% | 265.5
274 | NOTIFIER By Honeywell - Fire Alarm | FWSG | WIRELESS SYSTEM GATEWAY FOR SWIFT WIRELESS SYSTEMS, WITH FLASHSCAN | Each | N/A | 1-Year | 440 | 25% | 330
275 | NOTIFIER By Honeywell - Fire Alarm | W-USB | WIRELESS USB ADAPTER, REQUIRED FOR ANY VERSION OF SWIFT TOOLS | Each | N/A | 1-Year | 374 | 25% | 280.5
276 | NOTIFIER By Honeywell - Fire Alarm | NBG-12LW | WIRELESS PULL STATION | Each | N/A | 1-Year | 345 | 25% | 258.75
277 | NOTIFIER By Honeywell - Fire Alarm | WAV-CRL | SWIFT AV BASE CEILING, RED | Each | N/A | 1-Year | 249 | 25% | 186.75
278 | NOTIFIER By Honeywell - Fire Alarm | WAV-CWL | SWIFT AV BASE CEILING, WHITE | Each | N/A | 1-Year | 249 | 25% | 186.75
279 | NOTIFIER By Honeywell - Fire Alarm | W-BATCART | WIRELESS AV BASE BATTERY CARTAGE - HOLD 4 CR-123A BATTERIES FOR WIRELESS AV BASES AND WIRELESS PULL STATION - PACK OF 10 UNITS | Each | N/A | 1-Year | 55 | 25% | 41.25
280 | NOTIFIER By Honeywell - Fire Alarm | W-SYNC | WIRELESS SYNC MODULE | Each | N/A | 1-Year | 349 | 25% | 261.75
281 | NOTIFIER By Honeywell - Fire Alarm | F-A3384-000 | AIR FILTER | Each | N/A | 1-Year | 142.25 | 25% | 106.6875
282 | NOTIFIER By Honeywell - Fire Alarm | ACPS-610 | ADDRESSABLE CHARGING POWER SUPPLY - 6 OR 10 AMPS; MOUNTS IN CAB-PS1, CAB-3/4,EQ CABX, BB-25, OR CHS-PS1; COMES WITH THE PK-PPS PROGRAMMING UTILITY. WINDOWS® PC AND USB CABLE REQUIRED FOR PROGRAMMING. | Each | N/A | 1-Year | 1325 | 25% | 993.75
283 | NOTIFIER By Honeywell - Fire Alarm | ACPS-610E | CHARGER POWER SUPPLY - 6 OR 10 AMPS; MOUNTS IN CAB-PS1, CAB-3/4,EQ CABX, BB-25, OR CHS-PS1; COMES WITH THE PK-PPS PROGRAMMING UTILITY. WINDOWS® PC AND USB CABLE REQUIRED FOR PROGRAMMING. 220 VOLT | Each | N/A | 1-Year | 1394 | 25% | 1045.5
284 | NOTIFIER By Honeywell - Fire Alarm | AMPS-24 | ADDRESSABLE POWER SUPPLY, 120 VAC (NFS-3030/NFS2-3030). | Each | N/A | 1-Year | 1362 | 25% | 1021.5
285 | NOTIFIER By Honeywell - Fire Alarm | AMPS-24E | ADDRESSABLE POWER SUPPLY, 240 VAC (NFS-3030/NFS2-3030). | Each | N/A | 1-Year | 1436 | 25% | 1077
286 | NOTIFIER By Honeywell - Fire Alarm | APS2-6R | AUXILIARY POWER SUPPLY, 6 AMPS; MOUNTS IN SAME POSITIONS AS AVPS-24. 120 VAC | Each | N/A | 1-Year | 640 | 25% | 480
287 | NOTIFIER By Honeywell - Fire Alarm | APS2-6RE | AUXILIARY POWER SUPPLY, 6 AMPS; MOUNTS IN SAME POSITIONS AS AVPS-24. 220-240 VAC | Each | N/A | 1-Year | 674 | 25% | 505.5
288 | NOTIFIER By Honeywell - Fire Alarm | CAB-PS1 | ACPS STAND-ALONE CABINET. | Each | N/A | 1-Year | 138 | 25% | 103.5
289 | NOTIFIER By Honeywell - Fire Alarm | CHG-120 | BATTERY CHARGER, 25 - 120 AH GEL CELL; MOUNTS ON CHS CHASSIS OR IN NFS-LBB BOX. | Each | N/A | 1-Year | 1049 | 25% | 786.75
290 | NOTIFIER By Honeywell - Fire Alarm | CHG-75 | BATTERY CHARGER, 25 – 75 AMP HOUR SEALED LEAD ACID, MOUNTS IN A BB-26,NFS-LBB, DIAGNOSTIC LED’S FOR MONITORING | Each | N/A | 1-Year | 707 | 25% | 530.25
291 | NOTIFIER By Honeywell - Fire Alarm | DR-PS1 | REPLACEMENT DOOR USED FOR MOUNTING ACPS-610 (E) IN A CAB-PS1 CABINET WHEN REPLACING ACPS-2406 | Each | N/A | 1-Year | 109 | 25% | 81.75
292 | NOTIFIER By Honeywell - Fire Alarm | FCPS-24S6 | 6.0 AMPS, 120 VAC REMOTE CHARGER POWER SUPPLY. INCLUDES MAIN PRINTED CIRCUIT BOARD, TRANSFORMERS AND INSTALLATION INSTRUCTIONS. | Each | N/A | 1-Year | 591 | 25% | 443.25
293 | NOTIFIER By Honeywell - Fire Alarm | FCPS-24S6E | 6.0 AMPS, 240 VAC REMOTE CHARGER POWER SUPPLY. INCLUDES MAIN PRINTED CIRCUIT BOARD, TRANSFORMERS AND INSTALLATION INSTRUCTIONS. | Each | N/A | 1-Year | 623 | 25% | 467.25
294 | NOTIFIER By Honeywell - Fire Alarm | FCPS-24S6R | 6.0 AMPS, 120 VAC REMOTE CHARGER POWER SUPPLY. INCLUDES MAIN PRINTED CIRCUIT BOARD, TRANSFORMERS AND INSTALLATION INSTRUCTIONS. RED | Each | N/A | 1-Year | 604 | 25% | 453
295 | NOTIFIER By Honeywell - Fire Alarm | FCPS-24S8 | 8.0 AMPS, 120 VAC REMOTE CHARGER POWER SUPPLY. INCLUDES MAIN PRINTED CIRCUIT BOARD, TRANSFORMERS AND INSTALLATION INSTRUCTIONS. | Each | N/A | 1-Year | 655 | 25% | 491.25
296 | NOTIFIER By Honeywell - Fire Alarm | FCPS-24S8E | 8.0 AMPS, 240 VAC REMOTE CHARGER POWER SUPPLY. INCLUDES MAIN PRINTED CIRCUIT BOARD, TRANSFORMERS AND INSTALLATION INSTRUCTIONS. | Each | N/A | 1-Year | 692 | 25% | 519
297 | NOTIFIER By Honeywell - Fire Alarm | FCPS-24S8R | 8.0 AMPS, 120 VAC REMOTE CHARGER POWER SUPPLY. INCLUDES MAIN PRINTED CIRCUIT BOARD, TRANSFORMERS AND INSTALLATION INSTRUCTIONS. RED | Each | N/A | 1-Year | 655 | 25% | 491.25
298 | NOTIFIER By Honeywell - Fire Alarm | HP300ULM | 2.5A 12/24VDC 5 OUT UL LISTED PS W/FIRE | Each | N/A | 1-Year | 334 | 25% | 250.5
299 | NOTIFIER By Honeywell - Fire Alarm | HP300ULPD4CB | 2.5A 12/24VDC PS W/HPD4CB DISTRIBUTION | Each | N/A | 1-Year | 328.5 | 25% | 246.375
300 | NOTIFIER By Honeywell - Fire Alarm | HP300ULPD8CB | 2.5A 12/24VDC PS W/HPD8CB DISTRIBUTION | Each | N/A | 1-Year | 328.5 | 25% | 246.375
301 | NOTIFIER By Honeywell - Fire Alarm | HP300ULX | 2.5A 12/24VDC UL LISTED PS & ENCL - 2.5 | Each | N/A | 1-Year | 267 | 25% | 200.25
302 | NOTIFIER By Honeywell - Fire Alarm | HP400ULACM4 | 4A 12/24VDC 4 OUT UL LISTED PS W/ACCESS | Each | N/A | 1-Year | 416.75 | 25% | 312.5625
303 | NOTIFIER By Honeywell - Fire Alarm | HP400ULM | 4A 12/24VDC 6 OUT UL LISTED PS W/FIRE A | Each | N/A | 1-Year | 390 | 25% | 292.5
304 | NOTIFIER By Honeywell - Fire Alarm | HP400ULPD4CB | 4A 12VDC OR 3A 24VDC PS W/HPD4CB DISTRI | Each | N/A | 1-Year | 336 | 25% | 252
305 | NOTIFIER By Honeywell - Fire Alarm | HP400ULPD8CB | 4A 12VDC OR 3A 24VDC PS W/HPD8CB DISTRI | Each | N/A | 1-Year | 336 | 25% | 252
306 | NOTIFIER By Honeywell - Fire Alarm | HP400ULX | 4A 12VDC OR 3A 24VDC UL LISTED PS & LG | Each | N/A | 1-Year | 328.5 | 25% | 246.375
307 | NOTIFIER By Honeywell - Fire Alarm | HP600ULACM8 | 6A 12/24VDC 8 OUT UL LISTED PS W/ACCESS | Each | N/A | 1-Year | 562 | 25% | 421.5
308 | NOTIFIER By Honeywell - Fire Alarm | HP600ULM | 6A 12/24VDC 6 OUT UL LISTED PS W/FIRE A | Each | N/A | 1-Year | 535.25 | 25% | 401.4375
309 | NOTIFIER By Honeywell - Fire Alarm | HP600ULPD16CB | 6A 12/24VDC PS W/2 HPD8CB DISTRIBUTION | Each | N/A | 1-Year | 583.75 | 25% | 437.8125
310 | NOTIFIER By Honeywell - Fire Alarm | HP600ULX | 6A 12/24VDC UL LISTED PS & ENCL - 6A 12 | Each | N/A | 1-Year | 463 | 25% | 347.25
311 | NOTIFIER By Honeywell - Fire Alarm | HPACM8 | 8 FUSED ACCESS POWER CONTROLLER UL RECO | Each | N/A | 1-Year | 150.5 | 25% | 112.875
312 | NOTIFIER By Honeywell - Fire Alarm | HPF24S6 | 6A 24VDC F/A NAC POWER SUPPLY | Each | N/A | 1-Year | 630.5 | 25% | 472.875
313 | NOTIFIER By Honeywell - Fire Alarm | HPF24S6E | 6A 24VDC F/A 220 POWER SUPPLY | Each | N/A | 1-Year | 630.5 | 25% | 472.875
314 | NOTIFIER By Honeywell - Fire Alarm | HPF24S8 | 8A 24VDC F/A NAC POWER SUPPLY | Each | N/A | 1-Year | 693.25 | 25% | 519.9375
315 | NOTIFIER By Honeywell - Fire Alarm | HPF24S8E | 8A 24VDC F/A NAC POWER SUPPLY | Each | N/A | 1-Year | 693.25 | 25% | 519.9375
316 | NOTIFIER By Honeywell - Fire Alarm | HPF602ULADA | 6A 24VDC F/A NAC POWER SUPPLY | Each | N/A | 1-Year | 524.5 | 25% | 393.375
317 | NOTIFIER By Honeywell - Fire Alarm | HPF902ULADA | 9A 24VDC F/A NAC POWER SUPPLY | Each | N/A | 1-Year | 648.25 | 25% | 486.1875
318 | NOTIFIER By Honeywell - Fire Alarm | HPFF12 | 12A 24VDC F/A PS, 120 VAC | Each | N/A | 1-Year | 1006.25 | 25% | 754.6875
319 | NOTIFIER By Honeywell - Fire Alarm | HPFF12CM | 12A 24VDC F/A NPS, CHASSIS120V | Each | N/A | 1-Year | 1022 | 25% | 766.5
320 | NOTIFIER By Honeywell - Fire Alarm | HPFF12CME | 12A 24VDC F/A NPS, CHASSIS220V | Each | N/A | 1-Year | 1022 | 25% | 766.5
321 | NOTIFIER By Honeywell - Fire Alarm | HPFF12E | 12A 24VDC F/A NAC PS, 220/240V | Each | N/A | 1-Year | 995.25 | 25% | 746.4375
322 | NOTIFIER By Honeywell - Fire Alarm | HPFF8 | 8A 24VDC UL LISTED FIRE ALARM POWER SUPPLY, 120 VAC | Each | N/A | 1-Year | 775.75 | 25% | 581.8125
323 | NOTIFIER By Honeywell - Fire Alarm | HPFF8CM | 8A 24VDC UL LISTED FIRE ALARM POWER SUPPLY, CHASSIS MOUNT, 120 VAC | Each | N/A | 1-Year | 795.75 | 25% | 596.8125
324 | NOTIFIER By Honeywell - Fire Alarm | HPFF8CME | 8A 24VDC UL LISTED FIRE ALARM POWER SUPPLY, CHASSIS MOUNT, 220/240 VAC | Each | N/A | 1-Year | 795.75 | 25% | 596.8125
325 | NOTIFIER By Honeywell - Fire Alarm | HPFF8E | 8A 24VDC UL LISTED FIRE ALARM POWER SUPPLY, 220/240 VAC | Each | N/A | 1-Year | 767.5 | 25% | 575.625
326 | NOTIFIER By Honeywell - Fire Alarm | HPP31076 | CLASS A ADAPTER HPFF8/HPFF12 | Each | N/A | 1-Year | 140.25 | 25% | 105.1875
327 | NOTIFIER By Honeywell - Fire Alarm | HTP2450 | 24 VAC/50VA CLASS 2 PLUG IN WITH THERMAL | Each | N/A | 1-Year | 20 | 25% | 15
328 | NOTIFIER By Honeywell - Fire Alarm | MPS-TR | MPS SERIES POWER SUPPLY REMOTE TROUBLE RELAY. | Each | N/A | 1-Year | 142 | 25% | 106.5
329 | NOTIFIER By Honeywell - Fire Alarm | ZNAC-4 | CLASS A (STYLE Z) NAC OPTION MODULE; FOR USE WITH FCPS-2406 AND FCPS-2408. | Each | N/A | 1-Year | 136.5 | 25% | 102.375
330 | NOTIFIER By Honeywell - Fire Alarm | AA-100 | 100 WATT AUDIO AMPLIFIER @ 70.7 VRMS W/BUILT-IN TONE GENERATOR, 120 VAC. | Each | N/A | 1-Year | 1986 | 25% | 1489.5
331 | NOTIFIER By Honeywell - Fire Alarm | AA-100E | 100 WATT AUDIO AMPLIFIER @ 70.7 VRMS W/BUILT-IN TONE GENERATOR, 220 VAC. | Each | N/A | 1-Year | 2008 | 25% | 1506
332 | NOTIFIER By Honeywell - Fire Alarm | AA-120 | 120 WATT AUDIO AMPLIFIER @ 25 VRMS W/BUILT-IN TONE GENERATOR, 120 VAC. | Each | N/A | 1-Year | 1938 | 25% | 1453.5
333 | NOTIFIER By Honeywell - Fire Alarm | AA-120E | 120 WATT AUDIO AMPLIFIER @ 25 VRMS W/BUILT-IN TONE GENERATOR, 220 VAC. | Each | N/A | 1-Year | 1950 | 25% | 1462.5
334 | NOTIFIER By Honeywell - Fire Alarm | AA-30 | 30 WATT AUDIO AMPLIFIER @ 25 VRMS, 120 VAC. | Each | N/A | 1-Year | 914 | 25% | 685.5
335 | NOTIFIER By Honeywell - Fire Alarm | AA-30E | 30 WATT AUDIO AMPLIFIER @ 25 VRMS, 220 VAC. | Each | N/A | 1-Year | 941 | 25% | 705.75
336 | NOTIFIER By Honeywell - Fire Alarm | ACT-1 | AUDIO COUPLING TRANSFORMER. FOR AUDIO SYSTEMS W/ MULTIPLE MPS SUPPLIES. | Each | N/A | 1-Year | 94.25 | 25% | 70.6875
337 | NOTIFIER By Honeywell - Fire Alarm | ACT-2 | AUDIO COUPLING TRANSFORMER. USED TO DRIVE MULTIPLE AMPLIFIERS. | Each | N/A | 1-Year | 122 | 25% | 91.5
338 | NOTIFIER By Honeywell - Fire Alarm | ACT-25 | AUDIO COUPLING TRANSFORMER. STEPS DOWN 25 VRMS AUDIO TO LOW LEVEL AUDIO. USED WITH DAA-5025 | Each | N/A | 1-Year | 122 | 25% | 91.5
339 | NOTIFIER By Honeywell - Fire Alarm | ACT-4 | AUDIO COUPLING TRANSFORMER. PROVIDES ISOLATION FOR DVC-AO AUDIO SYSTEM APPLICATIONS W/MULTIPLE POWER SUPPLIES | Each | N/A | 1-Year | 122 | 25% | 91.5
340 | NOTIFIER By Honeywell - Fire Alarm | ACT-70 | AUDIO COUPLING TRANSFORMER. STEPS DOWN 70.7 VRMS AUDIO TO LOW LEVEL AUDIO. USED WITH DAA-5070 | Each | N/A | 1-Year | 122 | 25% | 91.5
341 | NOTIFIER By Honeywell - Fire Alarm | AFL-RM | AUDIO FIBER LINK, RECEIVER FOR MULTIMODE FIBER. CONVERTS LOW LEVEL AUDIO TO FIBER. | Each | N/A | 1-Year | 833 | 25% | 624.75
342 | NOTIFIER By Honeywell - Fire Alarm | AFL-RS | AUDIO FIBER LINK, RECEIVER FOR SINGLE MODE FIBER. CONVERTS LOW LEVEL AUDIO TO FIBER. | Each | N/A | 1-Year | 1847 | 25% | 1385.25
343 | NOTIFIER By Honeywell - Fire Alarm | AFL-TM | AUDIO FIBER LINK, TRANSMITTER FOR MULTIMODE FIBER. CONVERTS LOW LEVEL AUDIO TO FIBER. | Each | N/A | 1-Year | 833 | 25% | 624.75
344 | NOTIFIER By Honeywell - Fire Alarm | AFL-TS | AUDIO FIBER LINK, TRANSMITTER FOR SINGLE MODE FIBER. CONVERTS LOW LEVEL AUDIO TO FIBER. | Each | N/A | 1-Year | 1847 | 25% | 1385.25
345 | NOTIFIER By Honeywell - Fire Alarm | BDA-25V | BACK-UP DIGITAL AMPLIFIER FOR 25 VOLT DAX OR DAA2 SERIES | Each | N/A | 1-Year | 495 | 25% | 371.25
346 | NOTIFIER By Honeywell - Fire Alarm | BDA-70V | BACK-UP DIGITAL AMPLIFIER FOR 70 VOLT DAX OR DAA2 SERIES | Each | N/A | 1-Year | 500 | 25% | 375
347 | NOTIFIER By Honeywell - Fire Alarm | BP-CA2 | BLANK DRESS PLATE FOR CA-2. USED WITH NFS2-640, NFS2-640E | Each | N/A | 1-Year | 77 | 25% | 57.75
348 | NOTIFIER By Honeywell - Fire Alarm | CA-1 | CHASSIS, DVC, ONE ROW | Each | N/A | 1-Year | 82 | 25% | 61.5
349 | NOTIFIER By Honeywell - Fire Alarm | CA-2 | CHASSIS, DVC, TWO ROWS, INCLUDES MIC-1; USE ADDR-XX DOORS | Each | N/A | 1-Year | 338 | 25% | 253.5
350 | NOTIFIER By Honeywell - Fire Alarm | CAB-RM | REMOTE CABINET, LEAD TIME IS 4 WEEKS. | Each | N/A | 1-Year | 155 | 25% | 116.25
351 | NOTIFIER By Honeywell - Fire Alarm | CAB-RMR | REMOTE CABINET, RED COLOR. LEAD TIME IS 4 WEEKS. | Each | N/A | 1-Year | 155 | 25% | 116.25
352 | NOTIFIER By Honeywell - Fire Alarm | CAB-RP | NOTIFIER CABINET FOR DVC-RPU, BLACK | Each | N/A | 1-Year | 597 | 25% | 447.75
353 | NOTIFIER By Honeywell - Fire Alarm | CAB-RPR | NOTIFIER CABINET FOR DVC-RPU, RED - 4 WEEK LEAD TIME | Each | N/A | 1-Year | 597 | 25% | 447.75
354 | NOTIFIER By Honeywell - Fire Alarm | CFFT-1 | SINGLE NEW CHASSIS FOR MOUNTING FIREFIGHTER’S TELEPHONE. INCLUDES CFFT-1 CHASSIS, PHONE WELL, TELH-1 AND HARDWARE. ORDER DP-CFFT DRESS PLATE SEPARATELY | Each | N/A | 1-Year | 240 | 25% | 180
355 | NOTIFIER By Honeywell - Fire Alarm | CHS-BH1 | CHASSIS, 12AH BATTERY HOLDER, FOR USE WITH DAA- NUMBERS | Each | N/A | 1-Year | 83 | 25% | 62.25
356 | NOTIFIER By Honeywell - Fire Alarm | CMIC-1 | CHASSIS WITH PAGING MICROPHONE WITH WELL; USED WITH CA-1 | Each | N/A | 1-Year | 237 | 25% | 177.75
357 | NOTIFIER By Honeywell - Fire Alarm | CMIC-RP | MICROPHONE AND WELL FOR CAB-RP | Each | N/A | 1-Year | 282 | 25% | 211.5
358 | NOTIFIER By Honeywell - Fire Alarm | DAA2-5025 | DIGITAL AMPLIFIER, 50W, 25V, 120 VAC | Each | N/A | 1-Year | 1588 | 25% | 1191
359 | NOTIFIER By Honeywell - Fire Alarm | DAA2-5025E | DIGITAL AMPLIFIER, 50W, 25V, 220-240 VAC | Each | N/A | 1-Year | 1661 | 25% | 1245.75
360 | NOTIFIER By Honeywell - Fire Alarm | DAA2-5070 | DIGITAL AMPLIFIER 50W, 70V, 120 VAC | Each | N/A | 1-Year | 1644 | 25% | 1233
361 | NOTIFIER By Honeywell - Fire Alarm | DAA2-5070E | DIGITAL AMPLIFIER 50W, 70V, 220-240 VAC | Each | N/A | 1-Year | 1709 | 25% | 1281.75
362 | NOTIFIER By Honeywell - Fire Alarm | DAA2-7525 | DIGITAL AMPLIFIER 75W, 25V, 120 VAC | Each | N/A | 1-Year | 1710 | 25% | 1282.5
363 | NOTIFIER By Honeywell - Fire Alarm | DAA2-7525E | DIGITAL AMPLIFIER 75W, 25V, 220-240 VAC | Each | N/A | 1-Year | 1785 | 25% | 1338.75
364 | NOTIFIER By Honeywell - Fire Alarm | DAX-3525 | DIGITAL AMPLIFIER 35W, 25V, 120 VAC | Each | N/A | 1-Year | 1100 | 25% | 825
365 | NOTIFIER By Honeywell - Fire Alarm | DAX-3525E | DIGITAL AMPLIFIER 35W, 25V, 220-240 VAC | Each | N/A | 1-Year | 1130 | 25% | 847.5
366 | NOTIFIER By Honeywell - Fire Alarm | DAX-3570 | DIGITAL AMPLIFIER 35W, 70V, 120 VAC | Each | N/A | 1-Year | 1158 | 25% | 868.5
367 | NOTIFIER By Honeywell - Fire Alarm | DAX-3570E | DIGITAL AMPLIFIER 35W, 70V, 220-240 VAC | Each | N/A | 1-Year | 1199 | 25% | 899.25
368 | NOTIFIER By Honeywell - Fire Alarm | DAX-5025 | DIGITAL AMPLIFIER 50W, 25V, 120 VAC | Each | N/A | 1-Year | 1207 | 25% | 905.25
369 | NOTIFIER By Honeywell - Fire Alarm | DAX-5025E | DIGITAL AMPLIFIER 50W, 25V, 220-240 VAC | Each | N/A | 1-Year | 1245 | 25% | 933.75
370 | NOTIFIER By Honeywell - Fire Alarm | DAX-5070 | DIGITAL AMPLIFIER 50W, 70V, 120 VAC | Each | N/A | 1-Year | 1282 | 25% | 961.5
371 | NOTIFIER By Honeywell - Fire Alarm | DAX-5070E | DIGITAL AMPLIFIER 50W, 70V, 220-240 VAC | Each | N/A | 1-Year | 1350 | 25% | 1012.5
372 | NOTIFIER By Honeywell - Fire Alarm | DPA-1 | DRESS PLATE, DVC, ONE ROW | Each | N/A | 1-Year | 82 | 25% | 61.5
373 | NOTIFIER By Honeywell - Fire Alarm | DPA-1A4 | DRESS PLATE FOR CA-1, SUPPORTS DVC-KD WITH 2 ANNUNCIATOR POSITIONS | Each | N/A | 1-Year | 90 | 25% | 67.5
374 | NOTIFIER By Honeywell - Fire Alarm | DPA-2B | DRESS PLATE, DVC, TWO ROWS | Each | N/A | 1-Year | 178 | 25% | 133.5
375 | NOTIFIER By Honeywell - Fire Alarm | DP-CFFT | DRESS PLATE USED WITH CFFT-1 | Each | N/A | 1-Year | 93.5 | 25% | 70.125
376 | NOTIFIER By Honeywell - Fire Alarm | DS-AMP | DS SERIES AMPLIFIER. 120VAC. PRODUCES 125W AT 25V, CAN BE CONVERTED TO 70V, 100W WITH A DS-XF70V | Each | N/A | 1-Year | 842 | 25% | 631.5
377 | NOTIFIER By Honeywell - Fire Alarm | DS-AMPE | DS SERIES AMPLIFIER. 220-240VAC. PRODUCES 125W AT 25V, CAN BE CONVERTED TO A 70V, 100W AMPLIFIER WITH A DS-XF70V | Each | N/A | 1-Year | 852 | 25% | 639
378 | NOTIFIER By Honeywell - Fire Alarm | DS-BDA | DS SERIES BACKUP AMPLIFIER BOARD. 125W AT 25V, CAN BE CONVERTED TO A 70V, 100W AMPLIFIER WITH A DS-XF70V | Each | N/A | 1-Year | 555 | 25% | 416.25
379 | NOTIFIER By Honeywell - Fire Alarm | DS-DB | DS SERIES DISTRIBUTION BOARD, SUPPORTS ONE TO FOUR DS-AMP OR DS-AMPE | Each | N/A | 1-Year | 1458 | 25% | 1093.5
380 | NOTIFIER By Honeywell - Fire Alarm | DS-FM | CONVERTS ONE DAX OR DAA2 DAL PORT TO MULTI-MODE FIBER | Each | N/A | 1-Year | 257 | 25% | 192.75
381 | NOTIFIER By Honeywell - Fire Alarm | DS-RFM | CONVERTS ONE DAX OR DAA2 PORT TO ST STYLE MULTI-MODE FIBER (FOR CONNECTION TO DVC-EMF OR DAA-XXXF SERIES AMPLIFIER) | Each | N/A | 1-Year | 257 | 25% | 192.75
382 | NOTIFIER By Honeywell - Fire Alarm | DS-SFM | CONVERTS ONE DAX OR DAA2 DAL PORT TO SINGLE-MODE FIBER | Each | N/A | 1-Year | 257 | 25% | 192.75
383 | NOTIFIER By Honeywell - Fire Alarm | DS-XF70V | DS SERIES TRANSFORMER USED TO CONVERT DS-AMP, DS-AMPE, OR DS-BDA TO 70V, 100W | Each | N/A | 1-Year | 80 | 25% | 60
384 | NOTIFIER By Honeywell - Fire Alarm | DVC-AO | DIGITAL VOICE COMMAND, ANALOG OUTPUT | Each | N/A | 1-Year | 239 | 25% | 179.25
385 | NOTIFIER By Honeywell - Fire Alarm | DVC-EM | DIGITAL VOICE COMMAND, EXTENDED MEMORY | Each | N/A | 1-Year | 1581 | 25% | 1185.75
386 | NOTIFIER By Honeywell - Fire Alarm | DVC-KD | DIGITAL VOICE COMMAND, KEYPAD | Each | N/A | 1-Year | 379 | 25% | 284.25
387 | NOTIFIER By Honeywell - Fire Alarm | DVC-RPU | REMOTE PAGING UNIT (INCLUDES KEYPAD DISPLAY) | Each | N/A | 1-Year | 2227 | 25% | 1670.25
388 | NOTIFIER By Honeywell - Fire Alarm | ECC-MICROPHONE | REPLACEMENT MICROPHONE FOR NFC-50/100, NFC-LOC, NFC-RPU AND NFC-RM | Each | N/A | 1-Year | 235.25 | 25% | 176.4375
389 | NOTIFIER By Honeywell - Fire Alarm | FFT-7 | MASTER FIRE FIGHTERS TELEPHONE. | Each | N/A | 1-Year | 1503 | 25% | 1127.25
390 | NOTIFIER By Honeywell - Fire Alarm | FHSC-R | FIREFIGHTERS HANDSET CABINET (RECESSED MOUNT), HOUSES UP TO FIVE HANDSETS, RED | Each | N/A | 1-Year | 375 | 25% | 281.25
391 | NOTIFIER By Honeywell - Fire Alarm | FHSC-S | FIREFIGHTERS HANDSET CABINET (SURFACE MOUNT), HOUSES UP TO FIVE HANDSETS, RED | Each | N/A | 1-Year | 375 | 25% | 281.25
392 | NOTIFIER By Honeywell - Fire Alarm | FHS-F | FIREFIGHTERS HANDSET, RED | Each | N/A | 1-Year | 160.5 | 25% | 120.375
393 | NOTIFIER By Honeywell - Fire Alarm | MIC-1 | PAGING MICROPHONE ONLY | Each | N/A | 1-Year | 145 | 25% | 108.75
394 | NOTIFIER By Honeywell - Fire Alarm | NFC-125DA | DISTRIBUTED AMPLIFIER, 125 WATTS (25V), 4 CLASS A/B SPEAKER CIRCUITS, 120 VAC, BLACK | Each | N/A | 1-Year | 2797 | 25% | 2097.75
395 | NOTIFIER By Honeywell - Fire Alarm | NFC-125DAE | SAME AS NFC-125DA, 220-240 VAC | Each | N/A | 1-Year | 2900 | 25% | 2175
396 | NOTIFIER By Honeywell - Fire Alarm | NFC-50/100 | MAIN UNIT, 50 WATTS (25 V), 1 CLASS A/B SPEAKER CIRCUIT, 120 VAC, BLACK | Each | N/A | 1-Year | 3197 | 25% | 2397.75
397 | NOTIFIER By Honeywell - Fire Alarm | NFC-50/100DA | DISTRIBUTED AMPLIFIER WITH BACKUP CAPABILITY. CAN PROVIDE 50 WATTS PRIMARY WITH 50 WATTS BACKUP; 100 WATTS PRIMARY OR 100 WATTS PRIMARY WITH 50 WATTS BACKUP (REQUIRES NFC-BDA-BU) | Each | N/A | 1-Year | 3192 | 25% | 2394
398 | NOTIFIER By Honeywell - Fire Alarm | NFC-50/100E | SAME AS NFC-50/100, 220-240 VAC | Each | N/A | 1-Year | 3263 | 25% | 2447.25
399 | NOTIFIER By Honeywell - Fire Alarm | NFC-50DA | DISTRIBUTED AMPLIFIER, 50 WATTS (25V OR 70V), 4 CLASS A/B SPEAKER CIRCUITS, 120 VAC, BLACK | Each | N/A | 1-Year | 1430 | 25% | 1072.5
400 | NOTIFIER By Honeywell - Fire Alarm | NFC-50DAE | SAME AS NFC-50DA, 220-240 VAC | Each | N/A | 1-Year | 1474 | 25% | 1105.5
401 | NOTIFIER By Honeywell - Fire Alarm | NFC-BDA-25V | AMPLIFIER FOR A SECOND SPEAKER CIRCUIT, OR BACKUP, 50 WATTS (25V) | Each | N/A | 1-Year | 605 | 25% | 453.75
402 | NOTIFIER By Honeywell - Fire Alarm | NFC-BDA-70V | AMPLIFIER FOR A SECOND SPEAKER CIRCUIT, OR BACKUP, 50 WATTS (70V) | Each | N/A | 1-Year | 608 | 25% | 456
403 | NOTIFIER By Honeywell - Fire Alarm | NFC-BDA-BU | BACKUP CARD FOR NFC-50/100DA FOR 100 WATT PRIMARY/50 WATT BACKUP OPERATION | Each | N/A | 1-Year | 908 | 25% | 681
404 | NOTIFIER By Honeywell - Fire Alarm | NFC-CE4 | CIRCUIT EXPANDER MODULE FOR NFC-50/125DA(E), FOUR ADDITIONAL CLASS A/B SPEAKER CIRCUITS | Each | N/A | 1-Year | 388 | 25% | 291
405 | NOTIFIER By Honeywell - Fire Alarm | NFC-CE6 | CIRCUIT EXPANDER MODULE FOR NFC-50/100(E), SIX ADDITIONAL CLASS A/B SPEAKER CIRCUITS | Each | N/A | 1-Year | 566 | 25% | 424.5
406 | NOTIFIER By Honeywell - Fire Alarm | NFC-FFT | STANDALONE FIREFIGHTER’S TELEPHONE SYSTEM, ONBOARD SLC SUPPORTS UP TO 24 MONITOR MODULES, BUILT-IN HANDSET, BLACK | Each | N/A | 1-Year | 2014 | 25% | 1510.5
407 | NOTIFIER By Honeywell - Fire Alarm | NFC-LOC | LOCAL OPERATOR CONSOLE, BUILT-IN MICROPHONE, MESSAGE AND ZONE CONTROL SWITCHES, BLACK | Each | N/A | 1-Year | 1967 | 25% | 1475.25
408 | NOTIFIER By Honeywell - Fire Alarm | NFC-RM | REMOTE MICROPHONE, BLACK | Each | N/A | 1-Year | 615 | 25% | 461.25
409 | NOTIFIER By Honeywell - Fire Alarm | NFC-RPU | REMOTE PAGING UNIT, BUILT-IN MICROPHONE, MESSAGE CONTROL SWITCHES, BLACK | Each | N/A | 1-Year | 1629 | 25% | 1221.75
410 | NOTIFIER By Honeywell - Fire Alarm | NFC-RTZM | REMOTE TELEPHONE ZONE MODULE. ALLOWS FOR SECURE ACCES TO NFC-50/100(E) VIA ANY CELL PHONE OR REMOTE TELEPHONE. | Each | N/A | 1-Year | 767 | 25% | 575.25
411 | NOTIFIER By Honeywell - Fire Alarm | NFC-XRM-70V | 70 VOLT CONVERSION MODULE FOR NFC-50/100 | Each | N/A | 1-Year | 281 | 25% | 210.75
412 | NOTIFIER By Honeywell - Fire Alarm | N-FPJ | FIREFIGHTERS PHONE JACK | Each | N/A | 1-Year | 137 | 25% | 102.75
413 | NOTIFIER By Honeywell - Fire Alarm | RM-1 | MICROPHONE ASSEMBLY FOR MOUNTING TO AN ADP-4 DRESS PANEL. | Each | N/A | 1-Year | 484 | 25% | 363
414 | NOTIFIER By Honeywell - Fire Alarm | RM-1SA | MICROPHONE ASSEMBLY FOR MOUNTING IN AN CAB-RM CABINET. | Each | N/A | 1-Year | 443 | 25% | 332.25
415 | NOTIFIER By Honeywell - Fire Alarm | TELH-1 | FIREFIGHTER’S TELEPHONE HANDSET ONLY | Each | N/A | 1-Year | 158 | 25% | 118.5
416 | NOTIFIER By Honeywell - Fire Alarm | THUMBLTCH | THUMBLATCH OPTION FOR NFC-LOC AND NFC-RPU | Each | N/A | 1-Year | 26.5 | 25% | 19.875
417 | NOTIFIER By Honeywell - Fire Alarm | TR-6-B | TRIM RING USED WITH NFC-RPU, BLACK | Each | N/A | 1-Year | 105 | 25% | 78.75
418 | NOTIFIER By Honeywell - Fire Alarm | TR-RP | TRIM RING, FOR SEMI-FLUSH MOUNTING OPTION | Each | N/A | 1-Year | 204 | 25% | 153
419 | NOTIFIER By Honeywell - Fire Alarm | AFAWS-BX | BACK BOX, FLUSH OR SURFACE MOUNT; REQUIRES A DOOR & TELEPHONE CHASSIS. | Each | N/A | 1-Year | 77 | 25% | 57.75
420 | NOTIFIER By Honeywell - Fire Alarm | AFAWS-KR | DOOR, FLUSH MOUNT, KEY LOCK. | Each | N/A | 1-Year | 147 | 25% | 110.25
421 | NOTIFIER By Honeywell - Fire Alarm | AFAWS-KS | DOOR, SURFACE MOUNT, KEY LOCK. | Each | N/A | 1-Year | 148 | 25% | 111
422 | NOTIFIER By Honeywell - Fire Alarm | AFAWS-LR | DOOR, FLUSH MOUNT, LATCH STYLE LOCK. | Each | N/A | 1-Year | 142 | 25% | 106.5
423 | NOTIFIER By Honeywell - Fire Alarm | AFAWS-LS | DOOR, SURFACE MOUNT, LATCH STYLE LOCK. | Each | N/A | 1-Year | 144 | 25% | 108
424 | NOTIFIER By Honeywell - Fire Alarm | AFAWS-TELA | TELEPHONE CHASSIS WITH ARMORED COIL CORD. | Each | N/A | 1-Year | 319 | 25% | 239.25
425 | NOTIFIER By Honeywell - Fire Alarm | AFAWS-TELC | TELEPHONE CHASSIS WITH COIL CORD. | Each | N/A | 1-Year | 238 | 25% | 178.5
426 | NOTIFIER By Honeywell - Fire Alarm | BRKG-B | BREAK-GLASS, OPTIONAL, WITH HAMMER | Each | N/A | 1-Year | 98 | 25% | 73.5
427 | NOTIFIER By Honeywell - Fire Alarm | FHS | FIREMAN’S TELEPHONE HAND SET. | Each | N/A | 1-Year | 134 | 25% | 100.5
428 | NOTIFIER By Honeywell - Fire Alarm | FPJ | FIREMAN’S PHONE JACK ON A SINGLE GANG PLATE. | Each | N/A | 1-Year | 53 | 25% | 39.75
429 | NOTIFIER By Honeywell - Fire Alarm | ABF-1B | ANNUNCIATOR FLUSH BOX. MOUNTS ONE ANNUNCIATOR MODULE. | Each | N/A | 1-Year | 175 | 25% | 131.25
430 | NOTIFIER By Honeywell - Fire Alarm | ABF-1DB | ANNUNCIATOR FLUSH BOX. ONE MODULE. ATTRACTIVE GLASS DOOR & KEY LOCK. | Each | N/A | 1-Year | 203 | 25% | 152.25
431 | NOTIFIER By Honeywell - Fire Alarm | ABF-2B | ANNUNCIATOR FLUSH BOX. MOUNTS TWO ANNUNCIATOR MODULES. | Each | N/A | 1-Year | 217 | 25% | 162.75
432 | NOTIFIER By Honeywell - Fire Alarm | ABF-2DB | ANNUNCIATOR FLUSH BOX. TWO MODULES. ATTRACTIVE GLASS DOOR & KEY LOCK. | Each | N/A | 1-Year | 255 | 25% | 191.25
433 | NOTIFIER By Honeywell - Fire Alarm | ABF-4B | ANNUNCIATOR FLUSH BOX. MOUNTS FOUR ANNUNCIATOR MODULES. | Each | N/A | 1-Year | 437 | 25% | 327.75
434 | NOTIFIER By Honeywell - Fire Alarm | ABM-1 | ACM-32A/ACM-16AT ANNUNCIATOR BLANK PLATE. | Each | N/A | 1-Year | 94 | 25% | 70.5
435 | NOTIFIER By Honeywell - Fire Alarm | ABS-1B | ANNUNCIATOR SURFACE BOX. MOUNTS ONE ANNUNCIATOR MODULE. | Each | N/A | 1-Year | 73.5 | 25% | 55.125
436 | NOTIFIER By Honeywell - Fire Alarm | ABS-1TB | ANNUNCIATOR SURFACE BOX. DEEP WITH TRIM COVER. | Each | N/A | 1-Year | 131 | 25% | 98.25
437 | NOTIFIER By Honeywell - Fire Alarm | ABS-2B | ANNUNCIATOR SURFACE BOX. MOUNTS TWO ANNUNCIATOR MODULES. | Each | N/A | 1-Year | 119 | 25% | 89.25
438 | NOTIFIER By Honeywell - Fire Alarm | ABS-2D | SURFACE (OR SEMI-FLUSH) MOUNT BACKBOX. USED WITH THE ACS ANNUNCIATORS, SCS SERIES, NCA AND NCA-2 BLACK. | Each | N/A | 1-Year | 268 | 25% | 201
439 | NOTIFIER By Honeywell - Fire Alarm | ABS-2DR | SURFACE (OR SEMI-FLUSH) MOUNT BACKBOX. USED WITH THE ACS ANNUNCIATORS, SCS SERIES, NCA AND NCA-2 RED. | Each | N/A | 1-Year | 270 | 25% | 202.5
440 | NOTIFIER By Honeywell - Fire Alarm | ABS-4D | SURFACE (OR SEMI-FLUSH) MOUNT ACS, OR SCS BACKBOX, BLACK. | Each | N/A | 1-Year | 483 | 25% | 362.25
441 | NOTIFIER By Honeywell - Fire Alarm | ABS-4DR | SURFACE (OR SEMI-FLUSH) MOUNT ACS, OR SCS BACKBOX, RED. | Each | N/A | 1-Year | 483 | 25% | 362.25
442 | NOTIFIER By Honeywell - Fire Alarm | ABS-8RB | SURFACE BACK-BOX FOR REMOTE MOUNTING THE ACM-8R. BLACK. | Each | N/A | 1-Year | 149 | 25% | 111.75
443 | NOTIFIER By Honeywell - Fire Alarm | ADDR-B4 | AUDIO COMMAND DOOR FOR CAB-B4, BLACK; REQUIRED WHEN USING CA-2 | Each | N/A | 1-Year | 441 | 25% | 330.75
444 | NOTIFIER By Honeywell - Fire Alarm | ADDR-B4R | AUDIO COMMAND DOOR FOR CAB-B4, RED; REQUIRED WHEN USING CA-2 | Each | N/A | 1-Year | 441 | 25% | 330.75
445 | NOTIFIER By Honeywell - Fire Alarm | ADDR-C4 | AUDIO COMMAND DOOR FOR CAB-C4, BLACK; REQUIRED WHEN USING CA-2 | Each | N/A | 1-Year | 600 | 25% | 450
446 | NOTIFIER By Honeywell - Fire Alarm | ADDR-C4R | AUDIO COMMAND DOOR FOR CAB-C4, RED; REQUIRED WHEN USING CA-2 | Each | N/A | 1-Year | 600 | 25% | 450
447 | NOTIFIER By Honeywell - Fire Alarm | ADDR-D4 | AUDIO COMMAND DOOR FOR CAB-D4, BLACK; REQUIRED WHEN USING CA-2 | Each | N/A | 1-Year | 738 | 25% | 553.5
448 | NOTIFIER By Honeywell - Fire Alarm | ADDR-D4R | AUDIO COMMAND DOOR FOR CAB-D4, RED; REQUIRED WHEN USING CA-2 | Each | N/A | 1-Year | 738 | 25% | 553.5
449 | NOTIFIER By Honeywell - Fire Alarm | ADP2-640 | BLANK MODULE DRESS PLATE; USED TO COVER ANNUNCIATOR POSITIONS. ALSO MOUNTS SOME OPTION MODULES | Each | N/A | 1-Year | 91 | 25% | 68.25
450 | NOTIFIER By Honeywell - Fire Alarm | ADP-4B | DRESS PLATE, ANNUNCIATOR, MOUNTS ACS ANNUNCIATORS AND NCMS. (ONLY NFS-3030/NFS-640) | Each | N/A | 1-Year | 82 | 25% | 61.5
451 | NOTIFIER By Honeywell - Fire Alarm | AKS-1B | ANNUNCIATOR KEY SWITCH. BLACK LABEL WITH WHITE LETTERS. | Each | N/A | 1-Year | 81 | 25% | 60.75
452 | NOTIFIER By Honeywell - Fire Alarm | BB-100 | OPTIONAL COMBINATION POWER SUPPLY AND BATTERY ENCLOSURE FOR NFS-3030 OR NFS2-3030; WHEN LARGER BATTERIES ARE REQUIRED. PERMITS MOUNTING OF AMPS-24 POWER SUPPLY. WILL HOLD FOUR 55 AH BATTERIES OR TWO 100 AH BATTERIES. | Each | N/A | 1-Year | 483 | 25% | 362.25
453 | NOTIFIER By Honeywell - Fire Alarm | BB-100R | OPTIONAL COMBINATION POWER SUPPLY AND BATTERY ENCLOSURE FOR NFS-3030 OR NFS2-3030; WHEN LARGER BATTERIES ARE REQUIRED. PERMITS MOUNTING OF AMPS-24 POWER SUPPLY. WILL HOLD FOUR 55 AH BATTERIES OR TWO 100 AH BATTERIES. RED | Each | N/A | 1-Year | 485 | 25% | 363.75
454 | NOTIFIER By Honeywell - Fire Alarm | BB-17 | BATTERY BACK BOX, HOLDS UP TO TWO BAT-12180 BATTERIES. | Each | N/A | 1-Year | 109 | 25% | 81.75
455 | NOTIFIER By Honeywell - Fire Alarm | BB-200 | OPTIONAL COMBINATION POWER SUPPLY AND BATTERY ENCLOSURE; FOR NFS2-3030 WHEN LARGER BATTERIES ARE REQUIRED. PERMITS MOUNTING OF AMPS-24 POWER SUPPLY. WILL HOLD FOUR 55 AH BATTERIES OR FOUR 100 AH BATTERIES. | Each | N/A | 1-Year | 757 | 25% | 567.75
456 | NOTIFIER By Honeywell - Fire Alarm | BB-200R | OPTIONAL COMBINATION POWER SUPPLY AND BATTERY ENCLOSURE; FOR NFS2-3030 WHEN LARGER BATTERIES ARE REQUIRED. PERMITS MOUNTING OF AMPS-24 POWER SUPPLY. WILL HOLD FOUR 55 AH BATTERIES OR FOUR 100 AH BATTERIES. RED | Each | N/A | 1-Year | 757 | 25% | 567.75
457 | NOTIFIER By Honeywell - Fire Alarm | BB-25 | CABINET, MOUNTS UP TO SIX XP6 BOARDS OR ACPS-610 (XP6 MODULES REQUIRE A CHS-6 IN ADDITION TO BB-25). | Each | N/A | 1-Year | 211 | 25% | 158.25
458 | NOTIFIER By Honeywell - Fire Alarm | BB-26 | BATTERY BACKBOX – MOUNTS UP TO 2, BAT-12260 BATTERIES | Each | N/A | 1-Year | 196 | 25% | 147
459 | NOTIFIER By Honeywell - Fire Alarm | BM-1B | BLANK MODULE DRESS PLATE; USED TO COVER ANNUNCIATOR POSITIONS OR PANEL POSITIONS. ALSO MOUNTS SOME OPTION MODULES. BLACK. (ONLY NFS-3030/NFS-640) | Each | N/A | 1-Year | 69 | 25% | 51.75
460 | NOTIFIER By Honeywell - Fire Alarm | BMP-1 | BLANK MODULE DRESS PLATE; USED TO COVER ANNUNCIATOR POSITIONS. ALSO MOUNTS SOME OPTION MODULES. | Each | N/A | 1-Year | 38.8 | 25% | 29.1
461 | NOTIFIER By Honeywell - Fire Alarm | BP2-4 | BATTERY DRESS PANEL FOR CAB-4 SERIES; FOR USE WITH THE NFS2-3030, NFS2-640, NCA-2, AND DVC SYSTEMS. | Each | N/A | 1-Year | 78 | 25% | 58.5
462 | NOTIFIER By Honeywell - Fire Alarm | BP-4 | BATTERY DRESS PLATE. USED WITH THE NFS-640 AND NFS-3030 ONLY. FOR NFS2-640 AND NFS2-3030 USE BP2-4. | Each | N/A | 1-Year | 79 | 25% | 59.25
463 | NOTIFIER By Honeywell - Fire Alarm | CAB-BM | B-SIZED MARINE /NEMA APPROVED CABINET WITH NOTIFIER LOGO. MOUNTS A B SIZED CAB-4 SERIES CABINET, NFS-320, CAB-PS1, FILTER. | Each | N/A | 1-Year | 3675 | 25% | 2756.25
464 | NOTIFIER By Honeywell - Fire Alarm | CB-1 | CHASSIS BRIDGE. PROVIDES A BRIDGE BETWEEN CHS SERIES CHASSIS. | Each | N/A | 1-Year | 74 | 25% | 55.5
465 | NOTIFIER By Honeywell - Fire Alarm | CHS-2D | CHASSIS TO MOUNT NCA-2 IN ABS-2D | Each | N/A | 1-Year | 53 | 25% | 39.75
466 | NOTIFIER By Honeywell - Fire Alarm | CHS-4 | CHASSIS, MOUNTS UP TO FOUR MODULES. (ONLY NFS-3030/NFS-640) | Each | N/A | 1-Year | 141 | 25% | 105.75
467 | NOTIFIER By Honeywell - Fire Alarm | CHS-4L | CHASSIS, LOW PROFILE, FOR MOUNTING THE AA-30, LDM. (ONLY NFS-3030/NFS-640) | Each | N/A | 1-Year | 104 | 25% | 78
468 | NOTIFIER By Honeywell - Fire Alarm | CHS-4MB | 2ND ROW CHASSIS ASSEMBLY. INCLUDES MP-1B, CHS-4N (“N” IS THE CHS-4 WITH DIFFERENT DEPTH), AND EXPANDER RIBBON CABLE.(ONLY NFS-3030/NFS-640) | Each | N/A | 1-Year | 233 | 25% | 174.75
469 | NOTIFIER By Honeywell - Fire Alarm | CHS-6 | CHASSIS, MOUNTS UP TO 6 XP-6 MODULES IN A BB-25 OR A ROW OF THE CAB-3/4 SERIES CABINET; ALSO MOUNTS ACPS-610. | Each | N/A | 1-Year | 56.25 | 25% | 42.1875
470 | NOTIFIER By Honeywell - Fire Alarm | CHS-BH | BATTERY HOLDER. HOLDS UP TO TWO BAT-12120 12 AH BATTERIES WHEN MOUNTED ON THE CHS-PS CHASSIS. | Each | N/A | 1-Year | 88 | 25% | 66
471 | NOTIFIER By Honeywell - Fire Alarm | CHS-M2 | CHASSIS ASSEMBLY- 1ST ROW; ORDER ONE FOR EACH CPU-640 / CPU-640E. | Each | N/A | 1-Year | 142 | 25% | 106.5
472 | NOTIFIER By Honeywell - Fire Alarm | CHS-M3 | MOUNTING CHASSIS, USED FOR CPU-3030, CPU2-3030, AND NCA-2. | Each | N/A | 1-Year | 172 | 25% | 129
473 | NOTIFIER By Honeywell - Fire Alarm | CHS-PS | CHASSIS ASSEMBLY. MOUNTS XPIQ-PS AND/OR CHS-BH IN A CAB-3/4 ROW. CAN ALSO MOUNT ONE ACPS-610 IN CAB-3 ROW. | Each | N/A | 1-Year | 59 | 25% | 44.25
474 | NOTIFIER By Honeywell - Fire Alarm | CHS-RL-MP | MOUNTING PLATE FOR HS-NCM | Each | N/A | 1-Year | 66 | 25% | 49.5
475 | NOTIFIER By Honeywell - Fire Alarm | DP-1B | DRESS PANEL BLANK; COVERS UNUSED CABINET ROW(S), PAINTED BLACK. (ONLY NFS-3030/NFS-640) | Each | N/A | 1-Year | 56 | 25% | 42
476 | NOTIFIER By Honeywell - Fire Alarm | DP-DISP | DRESS PLATE, DISPLAY, BLACK. (ONLY NFS-3030/NFS-640) | Each | N/A | 1-Year | 92 | 25% | 69
477 | NOTIFIER By Honeywell - Fire Alarm | DP-DISP2 | DRESS PLATE USED WHEN CPU2-640 IS MOUNTED ON TOP ROW. | Each | N/A | 1-Year | 93 | 25% | 69.75
478 | NOTIFIER By Honeywell - Fire Alarm | DR-A4 | DOOR, LOCK & KEYS. ACCEPTS 1 CHASSIS, BLACK. | Each | N/A | 1-Year | 315 | 25% | 236.25
479 | NOTIFIER By Honeywell - Fire Alarm | DR-A4B | BLANK DOOR, LOCK & KEYS. ACCEPTS 1 CHASSIS; BLACK. | Each | N/A | 1-Year | 179 | 25% | 134.25
480 | NOTIFIER By Honeywell - Fire Alarm | DR-A4BR | BLANK DOOR, LOCK & KEYS. ACCEPTS 1 CHASSIS; RED. | Each | N/A | 1-Year | 179 | 25% | 134.25
481 | NOTIFIER By Honeywell - Fire Alarm | DR-A4R | DOOR, LOCK & KEYS. ACCEPTS 1 CHASSIS, RED. | Each | N/A | 1-Year | 314 | 25% | 235.5
482 | NOTIFIER By Honeywell - Fire Alarm | DR-AA4 | AA SIZE DOOR WITH WINDOW, BLACK | Each | N/A | 1-Year | 238 | 25% | 178.5
483 | NOTIFIER By Honeywell - Fire Alarm | DR-AA4B | AA SIZE DOOR WITHOUT WINDOW, BLACK | Each | N/A | 1-Year | 156 | 25% | 117
484 | NOTIFIER By Honeywell - Fire Alarm | DR-AA4BR | AA SIZE DOOR WITHOUT WINDOW, RED | Each | N/A | 1-Year | 156 | 25% | 117
485 | NOTIFIER By Honeywell - Fire Alarm | DR-AA4R | AA SIZE DOOR WITH WINDOW, RED | Each | N/A | 1-Year | 242 | 25% | 181.5
486 | NOTIFIER By Honeywell - Fire Alarm | DR-B4 | DOOR, LOCK & KEYS. ACCEPTS 2 CHASSIS, BLACK. | Each | N/A | 1-Year | 380 | 25% | 285
487 | NOTIFIER By Honeywell - Fire Alarm | DR-B4B | BLANK DOOR, LOCK & KEYS. ACCEPTS 2 CHASSIS, BLACK. | Each | N/A | 1-Year | 207 | 25% | 155.25
488 | NOTIFIER By Honeywell - Fire Alarm | DR-B4BR | BLANK DOOR, LOCK & KEYS; ACCEPTS 2 CHASSIS, RED. | Each | N/A | 1-Year | 207 | 25% | 155.25
489 | NOTIFIER By Honeywell - Fire Alarm | DR-B4R | DOOR, LOCK & KEYS. ACCEPTS 2 CHASSIS, RED. | Each | N/A | 1-Year | 382 | 25% | 286.5
490 | NOTIFIER By Honeywell - Fire Alarm | DR-C4 | DOOR, LOCK & KEYS. ACCEPTS 3 CHASSIS, BLACK. | Each | N/A | 1-Year | 564 | 25% | 423
491 | NOTIFIER By Honeywell - Fire Alarm | DR-C4B | BLANK DOOR, LOCK & KEYS. ACCEPTS 3 CHASSIS; BLACK. | Each | N/A | 1-Year | 311 | 25% | 233.25
492 | NOTIFIER By Honeywell - Fire Alarm | DR-C4BR | BLANK DOOR, LOCK & KEYS. ACCEPTS 3 CHASSIS, RED. | Each | N/A | 1-Year | 311 | 25% | 233.25
493 | NOTIFIER By Honeywell - Fire Alarm | DR-C4R | DOOR, LOCK & KEYS. ACCEPTS 3 CHASSIS, RED. | Each | N/A | 1-Year | 574 | 25% | 430.5
494 | NOTIFIER By Honeywell - Fire Alarm | DR-D4 | DOOR, LOCK & KEYS. ACCEPTS 4 CHASSIS, BLACK. | Each | N/A | 1-Year | 682 | 25% | 511.5
495 | NOTIFIER By Honeywell - Fire Alarm | DR-D4B | BLANK DOOR, LOCK & KEYS. ACCEPTS 4 CHASSIS, BLACK. | Each | N/A | 1-Year | 348 | 25% | 261
496 | NOTIFIER By Honeywell - Fire Alarm | DR-D4BR | BLANK DOOR, LOCK & KEYS. ACCEPTS 4 CHASSIS, RED. | Each | N/A | 1-Year | 348 | 25% | 261
497 | NOTIFIER By Honeywell - Fire Alarm | DR-D4R | DOOR, LOCK & KEYS. ACCEPTS 4 CHASSIS, RED. | Each | N/A | 1-Year | 692 | 25% | 519
498 | NOTIFIER By Honeywell - Fire Alarm | EQBB-B4 | EQUIPMENT BACKBOX ASSEMBLY, TWO TIERS, BLACK. | Each | N/A | 1-Year | 299 | 25% | 224.25
499 | NOTIFIER By Honeywell - Fire Alarm | EQBB-B4R | EQUIPMENT BACKBOX ASSEMBLY, TWO TIERS, BLACK. | Each | N/A | 1-Year | 299 | 25% | 224.25
500 | NOTIFIER By Honeywell - Fire Alarm | EQBB-C4 | EQUIPMENT BACKBOX ASSEMBLY, THREE TIERS, BLACK. | Each | N/A | 1-Year | 460 | 25% | 345
501 | NOTIFIER By Honeywell - Fire Alarm | EQBB-C4R | EQUIPMENT BACKBOX ASSEMBLY, THREE TIERS, BLACK. | Each | N/A | 1-Year | 460 | 25% | 345
502 | NOTIFIER By Honeywell - Fire Alarm | EQBB-D4 | EQUIPMENT BACKBOX ASSEMBLY, FOUR TIERS, BLACK. | Each | N/A | 1-Year | 552 | 25% | 414
503 | NOTIFIER By Honeywell - Fire Alarm | EQBB-D4R | EQUIPMENT BACKBOX ASSEMBLY, FOUR TIERS, BLACK. | Each | N/A | 1-Year | 555 | 25% | 416.25
504 | NOTIFIER By Honeywell - Fire Alarm | EQDR-B4 | EQUIPMENT DOOR ASSEMBLY, VENTED, TWO TIERS, BLACK. | Each | N/A | 1-Year | 314.75 | 25% | 236.0625
505 | NOTIFIER By Honeywell - Fire Alarm | EQDR-B4R | EQUIPMENT DOOR ASSEMBLY, VENTED, TWO TIERS, BLACK. | Each | N/A | 1-Year | 329.25 | 25% | 246.9375
506 | NOTIFIER By Honeywell - Fire Alarm | EQDR-C4 | EQUIPMENT DOOR ASSEMBLY, VENTED, THREE TIERS, BLACK. | Each | N/A | 1-Year | 496 | 25% | 372
507 | NOTIFIER By Honeywell - Fire Alarm | EQDR-C4R | EQUIPMENT DOOR ASSEMBLY, VENTED, THREE TIERS, BLACK. | Each | N/A | 1-Year | 496 | 25% | 372
508 | NOTIFIER By Honeywell - Fire Alarm | EQDR-D4 | EQUIPMENT DOOR ASSEMBLY, VENTED, FOUR TIERS, BLACK. | Each | N/A | 1-Year | 587 | 25% | 440.25
509 | NOTIFIER By Honeywell - Fire Alarm | EQDR-D4R | EQUIPMENT DOOR ASSEMBLY, VENTED, FOUR TIERS, BLACK. | Each | N/A | 1-Year | 587 | 25% | 440.25
510 | NOTIFIER By Honeywell - Fire Alarm | MP-1B | PANEL MODULE ROW DRESS PLATE (NORMALLY ORDERED WITH CHS-4MB); BLACK. (ONLY NFS-3030/NFS-640) | Each | N/A | 1-Year | 99 | 25% | 74.25
511 | NOTIFIER By Honeywell - Fire Alarm | NFS-LBB | NFS LARGE BATTERY BACKBOX, HOUSES UP TO TWO 55 AH BATTERIES, BLACK. | Each | N/A | 1-Year | 347 | 25% | 260.25
512 | NOTIFIER By Honeywell - Fire Alarm | NFS-LBBR | NFS LARGE BATTERY BACKBOX, HOUSES UP TO TWO 55 AH BATTERIES, RED. | Each | N/A | 1-Year | 345 | 25% | 258.75
513 | NOTIFIER By Honeywell - Fire Alarm | NOT-FILTER-KIT1 | KIT INCLUDES FILTERS, MOUNTING HARDWARE AND DOCUMENTATION FOR SPECIFIED MARINE APPLICATIONS | Each | N/A | 1-Year | 353 | 25% | 264.75
514 | NOTIFIER By Honeywell - Fire Alarm | P40-KITB | DRESS PLATE, KELTRON PRINTER, SAME AS P40-KIT BUT INCLUDES BLACK DRESS PLATE; ALSO INCLUDES TWO NEW STYLE BMP-1 ANNUNCIATOR BLANK DRESS PLATES. (ONLY NFS-3030/NFS-640) | Each | N/A | 1-Year | 275 | 25% | 206.25
515 | NOTIFIER By Honeywell - Fire Alarm | PL-BM | MOUNTING PLATE. REQUIRED FOR EACH CAB-BM. | Each | N/A | 1-Year | 385 | 25% | 288.75
516 | NOTIFIER By Honeywell - Fire Alarm | SBB-A4 | BACKBOX, 1 CHASSIS, BLACK. | Each | N/A | 1-Year | 199 | 25% | 149.25
517 | NOTIFIER By Honeywell - Fire Alarm | SBB-A4R | BACKBOX, 1 CHASSIS, RED. | Each | N/A | 1-Year | 199 | 25% | 149.25
518 | NOTIFIER By Honeywell - Fire Alarm | SBB-AA4 | AA SIZE BACKBOX, BLACK | Each | N/A | 1-Year | 155 | 25% | 116.25
519 | NOTIFIER By Honeywell - Fire Alarm | SBB-AA4R | AA SIZE BACKBOX, RED | Each | N/A | 1-Year | 155 | 25% | 116.25
520 | NOTIFIER By Honeywell - Fire Alarm | SBB-B4 | BACKBOX, 2 CHASSIS, BLACK. | Each | N/A | 1-Year | 295 | 25% | 221.25
521 | NOTIFIER By Honeywell - Fire Alarm | SBB-B4R | BACKBOX, 2 CHASSIS, RED. | Each | N/A | 1-Year | 295 | 25% | 221.25
522 | NOTIFIER By Honeywell - Fire Alarm | SBB-C4 | BACKBOX, 3 CHASSIS, BLACK. | Each | N/A | 1-Year | 458.5 | 25% | 343.875
523 | NOTIFIER By Honeywell - Fire Alarm | SBB-C4R | BACKBOX, 3 CHASSIS, RED. | Each | N/A | 1-Year | 458.5 | 25% | 343.875
524 | NOTIFIER By Honeywell - Fire Alarm | SBB-D4 | BACKBOX, 4 CHASSIS, BLACK. | Each | N/A | 1-Year | 550.75 | 25% | 413.0625
525 | NOTIFIER By Honeywell - Fire Alarm | SBB-D4R | BACKBOX, 4 CHASSIS, RED. | Each | N/A | 1-Year | 550.75 | 25% | 413.0625
526 | NOTIFIER By Honeywell - Fire Alarm | SEISKIT-2550 | SEISMIC KIT FOR THE FIREVOICE 25/50 SERIES. INCLUDES BATTERY BRACKET FOR TWO 7AH, 12AH, OR 18AH BATTERIES | Each | N/A | 1-Year | 313 | 25% | 234.75
527 | NOTIFIER By Honeywell - Fire Alarm | SEISKIT-320/B26 | SEISMIC KIT FOR THE NFS-320 AND BB-26. INCLUDES BATTERY BRACKET FOR TWO 26AH BATTERIES | Each | N/A | 1-Year | 169.75 | 25% | 127.3125
528 | NOTIFIER By Honeywell - Fire Alarm | SEISKIT-BB100 | SEISMIC KIT FOR THE BB-100 AND BB-200. INCLUDES BATTERY BRACKET FOR TWO 100AH BATTERIES. TWO KITS ARE REQUIRED FOR THE BB-200 | Each | N/A | 1-Year | 257.75 | 25% | 193.3125
529 | NOTIFIER By Honeywell - Fire Alarm | SEISKIT-BB17 | SEISMIC KIT FOR THE BB-17. INCLUDES BATTERY BRACKET FOR TWO 18AH BATTERIES | Each | N/A | 1-Year | 217.5 | 25% | 163.125
530 | NOTIFIER By Honeywell - Fire Alarm | SEISKIT-BB25 | SEISMIC KIT FOR THE BB-25. INCLUDES BATTERY BRACKET FOR TWO 26AH BATTERIES | Each | N/A | 1-Year | 221 | 25% | 165.75
531 | NOTIFIER By Honeywell - Fire Alarm | SEISKIT-CAB | SEISMIC KIT FOR THE CAB-4 SERIES CABINETS. INCLUDES BATTERY BRACKET FOR TWO 26AH BATTERIES | Each | N/A | 1-Year | 160 | 25% | 120
532 | NOTIFIER By Honeywell - Fire Alarm | SEISKIT-COMMENC | SEISMIC KIT FOR THE SFP-5UD, SFP-10UD, FIREWARDEN 50, FIREWARDEN 100-2, RP-2001, AND RP-2002. INCLUDES BATTERY BRACKET FOR TWO 7AH, 12AH, OR 18AH BATTERIES | Each | N/A | 1-Year | 190.25 | 25% | 142.6875
533 | NOTIFIER By Honeywell - Fire Alarm | SEISKIT-DAA | SEISMIC KIT FOR THE DAX, DAA, AND DAA2 SERIES AMPLIFIERS. INCLUDES BATTERY BRACKET FOR TWO 12AH BATTERIES | Each | N/A | 1-Year | 182 | 25% | 136.5
534 | NOTIFIER By Honeywell - Fire Alarm | SEISKIT-LBB | SEISMIC KIT FOR THE NFS-LBB. INCLUDES BATTERY BRACKET FOR TWO 55AH BATTERIES | Each | N/A | 1-Year | 198.75 | 25% | 149.0625
535 | NOTIFIER By Honeywell - Fire Alarm | SEISKIT-PS/2/4 | SEISMIC KIT FOR THE FCPS-24S6/8, CAB-PS1, SFP-2402 AND SFP-2404. INCLUDES BATTERY BRACKET FOR TWO 7AH OR 12AH BATTERIES | Each | N/A | 1-Year | 174 | 25% | 130.5
536 | NOTIFIER By Honeywell - Fire Alarm | TR-320 | TRIM RING FOR NFS-320 CABINET. | Each | N/A | 1-Year | 167 | 25% | 125.25
537 | NOTIFIER By Honeywell - Fire Alarm | TR-320R | TRIM RING FOR NFS-320 CABINET, RED | Each | N/A | 1-Year | 167 | 25% | 125.25
538 | NOTIFIER By Honeywell - Fire Alarm | TR-A4 | “A” SIZE TRIM RING FOR THE CAB-4 OR CAB-3 SERIES. BLACK. | Each | N/A | 1-Year | 180 | 25% | 135
539 | NOTIFIER By Honeywell - Fire Alarm | TR-AA4 | “AA” SIZE TRIM RING FOR THE CAB-4 OR CAB-3 SERIES. BLACK. | Each | N/A | 1-Year | 235 | 25% | 176.25
540 | NOTIFIER By Honeywell - Fire Alarm | TR-ABS2D | TRIM RING FOR ABS-2D, BLACK | Each | N/A | 1-Year | 165 | 25% | 123.75
541 | NOTIFIER By Honeywell - Fire Alarm | TRABS-4D | TRIM RING FOR ABS-4D, BLACK | Each | N/A | 1-Year | 88 | 25% | 66
542 | NOTIFIER By Honeywell - Fire Alarm | TRABS-4DR | TRIM RING FOR ABS-4D, RED | Each | N/A | 1-Year | 89 | 25% | 66.75
543 | NOTIFIER By Honeywell - Fire Alarm | TR-B4 | “B” SIZE TRIM RING FOR THE CAB-4 OR CAB-3 SERIES. BLACK. | Each | N/A | 1-Year | 181 | 25% | 135.75
544 | NOTIFIER By Honeywell - Fire Alarm | TR-C4 | “C” SIZE TRIM RING FOR THE CAB-4 OR CAB-3 SERIES. BLACK. | Each | N/A | 1-Year | 179 | 25% | 134.25
545 | NOTIFIER By Honeywell - Fire Alarm | TR-D4 | “D” SIZE TRIM RING FOR THE CAB-4 OR CAB-3 SERIES. BLACK. | Each | N/A | 1-Year | 184 | 25% | 138
546 | NOTIFIER By Honeywell - Fire Alarm | VP-2B | 2” FILLER DRESS PLATE. USED WHEN THE ADP-4B IS INSTALLED IN THE TOP ROW OF A CAB-4 SERIES BACKBOX. (ONLY NFS-3030/NFS-640) | Each | N/A | 1-Year | 47 | 25% | 35.25
547 | NOTIFIER By Honeywell - Fire Alarm | WC-2 | WIRE CHANNEL. PROVIDES A PAIR OF WIRE TRAYS TO NEATLY ROUTE WIRE IN A CAB-4 SERIES BACKBOX | Each | N/A | 1-Year | 43 | 25% | 32.25
548 | NOTIFIER By Honeywell - Fire Alarm | BAT-121000 | BATTERY, 12 VOLT, 100 AH. | Each | N/A | 1-Year | 749.25 | 25% | 561.9375
549 | NOTIFIER By Honeywell - Fire Alarm | BAT-12120-BP | FOUR (4) BAT-12120 BAT-12120 (12V, 12AH) | Each | N/A | 1-Year | 511.75 | 25% | 383.8125
550 | NOTIFIER By Honeywell - Fire Alarm | BAT-12180-BP | TWO (2) BAT-12180 (12V, 18AH) | Each | N/A | 1-Year | 277.25 | 25% | 207.9375
551 | NOTIFIER By Honeywell - Fire Alarm | BAT-12260-BP | TWO (2) BAT-12660 (12V, 26AH) | Each | N/A | 1-Year | 414.75 | 25% | 311.0625
552 | NOTIFIER By Honeywell - Fire Alarm | BAT-1250-BP | TEN (10) BAT-1250 (12V, 5AH) | Each | N/A | 1-Year | 500.75 | 25% | 375.5625
553 | NOTIFIER By Honeywell - Fire Alarm | BAT-12550 | BATTERY, 12 VOLT, 55 AH. | Each | N/A | 1-Year | 407.5 | 25% | 305.625
554 | NOTIFIER By Honeywell - Fire Alarm | BAT-1270-BP | FIVE (5) BAT-1270 (12V, 7AH) SHIPPED IN EACH BULK PACK | Each | N/A | 1-Year | 376.75 | 25% | 282.5625
555 | NOTIFIER By Honeywell - Fire Alarm | 411 | 3 CHANNEL, DUAL LINE SLAVE DACT; REQUIRES PRO-411 PROGRAMMER. | Each | N/A | 1-Year | 308.5 | 25% | 231.375
556 | NOTIFIER By Honeywell - Fire Alarm | 411RK | RELAY KIT, TWO PROGRAMMABLE RELAYS, FORM-C, 411UDAC ONLY. | Each | N/A | 1-Year | 29.25 | 25% | 21.9375
557 | NOTIFIER By Honeywell - Fire Alarm | 411UD | 4 CHANNEL DUAL LINE SLAVE PROGRAMMER DACT; FORM-C RELAY AND UP/DOWNLOAD CAPABILITY. REQUIRES PRO-411. | Each | N/A | 1-Year | 409.25 | 25% | 306.9375
558 | NOTIFIER By Honeywell - Fire Alarm | 411UDAC | 4 CHANNEL, DUAL LINE, STAND-ALONE COMMUNICATOR; 1 AMP NAC, INTEGRAL BATTERY CHARGER, REMOTE UPLOAD/DOWNLOAD CAPABILITY. | Each | N/A | 1-Year | 478.5 | 25% | 358.875
559 | NOTIFIER By Honeywell - Fire Alarm | 7626-25HC | 25 FT. ANTENNA CABLE, LOW LOSS | Each | N/A | 1-Year | 133.5 | 25% | 100.125
560 | NOTIFIER By Honeywell - Fire Alarm | 7626-50HC | 50 FT. ANTENNA CABLE, LOW LOSS | Each | N/A | 1-Year | 203.25 | 25% | 152.4375
561 | NOTIFIER By Honeywell - Fire Alarm | 7626-5C | 5 FT. ANTENNA CABLE, NOT LOW LOSS | Each | N/A | 1-Year | 70 | 25% | 52.5
562 | NOTIFIER By Honeywell - Fire Alarm | 7720P | IPGSM-COM, IPGSM-COMA HANDHELD PROGRAMMER | Each | N/A | 1-Year | 372.5 | 25% | 279.375
563 | NOTIFIER By Honeywell - Fire Alarm | ALMSC119 | RJ45-DB9F CONNECTOR | Each | N/A | 1-Year | 51.25 | 25% | 38.4375
564 | NOTIFIER By Honeywell - Fire Alarm | BB-UZC | OPTIONAL ENCLOSURE FOR APPLICATIONS WHERE THE UZC-256 WILL NOT FIT IN PANEL ENCLOSURE; BLACK | Each | N/A | 1-Year | 155 | 25% | 116.25
565 | NOTIFIER By Honeywell - Fire Alarm | BB-UZC-R | OPTIONAL ENCLSOURE FOR APPLICATIONS WHERE THE UZC-256 WILL NOT FIT IN PANEL ENCLOSURE; RED | Each | N/A | 1-Year | 155 | 25% | 116.25
566 | NOTIFIER By Honeywell - Fire Alarm | DPI-232 | DIRECT PANEL INTERFACE. MODEM INTERFACE FOR DIRECT WIRE (NO DIAL-UP CAPABILITIES) FOR INTERCONNECTING PANELS. REPLACES TPI-232 IN DIRECT WIRE APPLICATIONS. | Each | N/A | 1-Year | 1145 | 25% | 858.75
567 | NOTIFIER By Honeywell - Fire Alarm | ESD-100 | VISORALARM-PLUS UL LISTED SURGE PROTECTOR IN CHS-M3 OR CPU2-640 CHASSIS | Each | N/A | 1-Year | 501.75 | 25% | 376.3125
568 | NOTIFIER By Honeywell - Fire Alarm | GSM-ANT3DB | 3DB GAIN EXTERNAL/REMOTE ANTENNA | Each | N/A | 1-Year | 189 | 25% | 141.75
569 | NOTIFIER By Honeywell - Fire Alarm | HPTCOVER | PLUG IN TRANSFORMER BOX FOR IPGSM COMMUNICATOR | Each | N/A | 1-Year | 50 | 25% | 37.5
570 | NOTIFIER By Honeywell - Fire Alarm | IPBRKT | USED FOR MOUNTING IP COMMUNICATORS IN COMMON ENCLOSURE FOR SFP-5UD, SFP-10UD, NFW2-100 AND NFW-50 | Each | N/A | 1-Year | 66 | 25% | 49.5
571 | NOTIFIER By Honeywell - Fire Alarm | IPCHSKIT | CHASSIS TO MOUNT IP COMMUNICATOR IN CHSA SERIES CHASSIS | Each | N/A | 1-Year | 59.5 | 25% | 44.625
572 | NOTIFIER By Honeywell - Fire Alarm | IPDACT-2 | IPDACT COMMUNICATOR | Each | N/A | 1-Year | 595.5 | 25% | 446.625
573 | NOTIFIER By Honeywell - Fire Alarm | IPDACT-2UD | INCLUDES IPDACT-2 AND 2UD DAUGHTER BOARD. | Each | N/A | 1-Year | 699.1 | 25% | 524.325
574 | NOTIFIER By Honeywell - Fire Alarm | IPENC | IP COMMUNICATOR EXTERNAL MOUNTING ENCLOSURE, INCLUDES IPBRKT, RED | Each | N/A | 1-Year | 122.75 | 25% | 92.0625
575 | NOTIFIER By Honeywell - Fire Alarm | IPENC-B | IP COMMUNICATOR EXTERNAL MOUNTING ENCLOSURE, INCLUDES IPBRKT, BLACK | Each | N/A | 1-Year | 122.25 | 25% | 91.6875
576 | NOTIFIER By Honeywell - Fire Alarm | IPSPLT | SPLITTER: DUAL 8TPC TO SINGLE 8TPC “Y” SPLITTER WITH 2 EA. 9” CABLES FOR COMBINING PANEL PHONE JACKS TO ONE IPDACT INPUT. | Each | N/A | 1-Year | 23.75 | 25% | 17.8125
577 | NOTIFIER By Honeywell - Fire Alarm | MCBL-7 | DACT PHONE CORDS -- 7 FOOT. | Each | N/A | 1-Year | 11.25 | 25% | 8.4375
578 | NOTIFIER By Honeywell - Fire Alarm | PRO-411 | HAND-HELD PROGRAMMER FOR LOCAL PROGRAMMING OF 411, 411UD OR 411UDAC. | Each | N/A | 1-Year | 264 | 25% | 198
579 | NOTIFIER By Honeywell - Fire Alarm | UBS-1 | BACKBOX, UDACT, WITH VIEWING WINDOW AND OPTIONAL RELAY MOUNT. | Each | N/A | 1-Year | 160 | 25% | 120
580 | NOTIFIER By Honeywell - Fire Alarm | UBS-1B | METAL ENCLOSURE WITH SOLID DOOR FOR REMOTE MOUNTING OF THE UDACT-2, BLACK | Each | N/A | 1-Year | 160 | 25% | 120
581 | NOTIFIER By Honeywell - Fire Alarm | UBS-1R | METAL ENCLOSURE WITH SOLID DOOR FOR REMOTE MOUNTING OF THE UDACT-2, RED | Each | N/A | 1-Year | 160 | 25% | 120
582 | NOTIFIER By Honeywell - Fire Alarm | UDACT-2 | UNIVERSAL DIGITAL ALARM COMMUNICTATOR TRANSMITTER-2 | Each | N/A | 1-Year | 680 | 25% | 510
583 | NOTIFIER By Honeywell - Fire Alarm | UZC-256 | UNIVERSAL ZONE CODER; PROVIDES UP TO 256 DIFFERENT CODED OUTPUTS. NOTE: THE UZC-256 REQUIRES PROGRAMMING SOFTWARE AND A HARDWARE PC INTERFACE. | Each | N/A | 1-Year | 969 | 25% | 726.75
584 | NOTIFIER By Honeywell - Fire Alarm | UZC-HI | HARDWARE KIT TO CONNECT THE UZC-256 TO A PC.; INCLUDES: NULL MODEM CABLE, AC POWER ADAPTER, AND 9-PIN TO 25-PIN CONVERTER. | Each | N/A | 1-Year | 308 | 25% | 231
585 | NOTIFIER By Honeywell - Fire Alarm | VISORALARM-PLUS | CENTRAL STATION RECEIVER UL FOR FIRE AND SECURITY | Each | N/A | 1-Year | 4504 | 25% | 3378
586 | NOTIFIER By Honeywell - Fire Alarm | HS-NCM-MF | HIGH-SPEED NETWORK COMMUNICATIONS MODULE, FIBER-OPTIC CABLE INTERFACE (MULTI-MODE). | Each | N/A | 1-Year | 2203 | 25% | 1652.25
587 | NOTIFIER By Honeywell - Fire Alarm | HS-NCM-MFSF | HIGH-SPEED NETWORK COMMUNICATIONS MODULE, FIBER-OPTIC CABLE INTERFACE (MULTI-MODE FIBER TO SINGLE-MODE FIBER) | Each | N/A | 1-Year | 2488 | 25% | 1866
588 | NOTIFIER By Honeywell - Fire Alarm | HS-NCM-SF | HIGH-SPEED NETWORK COMMUNICATIONS MODULE, FIBER-OPTIC CABLE INTERFACE (SINGLE-MODE) | Each | N/A | 1-Year | 2747 | 25% | 2060.25
589 | NOTIFIER By Honeywell - Fire Alarm | HS-NCM-W | HIGH-SPEED NETWORK COMMUNICATIONS MODULE, TWISTED-PAIR WIRE INTERFACE | Each | N/A | 1-Year | 2224 | 25% | 1668
590 | NOTIFIER By Honeywell - Fire Alarm | HS-NCM-WMF | HIGH-SPEED NETWORK COMMUNICATIONS MODULE, WIRE AND FIBER-OPTIC CABLE INTERFACE (MULTI-MODE). | Each | N/A | 1-Year | 2162 | 25% | 1621.5
591 | NOTIFIER By Honeywell - Fire Alarm | HS-NCM-WSF | HIGH-SPEED NETWORK COMMUNICATIONS MODULE, WIRE AND FIBER-OPTIC CABLE INTERFACE (SINGLE-MODE). | Each | N/A | 1-Year | 2440 | 25% | 1830
592 | NOTIFIER By Honeywell - Fire Alarm | MODBUS-GW | MODBUS GATEWAY | Each | N/A | 1-Year | 2430 | 25% | 1822.5
593 | NOTIFIER By Honeywell - Fire Alarm | MON-22LCDW | 22" UL-LISTED WIDE-SCREEN LCD, 1680X1050 WSXGA | Each | N/A | 1-Year | 2798.75 | 25% | 2099.0625
594 | NOTIFIER By Honeywell - Fire Alarm | MON-22LCDW-TS | 22" UL-LISTED CAPACITIVE TOUCH-SCREEN, USB CONTROLLER, CUSTOM STAND | Each | N/A | 1-Year | 4207.75 | 25% | 3155.8125
595 | NOTIFIER By Honeywell - Fire Alarm | MON-42LCDW | 42" UL-LISTED WIDE-SCREEN LCD, 1920X1080P | Each | N/A | 1-Year | 13508.25 | 25% | 10131.1875
596 | NOTIFIER By Honeywell - Fire Alarm | NCM-F | NETWORK CONTROL MODULE - MULTI MODE FIBER; ORDER ONE NCM PER NETWORK NODE (CPU-640/3030,NCA,CPU2-640/3030,NCA-2,DVC, ETC). | Each | N/A | 1-Year | 987 | 25% | 740.25
597 | NOTIFIER By Honeywell - Fire Alarm | NCM-W | NETWORK CONTROL MODULE - WIRE; ORDER ONE NCM PER NETWORK NODE (CPU-640/3030,NCA,CPU2-640/3030,NCA-2,DVC, ETC). | Each | N/A | 1-Year | 941 | 25% | 705.75
598 | NOTIFIER By Honeywell - Fire Alarm | NFN-GW-EM-3 | INTELLIGENT GATEWAY INTERFACE FOR THE ONYXWORKS™ FIRE MONITORING WORKSTATION | Each | N/A | 1-Year | 2283 | 25% | 1712.25
599 | NOTIFIER By Honeywell - Fire Alarm | NFN-GW-PC-F | NFN GATEWAY PC CARD WITH FIBER. | Each | N/A | 1-Year | 2310 | 25% | 1732.5
600 | NOTIFIER By Honeywell - Fire Alarm | NFN-GW-PC-HNMF | HIGH SPEED NFN GATEWAY PC CARD FOR MULTIMODE FIBER (INCLUDED WITH ONYXWORKS-HNMF). | Each | N/A | 1-Year | 3390 | 25% | 2542.5
601 | NOTIFIER By Honeywell - Fire Alarm | NFN-GW-PC-HNSF | HIGH SPEED NFN GATEWAY PC CARD FOR SINGLE MODE FIBER (INCLUDED WITH ONYXWORKS-HNSF). | Each | N/A | 1-Year | 3961 | 25% | 2970.75
602 | NOTIFIER By Honeywell - Fire Alarm | NFN-GW-PC-HNW | HIGH SPEED NFN GATEWAY PC CARD FOR WIRE (INCLUDED WITH ONYXWORKS-HNW) | Each | N/A | 1-Year | 3389 | 25% | 2541.75
603 | NOTIFIER By Honeywell - Fire Alarm | NFN-GW-PC-W | NFN GATEWAY PC CARD WITH WIRE. | Each | N/A | 1-Year | 2310 | 25% | 1732.5
604 | NOTIFIER By Honeywell - Fire Alarm | RPT-F | NETWORK FIBER OPTICS REPEATER. | Each | N/A | 1-Year | 1000 | 25% | 750
605 | NOTIFIER By Honeywell - Fire Alarm | RPT-W | NETWORK WIRE REPEATER. | Each | N/A | 1-Year | 804 | 25% | 603
606 | NOTIFIER By Honeywell - Fire Alarm | RPT-WF | NETWORK WIRE TO FIBER OPTICS REPEATER. | Each | N/A | 1-Year | 967 | 25% | 725.25
607 | NOTIFIER By Honeywell - Fire Alarm | SLC-IM | CIRCUIT-INTEGRATION MODULE PROVIDES A COMMUNICATION LINK BETWEEN A VESDANET NETWORK AND A FIRE ALARM CONTROL PANEL (FACP) VIA THE VHX-1420-HFS | Each | N/A | 1-Year | 1085 | 25% | 813.75
608 | NOTIFIER By Honeywell - Fire Alarm | VESDA-HLI-GW | INTELLIGENT INTERFACE THAT PROVIDES A COMMUNICATION LINK BETWEEN THE NOTI-FIRE-NET™ NETWORK AND VESDA™ DETECTORS ON THE VESDANET™ | Each | N/A | 1-Year | 2310 | 25% | 1732.5
609 | NOTIFIER By Honeywell - Fire Alarm | FIRSTVISION-ENC | ONYX FIRSTVISION™ BACKBOX WITH DOOR | Each | N/A | 1-Year | 2547 | 25% | 1910.25
610 | NOTIFIER By Honeywell - Fire Alarm | FIRSTVISION-LCD | ONYX FIRSTVISION™ USER INTERFACE SOFTWARE AND HARDWARE PACKAGE. INCLUDES 22” LCD TOUCH-SCREEN PC, ONBOARD ETHERNET, AND USB PORTS. PACKAGE ALSO INCLUDES ONE SOFTWARE LICENSE, AND CONFIGURATION SOFTWARE. FIRSTVISION-ENC BACKBOX WITH DOOR MUST BE ORDERED SEPARATELY. | Each | N/A | 1-Year | 13027 | 25% | 9770.25
611 | NOTIFIER By Honeywell - Fire Alarm | LCD-WIN7-UG | ONYX FIRSTVISION™ LCD WINDOWS 7 UPGRADE | Each | N/A | 1-Year | 2163 | 25% | 1622.25
612 | NOTIFIER By Honeywell - Fire Alarm | NWS-3 | WEB-BASED HTML SERVER HARDWARE USED FOR REMOTE VIEWING OF ONYXWORKS | Each | N/A | 1-Year | 2449 | 25% | 1836.75
613 | NOTIFIER By Honeywell - Fire Alarm | ONYX-4 | ONYXWORKS VERSION 4 SOFTWARE KEYBIT (REQUIRED FOR VERSION 4 UPGRADES) | Each | N/A | 1-Year | 2158 | 25% | 1618.5
614 | NOTIFIER By Honeywell - Fire Alarm | ONYX-MM | ADDS FLOATABLE/DOCKABLE WINDOWS OPTION TO ONYXWORKS (TO SUPPORT DUAL MONITORS) | Each | N/A | 1-Year | 1149 | 25% | 861.75
615 | NOTIFIER By Honeywell - Fire Alarm | ONYX-NOTIFY | ADDS E-MAIL OPTION TO ONYXWORKS | Each | N/A | 1-Year | 1149 | 25% | 861.75
616 | NOTIFIER By Honeywell - Fire Alarm | ONYXWORKS-WS | UL LISTED ONYXWORKS WORKSTATION ONLY | Each | N/A | 1-Year | 22900 | 25% | 17175
617 | NOTIFIER By Honeywell - Fire Alarm | OW-NOUL | NON-UL LISTED ONYXWORKS (MONITOR-ONLY) SOFTWARE. SOFTWARE PLUS HASP KEY | Each | N/A | 1-Year | 7732 | 25% | 5799
618 | NOTIFIER By Honeywell - Fire Alarm | WIN10-UG | WINDOWS 10 UPGRADE KIT FOR WIN7 SOLID-STATE COMARK PC'S | Each | N/A | 1-Year | 1227.25 | 25% | 920.4375
619 | NOTIFIER By Honeywell - Fire Alarm | BACNET-GW-3 | INTELLIGENT INTERFACE USING BACNET PROTOCOL THAT A PROVIDES A COMMUNICATIONS LINKS BETWEEN A BUILDING MANAGEMENT SYSTEM (BMS) AND FIRE ALARM CONTROL PANELS | Each | N/A | 1-Year | 2333 | 25% | 1749.75
620 | NOTIFIER By Honeywell - Fire Alarm | CAP-GW | EMERGENCY COMMUNICATIONS RECEIVERS SYSTEM - DRMNS GATEWAY USING CAP PROTOCOL (INQUIRE REGARDING VENDOR COMPARTIBILITY) | Each | N/A | 1-Year | 2974 | 25% | 2230.5
621 | NOTIFIER By Honeywell - Fire Alarm | DACR-GW | RECEIVERS GATEWAY (PC VERSION) | Each | N/A | 1-Year | 2314 | 25% | 1735.5
622 | NOTIFIER By Honeywell - Fire Alarm | NOTIFY-IP | MASS NOTIFICATION VOICE PAGING | Each | N/A | 1-Year | 1138 | 25% | 853.5
623 | NOTIFIER By Honeywell - Fire Alarm | NOTIFY-IP-NOUL | MASS NOTIFICATION VOICE PAGING - NON UL LISTED APLICATIONS | Each | N/A | 1-Year | 1150 | 25% | 862.5
624 | NOTIFIER By Honeywell - Fire Alarm | BB-STD | STANDARD 4 SQUARE BOX. | Each | N/A | 1-Year | 7.5 | 25% | 5.625
625 | NOTIFIER By Honeywell - Fire Alarm | DECAL-R | RED DECALS FOR SPECTRALERT ADVANCE WALL PRODUCTS, 5 SETS OF 2 (10 TOTAL) | Each | N/A | 1-Year | 67 | 25% | 50.25
626 | NOTIFIER By Honeywell - Fire Alarm | DECAL-RC | RED DECALS FOR SPECTRALERT ADVANCE CEILING PRODUCTS, 5 SETS OF 3 (15 TOTAL) | Each | N/A | 1-Year | 100.75 | 25% | 75.5625
627 | NOTIFIER By Honeywell - Fire Alarm | DECAL-W | WHITE DECALS FOR SPECTRALERT ADVANCE WALL PRODUCTS, 5 SETS OF 2 (10 TOTAL) | Each | N/A | 1-Year | 67 | 25% | 50.25
628 | NOTIFIER By Honeywell - Fire Alarm | DECAL-WC | WHITE DECALS FOR SPECTRALERT ADVANCE WALL PRODUCTS, 5 SETS OF 3 (15 TOTAL) | Each | N/A | 1-Year | 100.75 | 25% | 75.5625
629 | NOTIFIER By Honeywell - Fire Alarm | HRK | HORN ONLY, 12 OR 24 VOLT, RED, WALL MOUNT, OUTDOOR, INCLUDES BACKBOX | Each | N/A | 1-Year | 78 | 25% | 58.5
630 | NOTIFIER By Honeywell - Fire Alarm | HRK-R | REPLACEMENT HORN, RED, WALL MOUNT, OUTDOOR | Each | N/A | 1-Year | 50.25 | 25% | 37.6875
631 | NOTIFIER By Honeywell - Fire Alarm | HR-LF | LOW FREQUENCY SOUNDER, RED | Each | N/A | 1-Year | 79 | 25% | 59.25
632 | NOTIFIER By Honeywell - Fire Alarm | HW-LF | LOW FREQUENCY SOUNDER, WHITE | Each | N/A | 1-Year | 79 | 25% | 59.25
633 | NOTIFIER By Honeywell - Fire Alarm | LENS-A | WALL STROBE LENS ATTACHMENT, AMBER | Each | N/A | 1-Year | 13.25 | 25% | 9.9375
634 | NOTIFIER By Honeywell - Fire Alarm | LENS-AC | CEILING STROBE LENS ATTACHMENT, AMBER | Each | N/A | 1-Year | 13.25 | 25% | 9.9375
635 | NOTIFIER By Honeywell - Fire Alarm | LENS-B | WALL STROBE LENS ATTACHMENT, BLUE | Each | N/A | 1-Year | 13.25 | 25% | 9.9375
636 | NOTIFIER By Honeywell - Fire Alarm | LENS-BC | CEILING STROBE LENS ATTACHMENT, BLUE | Each | N/A | 1-Year | 13.25 | 25% | 9.9375
637 | NOTIFIER By Honeywell - Fire Alarm | LENS-G | WALL STROBE LENS ATTACHMENT, GREEN | Each | N/A | 1-Year | 13.25 | 25% | 9.9375
638 | NOTIFIER By Honeywell - Fire Alarm | LENS-GC | CEILING STROBE LENS ATTACHMENT, GREEN | Each | N/A | 1-Year | 13.25 | 25% | 9.9375
639 | NOTIFIER By Honeywell - Fire Alarm | LENS-R | WALL STROBE LENS ATTACHMENT, RED | Each | N/A | 1-Year | 13.25 | 25% | 9.9375
640 | NOTIFIER By Honeywell - Fire Alarm | LENS-RC | CEILING STROBE LENS ATTACHMENT, RED | Each | N/A | 1-Year | 13.25 | 25% | 9.9375
641 | NOTIFIER By Honeywell - Fire Alarm | MDL3R | SYNC™•CIRCUIT MODULE, 12 OR 24 VDC, RED. | Each | N/A | 1-Year | 93.75 | 25% | 70.3125
642 | NOTIFIER By Honeywell - Fire Alarm | MDL3W | SYNC™•CIRCUIT MODULE, 12 OR 24 VDC, WHITE. | Each | N/A | 1-Year | 91.25 | 25% | 68.4375
643 | NOTIFIER By Honeywell - Fire Alarm | MHR | MINI HORN, RED | Each | N/A | 1-Year | 30.5 | 25% | 22.875
644 | NOTIFIER By Honeywell - Fire Alarm | MHW | MINI HORN, WHITE | Each | N/A | 1-Year | 30.5 | 25% | 22.875
645 | NOTIFIER By Honeywell - Fire Alarm | MP120K | ADAPTER PLATE, 120 VAC, FOR USE WITH SPECTRALERT ADVANCE DEVICES | Each | N/A | 1-Year | 53.5 | 25% | 40.125
646 | NOTIFIER By Honeywell - Fire Alarm | MWBB | WALL, METAL WEATHERPROOF BACK BOX, RED | Each | N/A | 1-Year | 50.25 | 25% | 37.6875
647 | NOTIFIER By Honeywell - Fire Alarm | MWBBCW | CEILING, METAL WEATHERPROOF BACK BOX, WHITE | Each | N/A | 1-Year | 57 | 25% | 42.75
648 | NOTIFIER By Honeywell - Fire Alarm | MWBBW | WALL, METAL WEATHERPROOF BACK BOX, WHITE | Each | N/A | 1-Year | 50.25 | 25% | 37.6875
649 | NOTIFIER By Honeywell - Fire Alarm | P2RHK | HORN/STROBE, 12/24 VOLT, HI CANDELA, 135,150,177,185 CD, RED OUTDOOR, INCLUDES BACKBOX | Each | N/A | 1-Year | 129.5 | 25% | 97.125
650 | NOTIFIER By Honeywell - Fire Alarm | P2RHK-120 | HORN/STROBE, 120 VOLT, HI CANDELA, 135,150,177,185 CD, RED OUTDOOR, INCLUDES BACKBOX | Each | N/A | 1-Year | 145.25 | 25% | 108.9375
651 | NOTIFIER By Honeywell - Fire Alarm | P2RHK-P | RED OUTDOOR HORN STROBE, HIGH CANDELA, PLAIN | Each | N/A | 1-Year | 129 | 25% | 96.75
652 | NOTIFIER By Honeywell - Fire Alarm | P2RH-LF | LOW FREQUENCY SOUNDER STROBE, RED | Each | N/A | 1-Year | 136 | 25% | 102
653 | NOTIFIER By Honeywell - Fire Alarm | P2RK | HORN/STROBE, 12/24 VOLT, RED, MULTI-CANDELA 15,15/75,30, 75,110,115 CD, OUTDOOR, INCLUDES BACKBOX | Each | N/A | 1-Year | 128.75 | 25% | 96.5625
654 | NOTIFIER By Honeywell - Fire Alarm | P2RK-P | RED OUTDOOR HORN STROBE, PLAIN | Each | N/A | 1-Year | 122.25 | 25% | 91.6875
655 | NOTIFIER By Honeywell - Fire Alarm | P2RK-R | REPLACEMENT HORN/STROBE, 12/24 VOLT, RED, MULTI-CANDELA 15,15/75,30,75,110,115 CD, OUTDOOR | Each | N/A | 1-Year | 105.5 | 25% | 79.125
656 | NOTIFIER By Honeywell - Fire Alarm | P2WHK | WHITE OUTDOOR HORN STROBE, HIGH CANDELA | Each | N/A | 1-Year | 127 | 25% | 95.25
657 | NOTIFIER By Honeywell - Fire Alarm | P2WHK-P | WHITE OUTDOOR HORN STROBE, HIGH CANDELA, PLAIN | Each | N/A | 1-Year | 129 | 25% | 96.75
658 | NOTIFIER By Honeywell - Fire Alarm | P2WH-LF | LOW FREQUENCY SOUNDER STROBE, WHITE | Each | N/A | 1-Year | 136 | 25% | 102
659 | NOTIFIER By Honeywell - Fire Alarm | P2WK | WHITE OUTDOOR HORN STROBE | Each | N/A | 1-Year | 135.75 | 25% | 101.8125
660 | NOTIFIER By Honeywell - Fire Alarm | P2WK-P | WHITE OUTDOOR HORN STROBE, PLAIN | Each | N/A | 1-Year | 122.25 | 25% | 91.6875
661 | NOTIFIER By Honeywell - Fire Alarm | P4RK | HORN/STROBE, 12/24 VOLT, RED, MULTI-CANDELA 15,15/75,30,75,110,115 CD, OUTDOOR, INCLUDES BACKBOX | Each | N/A | 1-Year | 129.5 | 25% | 97.125
662 | NOTIFIER By Honeywell - Fire Alarm | P4RK-R | REPLACEMENT HORN/STROBE, 12/24 VOLT, RED, MULTI-CANDELA 15,15/75,30,75,110,115 CD, OUTDOOR | Each | N/A | 1-Year | 117.75 | 25% | 88.3125
663 | NOTIFIER By Honeywell - Fire Alarm | P4WK | WHITE OUTDOOR HORN STROBE, 4 WIRE | Each | N/A | 1-Year | 129.5 | 25% | 97.125
664 | NOTIFIER By Honeywell - Fire Alarm | PC2RHK | HORN/STROBE, 12/24 VOLT, HI CANDELA, 135,150,177,185 CD, RED OUTDOOR, INCLUDES BACKBOX | Each | N/A | 1-Year | 127 | 25% | 95.25
665 | NOTIFIER By Honeywell - Fire Alarm | PC2RK | HORN/STROBE, 12/24 VOLT, RED, MULTI-CANDELA 15,15/75,30,75,110,115 CD, OUTDOOR, INCLUDES BACKBOX | Each | N/A | 1-Year | 120.75 | 25% | 90.5625
666 | NOTIFIER By Honeywell - Fire Alarm | PC2WHK | WHITE OUTDOOR HORN STROBE, HIGH CANDELA, CEILING MOUNT | Each | N/A | 1-Year | 127 | 25% | 95.25
667 | NOTIFIER By Honeywell - Fire Alarm | PC2WK | WHITE OUTDOOR HORN STROBE, CEILING MOUNT | Each | N/A | 1-Year | 120.75 | 25% | 90.5625
668 | NOTIFIER By Honeywell - Fire Alarm | RFP | RED RETROFIT PLATE (5 PACK) | Each | N/A | 1-Year | 97 | 25% | 72.75
669 | NOTIFIER By Honeywell - Fire Alarm | RFPW | WHITE RETROFIT PLATE (5 PACK) | Each | N/A | 1-Year | 95.5 | 25% | 71.625
670 | NOTIFIER By Honeywell - Fire Alarm | SA-WBB | WEATHERPROOF BACK BOX - WALL MOUNT, RED | Each | N/A | 1-Year | 38.25 | 25% | 28.6875
671 | NOTIFIER By Honeywell - Fire Alarm | SA-WBBC | WEATHERPROOF BACK BOX - CEILING MOUNT, RED | Each | N/A | 1-Year | 46.5 | 25% | 34.875
672 | NOTIFIER By Honeywell - Fire Alarm | SBBCR | CEILING MOUNT SURFACE MOUNT BACK BOX, RED | Each | N/A | 1-Year | 26.25 | 25% | 19.6875
673 | NOTIFIER By Honeywell - Fire Alarm | SBBCW | CEILING MOUNT SURFACE MOUNT BACK BOX, WHITE | Each | N/A | 1-Year | 26.25 | 25% | 19.6875
674 | NOTIFIER By Honeywell - Fire Alarm | SBBR | WALL MOUNT SURFACE MOUNT BACK BOX, RED | Each | N/A | 1-Year | 18.75 | 25% | 14.0625
675 | NOTIFIER By Honeywell - Fire Alarm | SBBSPR | WALL MOUNT SPEAKER SURFACE MOUNT BACK BOX, RED | Each | N/A | 1-Year | 24.75 | 25% | 18.5625
676 | NOTIFIER By Honeywell - Fire Alarm | SBBSPW | WALL MOUNT SPEAKER SURFACE MOUNT BACK BOX, WHITE | Each | N/A | 1-Year | 24.75 | 25% | 18.5625
677 | NOTIFIER By Honeywell - Fire Alarm | SBBW | WALL MOUNT SURFACE MOUNT BACK BOX, WHITE | Each | N/A | 1-Year | 18.75 | 25% | 14.0625
678 | NOTIFIER By Honeywell - Fire Alarm | SCRHK | STROBE, 12/24 VOLT, HI CANDELA, 135,150,177,185 CD, RED OUTDOOR, INCLUDES BACKBOX | Each | N/A | 1-Year | 106 | 25% | 79.5
679 | NOTIFIER By Honeywell - Fire Alarm | SCRK | STROBE, 12/24 VOLT, RED, MULTI-CANDELA 15,15/75,30,75,110,115 CD, OUTDOOR, INCLUDES BACKBOX | Each | N/A | 1-Year | 104.25 | 25% | 78.1875
680 | NOTIFIER By Honeywell - Fire Alarm | SCWHK | WHITE OUTDOOR STROBE, HIGH CANDELA, CEILING MOUNT | Each | N/A | 1-Year | 106 | 25% | 79.5
681 | NOTIFIER By Honeywell - Fire Alarm | SCWK | WHITE OUTDOOR STROBE, CEILING MOUNT | Each | N/A | 1-Year | 104 | 25% | 78
682 | NOTIFIER By Honeywell - Fire Alarm | SEP-BBSW | STROBE EXPANDER PLATE, BBS, WHITE | Each | N/A | 1-Year | 39 | 25% | 29.25
683 | NOTIFIER By Honeywell - Fire Alarm | SEP-SPSW | STROBE EXPANDER PLATE, SPEAKER STROBE, WHITE | Each | N/A | 1-Year | 107.5 | 25% | 80.625
684 | NOTIFIER By Honeywell - Fire Alarm | SEP-SW | STROBE EXPANDER PLATE, STROBE, WHITE | Each | N/A | 1-Year | 97.5 | 25% | 73.125
685 | NOTIFIER By Honeywell - Fire Alarm | SPCR | CEILING; RED; SPEAKER ONLY | Each | N/A | 1-Year | 41.25 | 25% | 30.9375
686 | NOTIFIER By Honeywell - Fire Alarm | SPCW | CEILING; WHITE; SPEAKER ONLY | Each | N/A | 1-Year | 41.25 | 25% | 30.9375
687 | NOTIFIER By Honeywell - Fire Alarm | SPCWK | CEILING, OUTDOOR; WHITE; SPEAKER ONLY | Each | N/A | 1-Year | 108 | 25% | 81
688 | NOTIFIER By Honeywell - Fire Alarm | SPRK | WALL, OUTDOOR, RED, SPEAKER ONLY | Each | N/A | 1-Year | 108 | 25% | 81
689 | NOTIFIER By Honeywell - Fire Alarm | SPRK-R | REPLACEMENT UNIT - RED OUTDOOR SPEAKER | Each | N/A | 1-Year | 66.25 | 25% | 49.6875
690 | NOTIFIER By Honeywell - Fire Alarm | SPSCW-CLR-ALERT | WHITE CEILING MOUNT SPEAKER STROBE WITH CLEAR LENS AND ALERT MARKING | Each | N/A | 1-Year | 120.5 | 25% | 90.375
691 | NOTIFIER By Honeywell - Fire Alarm | SPSCWHK | CEILING, OUTDOOR, WHITE, SELECTABLE CANDELA, SPEAKER/STROBE; HI CD | Each | N/A | 1-Year | 196.5 | 25% | 147.375
692 | NOTIFIER By Honeywell - Fire Alarm | SPSCWHK-P | WALL, OUTDOOR, WHITE, SELECTABLE CANDELA, SPEAKER/STROBE, PORTUGESE | Each | N/A | 1-Year | 182.5 | 25% | 136.875
693 | NOTIFIER By Honeywell - Fire Alarm | SPSCWHK-PG | CEILING, OUTDOOR, WHITE, SELECTABLE CANDELA, SPEAKER/STROBE; HI CD, PORTUGESE | Each | N/A | 1-Year | 185.25 | 25% | 138.9375
694 | NOTIFIER By Honeywell - Fire Alarm | SPSCWK | CEILING, OUTDOOR, WHITE, SELECTABLE CANDELA, SPEAKER/STROBE | Each | N/A | 1-Year | 195 | 25% | 146.25
695 | NOTIFIER By Honeywell - Fire Alarm | SPSCWK-CLR-ALERT | CEILING SPEAKER/STROBE, WHITE PLASTIC BOX, CLEAR LENS | Each | N/A | 1-Year | 185.75 | 25% | 139.3125
696 | NOTIFIER By Honeywell - Fire Alarm | SPSCWK-PG | CEILING, OUTDOOR, WHITE, SELECTABLE CANDELA, SPEAKER/STROBE, PORTUGESE | Each | N/A | 1-Year | 182 | 25% | 136.5
697 | NOTIFIER By Honeywell - Fire Alarm | SPSCWK-SP | CEILING, OUTDOOR, WHITE, SELECTABLE CANDELA, SPEAKER/STROBE, SPANISH | Each | N/A | 1-Year | 182 | 25% | 136.5
698 | NOTIFIER By Honeywell - Fire Alarm | SPSEP-BBSW | SPEAKER STROBE EXPANDER PLATE BBS WHITE | Each | N/A | 1-Year | 39 | 25% | 29.25
699 | NOTIFIER By Honeywell - Fire Alarm | SPSRK | WALL, OUTDOOR, RED, SELECTABLE CANDELA, SPEAKER/STROBE | Each | N/A | 1-Year | 195 | 25% | 146.25
700 | NOTIFIER By Honeywell - Fire Alarm | SPSRK-P | RED OUTDOOR SPEAKER STROBE, PLAIN | Each | N/A | 1-Year | 182 | 25% | 136.5
701 | NOTIFIER By Honeywell - Fire Alarm | SPSRK-PG | WALL, OUTDOOR, RED, SELECTABLE CANDELA, SPEAKER/STROBE, PORTUGESE | Each | N/A | 1-Year | 182 | 25% | 136.5
702 | NOTIFIER By Honeywell - Fire Alarm | SPSRK-R | REPLACEMENT UNIT - RED OUTDOOR SPEAKER STROBE | Each | N/A | 1-Year | 142.25 | 25% | 106.6875
703 | NOTIFIER By Honeywell - Fire Alarm | SPSW-ALERT | SPEAKER STROBE, STANDARD CD, WHITE, AMBER LENS | Each | N/A | 1-Year | 136.25 | 25% | 102.1875
704 | NOTIFIER By Honeywell - Fire Alarm | SPSWK | WALL, OUTDOOR, WHITE, SELECTABLE CANDELA, SPEAKER/STROBE | Each | N/A | 1-Year | 195 | 25% | 146.25
705 | NOTIFIER By Honeywell - Fire Alarm | SPSWK-CLR-ALERT | WALL SPEAKER/STROBE, WHITE PLASTIC BOX, CLEAR LENS | Each | N/A | 1-Year | 185.5 | 25% | 139.125
706 | NOTIFIER By Honeywell - Fire Alarm | SPSWK-P | WHITE OUTDOOR SPEAKER STROBE, PLAIN | Each | N/A | 1-Year | 181 | 25% | 135.75
707 | NOTIFIER By Honeywell - Fire Alarm | SPSWK-PG | WALL, OUTDOOR, WHITE, SELECTABLE CANDELA, SPEAKER/STROBE, PORTUGESE | Each | N/A | 1-Year | 182 | 25% | 136.5
708 | NOTIFIER By Honeywell - Fire Alarm | SPWK | WALL, OUTDOOR, WHITE, SPEAKER ONLY | Each | N/A | 1-Year | 107 | 25% | 80.25
709 | NOTIFIER By Honeywell - Fire Alarm | SPWV | WALL, WHITE, SPEAKER ONLY; HI DB | Each | N/A | 1-Year | 52.75 | 25% | 39.5625
710 | NOTIFIER By Honeywell - Fire Alarm | SRHK | STROBE, 12/24 VOLT, HI CANDELA, 135,150,177,185 CD, RED OUTDOOR, INCLUDES BACKBOX | Each | N/A | 1-Year | 106 | 25% | 79.5
711 | NOTIFIER By Honeywell - Fire Alarm | SRHK-P | RED OUTDOOR STROBE, HIGH CANDELA, PLAIN | Each | N/A | 1-Year | 108 | 25% | 81
712 | NOTIFIER By Honeywell - Fire Alarm | SRK | STROBE, 12/24 VOLT, RED, MULTI-CANDELA 15,15/75,30,75,110,115 CD, OUTDOOR, INCLUDES BACKBOX | Each | N/A | 1-Year | 104 | 25% | 78
713 | NOTIFIER By Honeywell - Fire Alarm | SRK-P | RED OUTDOOR STROBE, PLAIN | Each | N/A | 1-Year | 105.25 | 25% | 78.9375
714 | NOTIFIER By Honeywell - Fire Alarm | SRK-R | REPLACEMENT STROBE, 12/24 VOLT, RED, MULTI-CANDELA 15,15/75,30,75,110,115 CD, OUTDOOR | Each | N/A | 1-Year | 81.5 | 25% | 61.125
715 | NOTIFIER By Honeywell - Fire Alarm | SSM24-10 | 24V, 10” BELL. | Each | N/A | 1-Year | 90.75 | 25% | 68.0625
716 | NOTIFIER By Honeywell - Fire Alarm | SSM24-6 | 24V, 6” BELL. | Each | N/A | 1-Year | 66 | 25% | 49.5
717 | NOTIFIER By Honeywell - Fire Alarm | SSM24-8 | 24V, 8” BELL. | Each | N/A | 1-Year | 77.75 | 25% | 58.3125
718 | NOTIFIER By Honeywell - Fire Alarm | SWHK | WHITE OUTDOOR STROBE, HIGH CANDELA | Each | N/A | 1-Year | 106 | 25% | 79.5
719 | NOTIFIER By Honeywell - Fire Alarm | SWHK-P | WHITE OUTDOOR STROBE, HIGH CANDELA, PLAIN | Each | N/A | 1-Year | 107.5 | 25% | 80.625
720 | NOTIFIER By Honeywell - Fire Alarm | SWK | WHITE OUTDOOR STROBE | Each | N/A | 1-Year | 104 | 25% | 78
721 | NOTIFIER By Honeywell - Fire Alarm | SWK-P | WHITE OUTDOOR STROBE, PLAIN | Each | N/A | 1-Year | 105 | 25% | 78.75
722 | NOTIFIER By Honeywell - Fire Alarm | TR | WALL, TRIM RING, RED (5 PACK) | Each | N/A | 1-Year | 40.5 | 25% | 30.375
723 | NOTIFIER By Honeywell - Fire Alarm | TRC | CEILING, TRIM RING, RED (5 PACK) | Each | N/A | 1-Year | 40.5 | 25% | 30.375
724 | NOTIFIER By Honeywell - Fire Alarm | TRCW | CEILING, TRIM RING, WHITE (5 PACK) | Each | N/A | 1-Year | 40.5 | 25% | 30.375
725 | NOTIFIER By Honeywell - Fire Alarm | TR-HS | WALL MOUNT HORN STROBE TRIM RING, RED, ALLOWS 4 WIRE H/S TO BE MOUNTED ON A SINGLE GANG BACKBOX. PKG. OF 5 | Each | N/A | 1-Year | 27.5 | 25% | 20.625
726 | NOTIFIER By Honeywell - Fire Alarm | TRW | WALL, TRIM RING, WHITE (5 PACK) | Each | N/A | 1-Year | 40.5 | 25% | 30.375
727 | NOTIFIER By Honeywell - Fire Alarm | WBB | WEATHERPROOF BACKBOX, RED. | Each | N/A | 1-Year | 36.75 | 25% | 27.5625
728 | NOTIFIER By Honeywell - Fire Alarm | HR-LF-BP10 | LOW FREQUENCY SOUNDER, RED; 10 PACK | Each | N/A | 1-Year | 729 | 25% | 546.75
729 | NOTIFIER By Honeywell - Fire Alarm | HW-LF-BP10 | LOW FREQUENCY SOUNDER, WHITE; 10 PACK | Each | N/A | 1-Year | 729 | 25% | 546.75
730 | NOTIFIER By Honeywell - Fire Alarm | P2RH-LF-BP10 | LOW FREQUENCY SOUNDER STROBE, RED; 10 PACK | Each | N/A | 1-Year | 1282 | 25% | 961.5
731 | NOTIFIER By Honeywell - Fire Alarm | P2RL-BP10 | HORN STROBE 2W RED WALL; 10 PACK | Each | N/A | 1-Year | 660 | 25% | 495
732 | NOTIFIER By Honeywell - Fire Alarm | P2WH-LF-BP10 | LOW FREQUENCY SOUNDER STROBE, WHITE; 10 PACK | Each | N/A | 1-Year | 1267 | 25% | 950.25
733 | NOTIFIER By Honeywell - Fire Alarm | P2WL-BP10 | HORN STROBE 2W WHITE WALL; 10 PACK | Each | N/A | 1-Year | 660 | 25% | 495
734 | NOTIFIER By Honeywell - Fire Alarm | PC2RL-BP10 | HORN STROBE 2W RED CEILING; 10 PACK | Each | N/A | 1-Year | 683 | 25% | 512.25
735 | NOTIFIER By Honeywell - Fire Alarm | PC2WL-BP10 | HORN STROBE 2W WHITE CEILING; 10 PACK | Each | N/A | 1-Year | 683 | 25% | 512.25
736 | NOTIFIER By Honeywell - Fire Alarm | SCRL-BP10 | STROBE RED CEILING; 10 PACK | Each | N/A | 1-Year | 550 | 25% | 412.5
737 | NOTIFIER By Honeywell - Fire Alarm | SCWL-BP10 | STROBE WHITE CEILING; 10 PACK | Each | N/A | 1-Year | 550 | 25% | 412.5
738 | NOTIFIER By Honeywell - Fire Alarm | SPCRL-BP10 | SPEAKER RED CEILING; 10 PACK | Each | N/A | 1-Year | 338 | 25% | 253.5
739 | NOTIFIER By Honeywell - Fire Alarm | SPCWL-BP10 | SPEAKER WHITE CEILING; 10 PACK | Each | N/A | 1-Year | 338 | 25% | 253.5
740 | NOTIFIER By Honeywell - Fire Alarm | SPRL-BP10 | SPEAKER RED WALL; 10 PACK | Each | N/A | 1-Year | 342 | 25% | 256.5
741 | NOTIFIER By Honeywell - Fire Alarm | SPSCRL-BP10 | SPEAKER STROBE RED CEILING; 10 PACK | Each | N/A | 1-Year | 912 | 25% | 684
742 | NOTIFIER By Honeywell - Fire Alarm | SPSCWL-BP10 | SPEAKER STROBE WHITE CEILING; 10 PACK | Each | N/A | 1-Year | 912 | 25% | 684
743 | NOTIFIER By Honeywell - Fire Alarm | SPSRL-BP10 | SPEAKER STROBE RED WALL; 10 PACK | Each | N/A | 1-Year | 839 | 25% | 629.25
744 | NOTIFIER By Honeywell - Fire Alarm | SPSWL-BP10 | SPEAKER STROBE WHITE WALL; 10 PACK | Each | N/A | 1-Year | 839 | 25% | 629.25
745 | NOTIFIER By Honeywell - Fire Alarm | SPWL-BP10 | SPEAKER WHITE WALL; 10 PACK | Each | N/A | 1-Year | 342 | 25% | 256.5
746 | NOTIFIER By Honeywell - Fire Alarm | SRL-BP10 | STROBE RED WALL; 10 PACK | Each | N/A | 1-Year | 525 | 25% | 393.75
747 | NOTIFIER By Honeywell - Fire Alarm | SWL-BP10 | STROBE WHITE WALL; 10 PACK | Each | N/A | 1-Year | 525 | 25% | 393.75
748 | NOTIFIER By Honeywell - Fire Alarm | BZGR-AG | WALL RED BEZEL KIT COMPACT AGENT; 5 PER UNIT | Each | N/A | 1-Year | 55.25 | 25% | 41.4375
749 | NOTIFIER By Honeywell - Fire Alarm | BZGR-AL | WALL RED BEZEL KIT COMPACT ALERT; 5 PER UNIT | Each | N/A | 1-Year | 55.25 | 25% | 41.4375
750 | NOTIFIER By Honeywell - Fire Alarm | BZGR-EV | WALL RED BEZEL KIT COMPACT EVAC; 5 PER UNIT | Each | N/A | 1-Year | 55.25 | 25% | 41.4375
751 | NOTIFIER By Honeywell - Fire Alarm | BZGR-F | WALL RED BEZEL KIT COMPACT FIRE; 5 PER UNIT | Each | N/A | 1-Year | 55.25 | 25% | 41.4375
752 | NOTIFIER By Honeywell - Fire Alarm | BZGR-P | WALL RED BEZEL KIT COMPACT PLAIN; 5 PER UNIT | Each | N/A | 1-Year | 55.25 | 25% | 41.4375
753 | NOTIFIER By Honeywell - Fire Alarm | BZGR-PG | WALL RED BEZEL KIT COMPACT FOGO; 5 PER UNIT | Each | N/A | 1-Year | 55.25 | 25% | 41.4375
754 | NOTIFIER By Honeywell - Fire Alarm | BZGR-SP | WALL RED BEZEL KIT COMPACT FUEGO; 5 PER UNIT | Each | N/A | 1-Year | 55.25 | 25% | 41.4375
755 | NOTIFIER By Honeywell - Fire Alarm | BZGW-AG | WALL WHITE BEZEL KIT COMPACT AGENT; 5 PER UNIT | Each | N/A | 1-Year | 55.25 | 25% | 41.4375
756 | NOTIFIER By Honeywell - Fire Alarm | BZGW-AL | WALL WHITE BEZEL KIT COMPACT ALERT; 5 PER UNIT | Each | N/A | 1-Year | 55.25 | 25% | 41.4375
757 | NOTIFIER By Honeywell - Fire Alarm | BZGW-EV | WALL WHITE BEZEL KIT COMPACT EVAC; 5 PER UNIT | Each | N/A | 1-Year | 55.25 | 25% | 41.4375
758 | NOTIFIER By Honeywell - Fire Alarm | BZGW-F | WALL WHITE BEZEL KIT COMPACT FIRE; 5 PER UNIT | Each | N/A | 1-Year | 55.25 | 25% | 41.4375
759 | NOTIFIER By Honeywell - Fire Alarm | BZGW-P | WALL WHITE BEZEL KIT COMPACT PLAIN; 5 PER UNIT | Each | N/A | 1-Year | 55.25 | 25% | 41.4375
760 | NOTIFIER By Honeywell - Fire Alarm | BZGW-PG | WALL WHITE BEZEL KIT COMPACT FOGO; 5 PER UNIT | Each | N/A | 1-Year | 55.25 | 25% | 41.4375
761 | NOTIFIER By Honeywell - Fire Alarm | BZGW-SP | WALL WHITE BEZEL KIT COMPACT FUEGO; 5 PER UNIT | Each | N/A | 1-Year | 55.25 | 25% | 41.4375
762 | NOTIFIER By Honeywell - Fire Alarm | BZR-AG | WALL RED BEZEL KIT AGENT; 5 PER UNIT | Each | N/A | 1-Year | 55.25 | 25% | 41.4375
763 | NOTIFIER By Honeywell - Fire Alarm | BZR-AL | WALL RED BEZEL KIT ALERT; 5 PER UNIT | Each | N/A | 1-Year | 55.25 | 25% | 41.4375
764 | NOTIFIER By Honeywell - Fire Alarm | BZRC-AG | CEILING RED BEZEL KIT AGENT; 5 PER UNIT | Each | N/A | 1-Year | 65.25 | 25% | 48.9375
765 | NOTIFIER By Honeywell - Fire Alarm | BZRC-AL | CEILING RED BEZEL KIT ALERT; 5 PER UNIT | Each | N/A | 1-Year | 65.25 | 25% | 48.9375
766 | NOTIFIER By Honeywell - Fire Alarm | BZRC-EV | CEILING RED BEZEL KIT EVAC; 5 PER UNIT | Each | N/A | 1-Year | 65.25 | 25% | 48.9375
767 | NOTIFIER By Honeywell - Fire Alarm | BZRC-F | CEILING RED BEZEL KIT FIRE; 5 PER UNIT | Each | N/A | 1-Year | 65.25 | 25% | 48.9375
768 | NOTIFIER By Honeywell - Fire Alarm | BZRC-P | CEILING RED BEZEL KIT PLAIN; 5 PER UNIT | Each | N/A | 1-Year | 65.25 | 25% | 48.9375
769 | NOTIFIER By Honeywell - Fire Alarm | BZRC-PG | CEILING RED BEZEL KIT FOGO; 5 PER UNIT | Each | N/A | 1-Year | 65.25 | 25% | 48.9375
770 | NOTIFIER By Honeywell - Fire Alarm | BZRC-SP | CEILING RED BEZEL KIT FUEGO; 5 PER UNIT | Each | N/A | 1-Year | 65.25 | 25% | 48.9375
771 | NOTIFIER By Honeywell - Fire Alarm | BZR-EV | WALL RED BEZEL KIT EVAC; 5 PER UNIT | Each | N/A | 1-Year | 55.25 | 25% | 41.4375
772 | NOTIFIER By Honeywell - Fire Alarm | BZR-F | WALL RED BEZEL KIT FIRE; 5 PER UNIT | Each | N/A | 1-Year | 55.25 | 25% | 41.4375
773 | NOTIFIER By Honeywell - Fire Alarm | BZR-P | WALL RED BEZEL KIT PLAIN; 5 PER UNIT | Each | N/A | 1-Year | 55.25 | 25% | 41.4375
774 | NOTIFIER By Honeywell - Fire Alarm | BZR-PG | WALL RED BEZEL KIT FOGO; 5 PER UNIT | Each | N/A | 1-Year | 55.25 | 25% | 41.4375
775 | NOTIFIER By Honeywell - Fire Alarm | BZR-SP | WALL RED BEZEL KIT FUEGO; 5 PER UNIT | Each | N/A | 1-Year | 55.25 | 25% | 41.4375
776 | NOTIFIER By Honeywell - Fire Alarm | BZSPR-AG | WALL RED BEZEL KIT AGENT; 5 PER UNIT | Each | N/A | 1-Year | 55.25 | 25% | 41.4375
777 | NOTIFIER By Honeywell - Fire Alarm | BZSPR-AL | WALL RED BEZEL KIT ALERT; 5 PER UNIT | Each | N/A | 1-Year | 55.25 | 25% | 41.4375
778 | NOTIFIER By Honeywell - Fire Alarm | BZSPRC-AG | CEILING RED BEZEL KIT AGENT; 5 PER UNIT | Each | N/A | 1-Year | 65.25 | 25% | 48.9375
779 | NOTIFIER By Honeywell - Fire Alarm | BZSPRC-AL | CEILING RED BEZEL KIT ALERT; 5 PER UNIT | Each | N/A | 1-Year | 65.25 | 25% | 48.9375
780 | NOTIFIER By Honeywell - Fire Alarm | BZSPRC-EV | CEILING RED BEZEL KIT EVAC; 5 PER UNIT | Each | N/A | 1-Year | 65.25 | 25% | 48.9375
781 | NOTIFIER By Honeywell - Fire Alarm | BZSPRC-F | WALL RED BEZEL KIT FIRE; 5 PER UNIT | Each | N/A | 1-Year | 65.25 | 25% | 48.9375
782 | NOTIFIER By Honeywell - Fire Alarm | BZSPRC-P | CEILING RED BEZEL KIT PLAIN; 5 PER UNIT | Each | N/A | 1-Year | 65.25 | 25% | 48.9375
783 | NOTIFIER By Honeywell - Fire Alarm | BZSPRC-PG | WALL RED BEZEL KIT FOGO; 5 PER UNIT | Each | N/A | 1-Year | 65.25 | 25% | 48.9375
784 | NOTIFIER By Honeywell - Fire Alarm | BZSPRC-SP | WALL RED BEZEL KIT FUEGO; 5 PER UNIT | Each | N/A | 1-Year | 65.25 | 25% | 48.9375
785 | NOTIFIER By Honeywell - Fire Alarm | BZSPR-EV | WALL RED BEZEL KIT EVAC; 5 PER UNIT | Each | N/A | 1-Year | 55.25 | 25% | 41.4375
786 | NOTIFIER By Honeywell - Fire Alarm | BZSPR-F | WALL RED BEZEL KIT FIRE; 5 PER UNIT | Each | N/A | 1-Year | 55.25 | 25% | 41.4375
787 | NOTIFIER By Honeywell - Fire Alarm | BZSPR-P | WALL RED BEZEL KIT PLAIN; 5 PER UNIT | Each | N/A | 1-Year | 55.25 | 25% | 41.4375
788 | NOTIFIER By Honeywell - Fire Alarm | BZSPR-PG | WALL RED BEZEL KIT FOGO; 5 PER UNIT | Each | N/A | 1-Year | 55.25 | 25% | 41.4375
789 | NOTIFIER By Honeywell - Fire Alarm | BZSPR-SP | WALL RED BEZEL KIT FUEGO; 5 PER UNIT | Each | N/A | 1-Year | 55.25 | 25% | 41.4375
790 | NOTIFIER By Honeywell - Fire Alarm | BZSPW-AG | WALL WHITE BEZEL KIT AGENT; 5 PER UNIT | Each | N/A | 1-Year | 55.25 | 25% | 41.4375
791 | NOTIFIER By Honeywell - Fire Alarm | BZSPW-AL | WALL WHITE BEZEL KIT ALERT; 5 PER UNIT | Each | N/A | 1-Year | 55.25 | 25% | 41.4375
792 | NOTIFIER By Honeywell - Fire Alarm | BZSPWC-AG | CEILING WHITE BEZEL KIT AGENT; 5 PER UNIT | Each | N/A | 1-Year | 65.25 | 25% | 48.9375
793 | NOTIFIER By Honeywell - Fire Alarm | BZSPWC-AL | CEILING WHITE BEZEL KIT ALERT; 5 PER UNIT | Each | N/A | 1-Year | 65.25 | 25% | 48.9375
794 | NOTIFIER By Honeywell - Fire Alarm | BZSPWC-EV | CEILING WHITE BEZEL KIT EVAC; 5 PER UNIT | Each | N/A | 1-Year | 65.25 | 25% | 48.9375
795 | NOTIFIER By Honeywell - Fire Alarm | BZSPWC-F | WALL WHITE BEZEL KIT FIRE; 5 PER UNIT | Each | N/A | 1-Year | 65.25 | 25% | 48.9375
796 | NOTIFIER By Honeywell - Fire Alarm | BZSPWC-P | CEILING WHITE BEZEL KIT PLAIN; 5 PER UNIT | Each | N/A | 1-Year | 65.25 | 25% | 48.9375
797 | NOTIFIER By Honeywell - Fire Alarm | BZSPWC-PG | WALL WHITE BEZEL KIT FOGO; 5 PER UNIT | Each | N/A | 1-Year | 65.25 | 25% | 48.9375
798 | NOTIFIER By Honeywell - Fire Alarm | BZSPWC-SP | CEILING WHITE BEZEL KIT FUEGO; 5 PER UNIT | Each | N/A | 1-Year | 65.25 | 25% | 48.9375
799 | NOTIFIER By Honeywell - Fire Alarm | BZSPW-EV | WALL WHITE BEZEL KIT EVAC; 5 PER UNIT | Each | N/A | 1-Year | 55.25 | 25% | 41.4375
800 | NOTIFIER By Honeywell - Fire Alarm | BZSPW-F | WALL RED BEZEL KIT FIRE; 5 PER UNIT | Each | N/A | 1-Year | 55.25 | 25% | 41.4375
801 | NOTIFIER By Honeywell - Fire Alarm | BZSPW-P | WALL WHITE BEZEL KIT PLAIN; 5 PER UNIT | Each | N/A | 1-Year | 55.25 | 25% | 41.4375
802 | NOTIFIER By Honeywell - Fire Alarm | BZSPW-PG | WALL RED BEZEL KIT FOGO; 5 PER UNIT | Each | N/A | 1-Year | 55.25 | 25% | 41.4375
803 | NOTIFIER By Honeywell - Fire Alarm | BZSPW-SP | WALL RED BEZEL KIT FUEGO; 5 PER UNIT | Each | N/A | 1-Year | 55.25 | 25% | 41.4375
804 | NOTIFIER By Honeywell - Fire Alarm | BZW-AG | WALL WHITE BEZEL KIT AGENT; 5 PER UNIT | Each | N/A | 1-Year | 55.25 | 25% | 41.4375
805 | NOTIFIER By Honeywell - Fire Alarm | BZW-AL | WALL WHITE BEZEL KIT ALERT; 5 PER UNIT | Each | N/A | 1-Year | 55.25 | 25% | 41.4375
806 | NOTIFIER By Honeywell - Fire Alarm | BZWC-AG | CEILING WHITE BEZEL KIT AGENT; 5 PER UNIT | Each | N/A | 1-Year | 65.25 | 25% | 48.9375
807 | NOTIFIER By Honeywell - Fire Alarm | BZWC-AL | CEILING WHITE BEZEL KIT ALERT; 5 PER UNIT | Each | N/A | 1-Year | 65.25 | 25% | 48.9375
808 | NOTIFIER By Honeywell - Fire Alarm | BZWC-EV | CEILING WHITE BEZEL KIT EVAC; 5 PER UNIT | Each | N/A | 1-Year | 65.25 | 25% | 48.9375
809 | NOTIFIER By Honeywell - Fire Alarm | BZWC-F | CEILING WHITE BEZEL KIT FIRE; 5 PER UNIT | Each | N/A | 1-Year | 65.25 | 25% | 48.9375
810 | NOTIFIER By Honeywell - Fire Alarm | BZWC-P | CEILING WHITE BEZEL KIT PLAIN; 5 PER UNIT | Each | N/A | 1-Year | 65.25 | 25% | 48.9375
811 | NOTIFIER By Honeywell - Fire Alarm | BZWC-PG | CEILING WHITE BEZEL KIT FOGO; 5 PER UNIT | Each | N/A | 1-Year | 65.25 | 25% | 48.9375
812 | NOTIFIER By Honeywell - Fire Alarm | BZWC-SP | CEILING WHITE BEZEL KIT FUEGO; 5 PER UNIT | Each | N/A | 1-Year | 65.25 | 25% | 48.9375
813 | NOTIFIER By Honeywell - Fire Alarm | BZW-EV | WALL WHITE BEZEL KIT EVAC; 5 PER UNIT | Each | N/A | 1-Year | 55.25 | 25% | 41.4375
814 | NOTIFIER By Honeywell - Fire Alarm | BZW-F | WALL WHITE BEZEL KIT FIRE; 5 PER UNIT | Each | N/A | 1-Year | 55.25 | 25% | 41.4375
815 | NOTIFIER By Honeywell - Fire Alarm | BZW-P | WALL WHITE BEZEL KIT PLAIN; 5 PER UNIT | Each | N/A | 1-Year | 55.25 | 25% | 41.4375
816 | NOTIFIER By Honeywell - Fire Alarm | BZW-PG | WALL WHITE BEZEL KIT FOGO; 5 PER UNIT | Each | N/A | 1-Year | 55.25 | 25% | 41.4375
817 | NOTIFIER By Honeywell - Fire Alarm | BZW-SP | WALL WHITE BEZEL KIT FUEGO; 5 PER UNIT | Each | N/A | 1-Year | 55.25 | 25% | 41.4375
818 | NOTIFIER By Honeywell - Fire Alarm | CHRL | CHIME RED WALL | Each | N/A | 1-Year | 61 | 25% | 45.75
819 | NOTIFIER By Honeywell - Fire Alarm | CHSCRL | CHIME STROBE RED CEILING | Each | N/A | 1-Year | 126.25 | 25% | 94.6875
820 | NOTIFIER By Honeywell - Fire Alarm | CHSCWL | CHIME STROBE WHITE CEILING | Each | N/A | 1-Year | 126.25 | 25% | 94.6875
821 | NOTIFIER By Honeywell - Fire Alarm | CHSRL | CHIME STROBE RED WALL | Each | N/A | 1-Year | 124.75 | 25% | 93.5625
822 | NOTIFIER By Honeywell - Fire Alarm | CHSWL | CHIME STROBE WHITE WALL | Each | N/A | 1-Year | 124.75 | 25% | 93.5625
823 | NOTIFIER By Honeywell - Fire Alarm | CHWL | CHIME WHITE WALL | Each | N/A | 1-Year | 61 | 25% | 45.75
824 | NOTIFIER By Honeywell - Fire Alarm | HGRL | HORN WHITE WALL, COMPACT | Each | N/A | 1-Year | 32.5 | 25% | 24.375
825 | NOTIFIER By Honeywell - Fire Alarm | HGWL | HORN RED WALL, COMPACT | Each | N/A | 1-Year | 32.5 | 25% | 24.375
826 | NOTIFIER By Honeywell - Fire Alarm | HRL | HORN RED WALL | Each | N/A | 1-Year | 32 | 25% | 24
827 | NOTIFIER By Honeywell - Fire Alarm | HWL | HORN WHITE WALL | Each | N/A | 1-Year | 32 | 25% | 24
828 | NOTIFIER By Honeywell - Fire Alarm | LENS-A2 | WALL AMBER LENS | Each | N/A | 1-Year | 11.75 | 25% | 8.8125
829 | NOTIFIER By Honeywell - Fire Alarm | LENS-AC2 | CEILING AMBER LENS | Each | N/A | 1-Year | 11.75 | 25% | 8.8125
830 | NOTIFIER By Honeywell - Fire Alarm | LENS-B2 | WALL BLUE LENS | Each | N/A | 1-Year | 11.75 | 25% | 8.8125
831 | NOTIFIER By Honeywell - Fire Alarm | LENS-BC2 | CEILING BLUE LENS | Each | N/A | 1-Year | 11.75 | 25% | 8.8125
832 | NOTIFIER By Honeywell - Fire Alarm | LENS-G2 | WALL GREEN LENS | Each | N/A | 1-Year | 11.75 | 25% | 8.8125
833 | NOTIFIER By Honeywell - Fire Alarm | LENS-GC2 | CEILING GREEN LENS | Each | N/A | 1-Year | 11.75 | 25% | 8.8125
834 | NOTIFIER By Honeywell - Fire Alarm | LENS-R2 | WALL RED LENS | Each | N/A | 1-Year | 11.75 | 25% | 8.8125
835 | NOTIFIER By Honeywell - Fire Alarm | LENS-RC2 | CEILING RED LENS | Each | N/A | 1-Year | 11.75 | 25% | 8.8125
836 | NOTIFIER By Honeywell - Fire Alarm | MP120KL | 120 VAC ADAPTER MOUNTING PLATE | Each | N/A | 1-Year | 100.5 | 25% | 75.375
837 | NOTIFIER By Honeywell - Fire Alarm | P2GRL | HORN STROBE 2W RED WALL, COMPACT | Each | N/A | 1-Year | 71.5 | 25% | 53.625
838 | NOTIFIER By Honeywell - Fire Alarm | P2GWL | HORN STROBE 2W WHITE WALL, COMPACT | Each | N/A | 1-Year | 71.5 | 25% | 53.625
839 | NOTIFIER By Honeywell - Fire Alarm | P2RL | HORN STROBE 2W RED WALL | Each | N/A | 1-Year | 71.25 | 25% | 53.4375
840 | NOTIFIER By Honeywell - Fire Alarm | P2RL-P | HORN STROBE 2W RED WALL, PLAIN | Each | N/A | 1-Year | 68.75 | 25% | 51.5625
841 | NOTIFIER By Honeywell - Fire Alarm | P2RL-SP | HORN STROBE 2W RED WALL, FUEGO | Each | N/A | 1-Year | 70 | 25% | 52.5
842 | NOTIFIER By Honeywell - Fire Alarm | P2WL | HORN STROBE 2W WHITE WALL | Each | N/A | 1-Year | 71.25 | 25% | 53.4375
843 | NOTIFIER By Honeywell - Fire Alarm | P2WL-P | HORN STROBE 2W WHITE WALL, PLAIN | Each | N/A | 1-Year | 68 | 25% | 51
844 | NOTIFIER By Honeywell - Fire Alarm | P2WL-SP | HORN STROBE 2W WHITE WALL, FUEGO | Each | N/A | 1-Year | 69.5 | 25% | 52.125
845 | NOTIFIER By Honeywell - Fire Alarm | P4RL | AVAILABLE ON/AFTER MARCH 2018 HORN STROBE, WALL, 4-WIRE, RED, L-SERIES | Each | N/A | 1-Year | 103.25 | 25% | 77.4375
846 | NOTIFIER By Honeywell - Fire Alarm | P4WL | AVAILABLE ON/AFTER MARCH 2018 HORN STROBE, WALL, 4-WIRE, WHITE, L-SERIES | Each | N/A | 1-Year | 103.25 | 25% | 77.4375
847 | NOTIFIER By Honeywell - Fire Alarm | PC2RL | HORN STROBE 2W RED CEILING | Each | N/A | 1-Year | 73.75 | 25% | 55.3125
848 | NOTIFIER By Honeywell - Fire Alarm | PC2WL | HORN STROBE 2W WHITE CEILING | Each | N/A | 1-Year | 73.75 | 25% | 55.3125
849 | NOTIFIER By Honeywell - Fire Alarm | PC4RL | AVAILABLE ON/AFTER MARCH 2018 HORN STROBE, CEILING, 4-WIRE, RED, L-SERIES | Each | N/A | 1-Year | 104.5 | 25% | 78.375
850 | NOTIFIER By Honeywell - Fire Alarm | PC4WL | AVAILABLE ON/AFTER MARCH 2018 HORN STROBE, CEILING, 4-WIRE, WHITE, L-SERIES | Each | N/A | 1-Year | 104.5 | 25% | 78.375
851 | NOTIFIER By Honeywell - Fire Alarm | SBBCRL | CEILING SURFACE MOUNT BACK BOX, RED | Each | N/A | 1-Year | 24.75 | 25% | 18.5625
852 | NOTIFIER By Honeywell - Fire Alarm | SBBCWL | CEILING SURFACE MOUNT BACK BOX, WHITE | Each | N/A | 1-Year | 24.75 | 25% | 18.5625
853 | NOTIFIER By Honeywell - Fire Alarm | SBBGRL | WALL SURFACE MOUNT BACK BOX COMPACT, RED | Each | N/A | 1-Year | 17.75 | 25% | 13.3125
854 | NOTIFIER By Honeywell - Fire Alarm | SBBGWL | WALL SURFACE MOUNT BACK BOX COMPACT, WHITE | Each | N/A | 1-Year | 17.75 | 25% | 13.3125
855 | NOTIFIER By Honeywell - Fire Alarm | SBBRL | WALL SURFACE MOUNT BACK BOX, RED | Each | N/A | 1-Year | 17.75 | 25% | 13.3125
856 | NOTIFIER By Honeywell - Fire Alarm | SBBSPRL | WALL SPEAKER SURFACE MOUNT BACK BOX, RED | Each | N/A | 1-Year | 23 | 25% | 17.25
857 | NOTIFIER By Honeywell - Fire Alarm | SBBSPWL | WALL SPEAKER SURFACE MOUNT BACK BOX, WHITE | Each | N/A | 1-Year | 23 | 25% | 17.25
858 | NOTIFIER By Honeywell - Fire Alarm | SBBWL | WALL SURFACE MOUNT BACK BOX, WHITE | Each | N/A | 1-Year | 17.75 | 25% | 13.3125
859 | NOTIFIER By Honeywell - Fire Alarm | SB-SPC8 | 8 WATT SPEAKER TILE BRIDGE, 4 PER | Each | N/A | 1-Year | 50.5 | 25% | 37.875
860 | NOTIFIER By Honeywell - Fire Alarm | SCRL | STROBE RED CEILING | Each | N/A | 1-Year | 59.5 | 25% | 44.625
861 | NOTIFIER By Honeywell - Fire Alarm | SCWL | STROBE WHITE CEILING | Each | N/A | 1-Year | 59.5 | 25% | 44.625
862 | NOTIFIER By Honeywell - Fire Alarm | SCWL-CLR-ALERT | STOBE WHITE CEILING CLEAR LENS ALERT | Each | N/A | 1-Year | 69.5 | 25% | 52.125
863 | NOTIFIER By Honeywell - Fire Alarm | SEP-SPSWL | UNIVERSAL EXPANDER PLATE, AMBER LENS, WHITE, ALERT | Each | N/A | 1-Year | 106.25 | 25% | 79.6875
864 | NOTIFIER By Honeywell - Fire Alarm | SEP-SPSWL-P | UNIVERSAL EXPANDER PLATE, AMBER LENS, WHITE, PLAIN | Each | N/A | 1-Year | 102 | 25% | 76.5
865 | NOTIFIER By Honeywell - Fire Alarm | SGRL | STROBE RED WALL, COMPACT | Each | N/A | 1-Year | 59.25 | 25% | 44.4375
866 | NOTIFIER By Honeywell - Fire Alarm | SGWL | STROBE WHITE WALL, COMPACT | Each | N/A | 1-Year | 56.5 | 25% | 42.375
867 | NOTIFIER By Honeywell - Fire Alarm | SPCRL | SPEAKER RED CEILING | Each | N/A | 1-Year | 36.75 | 25% | 27.5625
868 | NOTIFIER By Honeywell - Fire Alarm | SPCW8 | 8 WATT SPEAKER | Each | N/A | 1-Year | 99 | 25% | 74.25
869 | NOTIFIER By Honeywell - Fire Alarm | SPCWL | SPEAKER WHITE CEILING | Each | N/A | 1-Year | 36.75 | 25% | 27.5625
870 | NOTIFIER By Honeywell - Fire Alarm | SPRL | SPEAKER RED WALL | Each | N/A | 1-Year | 37.25 | 25% | 27.9375
871 | NOTIFIER By Honeywell - Fire Alarm | SPSCRL | SPEAKER STROBE RED CEILING | Each | N/A | 1-Year | 95.75 | 25% | 71.8125
872 | NOTIFIER By Honeywell - Fire Alarm | SPSCWL | SPEAKER STROBE WHITE CEILING | Each | N/A | 1-Year | 95.75 | 25% | 71.8125
873 | NOTIFIER By Honeywell - Fire Alarm | SPSCWL-CLR-ALERT | SPEAKER STROBE WHITE CEILING, ALERT | Each | N/A | 1-Year | 109.5 | 25% | 82.125
874 | NOTIFIER By Honeywell - Fire Alarm | SPSCWL-P | SPEAKER STROBE WHITE CEILING, PLAIN | Each | N/A | 1-Year | 95.75 | 25% | 71.8125
875 | NOTIFIER By Honeywell - Fire Alarm | SPSCWL-SP | SPEAKER STROBE WHITE CEILING, FUEGO | Each | N/A | 1-Year | 95.75 | 25% | 71.8125
876 | NOTIFIER By Honeywell - Fire Alarm | SPSEP-BBSWL | UNIVERSAL EXPANDER PLATE BACK BOX SKIRT, WHITE | Each | N/A | 1-Year | 40.25 | 25% | 30.1875
877 | NOTIFIER By Honeywell - Fire Alarm | SPSRL | SPEAKER STROBE RED WALL | Each | N/A | 1-Year | 104.5 | 25% | 78.375
878 | NOTIFIER By Honeywell - Fire Alarm | SPSRL-P | SPEAKER STROBE RED WALL, PLAIN | Each | N/A | 1-Year | 95.5 | 25% | 71.625
879 | NOTIFIER By Honeywell - Fire Alarm | SPSRL-SP | SPEAKER STROBE RED WALL, FUEGO | Each | N/A | 1-Year | 95.5 | 25% | 71.625
880 | NOTIFIER By Honeywell - Fire Alarm | SPSWL | SPEAKER STROBE WHITE WALL | Each | N/A | 1-Year | 104.5 | 25% | 78.375
881 | NOTIFIER By Honeywell - Fire Alarm | SPSWL-ALERT | SPEAKER STROBE WHITE WALL, ALERT | Each | N/A | 1-Year | 111.25 | 25% | 83.4375
882 | NOTIFIER By Honeywell - Fire Alarm | SPSWL-CLR-ALERT | SPEAKER STROBE WHITE WALL CLEAR LENS, ALERT | Each | N/A | 1-Year | 109 | 25% | 81.75
883 | NOTIFIER By Honeywell - Fire Alarm | SPSWL-P | SPEAKER STROBE WHITE WALL, PLAIN | Each | N/A | 1-Year | 95.5 | 25% | 71.625
884 | NOTIFIER By Honeywell - Fire Alarm | SPWL | SPEAKER WHITE WALL | Each | N/A | 1-Year | 37.25 | 25% | 27.9375
885 | NOTIFIER By Honeywell - Fire Alarm | SRL | STROBE RED WALL | Each | N/A | 1-Year | 56.75 | 25% | 42.5625
886 | NOTIFIER By Honeywell - Fire Alarm | SRL-P | STROBE RED WALL, PLAIN | Each | N/A | 1-Year | 54 | 25% | 40.5
887 | NOTIFIER By Honeywell - Fire Alarm | SRL-SP | STROBE RED WALL, FUEGO | Each | N/A | 1-Year | 54 | 25% | 40.5
888 | NOTIFIER By Honeywell - Fire Alarm | SWL | STROBE WHITE WALL | Each | N/A | 1-Year | 56.75 | 25% | 42.5625
889 | NOTIFIER By Honeywell - Fire Alarm | SWL-ALERT | STROBE WHITE WALL, AMBER LENS | Each | N/A | 1-Year | 68.25 | 25% | 51.1875
890 | NOTIFIER By Honeywell - Fire Alarm | SWL-CLR-ALERT | STROBE WHITE WALL, CLEAR LENS | Each | N/A | 1-Year | 63 | 25% | 47.25
891 | NOTIFIER By Honeywell - Fire Alarm | SWL-P | STROBE WHITE WALL, PLAIN | Each | N/A | 1-Year | 53.75 | 25% | 40.3125
892 | NOTIFIER By Honeywell - Fire Alarm | TR-2 | UNIVERSAL WALL TRIM RING, RED; 5 PER UNIT | Each | N/A | 1-Year | 36.25 | 25% | 27.1875
893 | NOTIFIER By Honeywell - Fire Alarm | TR-2W | UNIVERSAL WALL TRIM RING, WHITE; 5 PER UNIT | Each | N/A | 1-Year | 36.25 | 25% | 27.1875
894 | NOTIFIER By Honeywell - Fire Alarm | TRC-2 | UNIVERSAL CEILING TRIM RING, RED; 5 PER UNIT | Each | N/A | 1-Year | 36.25 | 25% | 27.1875
895 | NOTIFIER By Honeywell - Fire Alarm | TRC-2W | UNIVERSAL CEILING TRIM RING, RED; 5 PER UNIT | Each | N/A | 1-Year | 36.25 | 25% | 27.1875
896 | NOTIFIER By Honeywell - Fire Alarm | 31T-115-R | ELECTRO MECHANICAL HORN,115 VAC,SEMI FLUSH,RD | Each | N/A | 1-Year | 83.6 | 25% | 62.7
897 | NOTIFIER By Honeywell - Fire Alarm | 43T-G10-115-R | BELL, VIB, 115 VAC, 10”, RED. | Each | N/A | 1-Year | 156.8 | 25% | 117.6
898 | NOTIFIER By Honeywell - Fire Alarm | 43T-G6-115-R | BELL, VIB, 115 VAC, 6”, RED. | Each | N/A | 1-Year | 98.2 | 25% | 73.65
899 | NOTIFIER By Honeywell - Fire Alarm | 43T-G6-24-R | BELL, VIB, 24 VAC, 6”, RED. | Each | N/A | 1-Year | 101.4 | 25% | 76.05
900 | NOTIFIER By Honeywell - Fire Alarm | AH-24WP-R | HORN, 24 VDC, RED, IN/OUTDOOR, CONT OR CODE3, SYNC OR NON SYNC. | Each | N/A | 1-Year | 44.9 | 25% | 33.675
901 | NOTIFIER By Honeywell - Fire Alarm | AM-SP40S-SMK | SP40S AFTER MKT 8 MESSAGE STANDARD MESSAGE KIT | Each | N/A | 1-Year | 271.7 | 25% | 203.775
902 | NOTIFIER By Honeywell - Fire Alarm | AMT-12/24-R | 8 MULTITONE,3 INPUT,WALL/CEIL,12/24 VDC,RD | Each | N/A | 1-Year | 93 | 25% | 69.75
903 | NOTIFIER By Honeywell - Fire Alarm | AMT-24MCW-FR | AMT STROBE, MULTI- CANDELA, 24VDC, WALL MOUNT, RED. | Each | N/A | 1-Year | 173.5 | 25% | 130.125
904 | NOTIFIER By Honeywell - Fire Alarm | AP-S | PLATE,ADAPTER,SILVER | Each | N/A | 1-Year | 13.6 | 25% | 10.2
905 | NOTIFIER By Honeywell - Fire Alarm | ASWP-2475C-FR | HN STR,CEIL,WTHPRF, 24VDC,3DB,75CD,RD | Each | N/A | 1-Year | 92 | 25% | 69
906 | NOTIFIER By Honeywell - Fire Alarm | ASWP-2475W-FR | WEATHERPROOF HORN STROBE, 24 VDC, 75 CANDELA, WALL MOUNT, RED. | Each | N/A | 1-Year | 92 | 25% | 69
907 | NOTIFIER By Honeywell - Fire Alarm | ASWP-2475W-FW | HN STR,WALL,WTHPRF, 24VDC,3DB,75CD,WHT | Each | N/A | 1-Year | 99.3 | 25% | 74.475
908 | NOTIFIER By Honeywell - Fire Alarm | BB-R | SURFACE BACK-BOX, RED, INTERIOR TYPE, 4”. | Each | N/A | 1-Year | 10.5 | 25% | 7.875
909 | NOTIFIER By Honeywell - Fire Alarm | BB-S | BACKBOX,4",SILVER | Each | N/A | 1-Year | 9.4 | 25% | 7.05
910 | NOTIFIER By Honeywell - Fire Alarm | CBB-8 | BACKBOX,8" SPEAKER,RND,WHT | Each | N/A | 1-Year | 28.2 | 25% | 21.15
911 | NOTIFIER By Honeywell - Fire Alarm | CH70-24MCW-FR | CHIME STROBE, 24 VDC, RED, SELECTABLE CANDELA 15/30/75/110.; WALL MOUNT | Each | N/A | 1-Year | 191.2 | 25% | 143.4
912 | NOTIFIER By Honeywell - Fire Alarm | CH70-24MCW-FW | CHIME STROBE, 24 VDC, WHITE, SELECTABLE CANDELA 15/30/75/110.; WALL MOUNT | Each | N/A | 1-Year | 191.2 | 25% | 143.4
913 | NOTIFIER By Honeywell - Fire Alarm | CH70-24-R | CHIME,SQ.,24 VDC,RD | Each | N/A | 1-Year | 79.4 | 25% | 59.55
914 | NOTIFIER By Honeywell - Fire Alarm | CH90-24MCC-FW | CHIME STROBE,24 VDC,WHITE,SELECTABLE CANDELA 15/30/75/100,RND, CEILING | Each | N/A | 1-Year | 191.2 | 25% | 143.4
915 | NOTIFIER By Honeywell - Fire Alarm | CH90-24-W | CHIME,RND,24 VDC,WHT | Each | N/A | 1-Year | 79.4 | 25% | 59.55
916 | NOTIFIER By Honeywell - Fire Alarm | CSX10-115-R | 10” EXPLOSION PROOF BELL, SINGLE STROKE, 115VAC, RED | Each | N/A | 1-Year | 1546.6 | 25% | 1159.95
917 | NOTIFIER By Honeywell - Fire Alarm | CSX10-24-R | EXPL. PROOF,SINGLE STROKE BELL,24 VDC,RD | Each | N/A | 1-Year | 1492.3 | 25% | 1119.225
918 | NOTIFIER By Honeywell - Fire Alarm | CSXG10-115-R | 10” EXPLOSION PROOF BELL, SINGLE STROKE, 115VAC, RED, OUTDOOR | Each | N/A | 1-Year | 2557.1 | 25% | 1917.825
919 | NOTIFIER By Honeywell - Fire Alarm | CSXG10-24-R | EXPL. PROOF,SINGLE STROKE BELL,OUTDOOR,24 VDC,RD | Each | N/A | 1-Year | 2495.5 | 25% | 1871.625
920 | NOTIFIER By Honeywell - Fire Alarm | CVXG10-115-R | 10” EXPLOSION PROOF BELL, VIBRATING, 115VAC, RED, OUTDOOR | Each | N/A | 1-Year | 2580.1 | 25% | 1935.075
921 | NOTIFIER By Honeywell - Fire Alarm | DBB-R | DEEP, 4 INCH SQUARE BACKBOX. | Each | N/A | 1-Year | 12.5 | 25% | 9.375
922 | NOTIFIER By Honeywell - Fire Alarm | DBB-S | BACKBOX,4" DEEP,SILVER | Each | N/A | 1-Year | 10.5 | 25% | 7.875
923 | NOTIFIER By Honeywell - Fire Alarm | DC-MAX-R | DC MAX INDUST STR,RED,DOUBLE FLASH,10.5 31VDC | Each | N/A | 1-Year | 337.5 | 25% | 253.125
924 | NOTIFIER By Honeywell - Fire Alarm | DSM-12/24-R | SYNC MODULE, SINGLE CIRCUIT CLASS A / MULTIPLE B, 12 OR 24 VDC. | Each | N/A | 1-Year | 118.1 | 25% | 88.575
925 | NOTIFIER By Honeywell - Fire Alarm | E50-24MCW-FR | SPEAKER STROBE, WALL, 24 VDC, RED, SQUARE, SELECTABLE CANDELA 15/30/75/110 | Each | N/A | 1-Year | 119.1 | 25% | 89.325
926 | NOTIFIER By Honeywell - Fire Alarm | E50-24MCW-FW | SPEAKER STROBE, WALL, 24 VDC, WHITE, SQUARE, SELECTABLE CANDELA 15/30/75/110 | Each | N/A | 1-Year | 115 | 25% | 86.25
927 | NOTIFIER By Honeywell - Fire Alarm | E50-24MCWH-FR | SPEAKER STROBE, WALL, 24VDC, MULTI-CANDELA 135/185, RED | Each | N/A | 1-Year | 134.8 | 25% | 101.1
928 | NOTIFIER By Honeywell - Fire Alarm | E50-24MCWH-FW | SPEAKER STROBE, WALL, 24VDC, MULTI-CANDELA 135/185, WHITE | Each | N/A | 1-Year | 134.8 | 25% | 101.1
929 | NOTIFIER By Honeywell - Fire Alarm | E50-R | SPEAKER, RED, 25 OR 70.7 VRMS, 1/8 TO 2 WATTS, WALL MOUNT, SQUARE | Each | N/A | 1-Year | 47 | 25% | 35.25
930 | NOTIFIER By Honeywell - Fire Alarm | E50SB-R | SURFACE BACKBOX FOR E50 SPEAKERS, RED | Each | N/A | 1-Year | 21.9 | 25% | 16.425
931 | NOTIFIER By Honeywell - Fire Alarm | E50SB-W | SURFACE BACKBOX FOR E50 SPEAKERS, WHITE | Each | N/A | 1-Year | 18.8 | 25% | 14.1
932 | NOTIFIER By Honeywell - Fire Alarm | E50SSB-R | SURFACE BACKBOX FOR E50 SPEAKER STROBE, RED | Each | N/A | 1-Year | 21.9 | 25% | 16.425
933 | NOTIFIER By Honeywell - Fire Alarm | E50SSB-W | SURFACE BACKBOX FOR E50 SPEAKER STROBE, WHITE | Each | N/A | 1-Year | 21.9 | 25% | 16.425
934 | NOTIFIER By Honeywell - Fire Alarm | E50-W | SPEAKER, WHITE, 25 OR 70.7 VRMS, 1/8 TO 2 WATTS, WALL MOUNT, SQUARE | Each | N/A | 1-Year | 47 | 25% | 35.25
935 | NOTIFIER By Honeywell - Fire Alarm | E60-24MCC-FR | SPEAKER STROBE, 24 VDC, SELECTABLE CANDELA 15/30/75/110, RED, CEILING | Each | N/A | 1-Year | 119.1 | 25% | 89.325
936 | NOTIFIER By Honeywell - Fire Alarm | E60-24MCC-FW | SPEAKER STROBE, 24 VDC, SELECTABLE CANDELA 15/30/75/110, WHITE, CEILING | Each | N/A | 1-Year | 119.1 | 25% | 89.325
937 | NOTIFIER By Honeywell - Fire Alarm | E60-24MCCH-FR | SPEAKER STROBE, WALL,24VDC, MULTI-CANDELA 115/177, RED | Each | N/A | 1-Year | 134.8 | 25% | 101.1
938 | NOTIFIER By Honeywell - Fire Alarm | E60-24MCCH-FW | SPEAKER STROBE, WALL,24VDC, MULTI-CANDELA 115/177, WHITE | Each | N/A | 1-Year | 134.8 | 25% | 101.1
939 | NOTIFIER By Honeywell - Fire Alarm | E60-24MCW-FW | 2W SPKR STR,RND,WALL,24VDC,15/30/75/95CD,WHT | Each | N/A | 1-Year | 123.3 | 25% | 92.475
940 | NOTIFIER By Honeywell - Fire Alarm | E60EXT-R | E60 SERIES EXTENDER RING, RED | Each | N/A | 1-Year | 9.4 | 25% | 7.05
941 | NOTIFIER By Honeywell - Fire Alarm | E60EXT-W | E60 SERIES EXTENDER RING, WHITE | Each | N/A | 1-Year | 9.4 | 25% | 7.05
942 | NOTIFIER By Honeywell - Fire Alarm | E60-R | SPEAKER, RED, 25 OR 70.7 VRMS, 1/8 TO 2 WATTS, CEILING MOUNT, SQUARE | Each | N/A | 1-Year | 47 | 25% | 35.25
943 | NOTIFIER By Honeywell - Fire Alarm | E60-W | SPEAKER, WHITE, 25 OR 70.7 VRMS, 1/8 TO 2 WATTS, CEILING MOUNT, SQUARE | Each | N/A | 1-Year | 44.9 | 25% | 33.675
944 | NOTIFIER By Honeywell - Fire Alarm | E70-24MCC-FW | SPEAKER STROBE, 24 VDC, SELECTABLE CANDELA 15/30/75/110, WHITE, CEILING | Each | N/A | 1-Year | 119.1 | 25% | 89.325
945 | NOTIFIER By Honeywell - Fire Alarm | E70-24MCC-NW | 2W SPKR STR,SQ,CEIL, 24VDC,15/30/75/95CD,WHT,NO LTR | Each | N/A | 1-Year | 111.8 | 25% | 83.85
946 | NOTIFIER By Honeywell - Fire Alarm | E70-24MCW-FR | SPEAKER STROBE, WALL, 24 VDC, RED, SQUARE, SELECTABLE CANDELA 15/30/75/110. | Each | N/A | 1-Year | 121.2 | 25% | 90.9
947 | NOTIFIER By Honeywell - Fire Alarm | E70-24MCW-FW | SPEAKER STROBE, WALL, 24 VDC, WHITE, SQUARE, SELECTABLE CANDELA 15/30/75/110. | Each | N/A | 1-Year | 117 | 25% | 87.75
948 | NOTIFIER By Honeywell - Fire Alarm | E70-24MCWH-FR | SPEAKER STROBE, WALL, 24 VDC, MULTI-CANDELA 135/185, RED. | Each | N/A | 1-Year | 134.8 | 25% | 101.1
949 | NOTIFIER By Honeywell - Fire Alarm | E70-24MCWH-FW | SPEAKER STROBE, WALL, 24 VDC, MULTI-CANDELA 135/185, WHITE. | Each | N/A | 1-Year | 139 | 25% | 104.25
950 | NOTIFIER By Honeywell - Fire Alarm | E70-R | SPEAKER, RED, 25 OR 70.7 VRMS, FLUSH, SQUARE, 1/8 TO 2 WATTS. | Each | N/A | 1-Year | 47 | 25% | 35.25
951 | NOTIFIER By Honeywell - Fire Alarm | E70-W | SPEAKER, WHITE, 25 OR 70.7 VRMS, FLUSH, 1/8 TO 2 WATTS, WALL OR CEILING MOUNT, SQUARE | Each | N/A | 1-Year | 47 | 25% | 35.25
952 | NOTIFIER By Honeywell - Fire Alarm | E90-24MCC-FR | 2W SPKR STR,RND,CEIL, 24VDC,15/30/75/95CD,RED | Each | N/A | 1-Year | 123.3 | 25% | 92.475
953 | NOTIFIER By Honeywell - Fire Alarm | E90-24MCC-FW | SPEAKER STROBE, 24 VDC, MULTI-CANDELA 15/30/75/110, WHITE, CEILING. | Each | N/A | 1-Year | 121.2 | 25% | 90.9
954 | NOTIFIER By Honeywell - Fire Alarm | E90-24MCCH-FW | SPEAKER STROBE, 24 VDC, MULTI-CANDELA 115/177, WHITE, CEILING. | Each | N/A | 1-Year | 134.8 | 25% | 101.1
955 | NOTIFIER By Honeywell - Fire Alarm | E90-24MCC-NW | 2W SPKR STR,RND,CEIL, 24VDC,15/30/75/95CD,NO LTR | Each | N/A | 1-Year | 123.3 | 25% | 92.475
956 | NOTIFIER By Honeywell - Fire Alarm | E90-R | SPEAKER, RED, 25 OR 70.7 VRMS, ROUND, 1/8 TO 2 WATTS, WALL OR CEILING MOUNT | Each | N/A | 1-Year | 47 | 25% | 35.25
957 | NOTIFIER By Honeywell - Fire Alarm | E90-W | SPEAKER, WHITE, 25 OR 70.7 VRMS, CEILING ROUND, 1/8 TO 2 WATTS. | Each | N/A | 1-Year | 47 | 25% | 35.25
958 | NOTIFIER By Honeywell - Fire Alarm | ECHG70-R | GRILL PLATE FOR CH70,E70,ET70,SQ,RD | Each | N/A | 1-Year | 8.4 | 25% | 6.3
959 | NOTIFIER By Honeywell - Fire Alarm | ECHG70-W | GRILL PLATE FOR CH70,E70,ET70,SQ,WHT | Each | N/A | 1-Year | 8.4 | 25% | 6.3
960 | NOTIFIER By Honeywell - Fire Alarm | ECHG90-R | GRILL PLATE FOR CH70,E70,ET70,RND,RD | Each | N/A | 1-Year | 9.4 | 25% | 7.05
961 | NOTIFIER By Honeywell - Fire Alarm | ECHG90-W | GRILL PLATE FOR CH70,E70,ET70,RND,WHT | Each | N/A | 1-Year | 9.4 | 25% | 7.05
962 | NOTIFIER By Honeywell - Fire Alarm | ECHSG50-FW | GRILL PLATE FOR E50 SPKR STR,FIRE LTR,WHT | Each | N/A | 1-Year | 8.4 | 25% | 6.3
963 | NOTIFIER By Honeywell - Fire Alarm | ECHSG70W-FR | GRILL PLATE FOR SPEAKER STROBE CH70,E70,ET70,SQ,FIRE LTR,RD | Each | N/A | 1-Year | 8.4 | 25% | 6.3
964 | NOTIFIER By Honeywell - Fire Alarm | ECHSG70W-FW | GRILL PLATE FOR SPEAKER STROBE CH70,E70,ET70,SQ,FIRE LTR,WHT | Each | N/A | 1-Year | 8.4 | 25% | 6.3
965 | NOTIFIER By Honeywell - Fire Alarm | ECHSG90-R | GRILL PLATE FOR CH70,E70,ET70,RND,FIRE LTR,RD | Each | N/A | 1-Year | 8.4 | 25% | 6.3
966 | NOTIFIER By Honeywell - Fire Alarm | ECHSG90-W | GRILL PLATE FOR CH70,E70,ET70,RND,FIRE LTR,WHT | Each | N/A | 1-Year | 8.4 | 25% | 6.3
967 | NOTIFIER By Honeywell - Fire Alarm | ET-1010-R | SPEAKER, RED, SQUARE, 1/8 - 8 WATTS, SURFACE MOUNT, VANDAL RESISTANT. | Each | N/A | 1-Year | 89.9 | 25% | 67.425
968 | NOTIFIER By Honeywell - Fire Alarm | ET-1010-W | 8W VAN RES SPKR,SURFACE MNT,WALL/CEIL,WHT | Each | N/A | 1-Year | 94.1 | 25% | 70.575
969 | NOTIFIER By Honeywell - Fire Alarm | ET-1080-R | SPEAKER, RED, SQUARE, 1/8 - 8 WATTS, FLUSH MOUNT, VANDAL RESISTANT. | Each | N/A | 1-Year | 82.6 | 25% | 61.95
970 | NOTIFIER By Honeywell - Fire Alarm | ET70-24MCW-FR | SPEAKER STROBE, WALL, 24 VDC, RED, SELECTABLE CANDELA - 15/30/75/110. | Each | N/A | 1-Year | 153.6 | 25% | 115.2
971 | NOTIFIER By Honeywell - Fire Alarm | ET70-24MCW-FW | SPEAKER STROBE, WALL, 24 VDC, WHITE, SELECTABLE CANDELA - 15/30/75/110. | Each | N/A | 1-Year | 153.6 | 25% | 115.2
972 | NOTIFIER By Honeywell - Fire Alarm | ET70-24MCWH-FR | 8W SPKR STR,WALL,H INT,24VDC,135/185CD,RD | Each | N/A | 1-Year | 144.2 | 25% | 108.15
973 | NOTIFIER By Honeywell - Fire Alarm | ET70-24MCWH-FW | 8W SPKR STR,WALL,H INT,24VDC,135/185CD,WHT | Each | N/A | 1-Year | 144.2 | 25% | 108.15
974 | NOTIFIER By Honeywell - Fire Alarm | ET70-24MCWH-NW | 8W SPKR STR,WALL,H INT,24VDC,135/185CD,NO LTR,WHT | Each | N/A | 1-Year | 144.2 | 25% | 108.15
975 | NOTIFIER By Honeywell - Fire Alarm | ET70-24MCW-NW | 8W SPKR STR,WALL,24 VDC,15/30/75/110CD,NO LTR,WHT | Each | N/A | 1-Year | 146.3 | 25% | 109.725
976 | NOTIFIER By Honeywell - Fire Alarm | ET70-R | SPEAKER, RED, SQUARE, 1/8 - 8 WATTS, FLUSH OR SURFACE. | Each | N/A | 1-Year | 70 | 25% | 52.5
977 | NOTIFIER By Honeywell - Fire Alarm | ET70-W | SPEAKER, WHITE, SQUARE, 1/8 - 8 WATTS, FLUSH OR SURFACE. | Each | N/A | 1-Year | 70 | 25% | 52.5
978 | NOTIFIER By Honeywell - Fire Alarm | ET70WP-24185W-FR | 8W SPKR STR,WALL,WTHPRF,185CD,RD | Each | N/A | 1-Year | 151.5 | 25% | 113.625
979 | NOTIFIER By Honeywell - Fire Alarm | ET70WP-2475C-FW | 8W SPKR STR,CEIL,WTHPRF,24 VDC,75CD,WHT | Each | N/A | 1-Year | 134.8 | 25% | 101.1
980 | NOTIFIER By Honeywell - Fire Alarm | ET70WP-2475W-FR | SPEAKER STROBE, 24VDC, 75 CD, WP (REQUIRES IOB), WEATHERPROOF, RED.; WALL MOUNT | Each | N/A | 1-Year | 148.4 | 25% | 111.3
981 | NOTIFIER By Honeywell - Fire Alarm | ET70WP-2475W-FW | 8W SPKR STR,WALL,WTHPRF,24 VDC,75CD,WHT | Each | N/A | 1-Year | 146.3 | 25% | 109.725
982 | NOTIFIER By Honeywell - Fire Alarm | ET90-24MCC-FR | 8W SPKR STR,CEIL,24 VDC,15/30/75/95CD,RED | Each | N/A | 1-Year | 153.6 | 25% | 115.2
983 | NOTIFIER By Honeywell - Fire Alarm | ET90-24MCC-FW | SPEAKER STROBE, 24 VDC, MULTI-CANDELA 15/30/75/95, WHITE, CEILING. | Each | N/A | 1-Year | 153.6 | 25% | 115.2
984 | NOTIFIER By Honeywell - Fire Alarm | ET90-24MCCH-FW | 8W SPKR STR,CEIL,H INT,24VDC,115/177CD,WHT | Each | N/A | 1-Year | 144.2 | 25% | 108.15
985 | NOTIFIER By Honeywell - Fire Alarm | ET90-24MCCH-NW | 8W SPKR STR,CEIL,H INT,24VDC,115/177CD,NO LTR,WHT | Each | N/A | 1-Year | 144.2 | 25% | 108.15
986 | NOTIFIER By Honeywell - Fire Alarm | ET90-W | SPEAKER, WHITE, 25 OR 70.7 VRMS, CEILING ROUND, 1/8 - 8 WATTS. | Each | N/A | 1-Year | 72.1 | 25% | 54.075
987 | NOTIFIER By Honeywell - Fire Alarm | EWP | STR ENCLOSURE AND DRAIN SCREEN,STROBE,WTHPRF | Each | N/A | 1-Year | 247.7 | 25% | 185.775
988 | NOTIFIER By Honeywell - Fire Alarm | EWR | STR ENCLOSURE AND DRAIN SCREEN,STROBE | Each | N/A | 1-Year | 247.7 | 25% | 185.775
989 | NOTIFIER By Honeywell - Fire Alarm | HNR | HORN, RED, WALL, 2 WIRE, 12/24V | Each | N/A | 1-Year | 42.8 | 25% | 32.1
990 | NOTIFIER By Honeywell - Fire Alarm | HNRC | HORN, RED, CEILING, 2 WIRE, 12/24V | Each | N/A | 1-Year | 43.9 | 25% | 32.925
991 | NOTIFIER By Honeywell - Fire Alarm | HNW | HORN, WHITE, WALL, 2 WIRE, 12/24V | Each | N/A | 1-Year | 42.8 | 25% | 32.1
992 | NOTIFIER By Honeywell - Fire Alarm | HNWC | HORN, WHITE, CEILING, 2 WIRE, 12/24V | Each | N/A | 1-Year | 43.9 | 25% | 32.925
993 | NOTIFIER By Honeywell - Fire Alarm | HS-24-R | HN,4 WIRE,WALL,24 VDC,RD | Each | N/A | 1-Year | 48.1 | 25% | 36.075
994 | NOTIFIER By Honeywell - Fire Alarm | HS4-24MCW-FR | HORN STROBE, 24 VDC, 15/30/75/110 SELECTABLE CANDELA, WALL, RED. | Each | N/A | 1-Year | 111.8 | 25% | 83.85
995 | NOTIFIER By Honeywell - Fire Alarm | HS4-24MCW-FW | HORN STROBE, 24 VDC, 15/30/75/110 SELECTABLE CANDELA, WALL, WHITE. | Each | N/A | 1-Year | 111.8 | 25% | 83.85
996 | NOTIFIER By Honeywell - Fire Alarm | HSR | HORN STROBE, RED, WALL, 2 WIRE, 12/24V, MULTI-CANDELA | Each | N/A | 1-Year | 90.9 | 25% | 68.175
997 | NOTIFIER By Honeywell - Fire Alarm | HSRC | HORN STROBE, RED, CEILING, 2 WIRE, 12/24V, MULTI-CANDELA | Each | N/A | 1-Year | 87.8 | 25% | 65.85
998 | NOTIFIER By Honeywell - Fire Alarm | HSW | HORN STROBE, WHITE, WALL, 2 WIRE, 12/24V, MULTI-CANDELA | Each | N/A | 1-Year | 90.9 | 25% | 68.175
999 | NOTIFIER By Honeywell - Fire Alarm | HSWC | HORN STROBE, WHITE, CEILING, 2 WIRE, 12/24V, MULTI-CANDELA | Each | N/A | 1-Year | 87.8 | 25% | 65.85
1000 | NOTIFIER By Honeywell - Fire Alarm | IOB-R | SURFACE BACKBOX, RED. | Each | N/A | 1-Year | 19.9 | 25% | 14.925
1001 | NOTIFIER By Honeywell - Fire Alarm | IOB-W | BACKBOX, SURFACE, WHITE. | Each | N/A | 1-Year | 19.9 | 25% | 14.925
1002 | NOTIFIER By Honeywell - Fire Alarm | ISP2-R | EXTENDER,SUFACE,INDOOR,RD | Each | N/A | 1-Year | 8.4 | 25% | 6.3
1003 | NOTIFIER By Honeywell - Fire Alarm | ISP2-W | INDOOR SURFACE EXTENDER, WHITE | Each | N/A | 1-Year | 8.4 | 25% | 6.3
1004 | NOTIFIER By Honeywell - Fire Alarm | MB-G10-12-R | MOTOR BELL,INDOOR/OUTDOOR,12 VDC,10" SHELL,RD | Each | N/A | 1-Year | 88.8 | 25% | 66.6
1005 | NOTIFIER By Honeywell - Fire Alarm | MB-G10-24-R | MOTOR BELL, 24 VDC, 10 INCH, RED, ADA, USE W/ WBB-R FOR OUTDOOR. | Each | N/A | 1-Year | 92 | 25% | 69
1006 | NOTIFIER By Honeywell - Fire Alarm | MB-G6-12-R | MOTOR BELL,INDOOR/OUTDOOR,12 VDC,6" SHELL,RD | Each | N/A | 1-Year | 65.8 | 25% | 49.35
1007 | NOTIFIER By Honeywell - Fire Alarm | MB-G6-24-R | MOTOR BELL, 24 VDC, 6 INCH, RED, ADA, USE W/ WBB-R FOR OUTDOOR. | Each | N/A | 1-Year | 63.7 | 25% | 47.775
1008 | NOTIFIER By Honeywell - Fire Alarm | MIZ-24S-R | MINI-HORN, 24 VDC, RED, SYNC WITH BUILT-IN TEMPORAL. | Each | N/A | 1-Year | 26.1 | 25% | 19.575
1009 | NOTIFIER By Honeywell - Fire Alarm | MIZ-24S-W | MINI-HORN, 24 VDC, WHITE, SYNC WITH BUILT-IN TEMPORAL. | Each | N/A | 1-Year | 26.1 | 25% | 19.575
1010 | NOTIFIER By Honeywell - Fire Alarm | MT-12/24-R | HORN, 12/24 VOLT, RED, FLUSH MOUNT. | Each | N/A | 1-Year | 43.9 | 25% | 32.925
1011 | NOTIFIER By Honeywell - Fire Alarm | MT-121575W-FR | 8 MULTITONE STR,WALL,12 VDC,1575CD, RD | Each | N/A | 1-Year | 146.3 | 25% | 109.725
1012 | NOTIFIER By Honeywell - Fire Alarm | MT-121575W-NW | 8 MULTITONE STR,WALL,12 VDC,1575CD,NO LTR,WHT | Each | N/A | 1-Year | 146.3 | 25% | 109.725
1013 | NOTIFIER By Honeywell - Fire Alarm | MT-24MCW-FR | HORN STROBE, 24 VOLT, MULTI- CANDELA, RED | Each | N/A | 1-Year | 115 | 25% | 86.25
1014 | NOTIFIER By Honeywell - Fire Alarm | MT-24MCW-FW | 8 MULTITONE STR,WALL,24 VDC,15/30/75/110CD,WHT | Each | N/A | 1-Year | 111.8 | 25% | 83.85
1015 | NOTIFIER By Honeywell - Fire Alarm | MT4-115-WH-VFR | HORN STROBE, 115 VOLT, RED. | Each | N/A | 1-Year | 112.9 | 25% | 84.675
1016 | NOTIFIER By Honeywell - Fire Alarm | MTWP-2475W-FR | HORN STROBE, 24 VOLT, 75 CANDELA RED, WEATHERPROOF. | Each | N/A | 1-Year | 121.2 | 25% | 90.9
1017 | NOTIFIER By Honeywell - Fire Alarm | RP-R | RETROFIT PLATE, RED. | Each | N/A | 1-Year | 12.5 | 25% | 9.375
1018 | NOTIFIER By Honeywell - Fire Alarm | RSS-24MCC-FR | STROBE, CEILING, 24VDC, MULTI-CANDELA, RED | Each | N/A | 1-Year | 74.2 | 25% | 55.65
1019 | NOTIFIER By Honeywell - Fire Alarm | RSS-24MCC-FW | STROBE, CEILING, 24VDC, MULTI-CANDELA, WHITE | Each | N/A | 1-Year | 74.2 | 25% | 55.65
1020 | NOTIFIER By Honeywell - Fire Alarm | RSS-24MCCH-FR | STR,CEIL,H INT,24 VDC,115/177CD,RD | Each | N/A | 1-Year | 87.8 | 25% | 65.85
1021 | NOTIFIER By Honeywell - Fire Alarm | RSS-24MCCH-FW | STR,CEIL,H INT,24 VDC,115/177CD,WHT | Each | N/A | 1-Year | 89.9 | 25% | 67.425
1022 | NOTIFIER By Honeywell - Fire Alarm | RSS-24MCW-FR | STROBE, WALL, 24VDC, MULTI-CANDELA, RED | Each | N/A | 1-Year | 77.3 | 25% | 57.975
1023 | NOTIFIER By Honeywell - Fire Alarm | RSS-24MCW-FW | STROBE, WALL, 24VDC, MULTI-CANDELA, WHITE | Each | N/A | 1-Year | 77.3 | 25% | 57.975
1024 | NOTIFIER By Honeywell - Fire Alarm | RSS-24MCWH-FR | STR,WALL,H INT,24 VDC,135/185CD,RD | Each | N/A | 1-Year | 87.8 | 25% | 65.85
1025 | NOTIFIER By Honeywell - Fire Alarm | RSS-24MCWH-FW | STR,WALL,H INT,24 VDC,135/185CD,WHT | Each | N/A | 1-Year | 94.1 | 25% | 70.575
1026 | NOTIFIER By Honeywell - Fire Alarm | RSS-24MCWH-NW | STR,WALL,H INT,24 VDC,135/185CD,NO LTR,WHT | Each | N/A | 1-Year | 106.6 | 25% | 79.95
1027 | NOTIFIER By Honeywell - Fire Alarm | RSS-24MCW-NW | STR,WALL,24 VDC,15/30/75/110CD,NO LTR,WHT | Each | N/A | 1-Year | 79.4 | 25% | 59.55
1028 | NOTIFIER By Honeywell - Fire Alarm | RSSA-24MCC-NW | STR,AMBER,CEIL,24VDC,15/30/75/95CD,NO LTR,WHT | Each | N/A | 1-Year | 86.7 | 25% | 65.025
1029 | NOTIFIER By Honeywell - Fire Alarm | RSSA-24MCW-ALW | STR,AMBER,WALL,24VDC, 15/30/75/95CD,ALERT,WHT,RED LTR | Each | N/A | 1-Year | 86.7 | 25% | 65.025
1030 | NOTIFIER By Honeywell - Fire Alarm | RSSCP-R | PLATE FOR RSS,RD | Each | N/A | 1-Year | 8.4 | 25% | 6.3
1031 | NOTIFIER By Honeywell - Fire Alarm | RSSCP-W | PLATE FOR RSS,WHT | Each | N/A | 1-Year | 8.4 | 25% | 6.3
1032 | NOTIFIER By Honeywell - Fire Alarm | RSSCPW-FR | PLATE FOR RSS,FIRE LTR,RD | Each | N/A | 1-Year | 9.4 | 25% | 7.05
1033 | NOTIFIER By Honeywell - Fire Alarm | RSSCPW-FW | PLATE FOR RSS,FIRE LTR,WHT | Each | N/A | 1-Year | 9.4 | 25% | 7.05
1034 | NOTIFIER By Honeywell - Fire Alarm | RSSP-121575W-FR | STROBE, 12VDC, 15/75 CD, RETROFIT PLATE, NON-SYNC/SYNC, WALL, RED. | Each | N/A | 1-Year | 107.6 | 25% | 80.7
1035 | NOTIFIER By Honeywell - Fire Alarm | RSSP-24MCW-FR | STROBE, 24 VDC, RED, RETROFIT PLATE, SELECT CANDELA 15/30/75/110.; WALL MOUNT | Each | N/A | 1-Year | 89.9 | 25% | 67.425
1036 | NOTIFIER By Honeywell - Fire Alarm | RSSP-24MCWH-FR | STR PLATE,WALL,H INT,24 VDC,135/185CD,RD | Each | N/A | 1-Year | 115 | 25% | 86.25
1037 | NOTIFIER By Honeywell - Fire Alarm | RSSPA-24MCC-ALW | STR PLT,AMBER,CEIL, 24VDC,15/30/75/110CD,AMBER,WHT | Each | N/A | 1-Year | 90.9 | 25% | 68.175
1038 | NOTIFIER By Honeywell - Fire Alarm | RSSPA-24MCC-NW | STR PLT,AMBER,CEIL, 24VDC,15/30/75/110CD,NO LTR,WHT | Each | N/A | 1-Year | 100.3 | 25% | 75.225
1039 | NOTIFIER By Honeywell - Fire Alarm | RSSPA-24MCW-ALW | STR PLT,AMBER,WALL, 24VDC,15/30/75/110CD,ALERT,WHT | Each | N/A | 1-Year | 90.9 | 25% | 68.175
1040 | NOTIFIER By Honeywell - Fire Alarm | RSSWP-2475C-FR | STR,CEIL,WTHPRF,24 VDC,75CD,RD | Each | N/A | 1-Year | 79.4 | 25% | 59.55
1041 | NOTIFIER By Honeywell - Fire Alarm | RSSWP-2475W-FR | STROBE, 24 VDC, 75 CANDELA, OUTDOOR, (REQUIRES WPSBB-R).; WALL MOUNT | Each | N/A | 1-Year | 84.6 | 25% | 63.45
1042 | NOTIFIER By Honeywell - Fire Alarm | RSSWP-2475W-FW | STR,WALL,WTHPRF,24 VDC,75CD,WHT | Each | N/A | 1-Year | 82.6 | 25% | 61.95
1043 | NOTIFIER By Honeywell - Fire Alarm | RSSWP-24MCWH-FW | STR,WALL,H INT,WTHPRF,24 VDC,135/185CD,WHT | Each | N/A | 1-Year | 90.9 | 25% | 68.175
1044 | NOTIFIER By Honeywell - Fire Alarm | S8-24MCC-FW | 8" SPKR,RND,CEIL,25/70V, 15/30/75/95CD,WHT | Each | N/A | 1-Year | 158.8 | 25% | 119.1
1045 | NOTIFIER By Honeywell - Fire Alarm | S8-70/25 | 8" SPKR,RND,CEIL,25/70V,WHT | Each | N/A | 1-Year | 94.1 | 25% | 70.575
1046 | NOTIFIER By Honeywell - Fire Alarm | S8A-24MCCH-NW | 8"SPKR,STR,AMBR,RND,CEIL,25/70V, 115/177,CD,WHT | Each | N/A | 1-Year | 177.7 | 25% | 133.275
1047 | NOTIFIER By Honeywell - Fire Alarm | SBB-R | SURFACE BACK-BOX RED, CHIMES, SPEAKERS, ETC. | Each | N/A | 1-Year | 21.9 | 25% | 16.425
1048 | NOTIFIER By Honeywell - Fire Alarm | SBB-W | SURFACE BACK-BOX WHITE, CHIMES, SPEAKERS, ETC. | Each | N/A | 1-Year | 23 | 25% | 17.25
1049 | NOTIFIER By Honeywell - Fire Alarm | SBL2-R | SURFACE BACKBOX, RED, USE WITH RSSP. | Each | N/A | 1-Year | 26.1 | 25% | 19.575
1050 | NOTIFIER By Honeywell - Fire Alarm | SBL2-W | BACKBOX,SURFACE FOR RSSP,WHT | Each | N/A | 1-Year | 28.2 | 25% | 21.15
1051 | NOTIFIER By Honeywell - Fire Alarm | SER-R | EXTENSION RING,SURFACE,RD | Each | N/A | 1-Year | 15.7 | 25% | 11.775
1052 | NOTIFIER By Honeywell - Fire Alarm | SER-W | EXTENSION RING,SURFACE,WHT | Each | N/A | 1-Year | 15.7 | 25% | 11.775
1053 | NOTIFIER By Honeywell - Fire Alarm | SFP-R | SEMI-FLUSH PLATE, RED. | Each | N/A | 1-Year | 10.5 | 25% | 7.875
1054 | NOTIFIER By Honeywell - Fire Alarm | SFP-S | PLATE,SEMI FLUSH,SILVER | Each | N/A | 1-Year | 9.4 | 25% | 7.05
1055 | NOTIFIER By Honeywell - Fire Alarm | SFP-W | SEMI-FLUSH PLATE, WHITE. | Each | N/A | 1-Year | 10.5 | 25% | 7.875
1056 | NOTIFIER By Honeywell - Fire Alarm | SHBB-R | SURFACE BACKBOX, RED, FOR SURFACE MOUNTING AS/RS PRODUCTS. | Each | N/A | 1-Year | 15.7 | 25% | 11.775
1057 | NOTIFIER By Honeywell - Fire Alarm | SHBB-W | SURFACE BACKBOX, WHITE FOR SURFACE MOUNTING AS/RS PRODUCTS. | Each | N/A | 1-Year | 15.7 | 25% | 11.775
1058 | NOTIFIER By Honeywell - Fire Alarm | SHMP-R | ADAPTER PLATE FOR MOUNTING STH-15S AND STH-15SR | Each | N/A | 1-Year | 18.8 | 25% | 14.1
1059 | NOTIFIER By Honeywell - Fire Alarm | SHMP-S | PLATE,ADAPTER,STH 15SR HORN SPKR TO RSSP PLATE,S | Each | N/A | 1-Year | 14.6 | 25% | 10.95
1060 | NOTIFIER By Honeywell - Fire Alarm | SP40S | SAFEPATH MULTIFUNCTION FACILITY COMMU SYS | Each | N/A | 1-Year | 3046.2 | 25% | 2284.65
1061 | NOTIFIER By Honeywell - Fire Alarm | SP4-LOC-FB | LOCAL OPERATOR CONSOLE,FLUSH MOUNT | Each | N/A | 1-Year | 2722.2 | 25% | 2041.65
1062 | NOTIFIER By Honeywell - Fire Alarm | SP4-LOC-KIT | SP 4 LOC HVAC EMERGENCY CUTOFF KIT | Each | N/A | 1-Year | 462.9 | 25% | 347.175
1063 | NOTIFIER By Honeywell - Fire Alarm | SP4Z-A/B | SP40S SPKR SPLITTER,4 ZONE CLASS B OR 2 ZONE CLASS A | Each | N/A | 1-Year | 443.1 | 25% | 332.325
1064 | NOTIFIER By Honeywell - Fire Alarm | SPB-160 | SP40S SUPERVISED AUDIO POWER BOOSTER,160W,RD | Each | N/A | 1-Year | 3046.2 | 25% | 2284.65
1065 | NOTIFIER By Honeywell - Fire Alarm | SPMB4Z | SPB AUDIO BOOSTER SPLITER MOUNTING BRACKET | Each | N/A | 1-Year | 124.4 | 25% | 93.3
1066 | NOTIFIER By Honeywell - Fire Alarm | SPRM | SP40S REMOTE BLK MICROPHONE,RED PLATE | Each | N/A | 1-Year | 521.5 | 25% | 391.125
1067 | NOTIFIER By Honeywell - Fire Alarm | SSB-4 | 4” SPEAKER/STROBE SUPPORT BRACKET TILE | Each | N/A | 1-Year | 23 | 25% | 17.25
1068 | NOTIFIER By Honeywell - Fire Alarm | STH-15S | LOUD SPEAKER, GREY, 1 TO 15 WATT TAPS, 25 / 70 VRMS. | Each | N/A | 1-Year | 220.5 | 25% | 165.375
1069 | NOTIFIER By Honeywell - Fire Alarm | STH-15SR | LOUD SPEAKER, RED, 1 TO 15 WATT TAPS, 25 / 70 VRMS. | Each | N/A | 1-Year | 220.5 | 25% | 165.375
1070 | NOTIFIER By Honeywell - Fire Alarm | STH-2R24MCCH-FR | SPKR/STR CLUST,2 STH 15 SR,RSS 24MCCH,FIRE,RD | Each | N/A | 1-Year | 1205.9 | 25% | 904.425
1071 | NOTIFIER By Honeywell - Fire Alarm | STH-4R24MCCH-FR | SPKR/STR CLUST,4 STH 15 SR,RSS 24MCCH,FIRE,RD | Each | N/A | 1-Year | 1615.6 | 25% | 1211.7
1072 | NOTIFIER By Honeywell - Fire Alarm | STR | STROBE, RED, WALL, 2 WIRE, 12/24V, MULTI-CANDELA | Each | N/A | 1-Year | 73.2 | 25% | 54.9
1073 | NOTIFIER By Honeywell - Fire Alarm | STRC | STROBE, RED, CEILING, 2 WIRE, 12/24V, MULTI-CANDELA | Each | N/A | 1-Year | 72.1 | 25% | 54.075
1074 | NOTIFIER By Honeywell - Fire Alarm | STW | STROBE, WHITE, WALL, 2 WIRE, 12/24V, MULTI-CANDELA | Each | N/A | 1-Year | 73.2 | 25% | 54.9
1075 | NOTIFIER By Honeywell - Fire Alarm | STW-ALA | STR,WHT,2W,WALL,12/24V,8CD,ALERT,AMBER | Each | N/A | 1-Year | 71.1 | 25% | 53.325
1076 | NOTIFIER By Honeywell - Fire Alarm | STWC | STROBE, WHITE, CEILING, 2 WIRE, 12/24V, MULTI-CANDELA | Each | N/A | 1-Year | 72.1 | 25% | 54.075
1077 | NOTIFIER By Honeywell - Fire Alarm | STWC-ALA | STR,WHT,2W,CEILING,12/24V,8CD,ALERT,AMBER | Each | N/A | 1-Year | 74.2 | 25% | 55.65
1078 | NOTIFIER By Honeywell - Fire Alarm | WBB-R | WEATHER RESISTANT BACK-BOX. | Each | N/A | 1-Year | 21.9 | 25% | 16.425
1079 | NOTIFIER By Honeywell - Fire Alarm | WBB-S | BACKBOX,OUTDOOR,SILVER | Each | N/A | 1-Year | 21.9 | 25% | 16.425
1080 | NOTIFIER By Honeywell - Fire Alarm | WBB-W | BACKBOX,OUTDOOR,WHT | Each | N/A | 1-Year | 21.9 | 25% | 16.425
1081 | NOTIFIER By Honeywell - Fire Alarm | WFPA-R | FLUSH OUTDOOR MOUNTING PLATE FOR ASWP ONLY, RED | Each | N/A | 1-Year | 26.1 | 25% | 19.575
1082 | NOTIFIER By Honeywell - Fire Alarm | WFPA-W | FLUSH OUTDOOR MOUNTING PLATE FOR ASWP ONLY, WHITE | Each | N/A | 1-Year | 26.1 | 25% | 19.575
1083 | NOTIFIER By Honeywell - Fire Alarm | WFP-R | FLUSH OUTDOOR MOUNTING PLATE, RED, RS, ET, AH, & MT SERIES | Each | N/A | 1-Year | 26.1 | 25% | 19.575
1084 | NOTIFIER By Honeywell - Fire Alarm | WFP-W | FLUSH OUTDOOR MOUNTING PLATE, WHITE, RS, ET, AH, & MT SERIES | Each | N/A | 1-Year | 26.1 | 25% | 19.575
1085 | NOTIFIER By Honeywell - Fire Alarm | WPBB-R | WEATHER RESISTANT BACK-BOX FOR ASWP. | Each | N/A | 1-Year | 25.1 | 25% | 18.825
1086 | NOTIFIER By Honeywell - Fire Alarm | WP-KIT | GASKET KIT FOR REAR WIRING TO OUTDOOR BACKBOXES | Each | N/A | 1-Year | 10.5 | 25% | 7.875
1087 | NOTIFIER By Honeywell - Fire Alarm | WPSBB-R | BACKBOX, WEATHER RESISTANT FOR RSSWP. | Each | N/A | 1-Year | 21.9 | 25% | 16.425
1088 | NOTIFIER By Honeywell - Fire Alarm | WPSBB-W | BACKBOX FOR SERIES RSSWP,WTHPRF,WHT | Each | N/A | 1-Year | 21.9 | 25% | 16.425
1089 | NOTIFIER By Honeywell - Fire Alarm | DB12/XB1324VREDRED | DB12024NR + XB13024RNNR (WHEELOCK PX62500320).XB13 / DB12, 24V DC, RED LENS, NATURAL RED FINISH MODEL. NOTE: NO RETURN / NO CANCELLATION POLICY. | Each | N/A | 1-Year | 2090.65 | 25% | 1567.9875
1090 | NOTIFIER By Honeywell - Fire Alarm | PX17300173 | DB1PULA024D3NNNR - DB1 CLASS I, DIV I HIGH OUTPUT HORN, UL, 24 VDC, 3/4" ENTRY BOTTOM, RED FINISH.NOTE: NO RETURN / NO CANCELLATION POLICY. | Each | N/A | 1-Year | 3427.5 | 25% | 2570.625
1091 | NOTIFIER By Honeywell - Fire Alarm | PX17300384 | DB1PULA024D3NNNG - DB1 CLASS I, DIV I HIGH OUTPUT HORN, UL, 24 VDC, 3/4" ENTRY BOTTOM, GREY FINISH.NOTE: NO RETURN / NO CANCELLATION POLICY. | Each | N/A | 1-Year | 3427.5 | 25% | 2570.625
1092 | NOTIFIER By Honeywell - Fire Alarm | PX18800386 | XB4ULB8D2E3E06ANCN1R - XB4 CLASS I, DIV I STROBE, UL, 24 VDC, 2- 3/4" ENTRIES, 3- 3/4" ENTRIES, 60/MIN FLASHRATE, CLEAR LENS, ALLOY, RED FINISH.NOTE: NO RETURN / NO CANCELLATION POLICY. | Each | N/A | 1-Year | 3141.7 | 25% | 2356.275
1093 | NOTIFIER By Honeywell - Fire Alarm | PX22500187 | XB11UL02406CNDNNNR - XB11 STROBE, CLASS I, DIV 2, UL, 24 VDC, 60/MIN FLASHRATE, CLEAR LENS, DIRECT MOUNT, RED FINISH.NOTE: NO RETURN / NO CANCELLATION POLICY. | Each | N/A | 1-Year | 1392.9 | 25% | 1044.675
1094 | NOTIFIER By Honeywell - Fire Alarm | PX22501808 | XB11UL02406CNDNYPR - XB11 STROBE, CLASS I, DIV 2, UL, 24 VDC, 60/MIN FLASHRATE, CLEAR LENS, DIRECT MOUNT, LABEL,BLANKING PLUG, RED FINISH.NOTE: NO RETURN / NO CANCELLATION POLICY. | Each | N/A | 1-Year | 1402.3 | 25% | 1051.725
1095 | NOTIFIER By Honeywell - Fire Alarm | PX225163 | XB11UL02406RYBNNNR - XB11 STROBE, CLASS I, DIV 2, UL, 24 VDC, 60/MIN FLASHRATE, RED LENS, GUARD, DIRECT MOUNT W/STRAP, RED FINISH.NOTE: NO RETURN / NO CANCELLATION POLICY. | Each | N/A | 1-Year | 1392.9 | 25% | 1044.675
1096 | NOTIFIER By Honeywell - Fire Alarm | PX22600456 | XB12UL02406CNBNNNR - XB12 STROBE, CLASS 1, DIV 2, UL, 24 VDC, 60/MIN FLASHRATE, CLEAR LENS, DIRECT MOUNT W/STRAP, RED FINISH.NOTE: NO RETURN / NO CANCELLATION POLICY. | Each | N/A | 1-Year | 1909.2 | 25% | 1431.9
1097 | NOTIFIER By Honeywell - Fire Alarm | PX22600604 | XB12UL02406RNBNNNN - XB12 STROBE, CLASS 1, DIV 2, UL, 24 VDC, 60/MIN FLASHRATE, RED LENS, DIRECT MOUNT W/STRAP, NATURAL BLACK FINISH.NOTE: NO RETURN / NO CANCELLATION POLICY. | Each | N/A | 1-Year | 1909.2 | 25% | 1431.9
1098 | NOTIFIER By Honeywell - Fire Alarm | PX29600042 | XB16US02460CYNRZ Z=VARISTOR - XB16 STROBE, CLASS 1, DIV 2, CLASS 2, DIV 2, UL 1971, 24 VDC, 60/MIN FLASHRATE, CLEAR LENS, LENS GUARD, RED FINISH.NOTE: NO RETURN / NO CANCELLATION POLICY. | Each | N/A | 1-Year | 1053.7 | 25% | 790.275
1099 | NOTIFIER By Honeywell - Fire Alarm | PX29600075 | XB16UL02460CNNRZ Z=VARISTOR - XB16 STROBE, CLASS 1, DIV 2, CLASS 2, DIV 2, UL, 24 VDC, 60/MIN FLASHRATE, CLEAR LENS, RED FINISH.NOTE: NO RETURN / NO CANCELLATION POLICY. | Each | N/A | 1-Year | 1053.7 | 25% | 790.275
1100 | NOTIFIER By Honeywell - Fire Alarm | PX29600085 | XB16UL02460CYNRZ Z=VARISTOR - XB16 STROBE, CLASS 1, DIV 2, CLASS 2, DIV 2, UL, 24 VDC, 60/MIN FLASHRATE, CLEAR LENS, LENS GUARD, RED FINISH.NOTE: NO RETURN / NO CANCELLATION POLICY. | Each | N/A | 1-Year | 1053.7 | 25% | 790.275
1101 | NOTIFIER By Honeywell - Fire Alarm | PX36200102 | SM87PBLAUL3T3B3NNR - PUSH BUTTON, LATCHING KEY, ALLOY, UL, 1/2'" TOP AND BOTTOM ENTRIES, FIRE PUSH BUTTON, RED FINISH.NOTE: NO RETURN / NO CANCELLATION POLICY. | Each | N/A | 1-Year | 2307.5 | 25% | 1730.625
1102 | NOTIFIER By Honeywell - Fire Alarm | PX37600167 | XB15UL0241506CWBNR - XB15 STROBE, CLASS 1, DIV 2, UL, 24 VDC, 15 JOULE, 60/MIN FLASHRATE, CLEAR LENS, WIRE GUARD, DIRECT MOUNT W/STRAP, RED FINISH.NOTE: NO RETURN / NO CANCELLATION POLICY. | Each | N/A | 1-Year | 1408.7 | 25% | 1056.525
1103 | NOTIFIER By Honeywell - Fire Alarm | PX37600578 | XB15UL0241006BCPNN - XB15 STROBE, CLASS 1, DIV 2, UL, 24 VDC, 10 JOULE, 60/MIN FLASHRATE, BLUE LENS, CAST, PIPE MOUNT, NATURAL BLACK FINISH.NOTE: NO RETURN / NO CANCELLATION POLICY. | Each | N/A | 1-Year | 1408.7 | 25% | 1056.525
1104 | NOTIFIER By Honeywell - Fire Alarm | PX37600604 | XB15UC0240506RNPNN - XB15 STROBE, CLASS 1, DIV 2, ULC, 24 VDC, 5 JOULE, 60/MIN FLASHRATE, RED LENS, PIPE MOUNT, NATURAL BLACK FINISH.NOTE: NO RETURN / NO CANCELLATION POLICY. | Each | N/A | 1-Year | 1408.7 | 25% | 1056.525
1105 | NOTIFIER By Honeywell - Fire Alarm | PX37600624 | XB15UC0240506BNPNN - XB15 STROBE, CLASS 1, DIV 2, ULC, 24 VDC, 5 JOULE, 60/MIN FLASHRATE, BLUE LENS, PIPE MOUNT, NATURAL BLACK FINISH.NOTE: NO RETURN / NO CANCELLATION POLICY. | Each | N/A | 1-Year | 1408.7 | 25% | 1056.525
1106 | NOTIFIER By Honeywell - Fire Alarm | PX37600725 | XB15UC0241006RWBNR - XB15 STROBE, CLASS 1, DIV 2, ULC, 24 VDC, 10 JOULE, 60/MIN FLASHRATE, RED LENS, WIRE GUARD, DIRECT MOUNT W/STRAP, RED FINISH.NOTE: NO RETURN / NO CANCELLATION POLICY. | Each | N/A | 1-Year | 1408.7 | 25% | 1056.525
1107 | NOTIFIER By Honeywell - Fire Alarm | PX37900170 | LD15UCDCRNBPR - STROBE, CLASS 1, DIV 2, CLASS II, DIV 2, ULC, 12-48 VDC, RED LENS, DIRECT MOUNT W/ STRAP, BLANKING PLUG, RED FINISH.NOTE: NO RETURN / NO CANCELLATION POLICY. | Each | N/A | 1-Year | 2278.6 | 25% | 1708.95
1108 | NOTIFIER By Honeywell - Fire Alarm | PX37900252 | LD15ULDCCNBNR - STROBE, CLASS 1, DIV 2, CLASS II, DIV 2, UL, 12-48 VDC, CLEAR LENS, DIRECT MOUNT W/ STRAP, RED FINISH.NOTE: NO RETURN / NO CANCELLATION POLICY. | Each | N/A | 1-Year | 2278.6 | 25% | 1708.95
1109 | NOTIFIER By Honeywell - Fire Alarm | PX39900057 | DB4BULG1570N2CPCR C=1.5 - LOUDSPEAKER, UL, GAS, 15 WATT, 70 VOLT, 2 X 1/2" NPT INC 1 PLUG ENTRIES, CAPACITOR, RED FINISH.NOTE: NO RETURN / NO CANCELLATION POLICY. | Each | N/A | 1-Year | 1579.1 | 25% | 1184.325
1110 | NOTIFIER By Honeywell - Fire Alarm | PX39900058 | DB4BULG2570N2CPCR C=1.5 - LOUDSPEAKER, UL, GAS, 25 WATT, 70 VOLT, 2 X 1/2" NPT INC 1 PLUG ENTRIES, CAPACITOR, RED FINISH.NOTE: NO RETURN / NO CANCELLATION POLICY. | Each | N/A | 1-Year | 1579.1 | 25% | 1184.325
1111 | NOTIFIER By Honeywell - Fire Alarm | PX39900075 | DB4BULGD1570N2CCR C=1.5 - LOUDSPEAKER, UL, GAS & DUST, 15 WATT, 70 VOLT, 2 X 1/2" NPT ENTRIES, CAPACITOR, RED FINISH.NOTE: NO RETURN / NO CANCELLATION POLICY. | Each | N/A | 1-Year | 1579.1 | 25% | 1184.325
1112 | NOTIFIER By Honeywell - Fire Alarm | PX39900162 | DB4BULG870N2CPCR C=1.5 - LOUDSPEAKER, UL, GAS, 8 WATT, 70 VOLT, 2 X 1/2" NPT INC 1 PLUG ENTRIES, CAPACITOR, RED FINISH.NOTE: NO RETURN / NO CANCELLATION POLICY. | Each | N/A | 1-Year | 1580.1 | 25% | 1185.075
1113 | NOTIFIER By Honeywell - Fire Alarm | PX39900166 | DB4BULGD1570N2CPNR - LOUDSPEAKER, UL, GAS & DUST, 15 WATT, 70 VOLT, C, RED FINISH.NOTE: NO RETURN / NO CANCELLATION POLICY. | Each | N/A | 1-Year | 1579.1 | 25% | 1184.325
1114 | NOTIFIER By Honeywell - Fire Alarm | PX39900183 | DB4BULG1570T2CPCR C=1.5 - LOUDSPEAKER, UL, GAS, 15 WATT, 70 VOLT, TAG LABEL, 2 X 1/2" NPT INC 1 PLUG ENTRIES, CAPACITOR, RED FINISH.NOTE: NO RETURN / NO CANCELLATION POLICY. | Each | N/A | 1-Year | 1579.1 | 25% | 1184.325
1115 | NOTIFIER By Honeywell - Fire Alarm | PX39900185 | DB4BUWN1570N2CPBCR C:1.5 MF - LOUDSPEAKER, UL (ORDINARY LOCATIONS), 15 WATT, 70 VOLT, 2 X 1/2" NPT INC 1 PLUG ENTRIES, SWIVEL BRACKET, CAPACITOR, RED FINISH..NOTE: NO RETURN / NO CANCELLATION POLICY. | Each | N/A | 1-Year | 1579 | 25% | 1184.25
1116 | NOTIFIER By Honeywell - Fire Alarm | PX41900061 | DB3BULG048N2CPNR - HORN, UL, GAS, 12-48 VDC, 2 X 1/2" NPT INC 1 PLUG ENTRIES, RED FINISH.NOTE: NO RETURN / NO CANCELLATION POLICY. | Each | N/A | 1-Year | 2260.5 | 25% | 1695.375
1117 | NOTIFIER By Honeywell - Fire Alarm | PX41900110 | DB3BULGD048N2CPNR - HORN, UL, GAS & DUST, 12-48 VDC, 2 X 1/2" NPT INC 1 PLUG ENTRIES, RED FINISH.NOTE: NO RETURN / NO CANCELLATION POLICY. | Each | N/A | 1-Year | 2260.5 | 25% | 1695.375
1118 | NOTIFIER By Honeywell - Fire Alarm | PX41900123 | DB3BULGD048N2CNR - HORN, UL, GAS AND DUST, 12-48 VDC, 2 X 1/2" NPT ENTRIES, RED FINISH.NOTE: NO RETURN / NO CANCELLATION POLICY. | Each | N/A | 1-Year | 2260.5 | 25% | 1695.375
1119 | NOTIFIER By Honeywell - Fire Alarm | PX41900316 | DB3BULG048N2CNR - HORN, UL, GAS, 12-48 VDC, 2 X 1/2" NPT ENTRIES, RED FINISH.NOTE: NO RETURN / NO CANCELLATION POLICY. | Each | N/A | 1-Year | 2260.5 | 25% | 1695.375
1120 | NOTIFIER By Honeywell - Fire Alarm | PX41900406 | DB3BULGD048N2BPNR - HORN, UL, GAS & DUST, 12-48 VDC, 2 X M20 INC. 1 PLUG ENTRIES, RED FINISH.NOTE: NO RETURN / NO CANCELLATION POLICY. | Each | N/A | 1-Year | 2260.5 | 25% | 1695.375
1121 | NOTIFIER By Honeywell - Fire Alarm | PX41900435 | DB3BULG110N2CNR - HORN, UL, GAS, 110 VAC, 2 X 1/2" NPT ENTRIES, RED FINISH.NOTE: NO RETURN / NO CANCELLATION POLICY. | Each | N/A | 1-Year | 2260.5 | 25% | 1695.375
1122 | NOTIFIER By Honeywell - Fire Alarm | PX41900440 | DB3BULGD048D2CNR - HORN, UL, GAS & DUST, 12-48 VDC, DUTY LABEL, 2 X 1/2" NPT ENTRIES, RED FINISH.NOTE: NO RETURN / NO CANCELLATION POLICY. | Each | N/A | 1-Year | 2260.6 | 25% | 1695.45
1123 | NOTIFIER By Honeywell - Fire Alarm | PX41900612 | DB3BULGD048T2CPNR - HORN, UL, GAS & DUST, 12-48 VDC, TAG LABEL, 2 X 1/2" NPT INC 1 PLUG ENTRIE, RED FINISH.NOTE: NO RETURN / NO CANCELLATION POLICY. | Each | N/A | 1-Year | 2260.6 | 25% | 1695.45
1124 | NOTIFIER By Honeywell - Fire Alarm | PX46500859 | HD1ULU160GG - HEAT DETECTOR, UL, 160 DEGREES, GUARD, GRAY.NOTE: NO RETURN / NO CANCELLATION POLICY. | Each | N/A | 1-Year | 2202.3 | 25% | 1651.725
1125 | NOTIFIER By Honeywell - Fire Alarm | PX46500860 | HD1ULU325GG - HEAT DETECTOR, UL, 325 DEGREES, GUARD, GRAY.NOTE: NO RETURN / NO CANCELLATION POLICY. | Each | N/A | 1-Year | 2202.3 | 25% | 1651.725
1126 | NOTIFIER By Honeywell - Fire Alarm | PX48000098 | PBUL4C6C4DSN7R - PB CALL POINT, CLASS I, DIV 2, CLASS II, DIV 2, UL, 1/2" ENTRY POSITION 4 AND 6, FUTY LABEL, D.C., SINGLE CHANGEOVER, 7X14 AWG TERMINALS, RED FINISH.NOTE: NO RETURN / NO CANCELLATION POLICY. | Each | N/A | 1-Year | 1274.9 | 25% | 956.175
1127 | NOTIFIER By Honeywell - Fire Alarm | PX48000763 | PBUL2C4DDN7Y - PB CALL POINT, CLASS I, DIV 2, CLASS II, DIV 2, UL, 1/2" ENTRY POSITION 2, DUTY LABEL, D.C., DOUBLE CHANGEOVER, 7X14 AWG TERMINALS, YELLOW FINISH.NOTE: NO RETURN / NO CANCELLATION POLICY. | Each | N/A | 1-Year | 1274.9 | 25% | 956.175
1128 | NOTIFIER By Honeywell - Fire Alarm | PX48000825 | PBUL2C0DDN7R - PB CALL POINT, CLASS I, DIV 2, CLASS II, DIV 2, UL, 1/2" ENTRY POSITION 2, D.C., DOUBLE CHANGEOVER, 7X14 AWG TERMINALS, RED FINISH.NOTE: NO RETURN / NO CANCELLATION POLICY. | Each | N/A | 1-Year | 1274.9 | 25% | 956.175
1129 | NOTIFIER By Honeywell - Fire Alarm | PX56201072 | SM87HXBAUL024CN4R4LNNR - XENON STROBE, ALLOY, CLASS I, DIV I, UL, 24 VDC, CLEAR LENS, 3/4" ENTRIES ON LEFT AND RIGHT, RED FINISH.NOTE: NO RETURN / NO CANCELLATION POLICY. | Each | N/A | 1-Year | 2669.8 | 25% | 2002.35
1130 | NOTIFIER By Honeywell - Fire Alarm | PX56201144 | SM87HXBAUL024RN4R4LNNR - XENON STROBE, ALLOY, CLASS I, DIV I, UL, 24 VDC, RED LENS, 3/4" ENTRIES ON LEFT AND RIGHT, RED FINISH.NOTE: NO RETURN / NO CANCELLATION POLICY. | Each | N/A | 1-Year | 2669.8 | 25% | 2002.35
1131 | NOTIFIER By Honeywell - Fire Alarm | PX56201658 | SM87HXBAUL024CY4BNNR - XENON STROBE, ALLOY, CLASS I, DIV I, UL, 24 VDC, CLEAR LENS, GUARD, 3/4" ENTRY ON BOTTOM, RED, FINISH.NOTE: NO RETURN / NO CANCELLATION POLICY. | Each | N/A | 1-Year | 2682.7 | 25% | 2012.025
1132 | NOTIFIER By Honeywell - Fire Alarm | PX56203564 | SM87HXBAUL024CN3TYNR - XENON STROBE, ALLOY, CLASS I, DIV I, UL, 24 VDC, CLEAR LENS, 1/2" ENTRY ON TOP, LABEL, RED FINISH.NOTE: NO RETURN / NO CANCELLATION POLICY. | Each | N/A | 1-Year | 2669.8 | 25% | 2002.35
1133 | NOTIFIER By Honeywell - Fire Alarm | PX62501913 | DB4B25/XB11UL CLEAR/RED C:1.5 - SPEAKER AND STROBE COMBO UNIT, CLEAR LENS, RED FINISH.NOTE: NO RETURN / NO CANCELLATION POLICY. | Each | N/A | 1-Year | 3573.7 | 25% | 2680.275
1134 | NOTIFIER By Honeywell - Fire Alarm | PX62501977 | DB3B/XB11UL 24V RED/RED WIRING - MULTITONE STR, RED LENS, 24VDC, CL 1 DIV 2 ,RD.NOTE: NO RETURN / NO CANCELLATION POLICY. | Each | N/A | 1-Year | 4491.7 | 25% | 3368.775
1135 | NOTIFIER By Honeywell - Fire Alarm | PX62501978 | DB3B/XB11UL 24V CLEAR/RED - HORN AND STROBE COMBO UNIT, CLASS I, DIV 2, 24 VDC, CLEAR LENS, RED FINISH.NOTE: NO RETURN / NO CANCELLATION POLICY. | Each | N/A | 1-Year | 4491.7 | 25% | 3368.775
1136 | NOTIFIER By Honeywell - Fire Alarm | PX869111 | DB1PULA024D1D2NNNR - DB1 CLASS I, DIV I HORN, UL, 24 VDC, 3/4" ENTRY ON LEFT AND RIGHT, RED FINISH.NOTE: NO RETURN / NO CANCELLATION POLICY. | Each | N/A | 1-Year | 3427.5 | 25% | 2570.625
1137 | NOTIFIER By Honeywell - Fire Alarm | PX869115 | DB1HPULA024D1D2NNNR - DB1 CLASS I, DIV I HIGH OUTPUT HORN, UL, 24 VDC, 3/4" ENTRY ON LEFT AND RIGHT, RED FINISH,NOTE: NO RETURN / NO CANCELLATION POLICY. | Each | N/A | 1-Year | 4091 | 25% | 3068.25
1138 | NOTIFIER By Honeywell - Fire Alarm | PX869121 | XB4ULB8D2E3E06ANRN1R - XB4 CLASS I, DIV I STROBE, UL, 24 VDC, 2- 3/4" ENTRIES, 3- 3/4" ENTRIES, 60/MIN FLASHRATE, RED LENS, ALLOY, RED FINISH.NOTE: NO RETURN / NO CANCELLATION POLICY. | Each | N/A | 1-Year | 3141.7 | 25% | 2356.275
1139 | NOTIFIER By Honeywell - Fire Alarm | PX869171 | XB11UL02406RNBNNNR - XB11 STROBE, CLASS I, DIV 2, UL, 24 VDC, 60/MIN FLASHRATE, RED LENS, DIRECT MOUNT W/STRAP, RED FINISH.NOTE: NO RETURN / NO CANCELLATION POLICY. | Each | N/A | 1-Year | 1392.9 | 25% | 1044.675
1140 | NOTIFIER By Honeywell - Fire Alarm | PX869174 | XB11UL02406CNBNNNR - XB11 STROBE, CLASS I, DIV 2, UL, 24 VDC, 60/MIN FLASHRATE, CLEAR LENS, DIRECT MOUNT W/STRAP, RED FINISH.NOTE: NO RETURN / NO CANCELLATION POLICY. | Each | N/A | 1-Year | 1392.9 | 25% | 1044.675
1141 | NOTIFIER By Honeywell - Fire Alarm | PX869181 | XB12UL02406RNBNNNR - XB12 STROBE, CLASS 1, DIV 2, UL, 24 VDC, 60/MIN FLASHRATE, RED LENS, DIRECT MOUNT W/STRAP, RED.NOTE: NO RETURN / NO CANCELLATION POLICY. | Each | N/A | 1-Year | 1909.2 | 25% | 1431.9
1142 | NOTIFIER By Honeywell - Fire Alarm | PX869190 | XB11UL02406RNBNNNN - XB11 STROBE, CLASS I, DIV 2, UL, 24 VDC, 60/MIN FLASHRATE, RED LENS, DIRECT MOUNT W/STRAP, NATURAL BLACK FINISH.NOTE: NO RETURN / NO CANCELLATION POLICY. | Each | N/A | 1-Year | 1392.9 | 25% | 1044.675
1143 | NOTIFIER By Honeywell - Fire Alarm | PX869205 | DB3/XB11UL 24V RED/RED - HORN AND STROBE COMBO UNIT, CLASS I, DIV 2, 24 VDC, RED LENS, RED FINISH.NOTE: NO RETURN / NO CANCELLATION POLICY. | Each | N/A | 1-Year | 4491.7 | 25% | 3368.775
1144 | NOTIFIER By Honeywell - Fire Alarm | PX869210 | DB3/XB11UL 110V RED/RED - HORN AND STROBE COMBO UNIT, CLASS I, DIV 2, 110 VAC, RED LENS, RED FINISH.NOTE: NO RETURN / NO CANCELLATION POLICY. | Each | N/A | 1-Year | 4491.7 | 25% | 3368.775
1145 | NOTIFIER By Honeywell - Fire Alarm | PX869396 | XB15UL0241506RWPNN - XB15 STROBE, CLASS 1, DIV 2, UL, 24 VDC, 15 JOULE, 60/MIN FLASHRATE, RED LENS, WIRE GUARD, PIPE MOUNT, NATURAL BLACK FINISH.NOTE: NO RETURN / NO CANCELLATION POLICY. | Each | N/A | 1-Year | 1408.7 | 25% | 1056.525
1146 | NOTIFIER By Honeywell - Fire Alarm | PX869398 | XB15UL0241506RWBNN - XB15 STROBE, CLASS 1, DIV 2, UL, 24 VDC, 15 JOULE, 60/MIN FLASHRATE, RED LENS, WIRE GUARD, DIRECT MOUNT W/STRAP, NATURAL BLACK FINISH.NOTE: NO RETURN / NO CANCELLATION POLICY. | Each | N/A | 1-Year | 1408.7 | 25% | 1056.525
1147 | NOTIFIER By Honeywell - Fire Alarm | PX869407 | XB16UL12060RYNN - XB16 STROBE, CLASS 1, DIV 2, CLASS 2, DIV 2, UL, 120 VAC, 60/MIN FLASHRATE, RED LENS, LENS GUARD, BLACK FINISH.NOTE: NO RETURN / NO CANCELLATION POLICY. | Each | N/A | 1-Year | 1053.7 | 25% | 790.275
1148 | NOTIFIER By Honeywell - Fire Alarm | PX869408 | XB16UL12060AYNN - XB16 STROBE, CLASS 1, DIV 2, CLASS 2, DIV 2, UL, 120 VAC, 60/MIN FLASHRATE, AMBER LENS, LENS GUARD, BLACK FINISH.NOTE: NO RETURN / NO CANCELLATION POLICY. | Each | N/A | 1-Year | 1053.7 | 25% | 790.275
1149 | NOTIFIER By Honeywell - Fire Alarm | DP-9692 | DRESS PANEL FOR FIREWARDEN-100-2; RED | Each | N/A | 1-Year | 152.25 | 25% | 114.1875
1150 | NOTIFIER By Honeywell - Fire Alarm | DP-9692B | DRESS PANEL FOR THE FIREWARDEN 100-2, BLACK | Each | N/A | 1-Year | 153 | 25% | 114.75
1151 | NOTIFIER By Honeywell - Fire Alarm | MULTIMOD-BRKT | MULTI-MODULE MOUNTING BRACKET; FOR ONE OPTIONAL MULTI-MODULE IN ROME-B | Each | N/A | 1-Year | 54 | 25% | 40.5
1152 | NOTIFIER By Honeywell - Fire Alarm | N100-ISO | SLC LOOP ISOLATOR MODULE; ISOLATES AGAINST SHORT CIRCUITS ON THE SLC. | Each | N/A | 1-Year | 88 | 25% | 66
1153 | NOTIFIER By Honeywell - Fire Alarm | NC-100 | ADDRESSABLE CONTROL MODULE ; CONFIGURED FOR ONE CLASS A OR CLASS B NAC. | Each | N/A | 1-Year | 112 | 25% | 84
1154 | NOTIFIER By Honeywell - Fire Alarm | NC-100R | ADDRESSABLE RELAY MODULE ; PROVIDES 2 FORM-C DRY CONTACTS THAT SWITCH TOGETHER. | Each | N/A | 1-Year | 99.84 | 25% | 74.88
1155 | NOTIFIER By Honeywell - Fire Alarm | NDM-100 | ADDRESSABLE DUAL MONITOR MODULE; 2 CLASS B. | Each | N/A | 1-Year | 109 | 25% | 81.75
1156 | NOTIFIER By Honeywell - Fire Alarm | NFW2-100 | FIREWARDEN-100-2 ADDRESSABLE FIRE ALARM CONTROL PANEL, 198 ADDRESSABLE DEVICES ON ONE SLC, BUILT IN DACT WITH MODEM FOR REMOTE UPLOAD/DOWNLOAD. BLACK | Each | N/A | 1-Year | 1628 | 25% | 1221
1157 | NOTIFIER By Honeywell - Fire Alarm | NFW2-100C | FIREWARDEN-100-2 ADDRESSABLE FIRE ALARM CONTROL PANEL, 198 ADDRESSABLE DEVICES ON ONE SLC, BUILT IN DACT WITH MODEM FOR REMOTE UPLOAD/DOWNLOAD. BLACK | Each | N/A | 1-Year | 1640 | 25% | 1230
1158 | NOTIFIER By Honeywell - Fire Alarm | NFW2-100E | FIREWARDEN-100-2 ADDRESSABLE FIRE ALARM CONTROL PANEL, 198 ADDRESSABLE DEVICES ON ONE SLC, BUILT IN DACT WITH MODEM FOR REMOTE UPLOAD/DOWNLOAD. ; 240V OPERATION; BLACK | Each | N/A | 1-Year | 1640 | 25% | 1230
1159 | NOTIFIER By Honeywell - Fire Alarm | NFW2-100R | FIREWARDEN-100-2 ADDRESSABLE FIRE ALARM CONTROL PANEL, 198 ADDRESSABLE DEVICES ON ONE SLC, BUILT IN DACT WITH MODEM FOR REMOTE UPLOAD/DOWNLOAD. RED | Each | N/A | 1-Year | 1628 | 25% | 1221
1160 | NOTIFIER By Honeywell - Fire Alarm | NFW-50 | FIREWARDEN-50 ADDRESSABLE FIRE ALARM CONTROL PANEL, 50 ADDRESSABLE DEVICES ON ONE SLC, BUILT IN DACT WITH MODEM FOR REMOTE UPLOAD/DOWNLOAD. BLACK | Each | N/A | 1-Year | 1161 | 25% | 870.75
1161 | NOTIFIER By Honeywell - Fire Alarm | NFW-50C | FIREWARDEN-50 ADDRESSABLE FIRE ALARM CONTROL PANEL, 50 ADDRESSABLE DEVICES ON ONE SLC, BUILT IN DACT WITH MODEM FOR REMOTE UPLOAD/DOWNLOAD. BUILT IN ANNUNCIATOR.BLACK | Each | N/A | 1-Year | 2023 | 25% | 1517.25
1162 | NOTIFIER By Honeywell - Fire Alarm | NFW-50R | FIREWARDEN-50 ADDRESSABLE FIRE ALARM CONTROL PANEL, 50 ADDRESSABLE DEVICES ON ONE SLC, BUILT IN DACT WITH MODEM FOR REMOTE UPLOAD/DOWNLOAD. RED | Each | N/A | 1-Year | 1161 | 25% | 870.75
1163 | NOTIFIER By Honeywell - Fire Alarm | NFW-50RB | REPLACEMENT BOARD FOR NFW-50. | Each | N/A | 1-Year | 922.75 | 25% | 692.0625
1164 | NOTIFIER By Honeywell - Fire Alarm | NH-100 | INTELLIGENT ADDRESSABLE THERMAL DETECTOR. FIXED TEMPERATURE, WITH BASE; IVORY | Each | N/A | 1-Year | 86 | 25% | 64.5
1165 | NOTIFIER By Honeywell - Fire Alarm | NH-100H | INTELLIGENT ADDRESSABLE HIGH HEAT THERMAL DETECTOR; WITH BASE. | Each | N/A | 1-Year | 86 | 25% | 64.5
1166 | NOTIFIER By Honeywell - Fire Alarm | NH-100R | INTELLIGENT ADDRESSABLE RATE-OF-RISE THERMAL DETECTOR; WITH BASE. | Each | N/A | 1-Year | 86 | 25% | 64.5
1167 | NOTIFIER By Honeywell - Fire Alarm | NH-200 | AVAILABLE ON/ABOUT FEBRUARY 15, 2018 INTELLIGENT ADDRESSABLE THERMAL DETECTOR. FIXED TEMPERATURE, WITH BASE; WHITE | Each | N/A | 1-Year | 81 | 25% | 60.75
1168 | NOTIFIER By Honeywell - Fire Alarm | NH-200H | AVAILABLE ON/ABOUT FEBRUARY 15, 2018 INTELLIGENT ADDRESSABLE HIGH HEAT THERMAL DETECTOR; WITH BASE; WHITE | Each | N/A | 1-Year | 81 | 25% | 60.75
1169 | NOTIFIER By Honeywell - Fire Alarm | NH-200H-IV | AVAILABLE ON/ABOUT FEBRUARY 15, 2018 INTELLIGENT ADDRESSABLE HIGH HEAT THERMAL DETECTOR; WITH BASE; IVORY; FLASCHAN & CLIP | Each | N/A | 1-Year | 86 | 25% | 64.5
1170 | NOTIFIER By Honeywell - Fire Alarm | NH-200-IV | AVAILABLE ON/ABOUT FEBRUARY 15, 2018 INTELLIGENT ADDRESSABLE THERMAL DETECTOR. FIXED TEMPERATURE, WITH BASE; IVORY; FLASHSCAN & CLIP | Each | N/A | 1-Year | 86 | 25% | 64.5
1171 | NOTIFIER By Honeywell - Fire Alarm | NH-200R | AVAILABLE ON/ABOUT FEBRUARY 15, 2018 INTELLIGENT ADDRESSABLE RATE-OF-RISE THERMAL DETECTOR; WITH BASE; WHITE | Each | N/A | 1-Year | 81 | 25% | 60.75
1172 | NOTIFIER By Honeywell - Fire Alarm | NH-200R-IV | AVAILABLE ON/ABOUT FEBRUARY 15, 2018 INTELLIGENT ADDRESSABLE RATE-OF-RISE THERMAL DETECTOR; WITH BASE; WHITE; FLASCHAN & CLIP | Each | N/A | 1-Year | 86 | 25% | 64.5
1173 | NOTIFIER By Honeywell - Fire Alarm | NMM-100 | ADDRESSABLE MONITOR MODULE; SUPERVISES EITHER A CLASS A OR CLASS B CIRCUIT OF N.D. DRY-CONTACT INPUT DEVICES. | Each | N/A | 1-Year | 82 | 25% | 61.5
1174 | NOTIFIER By Honeywell - Fire Alarm | NMM-100-10 | ADDRESSABLE 10 INPUT MULTIMOD | Each | N/A | 1-Year | 699 | 25% | 524.25
1175 | NOTIFIER By Honeywell - Fire Alarm | NMM-100P | ADDRESSABLE MINI MODULE; SUPERVISES A CLASS B CIRCUIT OF N.D. DRY-CONTACT DEVICES. | Each | N/A | 1-Year | 71 | 25% | 53.25
1176 | NOTIFIER By Honeywell - Fire Alarm | NOT-BG12LX | ADDRESSABLE PULL STATION. | Each | N/A | 1-Year | 123 | 25% | 92.25
1177 | NOTIFIER By Honeywell - Fire Alarm | NP-100 | INTELLIGENT ADDRESSABLE PHOTO DETECTOR, WITH BASE. | Each | N/A | 1-Year | 98.5 | 25% | 73.875
1178 | NOTIFIER By Honeywell - Fire Alarm | NP-100T | INTELLIGENT ADDRESSABLE PHOTO/THERMAL DETECTOR; WITH BASE. | Each | N/A | 1-Year | 103.5 | 25% | 77.625
1179 | NOTIFIER By Honeywell - Fire Alarm | NP-200 | AVAILABLE ON/ABOUT FEBRUARY 15, 2018 INTELLIGENT ADDRESSABLE PHOTO DETECTOR, WITH BASE; WHITE | Each | N/A | 1-Year | 93.5 | 25% | 70.125
1180 | NOTIFIER By Honeywell - Fire Alarm | NP-200-IV | AVAILABLE ON/ABOUT FEBRUARY 15, 2018 INTELLIGENT ADDRESSABLE PHOTO DETECTOR, WITH BASE; IVORY; FLASHSCAN & CLIP | Each | N/A | 1-Year | 98.5 | 25% | 73.875
1181 | NOTIFIER By Honeywell - Fire Alarm | NP-200R | AVAILABLE ON/ABOUT FEBRUARY 15, 2018 REMOTE TEST CAPABLE INTELLIGENT ADDRESSABLE PHOTO DETECTOR; FOR USE WITH DNR(W) DUCT DETECTOR HOUSING; WHITE | Each | N/A | 1-Year | 96 | 25% | 72
1182 | NOTIFIER By Honeywell - Fire Alarm | NP-200R-IV | AVAILABLE ON/ABOUT FEBRUARY 15, 2018 REMOTE TEST CAPABLE INTELLIGENT ADDRESSABLE PHOTO DETECTOR; FOR USE WITH DNR(W) DUCT DETECTOR HOUSING; IVORY; FLASHCAN & CLIP | Each | N/A | 1-Year | 101 | 25% | 75.75
1183 | NOTIFIER By Honeywell - Fire Alarm | NP-200T | AVAILABLE ON/ABOUT FEBRUARY 15, 2018 INTELLIGENT ADDRESSABLE PHOTO/THERMAL DETECTOR; WITH BASE; WHITE | Each | N/A | 1-Year | 98.5 | 25% | 73.875
1184 | NOTIFIER By Honeywell - Fire Alarm | NP-200T-IV | VAILABLE ON/ABOUT FEBRUARY 15, 2018 INTELLIGENT ADDRESSABLE PHOTO/THERMAL DETECTOR; WITH BASE; IVORY; FLASHSCAN & CLIP | Each | N/A | 1-Year | 103.5 | 25% | 77.625
1185 | NOTIFIER By Honeywell - Fire Alarm | NP-A100 | INTELLIGENT MULTICRITERIA PHOTO/THERMAL DETECTOR, WITH BASE | Each | N/A | 1-Year | 113 | 25% | 84.75
1186 | NOTIFIER By Honeywell - Fire Alarm | NZM-100 | ADDRESSABLE 2-WIRE DETECTOR ZONE MODULE. | Each | N/A | 1-Year | 155 | 25% | 116.25
1187 | NOTIFIER By Honeywell - Fire Alarm | NZM-100-6 | 6-INPUT (CLASS B) OR 3-INPUT (CLASS A) 2-WIRE DET. ZONE MODULE | Each | N/A | 1-Year | 726 | 25% | 544.5
1188 | NOTIFIER By Honeywell - Fire Alarm | PRT/PK-CABLE | CABLE PRINTER/PERSONAL COMPUTER INTERFACE CABLE | Each | N/A | 1-Year | 40.5 | 25% | 30.375
1189 | NOTIFIER By Honeywell - Fire Alarm | ROME-B | RELAY OPTION MODULE ENCLOSURE; INCLUDES ONE N-ANN-RLY. ROOM FOR ONE ADDITIONAL RELAY MODULE OR ADDRESSABLE MULTI-MODULE; BLACK | Each | N/A | 1-Year | 408 | 25% | 306
1190 | NOTIFIER By Honeywell - Fire Alarm | XRM-24B | TRANSFORMER ASSEMBLY; EXPANDS SYSTEM POWER OUT TO 6 AMPS; FUR USE WITH REV 2 OR HIGHER FIREWARDEN-100-2 PANELS ONLY | Each | N/A | 1-Year | 162 | 25% | 121.5
1191 | NOTIFIER By Honeywell - Fire Alarm | XRM-24BE | TRANSFORMER ASSEMBLY; EXPANDS SYSTEM POWER OUTPUT TO 6 AMPS; FOR USE WITH REV 2 OR HIGHER FIREWARDEN-100-2E PANELS ONLY. | Each | N/A | 1-Year | 162 | 25% | 121.5
1192 | NOTIFIER By Honeywell - Fire Alarm | ZNAC-92 | CLASS A CONVERTER FOR NFW2-100 NACS ONLY | Each | N/A | 1-Year | 142.25 | 25% | 106.6875
1193 | NOTIFIER By Honeywell - Fire Alarm | CELL-CAB-N | CELLULAR COMMUNICATOR - METAL ENCLOSURE W/ LOCK AND KEY | Each | N/A | 1-Year | 420 | 25% | 315
1194 | NOTIFIER By Honeywell - Fire Alarm | CELL-MOD | CELLULAR COMMUNICATOR - PLASTIC ENCLOSURE | Each | N/A | 1-Year | 397.75 | 25% | 298.3125
1195 | NOTIFIER By Honeywell - Fire Alarm | DP-ES-B | OPTIONAL DRESS PANEL, BLACK | Each | N/A | 1-Year | 140 | 25% | 105
1196 | NOTIFIER By Honeywell - Fire Alarm | DP-ES-R | OPTIONAL DRESS PANEL, RED | Each | N/A | 1-Year | 140 | 25% | 105
1197 | NOTIFIER By Honeywell - Fire Alarm | IPOTS-COM | IPOTS CARD | Each | N/A | 1-Year | 294 | 25% | 220.5
1198 | NOTIFIER By Honeywell - Fire Alarm | N-ANN-100 | REMOTE MIMIC ANNUNCIATOR, 100 CHARACTER DISLAY, BLACK | Each | N/A | 1-Year | 372 | 25% | 279
1199 | NOTIFIER By Honeywell - Fire Alarm | N-ANN-100R | REMOTE MIMIC ANNUNCIATOR, 100 CHARACTER DISLAY, RED | Each | N/A | 1-Year | 372 | 25% | 279
1200 | NOTIFIER By Honeywell - Fire Alarm | NFW-100X | ADDRESSABLE FIRE ALARM CONTROL PANEL, 198 ADDRESSABLE DEVICES ON ONE SLC, BLACK | Each | N/A | 1-Year | 1588 | 25% | 1191
1201 | NOTIFIER By Honeywell - Fire Alarm | NFW-100XR | ADDRESSABLE FIRE ALARM CONTROL PANEL, 198 ADDRESSABLE DEVICES ON ONE SLC, RED. | Each | N/A | 1-Year | 1588 | 25% | 1191
1202 | NOTIFIER By Honeywell - Fire Alarm | NFW-50X | ADDRESSABLE FIRE ALARM CONTROL PANEL, 50 ADDRESSABLE DEVICES ON ONE SLC, BLACK. | Each | N/A | 1-Year | 1133 | 25% | 849.75
1203 | NOTIFIER By Honeywell - Fire Alarm | NFW-50XR | ADDRESSABLE FIRE ALARM CONTROL PANEL, 50 ADDRESSABLE DEVICES ON ONE SLC, RED. | Each | N/A | 1-Year | 1133 | 25% | 849.75
1204 | NOTIFIER By Honeywell - Fire Alarm | PWRMOD24 | TRANSFORMER, EXPANDS NFW-100X SYSTEM POWER TO 6 AMPS | Each | N/A | 1-Year | 155 | 25% | 116.25
1205 | NOTIFIER By Honeywell - Fire Alarm | 4XLM | ANNUNCIATOR DRIVER MODULE. SFP-2404 ONLY | Each | N/A | 1-Year | 111 | 25% | 83.25
1206 | NOTIFIER By Honeywell - Fire Alarm | 4XTM | PLUG-IN TRANSMITTER MODULE; PROVIDES MUNICIPAL BOX AND REMOTE STATION CONNECTIONS. | Each | N/A | 1-Year | 135 | 25% | 101.25
1207 | NOTIFIER By Honeywell - Fire Alarm | 4XZM | 4 ZONE FUNCTION RELAY MODULE. SFP-2404 ONLY | Each | N/A | 1-Year | 131 | 25% | 98.25
1208 | NOTIFIER By Honeywell - Fire Alarm | ANN-MBRLY | OPTIONAL MOUNTING BRACKET (ANN-RLY) | Each | N/A | 1-Year | 40.5 | 25% | 30.375
1209 | NOTIFIER By Honeywell - Fire Alarm | ANN-SB80KIT-B | BACKBOX KIT, SURFACE MOUNT, USED WITH N-ANN-80 , BLACK | Each | N/A | 1-Year | 42 | 25% | 31.5
1210 | NOTIFIER By Honeywell - Fire Alarm | ANN-SB80KIT-W | BACKBOX KIT, SURFACE MOUNT USED WITH N-ANN-80 , WHITE | Each | N/A | 1-Year | 42 | 25% | 31.5
1211 | NOTIFIER By Honeywell - Fire Alarm | CAC-4 | CLASS A CONVERTER; FOR INITIATING DEVICE CIRCUITS (IDC) AND NOTIFICATION APPLIANCE CIRCUITS (NAC). SFP-2404 ONLY. | Each | N/A | 1-Year | 319.75 | 25% | 239.8125
1212 | NOTIFIER By Honeywell - Fire Alarm | DP-3-B | OPTIONAL INTERNAL DRESS PANEL; SFP-2402 AND SFP-2404 ONLY. | Each | N/A | 1-Year | 103 | 25% | 77.25
1213 | NOTIFIER By Honeywell - Fire Alarm | DP-4X | INTERNAL DRESS PLATE. REQUIRED FOR FM AND ULC. | Each | N/A | 1-Year | 104 | 25% | 78
1214 | NOTIFIER By Honeywell - Fire Alarm | DP-51050 | DRESS PANEL, RED | Each | N/A | 1-Year | 132 | 25% | 99
1215 | NOTIFIER By Honeywell - Fire Alarm | DP-51050B | DRESS PANEL, BLACK | Each | N/A | 1-Year | 134 | 25% | 100.5
1216 | NOTIFIER By Honeywell - Fire Alarm | N-ANN-80 | REMOTE LCD ANNUNCIATOR MIMICS THE FACP DISPLAY, 80 CHARACTER DISPLAY. BLACK | Each | N/A | 1-Year | 393 | 25% | 294.75
1217 | NOTIFIER By Honeywell - Fire Alarm | N-ANN-80-W | REMOTE LCD ANNUNCIATOR MIMICS THE FACP DISPLAY, 80 CHARACTER DISPLAY. WHITE | Each | N/A | 1-Year | 392 | 25% | 294
1218 | NOTIFIER By Honeywell - Fire Alarm | N-ANN-I/O | INPUT/OUTPUT MODULE FOR DRIVING GRAPHIC ANNUNCIATORS OR RELAYS. | Each | N/A | 1-Year | 444 | 25% | 333
1219 | NOTIFIER By Honeywell - Fire Alarm | N-ANN-LED | ANNUNCIATOR MODULE, 10 INPUT ZONES, ALARM(RED), TROUBLE(YELLOW), SUPERVISORY(YELLOW), BLACK BOX | Each | N/A | 1-Year | 438 | 25% | 328.5
1220 | NOTIFIER By Honeywell - Fire Alarm | N-ANN-LED-R | ANNUNCIATOR MODULE, 10 INPUT ZONES, ALARM(RED), TROUBLE(YELLOW), SUPERVISORY(YELLOW), RED BOX | Each | N/A | 1-Year | 438 | 25% | 328.5
1221 | NOTIFIER By Honeywell - Fire Alarm | N-ANN-LED-W | ANNUNCIATOR MODULE, 10 INPUT ZONES, ALARM(RED), TROUBLE(YELLOW), SUPERVISORY(YELLOW), GREY BOX | Each | N/A | 1-Year | 438 | 25% | 328.5
1222 | NOTIFIER By Honeywell - Fire Alarm | N-ANN-RLED | ANNUNCIATOR MODULE, 10 INPUT ZONES, RED LEDS ONLY, BLACK BOX | Each | N/A | 1-Year | 438 | 25% | 328.5
1223 | NOTIFIER By Honeywell - Fire Alarm | N-ANN-RLED-R | ANNUNCIATOR MODULE, 10 INPUT ZONES, RED LEDS ONLY, RED BOX | Each | N/A | 1-Year | 438 | 25% | 328.5
1224 | NOTIFIER By Honeywell - Fire Alarm | N-ANN-RLED-W | ANNUNCIATOR MODULE, 10 INPUT ZONES, RED LEDS ONLY, GREY BOX | Each | N/A | 1-Year | 438 | 25% | 328.5
1225 | NOTIFIER By Honeywell - Fire Alarm | N-ANN-RLY | RELAY MODULE WITH 10 FORM C RELAYS | Each | N/A | 1-Year | 299 | 25% | 224.25
1226 | NOTIFIER By Honeywell - Fire Alarm | N-ANN-S/PG | SERIAL/PARALLEL PRINTER INTERFACE MODULE FOR CONNECTING PRINTER TO FACP. FOR NFW-50 ONLY. | Each | N/A | 1-Year | 394 | 25% | 295.5
1227 | NOTIFIER By Honeywell - Fire Alarm | N-CAC-5X | CLASS A CONVERTER MODULE | Each | N/A | 1-Year | 333 | 25% | 249.75
1228 | NOTIFIER By Honeywell - Fire Alarm | RZA-4X | REMOTE ZONE ANNUNCIATOR (REQUIRES 4XLM). SFP-2404 ONLY | Each | N/A | 1-Year | 118 | 25% | 88.5
1229 | NOTIFIER By Honeywell - Fire Alarm | SFP-10UD | 10 ZONE CONVENTIONAL FIRE CONTROL PANEL WITH DACT AND 7 AMP POWER SUPPLY. | Each | N/A | 1-Year | 1461 | 25% | 1095.75
1230 | NOTIFIER By Honeywell - Fire Alarm | SFP-10UDC | ULC/UL LISTED, 10 ZONE CONVENTIONAL FIRE CONTROL PANEL WITH DACT AND 7 AMP POWER SUPPLY. INCLUDES INTERNAL DRESS PANEL WITH BUILT-IN ANNUNCIATOR MODULE | Each | N/A | 1-Year | 2001 | 25% | 1500.75
1231 | NOTIFIER By Honeywell - Fire Alarm | SFP-10UDE | 10 ZONE CONVENTIONAL FIRE CONTROL PANEL WITH DACT AND 7 AMP POWER SUPPLY. 240 VOLTS | Each | N/A | 1-Year | 1484 | 25% | 1113
1232 | NOTIFIER By Honeywell - Fire Alarm | SFP-10UDR | 10 ZONE CONVENTIONAL FIRE CONTROL PANEL WITH DACT AND 7 AMP POWER SUPPLY. RED | Each | N/A | 1-Year | 1460 | 25% | 1095
1233 | NOTIFIER By Honeywell - Fire Alarm | SFP-2402 | FIRE ALARM CONTROL PANEL, 2-ZONE, CLASS B; 24VDC, ONE CLASS B NAC, FEATURES: MAINTENANCE ALERT, DRIFT COMP, AND DETECTOR SENSITIVITY AUTOMATICALLY ADJUSTED. | Each | N/A | 1-Year | 576 | 25% | 432
1234 | NOTIFIER By Honeywell - Fire Alarm | SFP-2402E | SFP-2402 CONTROL PANEL 220/240VAC | Each | N/A | 1-Year | 590 | 25% | 442.5
1235 | NOTIFIER By Honeywell - Fire Alarm | SFP-2404 | FIRE ALARM CONTROL PANEL, 4-ZONE, CLASS B/A; USE CAC-4 FOR CLASS A, 24VDC, ONE CLASS B/A (USE CAC-4 FOR CLASS A) NAC,. | Each | N/A | 1-Year | 723 | 25% | 542.25
1236 | NOTIFIER By Honeywell - Fire Alarm | SFP-2404E | SFP-2404 CONTROL PANEL 220/240VAC | Each | N/A | 1-Year | 743 | 25% | 557.25
1237 | NOTIFIER By Honeywell - Fire Alarm | SFP-5UD | 5 ZONE CONVENTIONAL FIRE CONTROL PANEL WITH DACT AND 3 AMP POWER SUPPLY. | Each | N/A | 1-Year | 1149 | 25% | 861.75
1238 | NOTIFIER By Honeywell - Fire Alarm | SFP-5UDC | ULC/UL LISTED, 5 ZONE CONVENTIONAL FIRE CONTROL PANEL WITH DACT AND 7 AMP POWER SUPPLY. INCLUDES INTERNAL DRESS PANEL WITH BUILT-IN ANNUNCIATOR MODULE | Each | N/A | 1-Year | 1770 | 25% | 1327.5
1239 | NOTIFIER By Honeywell - Fire Alarm | SFP-5UDE | 5 ZONE CONVENTIONAL FIRE CONTROL PANEL WITH DACT AND 3 AMP POWER SUPPLY. 240 VOLTS | Each | N/A | 1-Year | 1165 | 25% | 873.75
1240 | NOTIFIER By Honeywell - Fire Alarm | SFP-5UDR | 5 ZONE CONVENTIONAL FIRE CONTROL PANEL WITH DACT AND 3 AMP POWER SUPPLY. RED | Each | N/A | 1-Year | 1145 | 25% | 858.75
1241 | NOTIFIER By Honeywell - Fire Alarm | TR-1-B | OPTIONAL BACK BOX TRIM RING. | Each | N/A | 1-Year | 82 | 25% | 61.5
1242 | NOTIFIER By Honeywell - Fire Alarm | TR-CE | TRIM RING USED WITH NFW2-100 AND NFW-50, SFP-5UD, SFP-10UD, RP-2001, RP-2002; RED | Each | N/A | 1-Year | 115 | 25% | 86.25
1243 | NOTIFIER By Honeywell - Fire Alarm | TR-CE-B | TRIM RING USED WITH NFW2-100 AND NFW-50, SFP-5UD, SFP-10UD, RP-2001, RP-2002; BLACK | Each | N/A | 1-Year | 136 | 25% | 102
1244 | NOTIFIER By Honeywell - Fire Alarm | XRM-24 | TRANSFORMER ASSEMBLY; EXPANDS NOTIFICATION APPLIANCE CIRCUIT POWER FROM 2.5 TO 5 AMPS. SFP-2404 ONLY | Each | N/A | 1-Year | 174.25 | 25% | 130.6875
1245 | NOTIFIER By Honeywell - Fire Alarm | 2151 | SMOKE DETECTOR HEAD, PHOTO, LOW-PROFILE | Each | N/A | 1-Year | 63.75 | 25% | 47.8125
1246 | NOTIFIER By Honeywell - Fire Alarm | 2151T | SMOKE DETECTOR HEAD, PHOTO/THERMAL, LOW-PROFILE -REQ. B100 SERIES BASE | Each | N/A | 1-Year | 79 | 25% | 59.25
1247 | NOTIFIER By Honeywell - Fire Alarm | 2WTA-B | I3 PHOTO DETECTOR, PLUG-IN, 2-WIRE, 12/24 VDC, 135 °F THERMAL, TEMPORAL 85 DBA SOUNDER. | Each | N/A | 1-Year | 77.25 | 25% | 57.9375
1248 | NOTIFIER By Honeywell - Fire Alarm | 2WTR-B | I3 PHOTO DETECTOR, PLUG-IN, 2-WIRE, 12/24 VDC, 135 °F THERMAL, FORM-C RELAY. | Each | N/A | 1-Year | 87.75 | 25% | 65.8125
1249 | NOTIFIER By Honeywell - Fire Alarm | 4WITAR-B | I3 PHOTO DETECTOR, PLUG-IN, 4-WIRE, 12/24 VDC, ISOLATED 135 DEG F THERMAL, TEMPORAL 85 DBA SOUNDER, FORM-C RELAY. | Each | N/A | 1-Year | 113.25 | 25% | 84.9375
1250 | NOTIFIER By Honeywell - Fire Alarm | 4WTA-B | I3 PHOTO DETECTOR, PLUG-IN, 4-WIRE, 12/24 VDC, 135 °F THERMAL, TEMPORAL 85 DBA SOUNDER. | Each | N/A | 1-Year | 82.75 | 25% | 62.0625
1251 | NOTIFIER By Honeywell - Fire Alarm | 4WTAR-B | I3 PHOTO DETECTOR, PLUG-IN, 4-WIRE, 12/24 VDC, 135 °F THERMAL, TEMPORAL 85 DBA SOUNDER, FORM-C RELAY. | Each | N/A | 1-Year | 113.5 | 25% | 85.125
1252 | NOTIFIER By Honeywell - Fire Alarm | 4WTR-B | I3 PHOTO DETECTOR, PLUG-IN, 4-WIRE, 12/24 VDC, 135 °F THERMAL, FORM-C RELAY. | Each | N/A | 1-Year | 80.25 | 25% | 60.1875
1253 | NOTIFIER By Honeywell - Fire Alarm | 5151 | 135 °F (57°C) ELECTRONIC FIXED & ROR HEAT; REQUIRES B400 SERIES BASE. | Each | N/A | 1-Year | 51 | 25% | 38.25
1254 | NOTIFIER By Honeywell - Fire Alarm | A77-AB2 | I³ RETROFIT ADAPTER BRACKET. | Each | N/A | 1-Year | 9.5 | 25% | 7.125
1255 | NOTIFIER By Honeywell - Fire Alarm | B110LP | BASE, 2-WIRE, LOW-PROFILE, FLANGED, 12/24VDC | Each | N/A | 1-Year | 18.25 | 25% | 13.6875
1256 | NOTIFIER By Honeywell - Fire Alarm | B112LP | BASE, 4-WIRE, LOW-PROFILE, FORM-A&C, 24VDC | Each | N/A | 1-Year | 53.25 | 25% | 39.9375
1257 | NOTIFIER By Honeywell - Fire Alarm | CO1224T | CONVENTIONAL CARBON MONOXIDE DETECTOR, 12/24 VDC, WITH SOUNDER AND TROUBLE RELAY WITH TEST FUNCTION; UL2075 LISTED | Each | N/A | 1-Year | 128 | 25% | 96
1258 | NOTIFIER By Honeywell - Fire Alarm | CO1224TR | CONVENTIONAL CARBON MONOXIDE DETECTOR, 12/24 VDC, WITH SOUNDER AND TROUBLE RELAY WITH TEST FUNCTION, ROUND; UL2075 LISTED | Each | N/A | 1-Year | 128 | 25% | 96
1259 | NOTIFIER By Honeywell - Fire Alarm | CO-PLATE | CO DETECTOR PLATE, PACKAGE OF 5. USE WHEN REPLACING ROUND CO DETECTORS WITH THE CO1224T. | Each | N/A | 1-Year | 28.75 | 25% | 21.5625
1260 | NOTIFIER By Honeywell - Fire Alarm | RRS-MOD | REVERSING RELAY/SYNCH MODULE. | Each | N/A | 1-Year | 50 | 25% | 37.5
1261 | NOTIFIER By Honeywell - Fire Alarm | RT | I³ REMOVAL/REPLACEMENT TOOL. | Each | N/A | 1-Year | 54.75 | 25% | 41.0625
1262 | NOTIFIER By Honeywell - Fire Alarm | SENS-RDR | I³ SENSITIVITY READER. | Each | N/A | 1-Year | 391.75 | 25% | 293.8125
1263 | NOTIFIER By Honeywell - Fire Alarm | OSE-ACF | ANTI-CONDENSATION FILM FOR EMITTER - 10 UNITS | Each | N/A | 1-Year | 182.4 | 25% | 136.8
1264 | NOTIFIER By Honeywell - Fire Alarm | OSEH-ACF | ANTI-CONDENSATION FILM FOR OSID-EH HOUSINGS - 10 UNITS | Each | N/A | 1-Year | 698.9 | 25% | 524.175
1265 | NOTIFIER By Honeywell - Fire Alarm | OSE-HPW-L8 | EMITTER - HIGH POWER, WIRED | Each | N/A | 1-Year | 800.4 | 25% | 600.3
1266 | NOTIFIER By Honeywell - Fire Alarm | OSE-RBA | EMITTER SPARE BATTERY ALKALINE | Each | N/A | 1-Year | 85.2 | 25% | 63.9
1267 | NOTIFIER By Honeywell - Fire Alarm | OSE-RBL | EMITTER LITHIUM BATTERY EXCHANGE UNIT | Each | N/A | 1-Year | 139.65 | 25% | 104.7375
1268 | NOTIFIER By Honeywell - Fire Alarm | OSE-RBL | EMITTER LITHIUM BATTERY EXCHANGE UNIT | Each | N/A | 1-Year | 145.2 | 25% | 108.9
1269 | NOTIFIER By Honeywell - Fire Alarm | OSE-SP-L8 | EMITTER - STANDARD POWER | Each | N/A | 1-Year | 363.6 | 25% | 272.7
1270 | NOTIFIER By Honeywell - Fire Alarm | OSE-SPW-L8 | EMITTER - STANDARD POWER, WIRED | Each | N/A | 1-Year | 363.6 | 25% | 272.7
1271 | NOTIFIER By Honeywell - Fire Alarm | OSI-10-L8 | OSID IMAGER - 7º COVERAGE, 24VDC | Each | N/A | 1-Year | 752.4 | 25% | 564.3
1272 | NOTIFIER By Honeywell - Fire Alarm | OSI-90-L8 | IMAGER - 80º COVERAGE | Each | N/A | 1-Year | 776.4 | 25% | 582.3
1273 | NOTIFIER By Honeywell - Fire Alarm | OSID-EHE | ASPIRATING IP65 EMITTER ENVIRON HSNG | Each | N/A | 1-Year | 230.4 | 25% | 172.8
1274 | NOTIFIER By Honeywell - Fire Alarm | OSID-EHI | ASPIRATING IP65 IMAGER ENVIRON HSNG | Each | N/A | 1-Year | 295.9 | 25% | 221.925
1275 | NOTIFIER By Honeywell - Fire Alarm | OSID-INST | OSID INSTALLATION KIT. INCL: LASER ALIGNMENT TOOL, TEST FILTER, PC CABLE, CLEANING CLOTH, MANUAL | Each | N/A | 1-Year | 277.4 | 25% | 208.05
1276 | NOTIFIER By Honeywell - Fire Alarm | OSID-WG | ASPIRATING WIRE GUARD | Each | N/A | 1-Year | 67.7 | 25% | 50.775
1277 | NOTIFIER By Honeywell - Fire Alarm | OSP-002 | LASER ALIGNMENT TOOL | Each | N/A | 1-Year | 107 | 25% | 80.25
1278 | NOTIFIER By Honeywell - Fire Alarm | FS-OSI | BEAM DETECTOR WITH REFLECTOR, UL LISTED, ADDRESSABLE | Each | N/A | 1-Year | 1598 | 25% | 1198.5
1279 | NOTIFIER By Honeywell - Fire Alarm | OSI-R-SS | BEAM DETECTOR WITH REFLECTOR, UL LISTED | Each | N/A | 1-Year | 1377 | 25% | 1032.75
1280 | NOTIFIER By Honeywell - Fire Alarm | 01-E606-01 | 4 CHANNEL RELAY MODULE | Each | N/A | 1-Year | 174.7 | 25% | 131.025
1281 | NOTIFIER By Honeywell - Fire Alarm | 01-E624 | 8 CHANNEL 4-20MA RE-TRANSMISSION MODULE | Each | N/A | 1-Year | 1372.6 | 25% | 1029.45
1282 | NOTIFIER By Honeywell - Fire Alarm | 01-E922-00 | BLIND PLATE FOR SUB RACK | Each | N/A | 1-Year | 32.8 | 25% | 24.6
1283 | NOTIFIER By Honeywell - Fire Alarm | 01-E922-01 | MINI RDU RS485 - 19” RACK MOUNT | Each | N/A | 1-Year | 517.6 | 25% | 388.2
1284 | NOTIFIER By Honeywell - Fire Alarm | 01-E922-99 | 19 INCH SUB RACK FOR 12 MINI RDU | Each | N/A | 1-Year | 164.9 | 25% | 123.675
1285 | NOTIFIER By Honeywell - Fire Alarm | 02-2002-01P | STRAIGHT UNION FOR MICRO BORE 6MM TUBE (PACK OF 10) | Each | N/A | 1-Year | 150.7 | 25% | 113.025
1286 | NOTIFIER By Honeywell - Fire Alarm | 02-3000-06 | STAINLESS STEEL SAMPLING POINT 6MM | Each | N/A | 1-Year | 158.3 | 25% | 118.725
1287 | NOTIFIER By Honeywell - Fire Alarm | 02-FL01-01 | SCINTERED EOL FILTER FOR MICRO BORE 6MM TUBE | Each | N/A | 1-Year | 41.5 | 25% | 31.125
1288 | NOTIFIER By Honeywell - Fire Alarm | 02-FL53 | FILTER ELEMENT PACK OF 10 (COURSE) 20 PPI BLACK | Each | N/A | 1-Year | 84.2 | 25% | 63.15
1289 | NOTIFIER By Honeywell - Fire Alarm | 02-FL56 | FILTER ELEMENT REPLACEMENT FT SERIES (FINE) BLACK | Each | N/A | 1-Year | 84.2 | 25% | 63.15
1290 | NOTIFIER By Honeywell - Fire Alarm | 06-0000-L8 | BLANKING BAFFLE (PACKAGE OF TEN 10 BAFFLES) FOR REPLACEMENT PURPOSES. XAS-1-US UNIT IS SUPPLIED WITH ONE BLANKING BAFFLE IN THE RIGHT SIDE MOUNTING LOCATION. | Each | N/A | 1-Year | 49.1 | 25% | 36.825
1291 | NOTIFIER By Honeywell - Fire Alarm | 06-NF10 | BAFFLE FSP-851 DETECTOR PACK OF 10 | Each | N/A | 1-Year | 47.25 | 25% | 35.4375
1292 | NOTIFIER By Honeywell - Fire Alarm | 251-001 | ASPIRATING SMOKETEST WIRE (100 METER) | Each | N/A | 1-Year | 51 | 25% | 38.25
1293 | NOTIFIER By Honeywell - Fire Alarm | CAP-KIT | CONNECTOR KIT FOR MINIATURE SAMPLING POINT AND CAPILLARY TUBE ARRANGEMENT. INCLUDES (1) MALE CONNECTOR, (1/2” THREAD X 1/2” OD COMPRESSION) AND (1) FEMALE CONNECTOR, (1/2” OD COMPRESSION). (BRASS) | Each | N/A | 1-Year | 26.2 | 25% | 19.65
1294 | NOTIFIER By Honeywell - Fire Alarm | E700-CAPKIT | CONNECTOR KIT FOR MINIATURE SAMPLING POINT AND CAPILLARY TUBE ARRANGEMENT. INCLUDES (1) MALE CONNECTOR, (1/2” THREAD X 1/2” OD COMPRESSION) AND (1) FEMALE CONNECTOR, (1/2” OD COMPRESSION). (PLASTIC) | Each | N/A | 1-Year | 17.5 | 25% | 13.125
1295 | NOTIFIER By Honeywell - Fire Alarm | E700-FIL-ASSY | EXTERNAL FILTER ASSEMBLY | Each | N/A | 1-Year | 204.2 | 25% | 153.15
1296 | NOTIFIER By Honeywell - Fire Alarm | E700-SP | MINIATURE SAMPLING POINT | Each | N/A | 1-Year | 15.3 | 25% | 11.475
1297 | NOTIFIER By Honeywell - Fire Alarm | E700-SP-DCL | SAMPLING POINT DECAL; WRAP AROUND STYLE - 200 PER ROLL. PLACE CENTER AREA OVER SAMPLING POINT AND WRAP DECAL AROUND DIAMETER OF PIPE. (OLD P/N E700 - SP - DCL - A) | Each | N/A | 1-Year | 80.8 | 25% | 60.6
1298 | NOTIFIER By Honeywell - Fire Alarm | E700-SP-DCLPIPE | SAMPLING PIPE LABELS - 35 PER ROLL. | Each | N/A | 1-Year | 15.3 | 25% | 11.475
1299 | NOTIFIER By Honeywell - Fire Alarm | E700-SP-DCL-PNT | ROUND STYLE POINT LABELS - 50 PER ROLL, WHITE | Each | N/A | 1-Year | 15.3 | 25% | 11.475
1300 | NOTIFIER By Honeywell - Fire Alarm | E700-SPLG | MINIATURE SAMPLING POINT LABEL, ROUND STYLE - 12 PER SHEET GREY | Each | N/A | 1-Year | 21.8 | 25% | 16.35
1301 | NOTIFIER By Honeywell - Fire Alarm | E700-SPLR | MINIATURE SAMPLING POINT LABEL, ROUND STYLE - 12 PER SHEET RED | Each | N/A | 1-Year | 21.8 | 25% | 16.35
1302 | NOTIFIER By Honeywell - Fire Alarm | E700-TUBE | POLYETHYLENE TUBING, BLACK. 1/2” OD X 3/8” ID, FPE RATED. 50 FEET OF TUBING PER ROLL | Each | N/A | 1-Year | 143.1 | 25% | 107.325
1303 | NOTIFIER By Honeywell - Fire Alarm | ECO-D-B-11 | HYDROGEN (H2) 0-100% LEL | Each | N/A | 1-Year | 2677.6 | 25% | 2008.2
1304 | NOTIFIER By Honeywell - Fire Alarm | ECO-D-B-11-Ex | HYDROGEN (H2) 0-100% LFL | Each | N/A | 1-Year | 2948.4 | 25% | 2211.3
1305 | NOTIFIER By Honeywell - Fire Alarm | ECO-D-B-12 | METHANE (CH4) 0-100% LEL | Each | N/A | 1-Year | 2618.6 | 25% | 1963.95
1306 | NOTIFIER By Honeywell - Fire Alarm | ECO-D-B-12-31 | METHANE (CH4) 0-100% LEL + OXYGEN (O2) 0-25% VOL | Each | N/A | 1-Year | 3602.5 | 25% | 2701.875
1307 | NOTIFIER By Honeywell - Fire Alarm | ECO-D-B-12-41 | METHANE (CH4) 0-100% LEL + CARBON MONOXIDE (CO) 0-500 PPM | Each | N/A | 1-Year | 3997.8 | 25% | 2998.35
1308 | NOTIFIER By Honeywell - Fire Alarm | ECO-D-B-12-43 | METHANE (CH4) 0-100% LFL + HYDROGEN SULFIDE (H2S) 0-100 PPM | Each | N/A | 1-Year | 3997.8 | 25% | 2998.35
1309 | NOTIFIER By Honeywell - Fire Alarm | ECO-D-B-12-43-Ex | METHANE (CH4) 0-100% LFL + HYDROGEN SULFIDE (H2S) 0-100 PPM | Each | N/A | 1-Year | 4258.8 | 25% | 3194.1
1310 | NOTIFIER By Honeywell - Fire Alarm | ECO-D-B-12-Ex | METHANE (CH4) 0-100% LFL | Each | N/A | 1-Year | 2948.4 | 25% | 2211.3
1311 | NOTIFIER By Honeywell - Fire Alarm | ECO-D-B-13 | PROPANE (C3H8) 0-100% LEL | Each | N/A | 1-Year | 2618.6 | 25% | 1963.95
1312 | NOTIFIER By Honeywell - Fire Alarm | ECO-D-B-13-31 | PROPANE (C3H8) 0-100% LEL + OXYGEN (O2) 0-25% VOL | Each | N/A | 1-Year | 3602.5 | 25% | 2701.875
1313 | NOTIFIER By Honeywell - Fire Alarm | ECO-D-B-13-31-Ex | PROPANE (C3H8) 0-100% LFL + OXYGEN (O2) 0-25% VOL | Each | N/A | 1-Year | 3931.2 | 25% | 2948.4
1314 | NOTIFIER By Honeywell - Fire Alarm | ECO-D-B-13-Ex | PROPANE (C3H8) 0-100% LFL | Each | N/A | 1-Year | 2948.4 | 25% | 2211.3
1315 | NOTIFIER By Honeywell - Fire Alarm | ECO-D-B-14 | HYDROGEN (H2) 0-2000 PPM | Each | N/A | 1-Year | 3547.9 | 25% | 2660.925
1316 | NOTIFIER By Honeywell - Fire Alarm | ECO-D-B-14-Ex | HYDROGEN (H2) 0-2000 PPM | Each | N/A | 1-Year | 3822 | 25% | 2866.5
1317 | NOTIFIER By Honeywell - Fire Alarm | ECO-D-B-15 | PETROL/GASOLINE VAPOR 0-100% LEL | Each | N/A | 1-Year | 2677.6 | 25% | 2008.2
1318 | NOTIFIER By Honeywell - Fire Alarm | ECO-D-B-15-Ex | PETROL/GASOLINE VAPOR 0-100% LFL | Each | N/A | 1-Year | 2948.4 | 25% | 2211.3
1319 | NOTIFIER By Honeywell - Fire Alarm | ECO-D-B-16 | PENTANE (C5H12) 0-100% LEL | Each | N/A | 1-Year | 2677.6 | 25% | 2008.2
1320 | NOTIFIER By Honeywell - Fire Alarm | ECO-D-B-16-Ex | PENTANE (C5H12) 0-100% LFL | Each | N/A | 1-Year | 2948.4 | 25% | 2211.3
1321 | NOTIFIER By Honeywell - Fire Alarm | ECO-D-B-20 | ALCOHOL VAPOR 0-100% LEL | Each | N/A | 1-Year | 2677.6 | 25% | 2008.2
1322 | NOTIFIER By Honeywell - Fire Alarm | ECO-D-B-20-Ex | ALCOHOL VAPOR 0-100% LFL | Each | N/A | 1-Year | 2948.4 | 25% | 2211.3
1323 | NOTIFIER By Honeywell - Fire Alarm | ECO-D-B-31 | OXYGEN (O2) 0-25% VOL | Each | N/A | 1-Year | 2222.2 | 25% | 1666.65
1324 | NOTIFIER By Honeywell - Fire Alarm | ECO-D-B-31-41 | OXYGEN (O2) 0-25% VOL + CARBON MONOXIDE (CO) 0-500 PPM | Each | N/A | 1-Year | 3483.5 | 25% | 2612.625
1325 | NOTIFIER By Honeywell - Fire Alarm | ECO-D-B-31-Ex | OXYGEN (O2) 0-25% VOL - DEFICIENCY ONLY ALARM | Each | N/A | 1-Year | 2511.6 | 25% | 1883.7
1326 | NOTIFIER By Honeywell - Fire Alarm | ECO-D-B-32 | OXYGEN (O2) 0-25% VOL - DEFICIENCY AND ENRICHEMENT ALARM | Each | N/A | 1-Year | 2222.2 | 25% | 1666.65
1327 | NOTIFIER By Honeywell - Fire Alarm | ECO-D-B-32-Ex | OXYGEN (O2) 0-25% VOL - DEFICIENCY AND ENRICHEMENT ALARM | Each | N/A | 1-Year | 2511.6 | 25% | 1883.7
1328 | NOTIFIER By Honeywell - Fire Alarm | ECO-D-B-41 | CARBON MONOXIDE (CO) 0-500 PPM | Each | N/A | 1-Year | 2499.6 | 25% | 1874.7
1329 | NOTIFIER By Honeywell - Fire Alarm | ECO-D-B-41-43 | CARBON MONOXIDE (CO) 0-500 PPM + HYDROGEN SULFIDE (H2S) 0-100 PPM | Each | N/A | 1-Year | 3879.9 | 25% | 2909.925
1330 | NOTIFIER By Honeywell - Fire Alarm | ECO-D-B-41-45 | CARBON MONOXIDE (CO) 0-500 PPM + NITROGEN DIOXIDE (NO2) 0-10 PPM | Each | N/A | 1-Year | 4809.2 | 25% | 3606.9
1331 | NOTIFIER By Honeywell - Fire Alarm | ECO-D-B-41-Ex | CARBON MONOXIDE (CO) 0-500 PPM | Each | N/A | 1-Year | 2948.4 | 25% | 2211.3
1332 | NOTIFIER By Honeywell - Fire Alarm | ECO-D-B-43 | HYDROGEN SULFIDE (H2S) 0-100 PPM | Each | N/A | 1-Year | 2618.6 | 25% | 1963.95
1333 | NOTIFIER By Honeywell - Fire Alarm | ECO-D-B-43-Ex | HYDROGEN SULFIDE (H2S) 0-100 PPM | Each | N/A | 1-Year | 2948.4 | 25% | 2211.3
1334 | NOTIFIER By Honeywell - Fire Alarm | ECO-D-B-44 | SULFUR DIOXIDE (SO2) 0-10 PPM | Each | N/A | 1-Year | 3547.9 | 25% | 2660.925
1335 | NOTIFIER By Honeywell - Fire Alarm | ECO-D-B-44-Ex | SULFUR DIOXIDE (SO2) 0-10 PPM | Each | N/A | 1-Year | 3822 | 25% | 2866.5
1336 | NOTIFIER By Honeywell - Fire Alarm | ECO-D-B-45 | NITROGEN DIOXIDE (NO2) 0-10 PPM | Each | N/A | 1-Year | 3547.9 | 25% | 2660.925
1337 | NOTIFIER By Honeywell - Fire Alarm | ECO-D-B-45-Ex | NITROGEN DIOXIDE (NO2) 0-10 PPM | Each | N/A | 1-Year | 3822 | 25% | 2866.5
1338 | NOTIFIER By Honeywell - Fire Alarm | ECO-D-B-49 | CARBON DIOXIDE (CO2) 0-5% VOL | Each | N/A | 1-Year | 4149.6 | 25% | 3112.2
1339 | NOTIFIER By Honeywell - Fire Alarm | ECO-D-B-49-Ex | CARBON DIOXIDE (CO2) 0-5% VOL | Each | N/A | 1-Year | 4477.2 | 25% | 3357.9
1340 | NOTIFIER By Honeywell - Fire Alarm | ECO-D-S-01 | ECO DETECTOR WITH NO SENSOR CARTRIDGE | Each | N/A | 1-Year | 1528.8 | 25% | 1146.6
1341 | NOTIFIER By Honeywell - Fire Alarm | ECO-FT15 | ECO ADAPTERS FOR VFT-15 AND FT-15, INCLUDES PIPE CLIPS | Each | N/A | 1-Year | 273 | 25% | 204.75
1342 | NOTIFIER By Honeywell - Fire Alarm | ECO-LQ | ECO ADAPTOR FOR VLQ | Each | N/A | 1-Year | 38.2 | 25% | 28.65
1343 | NOTIFIER By Honeywell - Fire Alarm | ECO-SC-11 | HYDROGEN (H2) 0-100% LEL | Each | N/A | 1-Year | 1258 | 25% | 943.5
1344 | NOTIFIER By Honeywell - Fire Alarm | ECO-SC-11-31 | HYDROGEN (H2) 0-100% LEL + OXYGEN (O2) 0-25% VOL | Each | N/A | 1-Year | 1721 | 25% | 1290.75
1345 | NOTIFIER By Honeywell - Fire Alarm | ECO-SC-11-Ex | HYDROGEN (H2) 0-100% LFL | Each | N/A | 1-Year | 1419.6 | 25% | 1064.7
1346 | NOTIFIER By Honeywell - Fire Alarm | ECO-SC-12 | METHANE (CH4) 0-100% LEL | Each | N/A | 1-Year | 1230.7 | 25% | 923.025
1347 | NOTIFIER By Honeywell - Fire Alarm | ECO-SC-12-31 | METHANE (CH4) 0-100% LEL + OXYGEN (O2) 0-25% VOL | Each | N/A | 1-Year | 1693.7 | 25% | 1270.275
1348 | NOTIFIER By Honeywell - Fire Alarm | ECO-SC-12-41 | METHANE (CH4) 0-100% LEL + CARBON MONOXIDE (CO) 0-500 PPM | Each | N/A | 1-Year | 1879.3 | 25% | 1409.475
1349 | NOTIFIER By Honeywell - Fire Alarm | ECO-SC-12-43 | METHANE (CH4) 0-100% LFL + HYDROGEN SULFIDE (H2S) 0-100 PPM | Each | N/A | 1-Year | 1879.3 | 25% | 1409.475
1350 | NOTIFIER By Honeywell - Fire Alarm | ECO-SC-12-43-Ex | METHANE (CH4) 0-100% LFL + HYDROGEN SULFIDE (H2S) 0-100 PPM | Each | N/A | 1-Year | 2074.8 | 25% | 1556.1
1351 | NOTIFIER By Honeywell - Fire Alarm | ECO-SC-12-Ex | METHANE (CH4) 0-100% LFL | Each | N/A | 1-Year | 1419.6 | 25% | 1064.7
1352 | NOTIFIER By Honeywell - Fire Alarm | ECO-SC-13 | PROPANE (C3H8) 0-100% LEL | Each | N/A | 1-Year | 1230.7 | 25% | 923.025
1353 | NOTIFIER By Honeywell - Fire Alarm | ECO-SC-13-31 | PROPANE (C3H8) 0-100% LEL + OXYGEN (O2) 0-25% VOL | Each | N/A | 1-Year | 1693.7 | 25% | 1270.275
1354 | NOTIFIER By Honeywell - Fire Alarm | ECO-SC-13-31-Ex | PROPANE (C3H8) 0-100% LFL + OXYGEN (O2) 0-25% VOL | Each | N/A | 1-Year | 1856.4 | 25% | 1392.3
1355 | NOTIFIER By Honeywell - Fire Alarm | ECO-SC-13-Ex | PROPANE (C3H8) 0-100% LFL | Each | N/A | 1-Year | 1419.6 | 25% | 1064.7
1356 | NOTIFIER By Honeywell - Fire Alarm | ECO-SC-14 | HYDROGEN (H2) 0-2000 PPM | Each | N/A | 1-Year | 1667.5 | 25% | 1250.625
1357 | NOTIFIER By Honeywell - Fire Alarm | ECO-SC-14-Ex | HYDROGEN (H2) 0-2000 PPM | Each | N/A | 1-Year | 1856.4 | 25% | 1392.3
1358 | NOTIFIER By Honeywell - Fire Alarm | ECO-SC-15 | PETROL/GASOLINE VAPOR 0-100% LEL | Each | N/A | 1-Year | 1258 | 25% | 943.5
1359 | NOTIFIER By Honeywell - Fire Alarm | ECO-SC-15-Ex | PETROL/GASOLINE VAPOR 0-100% LFL | Each | N/A | 1-Year | 1419.6 | 25% | 1064.7
1360 | NOTIFIER By Honeywell - Fire Alarm | ECO-SC-16 | PENTANE (C5H12) 0-100% LEL | Each | N/A | 1-Year | 1258 | 25% | 943.5
1361 | NOTIFIER By Honeywell - Fire Alarm | ECO-SC-16-Ex | PENTANE (C5H12) 0-100% LFL | Each | N/A | 1-Year | 1419.6 | 25% | 1064.7
1362 | NOTIFIER By Honeywell - Fire Alarm | ECO-SC-20 | ALCOHOL VAPOR 0-100% LEL | Each | N/A | 1-Year | 1258 | 25% | 943.5
1363 | NOTIFIER By Honeywell - Fire Alarm | ECO-SC-20-Ex | ALCOHOL VAPOR 0-100% LFL | Each | N/A | 1-Year | 1419.6 | 25% | 1064.7
1364 | NOTIFIER By Honeywell - Fire Alarm | ECO-SC-31 | OXYGEN (O2) 0-25% VOL - DEFICIENCY ONLY | Each | N/A | 1-Year | 1044 | 25% | 783
1365 | NOTIFIER By Honeywell - Fire Alarm | ECO-SC-31-41 | OXYGEN (O2) 0-25% VOL + (CO) 0-500 PPM | Each | N/A | 1-Year | 1636.9 | 25% | 1227.675
1366 | NOTIFIER By Honeywell - Fire Alarm | ECO-SC-31-Ex | OXYGEN (O2) 0-25% VOL - DEFICIENCY ONLY ALARM | Each | N/A | 1-Year | 1201.2 | 25% | 900.9
1367 | NOTIFIER By Honeywell - Fire Alarm | ECO-SC-32 | OXYGEN (O2) 0-25% VOL - DEF AND ENR ALAR | Each | N/A | 1-Year | 1044 | 25% | 783
1368 | NOTIFIER By Honeywell - Fire Alarm | ECO-SC-32-Ex | OXYGEN (O2) 0-25% VOL - DEFICIENCY AND ENRICHEMENT ALARM | Each | N/A | 1-Year | 1201.2 | 25% | 900.9
1369 | NOTIFIER By Honeywell - Fire Alarm | ECO-SC-41 | CARBON MONOXIDE (CO) 0-500 PPM | Each | N/A | 1-Year | 1175 | 25% | 881.25
1370 | NOTIFIER By Honeywell - Fire Alarm | ECO-SC-41-43 | CARBON MONOXIDE (CO) 0-500 PPM + (H2S) 0 | Each | N/A | 1-Year | 1823.6 | 25% | 1367.7
1371 | NOTIFIER By Honeywell - Fire Alarm | ECO-SC-41-45 | CARBON MONOXIDE (CO) 0-500 PPM + (NO2) 0 | Each | N/A | 1-Year | 2260.4 | 25% | 1695.3
1372 | NOTIFIER By Honeywell - Fire Alarm | ECO-SC-41-Ex | CARBON MONOXIDE (CO) 0-500 PPM | Each | N/A | 1-Year | 1419.6 | 25% | 1064.7
1373 | NOTIFIER By Honeywell - Fire Alarm | ECO-SC-43 | HYDROGEN SULFIDE (H2S) 0-100 PPM | Each | N/A | 1-Year | 1230.7 | 25% | 923.025
1374 | NOTIFIER By Honeywell - Fire Alarm | ECO-SC-43-Ex | HYDROGEN SULFIDE (H2S) 0-100 PPM | Each | N/A | 1-Year | 1419.6 | 25% | 1064.7
1375 | NOTIFIER By Honeywell - Fire Alarm | ECO-SC-44 | SULFUR DIOXIDE (SO2) 0-10 PPM | Each | N/A | 1-Year | 1667.5 | 25% | 1250.625
1376 | NOTIFIER By Honeywell - Fire Alarm | ECO-SC-44-Ex | SULFUR DIOXIDE (SO2) 0-10 PPM | Each | N/A | 1-Year | 1856.4 | 25% | 1392.3
1377 | NOTIFIER By Honeywell - Fire Alarm | ECO-SC-45 | NITROGEN DIOXIDE (NO2) 0-10 PPM | Each | N/A | 1-Year | 1667.5 | 25% | 1250.625
1378 | NOTIFIER By Honeywell - Fire Alarm | ECO-SC-45-Ex | NITROGEN DIOXIDE (NO2) 0-10 PPM | Each | N/A | 1-Year | 1856.4 | 25% | 1392.3
1379 | NOTIFIER By Honeywell - Fire Alarm | ECO-SC-47-Ex | CHLORINE (CL2) 0-20 PPM | Each | N/A | 1-Year | 1638 | 25% | 1228.5
1380 | NOTIFIER By Honeywell - Fire Alarm | ECO-SC-49 | CARBON DIOXIDE (CO2) 0-5% VOL | Each | N/A | 1-Year | 1965.6 | 25% | 1474.2
1381 | NOTIFIER By Honeywell - Fire Alarm | ECO-SC-49-Ex | CARBON DIOXIDE (CO2) 0-5% VOL | Each | N/A | 1-Year | 2184 | 25% | 1638
1382 | NOTIFIER By Honeywell - Fire Alarm | ISP-001 | REPLACEMENT FILTER ELEMENT FT SERIES PACK OF 10 (COARSE 20 PPI)-BLACK | Each | N/A | 1-Year | 84.2 | 25% | 63.15
1383 | NOTIFIER By Honeywell - Fire Alarm | ISP-106-01 | REPLACEMENT PUMP, VESDA VFT-15 | Each | N/A | 1-Year | 2057.1 | 25% | 1542.825
1384 | NOTIFIER By Honeywell - Fire Alarm | ISP-400 | IAS-1 DISPLAY KIT | Each | N/A | 1-Year | 457.6 | 25% | 343.2
1385 | NOTIFIER By Honeywell - Fire Alarm | ISP-401 | IAS-2 DISPLAY KIT | Each | N/A | 1-Year | 586.6 | 25% | 439.95
1386 | NOTIFIER By Honeywell - Fire Alarm | ISP-405-01 | IAS ASPIRATOR (EN) | Each | N/A | 1-Year | 185.1 | 25% | 138.825
1387 | NOTIFIER By Honeywell - Fire Alarm | ISP-406 | IAS COVER REMOVAL TOOL | Each | N/A | 1-Year | 5.2 | 25% | 3.9
1388 | NOTIFIER By Honeywell - Fire Alarm | ISP-407 | IAS CORNER STUDS (PACK OF 4) | Each | N/A | 1-Year | 5.2 | 25% | 3.9
1389 | NOTIFIER By Honeywell - Fire Alarm | ISP-408 | IAS FLOW SENSOR ASSEMBLY | Each | N/A | 1-Year | 106.1 | 25% | 79.575
1390 | NOTIFIER By Honeywell - Fire Alarm | LF41333 | FILTER CARTRIDGE ASSEMBLY | Each | N/A | 1-Year | 18.6 | 25% | 13.95
1391 | NOTIFIER By Honeywell - Fire Alarm | LF42241 | SINGLE ZONE DUCT SAMPLING KIT - INCLUDES (2) TUBE MOUNTING PLATES, COMPRESSION FITTINGS, ADAPTORS , ELBOWS AND REDUCERS FOR USE WITH XAS-1-US INLET AND EXHAUST TUBES AND FLEXIBLE TUBING. | Each | N/A | 1-Year | 144.1 | 25% | 108.075
1392 | NOTIFIER By Honeywell - Fire Alarm | LF42243 | DUAL ZONE DUCT SAMPLING KIT - INCLUDES (3) TUBE MOUNTING PLATES, COMPRESSION FITTINGS, ADAPTORS, ELBOWS AND REDUCERS FOR USE WITH XAS-2-US , INLET & EXHAUST TUBES AND FLEXIBLE TUBING. | Each | N/A | 1-Year | 196.6 | 25% | 147.45
1393 | NOTIFIER By Honeywell - Fire Alarm | LF42249 | 50' FLEXIBLE SINGLE CORE TUBE - PROVIDES ONE 50 FOOT LONG 1/2" I.D. FLEXIBLE TUBE FOR USE WITH XAS UNITS IN DUCT SAMPLING ARRANGEMENTS. | Each | N/A | 1-Year | 98.3 | 25% | 73.725
1394 | NOTIFIER By Honeywell - Fire Alarm | LF42250 | 25' FLEXIBLE SINGLE CORE TUBE - PROVIDES ONE 25 FOOT LONG 1/2" I.D. FLEXIBLE TUBE FOR USE WITH XAS UNITS IN DUCT SAMPLING ARRANGEMENTS. | Each | N/A | 1-Year | 166.1 | 25% | 124.575
1395 | NOTIFIER By Honeywell - Fire Alarm | LF42282 | SINGLE ZONE WATER TRAP KIT. FOR USE WITH XAS-1-US - INCLUDES 3/4" CPVC PIPE, FITTINGS AND BALL VALVE TO PROVIDE WATER TRAP FUNCTION ON INSTALLATIONS WHICH ARE SUBJECT TO HIGH HUMIDITY AND/OR CONDENSATION. | Each | N/A | 1-Year | 114.7 | 25% | 86.025
1396 | NOTIFIER By Honeywell - Fire Alarm | LF42283 | DUAL ZONE WATER TRAP KIT. FOR USE WITH XAS-2-US - INCLUDES 3/4" CPVC PIPE, FITTINGS AND BALL VALVE TO PROVIDE WATER TRAP FUNCTION ON INSTALLATIONS WHICH ARE SUBJECT TO HIGH HUMIDITY AND/OR CONDENSATION. | Each | N/A | 1-Year | 158.3 | 25% | 118.725
1397 | NOTIFIER By Honeywell - Fire Alarm | LF42285 | 18" - 2 HOLE SAMPLE & EXHAUST TUBE KIT | Each | N/A | 1-Year | 36.2 | 25% | 27.15
1398 | NOTIFIER By Honeywell - Fire Alarm | LF42286 | 36" - 3 HOLE SAMPLE & EXHAUST TUBE KIT | Each | N/A | 1-Year | 32.8 | 25% | 24.6
1399 | NOTIFIER By Honeywell - Fire Alarm | LF42287 | 60" - 4 HOLE SAMPLE & EXHAUST TUBE KIT | Each | N/A | 1-Year | 45.9 | 25% | 34.425
1400 | NOTIFIER By Honeywell - Fire Alarm | LF42288 | 18" - 2 HOLE SAMPLE & EXHAUST TUBE KIT | Each | N/A | 1-Year | 41.5 | 25% | 31.125
1401 | NOTIFIER By Honeywell - Fire Alarm | LF42289 | 36" - 3 HOLE SAMPLE & EXHAUST TUBE KIT | Each | N/A | 1-Year | 65.5 | 25% | 49.125
1402 | NOTIFIER By Honeywell - Fire Alarm | LF42290 | 60" - 4 HOLE SAMPLE & EXHAUST TUBE KIT | Each | N/A | 1-Year | 91.7 | 25% | 68.775
1403 | NOTIFIER By Honeywell - Fire Alarm | OSE-HP-01 | EMITTER -HIGH POWER, BATTERY | Each | N/A | 1-Year | 452.4 | 25% | 339.3
1404 | NOTIFIER By Honeywell - Fire Alarm | OSI-LS | LIGHT SHIELD FOR OSI-10 | Each | N/A | 1-Year | 54.6 | 25% | 40.95
1405 | NOTIFIER By Honeywell - Fire Alarm | OSP-001 | FTDI CABLE 1.5M | Each | N/A | 1-Year | 73.2 | 25% | 54.9
1406 | NOTIFIER By Honeywell - Fire Alarm | OSP-003 | ACRYLIC TEST FILTER - 10 PACK | Each | N/A | 1-Year | 107 | 25% | 80.25
1407 | NOTIFIER By Honeywell - Fire Alarm | OSP-003-200 | ACRYLIC TEST FILTER-BULK PACK 200 UNITS | Each | N/A | 1-Year | 1747.2 | 25% | 1310.4
1408 | NOTIFIER By Honeywell - Fire Alarm | PIP-015 | FLUSH SAMPLING POINT (NOT PICTURED) | Each | N/A | 1-Year | 38.2 | 25% | 28.65
1409 | NOTIFIER By Honeywell - Fire Alarm | TUBING-250 | POLYETHYLENE TUBING, BLACK. 1/2” OD X 3/8” ID, FPE RATED. 250 FEET OF TUBING PER ROLL | Each | N/A | 1-Year | 359.3 | 25% | 269.475
1410 | NOTIFIER By Honeywell - Fire Alarm | VBC-001 | BATTERY CABINET (HOLDS 4 BATTERIES) | Each | N/A | 1-Year | 249 | 25% | 186.75
1411 | NOTIFIER By Honeywell - Fire Alarm | VBT-012 | BATTERY, SEALED, LEAD ACID, 12VDC, 12 AMP/HOUR (2 REQUIRED PER DETECTOR). | Each | N/A | 1-Year | 149.6 | 25% | 112.2
1412 | NOTIFIER By Honeywell - Fire Alarm | VEA-020-STX | DISCONTINUED | Each | N/A | 1-Year | 3920.3 | 25% | 2940.225
1413 | NOTIFIER By Honeywell - Fire Alarm | VEA-040-A00 | VESDA-E VEA-40 ASPIRATING SMOKE DETECTOR WITH LEDS | Each | N/A | 1-Year | 8179.1 | 25% | 6134.325
1414 | NOTIFIER By Honeywell - Fire Alarm | VEA-040-A10 | VESDA-E VEA-40 ASPIRATING SMOKE DETECTOR WITH 3.5” DISPLAY | Each | N/A | 1-Year | 9052.7 | 25% | 6789.525
1415 | NOTIFIER By Honeywell - Fire Alarm | VEA-040-STX | DISCONTINUED | Each | N/A | 1-Year | 7742.3 | 25% | 5806.725
1416 | NOTIFIER By Honeywell - Fire Alarm | VEP-A00 | VEP WITH LEDS | Each | N/A | 1-Year | 6135.9 | 25% | 4601.925
1417 | NOTIFIER By Honeywell - Fire Alarm | VEP-A00-1P | VEP WITH LEDS, 1 PIPE | Each | N/A | 1-Year | 3912.6 | 25% | 2934.45
1418 | NOTIFIER By Honeywell - Fire Alarm | VEP-A00-P | VEP WITH LEDS | Each | N/A | 1-Year | 6098.8 | 25% | 4574.1
1419 | NOTIFIER By Honeywell - Fire Alarm | VEP-A10 | VEP WITH 3.5" DISPLAY | Each | N/A | 1-Year | 6778 | 25% | 5083.5
1420 | NOTIFIER By Honeywell - Fire Alarm | VEP-A10-P | VEP WITH 3.5" DISPLAY | Each | N/A | 1-Year | 6770.4 | 25% | 5077.8
1421 | NOTIFIER By Honeywell - Fire Alarm | VEP-A20 | VEP WITH 7" DISPLAY | Each | N/A | 1-Year | 7405.9 | 25% | 5554.425
1422 | NOTIFIER By Honeywell - Fire Alarm | VER-A40-40-STX | VESDA-E VEA 40-RELAY LOCAL STAX | Each | N/A | 1-Year | 2173.1 | 25% | 1629.825
1423 | NOTIFIER By Honeywell - Fire Alarm | VES-A20 | VES SCAN WITH 7" DISPLAY - 12 RELAYS | Each | N/A | 1-Year | 11675.7 | 25% | 8756.775
1424 | NOTIFIER By Honeywell - Fire Alarm | VEU-A00 | VEU WITH LEDS | Each | N/A | 1-Year | 8007.6 | 25% | 6005.7
1425 | NOTIFIER By Honeywell - Fire Alarm | VEU-A10 | VEU WITH 3.5" DISPLAY | Each | N/A | 1-Year | 8845.2 | 25% | 6633.9
1426 | NOTIFIER By Honeywell - Fire Alarm | VEU-A20 | VEU WITH 7" DISPLAY | Each | N/A | 1-Year | 9205 | 25% | 6903.75
1427 | NOTIFIER By Honeywell - Fire Alarm | VHH-100 | HAND HELD PROGRAMMER, INCLUDES LEADS. | Each | N/A | 1-Year | 1145.5 | 25% | 859.125
1428 | NOTIFIER By Honeywell - Fire Alarm | VHX-0200 | PC - LINK HLI, SLIDING WINDOWS, RS232 INTERFACE. THE VHX - 200 DOES NOT HAVE MODEM CAPABILITIES. | Each | N/A | 1-Year | 1327.9 | 25% | 995.925
1429 | NOTIFIER By Honeywell - Fire Alarm | VHX-0210 | SLIDING WINDOWS HLI WITH DIAL IN/DIAL OUT FUNCTIONALITY | Each | N/A | 1-Year | 1327.9 | 25% | 995.925
1430 | NOTIFIER By Honeywell - Fire Alarm | VHX-0300 | PC - LINK HLI, OPEN PROTOCOL, RS232 INTERFACE. VHX - 0300 HAS PEER TO PEER OPERATIONS. TO BE USED WITH THE VSC OR VSM SOFTWARE, TO PROGRAM VESDANET DEVICES TO THE VHX -0200. | Each | N/A | 1-Year | 1327.9 | 25% | 995.925
1431 | NOTIFIER By Honeywell - Fire Alarm | VHX-0310 | OPEN PROTOCOL MASTER - SLAVE HIGH LEVEL INTERFACE. RS232 | Each | N/A | 1-Year | 1921.9 | 25% | 1441.425
1432 | NOTIFIER By Honeywell - Fire Alarm | VHX-0320 | VESDA ACCESS HLI STANDARD | Each | N/A | 1-Year | 1327.9 | 25% | 995.925
1433 | NOTIFIER By Honeywell - Fire Alarm | VHX-0400 | MODBUS HLI-TYPE 1 METAL BOX WALL-MOUNTED | Each | N/A | 1-Year | 1327.9 | 25% | 995.925
1434 | NOTIFIER By Honeywell - Fire Alarm | VHX-0410 | MODBUS HLI - TYPE 2 METAL BOX WALL-MOUNTED | Each | N/A | 1-Year | 1327.9 | 25% | 995.925
1435 | NOTIFIER By Honeywell - Fire Alarm | VHX-0420 | VESDA MODBUS TYPE 3 HLI STANDARD | Each | N/A | 1-Year | 1327.9 | 25% | 995.925
1436 | NOTIFIER By Honeywell - Fire Alarm | VHX-0900 | PC - HLI, MODEM CABLE TO CONNECT PC - HLI DIRECTLY TO A MODEM. NOTE: THIS WOULD BE USED IN LIEU OF THE RS232 SERIAL CABLE. | Each | N/A | 1-Year | 182 | 25% | 136.5
1437 | NOTIFIER By Honeywell - Fire Alarm | VHX-1200 | WALL - MOUNTED HLI. LINKS VESDANET WITH VESDA SYSTEM MANAGER 4 (VSM4) AND VESDA SYSTEM CONFIGURATOR (VSC). INCLUDES A BUILT - IN VESDANET PORT AND VESDANET SOCKET CARD. | Each | N/A | 1-Year | 1729.7 | 25% | 1297.275
1438 | NOTIFIER By Honeywell - Fire Alarm | VHX-1300 | WALL-MOUNTED OPEN PROTOCOL PEER-TO-PEER | Each | N/A | 1-Year | 1921.9 | 25% | 1441.425
1439 | NOTIFIER By Honeywell - Fire Alarm | VHX-1310 | WALL-MOUNTED OPEN PROTOCOL MASTER-SLAVE | Each | N/A | 1-Year | 1921.9 | 25% | 1441.425
1440 | NOTIFIER By Honeywell - Fire Alarm | VHX-1320 | VESDA ACCESS HLI METAL BOX WALL-MOUNTED | Each | N/A | 1-Year | 1921.9 | 25% | 1441.425
1441 | NOTIFIER By Honeywell - Fire Alarm | VHX-1400 | MODBUS HLI - TYPE 1 | Each | N/A | 1-Year | 1921.9 | 25% | 1441.425
1442 | NOTIFIER By Honeywell - Fire Alarm | VHX-1410 | VESDA HIGH LEVEL INTERFACE | Each | N/A | 1-Year | 1921.9 | 25% | 1441.425
1443 | NOTIFIER By Honeywell - Fire Alarm | VHX-1420 | VESDA MODBUS TYPE 3 HLI METAL BOX WALL-MOUNTED | Each | N/A | 1-Year | 1921.9 | 25% | 1441.425
1444 | NOTIFIER By Honeywell - Fire Alarm | VHX-1420-HFS | NOTIFIER VESDA HLI | Each | N/A | 1-Year | 1830.4 | 25% | 1372.8
1445 | NOTIFIER By Honeywell - Fire Alarm | VIC-010 | VESDANET INTERFACE CARD. THE VESDANET INTERFACE CARD (VN CARD) IS A SIMPLE INTERFACE CARD FOR THE RANGE OF VESDA LASERFOCUS (VLF) SMOKE DETECTORS. THE VN CARD PROVIDES SEAMLESS VESDANET COMMUNICATION FROM THE DETECTOR TO OTHER VESDANET DEVICES, INCLUDING CONFIGURATION AND MONITORING TOOLS. FOR NETWORKING ONLY | Each | N/A | 1-Year | 463 | 25% | 347.25
1446 | NOTIFIER By Honeywell - Fire Alarm | VIC-020 | VESDANET INTERFACE CARD. THE VESDANET INTERFACE CARD (VN CARD) IS A SIMPLE INTERFACE CARD FOR THE RANGE OF VESDA LASERFOCUS (VLF) SMOKE DETECTORS. THE VN CARD PROVIDES SEAMLESS VESDANET COMMUNICATION FROM THE DETECTOR TO OTHER VESDANET DEVICES, INCLUDING CONFIGURATION AND MONITORING TOOLS. PROVIDES ADDITIONAL 2 RELAYS & GENERAL PURPOSE OUTPUT (GPI) | Each | N/A | 1-Year | 349.4 | 25% | 262.05
1447 | NOTIFIER By Honeywell - Fire Alarm | VIC-030 | VESDANET INTERFACE CARD. THE VESDANET INTERFACE CARD (VN CARD) IS A SIMPLE INTERFACE CARD FOR THE RANGE OF VESDA LASERFOCUS (VLF) SMOKE DETECTORS. THE VN CARD PROVIDES SEAMLESS VESDANET COMMUNICATION FROM THE DETECTOR TO OTHER VESDANET DEVICES, INCLUDING CONFIGURATION AND MONITORING TOOLS. SAME AS ABOVE, PLUS 3RD RELAY OR POWERED OUTPUT (MPO) | Each | N/A | 1-Year | 410.6 | 25% | 307.95
1448 | NOTIFIER By Honeywell - Fire Alarm | VKT-002-US | VESDA LASERPLUS VKT - 002 SALES DEMO KIT INCLUDES VLP - 012. | Each | N/A | 1-Year | 8494.7 | 25% | 6371.025
1449 | NOTIFIER By Honeywell - Fire Alarm | VKT-004-US | VESDA LASERCOMPACT VKT - 004 SALES DEMO KIT INCLUDES VLC - 505. | Each | N/A | 1-Year | 3920.8 | 25% | 2940.6
1450 | NOTIFIER By Honeywell - Fire Alarm | VKT-020 | VESDA VLF - 250 DEMO UNIT ONLY, DEMO UNIT WITH POWER CONNECTOR PLUG INSTALLED AND SHORT LENGTH OF PIPE, ELBOW, END CAP AND TWO PIPE LABELS. | Each | N/A | 1-Year | 2144.7 | 25% | 1608.525
1451 | NOTIFIER By Honeywell - Fire Alarm | VKT-020-US | VESDA VLF VKT - 020 SALES DEMO KIT INCLUDES VLF - 250 | Each | N/A | 1-Year | 2453.7 | 25% | 1840.275
1452 | NOTIFIER By Honeywell - Fire Alarm | VKT-050 | VESDA LASERFOCUS DEMO UNIT ONLY, DEMO UNIT WITH POWER CONNECTOR PLUG INSTALLED AND SHORT LENGTH OF PIPE, ELBOW, END CAP AND TWO PIPE LABELS. LASERFOCUS 500 | Each | N/A | 1-Year | 2621.9 | 25% | 1966.425
1453 | NOTIFIER By Honeywell - Fire Alarm | VKT-050-US | VESDA LASERFOCUS SALES DEMO - LASERFOCUS 500 | Each | N/A | 1-Year | 2986.6 | 25% | 2239.95
1454 | NOTIFIER By Honeywell - Fire Alarm | VKT-100 | VESDA VLQ DEMO KIT: VLQ , POWER BRICK W/CORD , USB CABLE, PIPE | Each | N/A | 1-Year | 1790.9 | 25% | 1343.175
1455 | NOTIFIER By Honeywell - Fire Alarm | VKT-301 | OSID DEMO KIT CONSISTING OF 2 X OSE-SPW (FITTED WITH ALKALINE BATTERIES), 1 X OSI-90, 1 X OSID-INST, FITTED IN A CARRY CASE WITH MOUNTING PLATES | Each | N/A | 1-Year | 2957.1 | 25% | 2217.825
1456 | NOTIFIER By Honeywell - Fire Alarm | VKT-601 | ECO DEMO KIT | Each | N/A | 1-Year | 3324 | 25% | 2493
1457 | NOTIFIER By Honeywell - Fire Alarm | VKT-800 | VEU DEMO KIT: INSTRUCTIONS /VEU / SAMSUNG TABLET / PIPE / ROUTER / ROUTER CABLE / POWER BRICK / POWER CORD / SCREW DRIVER FOR COVER RELEASE | Each | N/A | 1-Year | 9801.8 | 25% | 7351.35
1458 | NOTIFIER By Honeywell - Fire Alarm | VKT-900 | VESDA-E VEA DEMO UNIT | Each | N/A | 1-Year | 10035.5 | 25% | 7526.625
1459 | NOTIFIER By Honeywell - Fire Alarm | VKT-HIGH AIRFLOW | HIGH AIRFLOW DEMO KIT: A SPOT DETECTOR IS MOUNTED UNDER THE HOOD BELOW A PERFORATED GRILL THAT CONTAINS A VESDA SAMPLING POINT. FLEXIBLE TUBING CONNECTS A VESDA VLF DEMO DETECTOR (NOT INCLUDED) AND THE DEMO UNIT. A FAN DIRECTS 252 CFM ONTO THE SPOT DETECTOR AND THE VESDA SAMPLING POINT SIMULATING HIGH AIRFLOW. A BUILT IN RESISTOR BURNER ON THE BASE PROVIDES A PUFF OF SMOKE. TO DEMONSTRATE, WHILE THE FAN IS OPERATING, A BUTTON IS PUSHED TO HEAT THE RESISTOR. SMOKE FROM THE RESISTER IS FORCED UP TO THE SPOT DETECTOR AND THE VESDA SAMPLING POINT. THE VESDA DETECTOR WILL GO INTO FULL ALARM, THE SPOT DETECTOR WILL NOT. VESDA VSC CAN BE USED TO SHOW SMOKE TREND GRAPHS. * ADD-ON TO VLP, VLF, VEU DEMOS | Each | N/A | 1-Year | 1089.8 | 25% | 817.35
1460 | NOTIFIER By Honeywell - Fire Alarm | VLC-200-EX-US | HAZERDOUS LOCATION VLC-200(RO)CLASS 1 DIV 2 2000 SQ.FT | Each | N/A | 1-Year | 5096.4 | 25% | 3822.3
1461 | NOTIFIER By Honeywell - Fire Alarm | VLC-205-EX-US | HAZERDOUS LOCATION VLC-205(VN)CLASS 1 DIV 2 2000 SQ.FT | Each | N/A | 1-Year | 5702.4 | 25% | 4276.8
1462 | NOTIFIER By Honeywell - Fire Alarm | VLC-500 | VESDA LASERCOMPACT (RO) RELAY ONLY VERSION, 3 LEVELS OF ALARM PROVIDED, ADJUSTABLE SENSITIVITY RANGE 0.0015 - 6%/FT. OBS., DIRECTLY PROGRAMMABLE WITH V - CONFIG SOFTWARE, V. 3.07 OR LATER. REMOTE LED OUTPUT/OPTION. REQUIRES SEPARATE POWER.PROGRAMMING: THE RO VERSION REQUIRES VSC “VESDA SYSTEM CONFIGURATOR” SOFTWARE, VERSION 3.07 OR LATER, AND RO - CABLE, P/N VSP - 509 CABLE. SEE SPARES AND ACCESSORIES FOR CABLE INFORMATION. | Each | N/A | 1-Year | 2985.5 | 25% | 2239.125
1463 | NOTIFIER By Honeywell - Fire Alarm | VLC-500-EX-US | HAZERDOUS LOCATION VLC-500(RO)CLASS 1 DIV 2 8000 SQ.FT | Each | N/A | 1-Year | 10920 | 25% | 8190
1464 | NOTIFIER By Honeywell - Fire Alarm | VLC-505 | VESDA LASERCOMPACT (VN), VESDANET VERSION PLUS RELAY OUTPUT, COMPATIBLE WITH THE ENTIRE FAMILY OF VESDA LASER PRODUCTS (VLP, VLS, VSM - 3, ETC...). ADJUSTABLE SENSITIVITY RANGE IS 0.0015 - 6%/FT. OBS., OPTIONAL REMOTE DISPLAY AND 7 RELAYS, 3 LEVELS OF ALARM PROVIDED. REQUIRES SEPARATE POWER. PROGRAMMING: THE VN VERSION UTILIZES VESDA LASER PROGRAMMERS, VERSION 2.25 OR LATER. PROGRAMMER CONFIGURATIONS INCLUDE: HAND HELD, REMOTE MOUNT, RACK MOUNT VERSIONS, OR PC LINK HLI. | Each | N/A | 1-Year | 3725.9 | 25% | 2794.425
1465 | NOTIFIER By Honeywell - Fire Alarm | VLC-505-EX-US | HAZERDOUS LOCATION VLC-505(VN)CLASS 1 DIV 2 8000 SQ.FT | Each | N/A | 1-Year | 11527.2 | 25% | 8645.4
1466 | NOTIFIER By Honeywell - Fire Alarm | VLF-250 | VESDA LASERFOCUS(250), COMPATIBLE WITH THE ENTIRE FAMILY OF VESDA LASER PRODUCTS (VLP, VLS, VLC, ETC...). ADJUSTABLE SENSITIVITY RANGE IS 0.008 - 6% RO 6.4 /FT. OBS., BUILT - IN CIRCULAR DISPLAY, 3 LEVELS OF ALARM PROVIDED. | Each | N/A | 1-Year | 2283.4 | 25% | 1712.55
1467 | NOTIFIER By Honeywell - Fire Alarm | VLF-500 | VESDA LASERFOCUS (500), COMPATIBLE WITH THE ENTIRE FAMILY OF VESDA LASER PRODUCTS (VLP, VLS, VLC, ETC...). ADJUSTABLE SENSITIVITY RANGE IS 0.008 - 6% RO 6.4 /FT. OBS., BUILT - IN CIRCULAR DISPLAY, 3 LEVELS OF ALARM PROVIDED. USE FOR AREAS UP TO 5000 SQUARE FEET. | Each | N/A | 1-Year | 2815.2 | 25% | 2111.4
1468 | NOTIFIER By Honeywell - Fire Alarm | VLI-880 | VESDA VLI WITH RELAYS AND ETHERNET ONLY | Each | N/A | 1-Year | 6673.2 | 25% | 5004.9
1469 | NOTIFIER By Honeywell - Fire Alarm | VLI-885 | VESDA VLI WITH VESDANET | Each | N/A | 1-Year | 7280.4 | 25% | 5460.3
1470 | NOTIFIER By Honeywell - Fire Alarm | VLP-002 | LASERPLUS DETECTOR WITH TWO BLANK PLATES AND WITH ALL THE FEATURES OF A STANDARD DISPLAY MODULE. THE DISPLAY MODULE IS MOUNTED IN THE FAR RIGHT POSITION. | Each | N/A | 1-Year | 6099.9 | 25% | 4574.925
1471 | NOTIFIER By Honeywell - Fire Alarm | VLP-012 | SAME AS ABOVE, BUT WITH STANDARD DISPLAY. | Each | N/A | 1-Year | 6665.6 | 25% | 4999.2
1472 | NOTIFIER By Honeywell - Fire Alarm | VLP-400 | LASERPLUS “DETECTOR ONLY” ENCLOSURE WITH THREE BLANK PLATES. THE PLATE IN THE FAR LEFT POSITION INCLUDES FIRE 1 ALARM AND OK (FOK) LED’S. | Each | N/A | 1-Year | 5522.2 | 25% | 4141.65
1473 | NOTIFIER By Honeywell - Fire Alarm | VLQ-100 | VESDA VLQ-100 ASPIRATED SMOKE DETECTOR WITH RELAYS | Each | N/A | 1-Year | 728.4 | 25% | 546.3
1474 | NOTIFIER By Honeywell - Fire Alarm | VLS-200 | LASERSCANNER “DETECTOR ONLY” ENCLOSURE WITH THREE BLANK PLATES. 7 RELAY VERSION | Each | N/A | 1-Year | 7770.9 | 25% | 5828.175
1475 | NOTIFIER By Honeywell - Fire Alarm | VLS-204 | LASERSCANNER DETECTOR WITH TWO BLANK PLATES AND SCANNER DISPLAY MODULE. THE DISPLAY MODULE IS MOUNTED IN THE FAR RIGHT POSITION. 7 RELAY VERSION | Each | N/A | 1-Year | 9096.4 | 25% | 6822.3
1476 | NOTIFIER By Honeywell - Fire Alarm | VLS-214 | LASERSCANNER DETECTOR WITH A CENTRALLY MOUNTED LCD PROGRAMMER MODULE. SAME AS ABOVE BUT WITH SCANNER DISPLAY. 7 RELAY VERSION | Each | N/A | 1-Year | 10056.2 | 25% | 7542.15
1477 | NOTIFIER By Honeywell - Fire Alarm | VLS-304 | LASERSCANNER DETECTOR WITH TWO BLANK PLATES AND SCANNER DISPLAY MODULE. THE DISPLAY MODULE IS MOUNTED IN THE FAR RIGHT POSITION. 12 RELAY VERSION | Each | N/A | 1-Year | 9544.1 | 25% | 7158.075
1478 | NOTIFIER By Honeywell - Fire Alarm | VLS-310 | LASERSCANNER DETECTOR WITH A CENTRALLY MOUNTED LCD PROGRAMMER MODULE. DOES NOT INCLUDE DISPLAY | Each | N/A | 1-Year | 9252.9 | 25% | 6939.675
1479 | NOTIFIER By Honeywell - Fire Alarm | VLS-314 | LASERSCANNER DETECTOR WITH A CENTRALLY MOUNTED LCD PROGRAMMER MODULE. SAME AS ABOVE BUT WITH SCANNER DISPLAY. 12 RELAY VERSION | Each | N/A | 1-Year | 10508.3 | 25% | 7881.225
1480 | NOTIFIER By Honeywell - Fire Alarm | VLS-600 | LASERSCANNER “DETECTOR ONLY” ENCLOSURE WITH THREE BLANK PLATES. THE PLATE IN THE FAR LEFT POSITION INCLUDES FIRE 1 ALARM (FOR ANY SECTOR) AND OK (FOK) LED’S. 7 RELAY VERSION | Each | N/A | 1-Year | 8270.8 | 25% | 6203.1
1481 | NOTIFIER By Honeywell - Fire Alarm | VLS-700 | LASERSCANNER “DETECTOR ONLY” ENCLOSURE WITH THREE BLANK PLATES. THE PLATE IN THE FAR LEFT POSITION INCLUDES FIRE 1 ALARM (FOR ANY SECTOR) AND OK (FOK) LED’S. 12 RELAY VERSION | Each | N/A | 1-Year | 8733.8 | 25% | 6550.35
1482 | NOTIFIER By Honeywell - Fire Alarm | VP-CLIP-US | 3/4" PIPE SUPPORT CLAMP (REQUIRED FOR EACH 5 FEET OF PIPE). ENTER QUANTITY IN NUMBER OF PIECES REQUIRED FOR PROJECT. SOLD IN BOX QUANTITIES OF 50. PRICE SHOWN PER BOX. | Each | N/A | 1-Year | 136.5 | 25% | 102.375
1483 | NOTIFIER By Honeywell - Fire Alarm | VP-COUP | COUPLING, 3/4” , SOCKET TO SOCKET CPVC COUPLINGS, BOX OF 15 | Each | N/A | 1-Year | 28.4 | 25% | 21.3
1484 | NOTIFIER By Honeywell - Fire Alarm | VP-CUTTER | CPVC PIPE CUTTERS. CUTS UP TO 1 1/2” PIPE | Each | N/A | 1-Year | 186.7 | 25% | 140.025
1485 | NOTIFIER By Honeywell - Fire Alarm | VP-EC | END CAP, 3/4” CPVC, BOX OF 25 | Each | N/A | 1-Year | 30.6 | 25% | 22.95
1486 | NOTIFIER By Honeywell - Fire Alarm | VP-ELB-45 | ELBOW - 45 DEGREE, 3/4”, SOCKET TO SOCKET, 45 DEGREE CPVC ELBOW, BOX OF 10 | Each | N/A | 1-Year | 27.3 | 25% | 20.475
1487 | NOTIFIER By Honeywell - Fire Alarm | VP-ELB-90 | ELBOW - 90 DEGREE, 3/4”, SOCKET TO SOCKET, 90 DEGREE CPVC ELBOW, BOX OF 20 | Each | N/A | 1-Year | 39.3 | 25% | 29.475
1488 | NOTIFIER By Honeywell - Fire Alarm | VP-P-210 | VESDA PIPE - IMPRINTED WITH “SMOKE DETECTOR SAMPLING TUBE - DO NOT DISTURB” ALONG ITS LENGTH ON OPPOSITE SIDES AT 18” INTERVALS. KITS COME WITH 15FT LENGTHS OF 3/4” ORANGE CPVC PIPE. BOX OF 14 PIECES (210 FEET TOTAL) | Each | N/A | 1-Year | 363.6 | 25% | 272.7
1489 | NOTIFIER By Honeywell - Fire Alarm | VP-P-420 | VESDA PIPE - IMPRINTED WITH “SMOKE DETECTOR SAMPLING TUBE - DO NOT DISTURB” ALONG ITS LENGTH ON OPPOSITE SIDES AT 18” INTERVALS. KITS COME WITH 15FT LENGTHS OF 3/4” ORANGE CPVC PIPE. BOX OF 28 PIECES (420 FEET TOTAL) | Each | N/A | 1-Year | 726.2 | 25% | 544.65
1490 | NOTIFIER By Honeywell - Fire Alarm | VPS-100CN-120 | POWERS ONE VFT-15 UNIT AND ACCESSORIES (VFT REMOTE DISPLAY, ETC…). REQUIRES BATTERY CALCULATION TO DETERMINE REQUIRED BATTERY CAPACITY FOR STANDBY POWER PURPOSES. ENCLOSURE SUPPORTS TWO 12 V, 12 AH BATTERIES. | Each | N/A | 1-Year | 847.4 | 25% | 635.55
1491 | NOTIFIER By Honeywell - Fire Alarm | VPS-100US-120 | POWER SUPPLY, SINGLE ZONE, WITH HOUSING. POWERS UP TO 5 REMOTE (SINGLE BOX) UNITS OR 1 REMOTE 19” SUBRACK, OR 2 LASERCOMPACT UNITS, OR 1 LASERPLUS, LASERFOCUS OR LASERSCANNER UNIT. VPS - 100US - XXX REQUIRES (2) 12 VDC, 12 AMP/HOUR BATTERIES. 120 VAC VERSION | Each | N/A | 1-Year | 620.3 | 25% | 465.225
1492 | NOTIFIER By Honeywell - Fire Alarm | VPS-100US-220 | POWER SUPPLY, SINGLE ZONE, WITH HOUSING. POWERS UP TO 5 REMOTE (SINGLE BOX) UNITS OR 1 REMOTE 19” SUBRACK, OR 2 LASERCOMPACT UNITS, OR 1 LASERPLUS, LASERFOCUS OR LASERSCANNER UNIT. VPS - 100US - XXX REQUIRES (2) 12 VDC, 12 AMP/HOUR BATTERIES. 220 VAC VERSION | Each | N/A | 1-Year | 620.3 | 25% | 465.225
1493 | NOTIFIER By Honeywell - Fire Alarm | VPS-300US-120 | POWER SUPPLY, MULTI ZONE WITH HOUSING, INCLUDES BATTERY CABINET. CONSIST OF VPS - 100US - XXX AND BATTERY CABINET VBC - 001. HOLDS UP TO (6) 12 VDC, 12 AMP/HOUR BATTERIES(MAXIMUM) AND 4 BATTERIES (MINIMUM). WITH FOUR BATTERIES - EACH VPS - 300US - XXX COMBINATION SUPPORTS UP TO 10 REMOTE SINGLE BOX UNITS, OR 2 REMOTE 19” SUBRACKS, OR 4 LASERCOMPACT UNITS OR 2 LASERPLUS OR LASERSCANNER UNITS. WITH SIX BATTERIES - EACH VPS - 300US - XXX COMBINATION SUPPORTS UP TO 15 REMOTE SINGLE BOX UNITS, OR 3 REMOTE 19” SUBRACKS, OR 6 LASERCOMPACT UNITS OR 3 LASERPLUS, LASERFOCUS OR LASERSCANNER UNITS. 120 VAC VERSION | Each | N/A | 1-Year | 934.8 | 25% | 701.1
1494 | NOTIFIER By Honeywell - Fire Alarm | VPS-300US-220 | POWER SUPPLY, MULTI ZONE WITH HOUSING, INCLUDES BATTERY CABINET. CONSIST OF VPS - 100US - XXX AND BATTERY CABINET VBC - 001. HOLDS UP TO (6) 12 VDC, 12 AMP/HOUR BATTERIES(MAXIMUM) AND 4 BATTERIES (MINIMUM). WITH FOUR BATTERIES - EACH VPS - 300US - XXX COMBINATION SUPPORTS UP TO 10 REMOTE SINGLE BOX UNITS, OR 2 REMOTE 19” SUBRACKS, OR 4 LASERCOMPACT UNITS OR 2 LASERPLUS OR LASERSCANNER UNITS. WITH SIX BATTERIES - EACH VPS - 300US - XXX COMBINATION SUPPORTS UP TO 15 REMOTE SINGLE BOX UNITS, OR 3 REMOTE 19” SUBRACKS, OR 6 LASERCOMPACT UNITS OR 3 LASERPLUS, LASERFOCUS OR LASERSCANNER UNITS. 220 VAC VERSION | Each | N/A | 1-Year | 934.8 | 25% | 701.1
1495 | NOTIFIER By Honeywell - Fire Alarm | VPS-400US-48 | 48 VDC MULTI ZONE POWER SUPPLY WITH HOUSING. POWERS UP TO 4 UNITS. | Each | N/A | 1-Year | 1430.5 | 25% | 1072.875
1496 | NOTIFIER By Honeywell - Fire Alarm | VPS-VEA-115UL | VESDA-E VEA POWER SUPPLY STAX (UL), 120VAC | Each | N/A | 1-Year | 1081.1 | 25% | 810.825
1497 | NOTIFIER By Honeywell - Fire Alarm | VPS-VEA-230UL | VESDA-E VEA POWER SUPPLY STAX (UL), 220VAC | Each | N/A | 1-Year | 1081.1 | 25% | 810.825
1498 | NOTIFIER By Honeywell - Fire Alarm | VP-TEE | PIPE TEES, 3/4” CPVC PIPE TEES. EQUAL. BOX OF 15 (LIST PRICE PER TEE $1.86) SOLD IN KITS ONLY | Each | N/A | 1-Year | 39.3 | 25% | 29.475
1499 | NOTIFIER By Honeywell - Fire Alarm | VP-TEE-FPT | TEE, BOX OF 10, 3/4” X 1/2” FPT. SOLD IN KITS ONLY | Each | N/A | 1-Year | 64.4 | 25% | 48.3
1500 | NOTIFIER By Honeywell - Fire Alarm | VP-UNION | SOCKET UNION, 3/4” CPVC UNION, BOX OF 10 | Each | N/A | 1-Year | 53.5 | 25% | 40.125
1501 | NOTIFIER By Honeywell - Fire Alarm | VRE-001 | SINGLE BLANKING PLATE | Each | N/A | 1-Year | 78.6 | 25% | 58.95
1502 | NOTIFIER By Honeywell - Fire Alarm | VRE-002 | DOUBLE BLANKING PLATE | Each | N/A | 1-Year | 86.3 | 25% | 64.725
1503 | NOTIFIER By Honeywell - Fire Alarm | VRE-100 | ENCLOSURE | Each | N/A | 1-Year | 997 | 25% | 747.75
1504 | NOTIFIER By Honeywell - Fire Alarm | VRT-000 | REMOTE MOUNTING SINGLE BOX WITH ESCUTCHEON ONLY (BLANK PLATE AND TERMINATION CARD NOT INCLUDED) | Each | N/A | 1-Year | 186.7 | 25% | 140.025
1505 | NOTIFIER By Honeywell - Fire Alarm | VRT-100 | PROGRAMMER, INCLUDES REMOTE TERMINATION CARD. NO RELAYS. | Each | N/A | 1-Year | 1410.9 | 25% | 1058.175
1506 | NOTIFIER By Honeywell - Fire Alarm | VRT-200 | DISPLAY, LASERPLUS AND LASERFOCUS WITH A REMOTE TERMINATION CARD. WITH 7 RELAYS (FOR VESDA LASERPLUS) | Each | N/A | 1-Year | 1509.1 | 25% | 1131.825
1507 | NOTIFIER By Honeywell - Fire Alarm | VRT-300 | VESDANET SOCKET | Each | N/A | 1-Year | 763.3 | 25% | 572.475
1508 | NOTIFIER By Honeywell - Fire Alarm | VRT-400 | DISPLAY, SCANNER VERSION WITH A REMOTE TERMINATION CARD. WITH 7 RELAYS | Each | N/A | 1-Year | 1516.8 | 25% | 1137.6
1509 | NOTIFIER By Honeywell - Fire Alarm | VRT-500 | REMOTE TERMINATION AND RELAY PROCESSOR CARD WITH BLANK PLATE, IN REMOTE MOUNTING BOX. WITH 7 RELAYS FOR VLP, VLF, OR VLC | Each | N/A | 1-Year | 1106.2 | 25% | 829.65
1510 | NOTIFIER By Honeywell - Fire Alarm | VRT-501 | REMOTE TERMINATION AND RELAY PROCESSOR CARD WITH BLANK PLATE, IN REMOTE MOUNTING BOX. WITH 7 RELAYS FOR VLS | Each | N/A | 1-Year | 1109.5 | 25% | 832.125
1511 | NOTIFIER By Honeywell - Fire Alarm | VRT-600 | DISPLAY, LASERPLUS AND LASERFOCUS WITH A REMOTE TERMINATION CARD. WITHOUT RELAYS (FOR VESDA LASERPLUS) | Each | N/A | 1-Year | 1363.9 | 25% | 1022.925
1512 | NOTIFIER By Honeywell - Fire Alarm | VRT-700 | DISPLAY, SCANNER VERSION WITH A REMOTE TERMINATION CARD. WITHOUT RELAYS | Each | N/A | 1-Year | 1373.7 | 25% | 1030.275
1513 | NOTIFIER By Honeywell - Fire Alarm | VRT-800 | DISPLAY, SCANNER VERSION WITH A REMOTE TERMINATION CARD. WITH 12 RELAYS | Each | N/A | 1-Year | 1717.7 | 25% | 1288.275
1514 | NOTIFIER By Honeywell - Fire Alarm | VRT-900 | VLS REMOTE TERMINATION AND RLAY PROCESSOR CARD, 12 RELAYS WITH BLANK PLATE, IN REMOTE MOUNTING BOX. EQUIPPED WITH 12 RELAYS FOR VLS. | Each | N/A | 1-Year | 1354.1 | 25% | 1015.575
1515 | NOTIFIER By Honeywell - Fire Alarm | VRT-A10 | VESDA ANALOG OUTPUT MODULE. THE VESDA ANALOG OUTPUT MODULE (AOM) IS AN INTERFACE ACCESSORY/TERMINATION CARD THAT PROVIDES AN OUTPUT PROPORTIONAL TO A DIGITALLY RECORDED SMOKE READING. THE AOM IS SUPPLIED IN A REMOTE MOUNTING BOX. THE AOM CONVERTS THE DIGITAL INPUT FROM THE VESDANET DETECTORS INTO AN ANALOG OUTPUT. THIS ALLOWS VESDA DETECTORS TO INTERFACE WITH EXISTING BUILDING MANAGEMENT SYSTEMS (BMS) AND FIRE ALARM PANELS THAT REQUIRE AN ANALOG SIGNAL TO READ A SMOKE LEVEL STATUS. | Each | N/A | 1-Year | 1300.6 | 25% | 975.45
1516 | NOTIFIER By Honeywell - Fire Alarm | VRT-J00 | DISPLAY, COMPACT VERSION. WITH 7 RELAYS | Each | N/A | 1-Year | 1575.8 | 25% | 1181.85
1517 | NOTIFIER By Honeywell - Fire Alarm | VRT-K00 | DISPLAY, COMPACT VERSION. WITHOUT RELAYS | Each | N/A | 1-Year | 1408.7 | 25% | 1056.525
1518 | NOTIFIER By Honeywell - Fire Alarm | VRT-Q00 | DISPLAY, VLI, WITH A REMOTE TERMINATION CARD. EQUIPPED WITH RELAYS. | Each | N/A | 1-Year | 1509.1 | 25% | 1131.825
1519 | NOTIFIER By Honeywell - Fire Alarm | VRT-S07 | VESDA SYSTEM RELAY MODULE. UNIVERSAL NETWORK MODULE WITH 7 PROGRAMMABLE RELAYS, (ISOLATE, MINOR FAULT, URGENT FAULT, ALERT, ACTION, FIRE 1, FIRE 2) THE SYSTEM RELAY MODULE IS A REMOTE TERMINATION CARD WITH NEW SOFTWARE SUPPLIED IN A REMOTE MOUNTING BOX (VRT). THE SYSTEM RELAY MODULE ALLOWS REPORTING OF ANY ALARM OR FAULT CONDITION THAT APPEARS ON A VESDANET LOOP REGARDLESS OF THE INITIATING ZONE. IT ALLOWS A MORE COST - EFFECTIVE SOLUTION FOR RAISING A WARNING SIGNAL WHEN SEVERAL VESDA DETECTORS ARE INSTALLED ON A SINGLE VESDANET LOOP AND ADDRESSABILITY IS NOT REQUIRED. | Each | N/A | 1-Year | 1076.7 | 25% | 807.525
1520 | NOTIFIER By Honeywell - Fire Alarm | VRT-T00 | DISPLAY, VLI, WITH A REMOTE TERMINATION CARD. NO RELAYS. | Each | N/A | 1-Year | 1410.9 | 25% | 1058.175
1521 | NOTIFIER By Honeywell - Fire Alarm | VRT-V00 | DISPLAY, LASERPLUS AND LASERFOCUS WITH A REMOTE TERMINATION CARD. WITH 7 RELAYS (FOR VESDA LASERFOCUS) | Each | N/A | 1-Year | 1575.8 | 25% | 1181.85
1522 | NOTIFIER By Honeywell - Fire Alarm | VSP-000 | BLANK PLATE, WITH VESDA LOGO | Each | N/A | 1-Year | 33.9 | 25% | 25.425
1523 | NOTIFIER By Honeywell - Fire Alarm | VSP-001 | PROGRAMMER MODULE | Each | N/A | 1-Year | 954.4 | 25% | 715.8
1524 | NOTIFIER By Honeywell - Fire Alarm | VSP-002 | STANDARD DISPLAY MODULE | Each | N/A | 1-Year | 954.4 | 25% | 715.8
1525 | NOTIFIER By Honeywell - Fire Alarm | VSP-003 | VESDANET SOCKET KIT | Each | N/A | 1-Year | 753.5 | 25% | 565.125
1526 | NOTIFIER By Honeywell - Fire Alarm | VSP-004 | SCANNER DISPLAY MODULE | Each | N/A | 1-Year | 954.4 | 25% | 715.8
1527 | NOTIFIER By Honeywell - Fire Alarm | VSP-005 | FILTER CARTRIDGE (RECOMMEND REPLACING EVERY 2 YEARS) | Each | N/A | 1-Year | 110.3 | 25% | 82.725
1528 | NOTIFIER By Honeywell - Fire Alarm | VSP-006 | DETECTOR CHASSIS ASSEMBLY, INCLUDES MANIFOLD | Each | N/A | 1-Year | 4615.9 | 25% | 3461.925
1529 | NOTIFIER By Honeywell - Fire Alarm | VSP-006E | VESDA LASER CHASSIS REFURBISHMENT - LASERPLUS REFURB | Each | N/A | 1-Year | 1921.9 | 25% | 1441.425
1530 | NOTIFIER By Honeywell - Fire Alarm | VSP-007 | “0” RELAY REMOTE TERMINATION CARD | Each | N/A | 1-Year | 375.6 | 25% | 281.7
1531 | NOTIFIER By Honeywell - Fire Alarm | VSP-008 | REMOTE TERMINATION CARD (RTC7) | Each | N/A | 1-Year | 562.4 | 25% | 421.8
1532 | NOTIFIER By Honeywell - Fire Alarm | VSP-009 | SCANNER CHASSIS ASSEMBLY, INCLUDES SCANNING MANIFOLD | Each | N/A | 1-Year | 8030.6 | 25% | 6022.95
1533 | NOTIFIER By Honeywell - Fire Alarm | VSP-009E | VESDA LASER CHASSIS REFURBISHMENT - LASERSCANNER REFURB | Each | N/A | 1-Year | 3432 | 25% | 2574
1534 | NOTIFIER By Honeywell - Fire Alarm | VSP-011 | RECESS MOUNTING KIT FOR VLP OR VLS DETECTOR | Each | N/A | 1-Year | 240.2 | 25% | 180.15
1535 | NOTIFIER By Honeywell - Fire Alarm | VSP-012 | RECESS MOUNTING KIT FOR REMOTE SINGLE BOXES | Each | N/A | 1-Year | 252.3 | 25% | 189.225
1536 | NOTIFIER By Honeywell - Fire Alarm | VSP-013 | VLP & VLS DETECTOR COVER ASSEMBLY | Each | N/A | 1-Year | 358.2 | 25% | 268.65
1537 | NOTIFIER By Honeywell - Fire Alarm | VSP-014 | 7 - RELAY HEAD TERMINATION CARD (HTC7) | Each | N/A | 1-Year | 1025.4 | 25% | 769.05
1538 | NOTIFIER By Honeywell - Fire Alarm | VSP-015 | ASPIRATOR FOR LASERPLUS & SCANNER | Each | N/A | 1-Year | 637.7 | 25% | 478.275
1539 | NOTIFIER By Honeywell - Fire Alarm | VSP-016 | 12 RELAY HEAD TERMINATION CARD (HTC12) | Each | N/A | 1-Year | 1503.7 | 25% | 1127.775
1540 | NOTIFIER By Honeywell - Fire Alarm | VSP-018 | FILTER SWITCH | Each | N/A | 1-Year | 86.3 | 25% | 64.725
1541 | NOTIFIER By Honeywell - Fire Alarm | VSP-019 | FILTER COVER | Each | N/A | 1-Year | 14.2 | 25% | 10.65
1542 | NOTIFIER By Honeywell - Fire Alarm | VSP-020 | COVER SCREWS, EACH | Each | N/A | 1-Year | 4.4 | 25% | 3.3
1543 | NOTIFIER By Honeywell - Fire Alarm | VSP-021 | METRIC TO IMPERIAL PIPE ADAPTORS, KIT OF FOUR | Each | N/A | 1-Year | 33.9 | 25% | 25.425
1544 | NOTIFIER By Honeywell - Fire Alarm | VSP-025 | FILTERS (20 PER PACK) | Each | N/A | 1-Year | 1563.7 | 25% | 1172.775
1545 | NOTIFIER By Honeywell - Fire Alarm | VSP-028 | VLP/VLS MOUNTING BRACKET | Each | N/A | 1-Year | 51.3 | 25% | 38.475
1546 | NOTIFIER By Honeywell - Fire Alarm | VSP-030 | VLI INTELLIGENT FILTER SPARE PART | Each | N/A | 1-Year | 484.8 | 25% | 363.6
1547 | NOTIFIER By Honeywell - Fire Alarm | VSP-031 | VLI SECONDARY FILTER SPARE PART | Each | N/A | 1-Year | 121.2 | 25% | 90.9
1548 | NOTIFIER By Honeywell - Fire Alarm | VSP-032 | VLI ASPIRATOR SPARE PART | Each | N/A | 1-Year | 607.2 | 25% | 455.4
1549 | NOTIFIER By Honeywell - Fire Alarm | VSP-033 | VLI CHAMBER ASSEMBLY | Each | N/A | 1-Year | 1699.2 | 25% | 1274.4
1550 | NOTIFIER By Honeywell - Fire Alarm | VSP-034 | VLI CHAMBER ASSEMBLY SPARE PART | Each | N/A | 1-Year | 728.4 | 25% | 546.3
1551 | NOTIFIER By Honeywell - Fire Alarm | VSP-035 | VLI REMOTE DISPLAY MODULE SPARE | Each | N/A | 1-Year | 954.4 | 25% | 715.8
1552 | NOTIFIER By Honeywell - Fire Alarm | VSP-036 | VLI ULTRASONIC FLOW MANIFOLD SPARE | Each | N/A | 1-Year | 1125.9 | 25% | 844.425
1553 | NOTIFIER By Honeywell - Fire Alarm | VSP-100 | BLANK PLATE WITH FOK LED’S AND LOGO | Each | N/A | 1-Year | 149.6 | 25% | 112.2
1554 | NOTIFIER By Honeywell - Fire Alarm | VSP-1000 | VESDA-E VEA 6MM TO 4MM REDUCER. ENTER QUANTITY IN NUMBER OF PIECES REQUIRED. SOLD IN PACK OF 10. PRICE SHOWN PER PACK | Each | N/A | 1-Year | 128.9 | 25% | 96.675
1555 | NOTIFIER By Honeywell - Fire Alarm | VSP-1001 | VESDA-E VEA 6MM TO 6MM JOINER STRAIGHT. ENTER QUANTITY IN NUMBER OF PIECES REQUIRED. SOLD IN PACK OF 10. PRICE SHOWN PER PACK | Each | N/A | 1-Year | 69.9 | 25% | 52.425
1556 | NOTIFIER By Honeywell - Fire Alarm | VSP-1002 | VESDA-E VEA 4MM TO 4MM JOINER STRAIGHT. ENTER QUANTITY IN NUMBER OF PIECES REQUIRED. SOLD IN PACK OF 10. PRICE SHOWN PER PACK | Each | N/A | 1-Year | 89.5 | 25% | 67.125
1557 | NOTIFIER By Honeywell - Fire Alarm | VSP-1003 | VESDA-E VEA 6MM TO 6MM JOINER RIGHT ANGLE. ENTER QUANTITY IN NUMBER OF PIECES REQUIRED. SOLD IN PACK OF 10. PRICE SHOWN PER PACK | Each | N/A | 1-Year | 75.3 | 25% | 56.475
1558 | NOTIFIER By Honeywell - Fire Alarm | VSP-1004 | VESDA-E VEA 4MM TO 4MM JOINER RIGHT ANGLE. ENTER QUANTITY IN NUMBER OF PIECES REQUIRED. SOLD IN PACK OF 10. PRICE SHOWN PER PACK | Each | N/A | 1-Year | 103.7 | 25% | 77.775
1559 | NOTIFIER By Honeywell - Fire Alarm | VSP-100US-PCB | POWER SUPPLY CIRCUIT BOARD ONLY | Each | N/A | 1-Year | 345.1 | 25% | 258.825
1560 | NOTIFIER By Honeywell - Fire Alarm | VSP-102 | VLP RELAY PROCESSOR MODULE (DRP) | Each | N/A | 1-Year | 417.1 | 25% | 312.825
1561 | NOTIFIER By Honeywell - Fire Alarm | VSP-103 | VLS RELAY PROCESSOR MODULE (DRP) | Each | N/A | 1-Year | 417.1 | 25% | 312.825
1562 | NOTIFIER By Honeywell - Fire Alarm | VSP-208 | 12 RELAY REMOTE TERMINATION CARD (RTC12) | Each | N/A | 1-Year | 646.5 | 25% | 484.875
1563 | NOTIFIER By Honeywell - Fire Alarm | VSP-300 | BLANK PLATE, WITHOUT VESDA LOGO | Each | N/A | 1-Year | 21.8 | 25% | 16.35
1564 | NOTIFIER By Honeywell - Fire Alarm | VSP-501 | ASPIRATOR, LASERCOMPACT | Each | N/A | 1-Year | 605 | 25% | 453.75
1565 | NOTIFIER By Honeywell - Fire Alarm | VSP-502 | *COMPACT (VN) REMOTE DISPLAY MODULE | Each | N/A | 1-Year | 959.9 | 25% | 719.925
1566 | NOTIFIER By Honeywell - Fire Alarm | VSP-509 | RO - CABLE FOR USE WITH LASER COMPACT RELAY ONLY (RO) VERSION. THIS CABLE IS REQUIRED FOR PROGRAMMING. REQUIRES V - CONFIG PRO SOFTWARE. | Each | N/A | 1-Year | 89.5 | 25% | 67.125
1567 | NOTIFIER By Honeywell - Fire Alarm | VSP-510 | COMPACT (RO) TERMINATION CARD (CTC - RO) | Each | N/A | 1-Year | 751.3 | 25% | 563.475
1568 | NOTIFIER By Honeywell - Fire Alarm | VSP-515 | COMPACT (VN) TERMINATION CARD (CTC - VN) | Each | N/A | 1-Year | 1084.4 | 25% | 813.3
1569 | NOTIFIER By Honeywell - Fire Alarm | VSP-540 | EXHAUST DEFLECTOR, BLACK, FOR USE WITH VESDA LASERPLUS, VESDA LASERSCANNER AND VESDA LASERCOMPACT. | Each | N/A | 1-Year | 47 | 25% | 35.25
1570 | NOTIFIER By Honeywell - Fire Alarm | VSP-610-US | TAMPER PROOF SAMPLING POINT, 1" / 25MM RIGID OR FLEXIBLE CONDUIT | Each | N/A | 1-Year | 431.3 | 25% | 323.475
1571 | NOTIFIER By Honeywell - Fire Alarm | VSP-620-01 | TAMPER PROOF SAMPLING POINT, 6MM CAPILLARY | Each | N/A | 1-Year | 431.3 | 25% | 323.475
1572 | NOTIFIER By Honeywell - Fire Alarm | VSP-620-02 | TAMPER PROOF SAMPLING POINT, 8MM CAPILLARY | Each | N/A | 1-Year | 431.3 | 25% | 323.475
1573 | NOTIFIER By Honeywell - Fire Alarm | VSP-715 | SPARE ASPIRATOR, VLF - 250 &VLF 500 | Each | N/A | 1-Year | 568.9 | 25% | 426.675
1574 | NOTIFIER By Honeywell - Fire Alarm | VSP-722 | VLF-250 ASPIRATOR ASSEMBLY (1 FAN) | Each | N/A | 1-Year | 510 | 25% | 382.5
1575 | NOTIFIER By Honeywell - Fire Alarm | VSP-850-G | EXTERNAL IN LINE FILTER-GREY | Each | N/A | 1-Year | 204.2 | 25% | 153.15
1576 | NOTIFIER By Honeywell - Fire Alarm | VSP-850-R | EXTERNAL IN LINE FILTER-RED | Each | N/A | 1-Year | 204.2 | 25% | 153.15
1577 | NOTIFIER By Honeywell - Fire Alarm | VSP-855-20 | SPARES IN LINE FILTER-20 PACK | Each | N/A | 1-Year | 327.6 | 25% | 245.7
1578 | NOTIFIER By Honeywell - Fire Alarm | VSP-855-4 | SPARES IN LINE FILTER-4 PACK | Each | N/A | 1-Year | 87.4 | 25% | 65.55
1579 | NOTIFIER By Honeywell - Fire Alarm | VSP-860-US | REFRIGERATED STORAGE SAMPLING KIT US | Each | N/A | 1-Year | 127.9 | 25% | 95.925
1580 | NOTIFIER By Honeywell - Fire Alarm | VSP-870-US | IN-LINE FLOW RESTRICTOR ASSEMBLY - US, FOR USE WITH TAMPER PROOF SAMPLING POINTS (MODELS VSP-610-US AND VSP-620). | Each | N/A | 1-Year | 62.2 | 25% | 46.65
1581 | NOTIFIER By Honeywell - Fire Alarm | VSP-871 | FLOW RESTRICTOR 10 PACK | Each | N/A | 1-Year | 129 | 25% | 96.75
1582 | NOTIFIER By Honeywell - Fire Alarm | VSP-877 | FLUSH MOUNT SAMPLING POINT. IDEAL FOR BLIND CEILING INSTALLATIONS WHERE ACCESS TO BACK SIDE OF CEILING IS NOT POSSIBLE, OR WHERE AESTHETICS IS OF CONCERN. ENGRAVED LABELING ELIMINATES NEED FOR APPLYING LABEL | Each | N/A | 1-Year | 22.9 | 25% | 17.175
1583 | NOTIFIER By Honeywell - Fire Alarm | VSP-878 | PUSH-IN CONNECT ADAPTOR KIT FOR ½” CAPILLARY TUBING. FOR USE WITH VSP-877. INCLUDES MALE AND FEMALE PUSH-IN FITTINGS | Each | N/A | 1-Year | 16.6 | 25% | 12.45
1584 | NOTIFIER By Honeywell - Fire Alarm | VSP-890 | VLQ SURFACE MOUNTING KIT | Each | N/A | 1-Year | 63.3 | 25% | 47.475
1585 | NOTIFIER By Honeywell - Fire Alarm | VSP-891 | VLQ FLUSH MOUNTING KIT | Each | N/A | 1-Year | 63.3 | 25% | 47.475
1586 | NOTIFIER By Honeywell - Fire Alarm | VSP-892 | VLQ REPLACEMENT FILTER | Each | N/A | 1-Year | 85.2 | 25% | 63.9
1587 | NOTIFIER By Honeywell - Fire Alarm | VSP-893 | PIPE KIT (METRIC) FOR VLQ-100 | Each | N/A | 1-Year | 43.7 | 25% | 32.775
1588 | NOTIFIER By Honeywell - Fire Alarm | VSP-893-US | PIPE KIT (IMPERIAL) FOR VLQ-100 | Each | N/A | 1-Year | 113.6 | 25% | 85.2
1589 | NOTIFIER By Honeywell - Fire Alarm | VSP-950 | TEST POINT PIPE LABELS. ENTER QUANTITY IN NUMBER OF PIECES REQUIRED FOR PROJECT. SOLD BY SHEET WITH QUANTITY OF 12 PER SHEET. PRICE SHOWN PER SHEET. | Each | N/A | 1-Year | 52.4 | 25% | 39.3
1590 | NOTIFIER By Honeywell - Fire Alarm | VSP-960 | MOUNTING BRACKET | Each | N/A | 1-Year | 57.9 | 25% | 43.425
1591 | NOTIFIER By Honeywell - Fire Alarm | VSP-961 | VESDA-E VEU IMPERIAL PIPE ADAPTOR (FOR EXHAUST) | Each | N/A | 1-Year | 53.5 | 25% | 40.125
1592 | NOTIFIER By Honeywell - Fire Alarm | VSP-962 | VESDA-E FILTER | Each | N/A | 1-Year | 125.6 | 25% | 94.2
1593 | NOTIFIER By Honeywell - Fire Alarm | VSP-963 | VESDA-E ASPIRATOR | Each | N/A | 1-Year | 727.3 | 25% | 545.475
1594 | NOTIFIER By Honeywell - Fire Alarm | VSP-964 | VESDA-E SMOKE DETECTION CHAMBER | Each | N/A | 1-Year | 2384.9 | 25% | 1788.675
1595 | NOTIFIER By Honeywell - Fire Alarm | VSP-965 | VESDA-E SAMPLING MODULE | Each | N/A | 1-Year | 580.9 | 25% | 435.675
1596 | NOTIFIER By Honeywell - Fire Alarm | VSP-970 | VESDA-E VEA-20 OR VEA-40 MOUNTING BRACKET | Each | N/A | 1-Year | 87.4 | 25% | 65.55
1597 | NOTIFIER By Honeywell - Fire Alarm | VSP-971 | VESDA-E VEA-40 SMOKE SENSOR MODULE | Each | N/A | 1-Year | 2184 | 25% | 1638
1598 | NOTIFIER By Honeywell - Fire Alarm | VSP-972 | VESDA-E VEA FILTER | Each | N/A | 1-Year | 109.2 | 25% | 81.9
1599 | NOTIFIER By Honeywell - Fire Alarm | VSP-973 | VESDA-E VEA PUMP | Each | N/A | 1-Year | 2184 | 25% | 1638
1600 | NOTIFIER By Honeywell - Fire Alarm | VSP-974 | VESDA-E VEA ROTARY VALVE | Each | N/A | 1-Year | 2620.8 | 25% | 1965.6
1601 | NOTIFIER By Honeywell - Fire Alarm | VSP-975 | VESDA-E VEA LED FRONT PANEL | Each | N/A | 1-Year | 764.4 | 25% | 573.3
1602 | NOTIFIER By Honeywell - Fire Alarm | VSP-976 | VESDA-E VEA 3.5” DISPLAY FRONT PANEL | Each | N/A | 1-Year | 1474.2 | 25% | 1105.65
1603 | NOTIFIER By Honeywell - Fire Alarm | VSP-977 | VESDA-E VEA FILTER (10 PACK) | Each | N/A | 1-Year | 764.4 | 25% | 573.3
1604 | NOTIFIER By Honeywell - Fire Alarm | VSP-978 | VEA SAMPLE POINT HEAD REMOVAL KEY (10 PACK) | Each | N/A | 1-Year | 54.6 | 25% | 40.95
1605 | NOTIFIER By Honeywell - Fire Alarm | VSP-979 | VEA M/BORE TUBE CUTTER PACK 3 | Each | N/A | 1-Year | 109.2 | 25% | 81.9
1606 | NOTIFIER By Honeywell - Fire Alarm | VSP-980 | VESDA-E VEA STANDARD SAMPLING POINT FOR 6MM TUBE | Each | N/A | 1-Year | 16.4 | 25% | 12.3
1607 | NOTIFIER By Honeywell - Fire Alarm | VSP-980-22 | VESDA-E VEA STANDARD SAMPLING POINT FOR 6MM TUBE. SOLD IN PACK OF 22. PRICE SHOWN PER PACK | Each | N/A | 1-Year | 327.6 | 25% | 245.7
1608 | NOTIFIER By Honeywell - Fire Alarm | VSP-980-B | VESDA-E VEA 6MM BLACK SAMPLING POINT | Each | N/A | 1-Year | 26 | 25% | 19.5
1609 | NOTIFIER By Honeywell - Fire Alarm | VSP-980-W | VESDA-E VEA 6MM STANDARD SAMPLING POINT | Each | N/A | 1-Year | 16.4 | 25% | 12.3
1610 | NOTIFIER By Honeywell - Fire Alarm | VSP-980-W22 | VESDA-E VEA STANDARD SAMPLING POINT FOR 6MM TUBE, PACK OF 22 | Each | N/A | 1-Year | 312 | 25% | 234
1611 | NOTIFIER By Honeywell - Fire Alarm | VSP-981 | VESDA-E VEA STANDARD SAMPLING POINT FOR 4MM TUBE | Each | N/A | 1-Year | 16.4 | 25% | 12.3
1612 | NOTIFIER By Honeywell - Fire Alarm | VSP-981-22 | VESDA-E VEA STANDARD SAMPLING POINT FOR 4MM TUBE. ENTER QUANTITY IN NUMBER OF PIECES REQUIRED. SOLD IN PACK OF 22. PRIE SHOWN PER PACK | Each | N/A | 1-Year | 327.6 | 25% | 245.7
1613 | NOTIFIER By Honeywell - Fire Alarm | VSP-981-B | VESDA-E VEA 4MM BLACK SAMPLING POINT | Each | N/A | 1-Year | 26 | 25% | 19.5
1614 | NOTIFIER By Honeywell - Fire Alarm | VSP-981-B22 | VESDA-E VEA 4MM BLACK SAMPLING POINT, PACK OF 22 | Each | N/A | 1-Year | 327.6 | 25% | 245.7
1615 | NOTIFIER By Honeywell - Fire Alarm | VSP-981-W | VESDA-E VEA 4MM STANDARD SAMPLING POINT | Each | N/A | 1-Year | 16.4 | 25% | 12.3
1616 | NOTIFIER By Honeywell - Fire Alarm | VSP-981-W22 | VESDA-E VEA 4MM STANDARD SAMPLING POINT, PACK OF 22 | Each | N/A | 1-Year | 327.6 | 25% | 245.7
1617 | NOTIFIER By Honeywell - Fire Alarm | VSP-982-B | VESDA-E VEA 6MM SURFACE MOUNT BLACK SAMPLING POINT | Each | N/A | 1-Year | 20.8 | 25% | 15.6
1618 | NOTIFIER By Honeywell - Fire Alarm | VSP-982-B22 | VESDA-E VEA 6MM SURFACE MOUNT SAMPLING POINT, PACK OF 22 | Each | N/A | 1-Year | 520 | 25% | 390
1619 | NOTIFIER By Honeywell - Fire Alarm | VSP-982-W | VESDA-E VEA 6MM SURFACE MOUNT WHITE SAMPLING POINT | Each | N/A | 1-Year | 15.6 | 25% | 11.7
1620 | NOTIFIER By Honeywell - Fire Alarm | VSP-982-W22 | VESDA-E VEA 6MM SURFACE MOUNT WHITE SAMPLING POINT, PACK OF 22 | Each | N/A | 1-Year | 312 | 25% | 234
1621 | NOTIFIER By Honeywell - Fire Alarm | VSP-983-B | VESDA-E VEA 4MM SURFACE MOUNT BLACK SAMPLING POINT | Each | N/A | 1-Year | 20.8 | 25% | 15.6
1622 | NOTIFIER By Honeywell - Fire Alarm | VSP-983-W | VESDA-E VEA 4MM SURFACE MOUNT SAMPLING POINT | Each | N/A | 1-Year | 15.6 | 25% | 11.7
1623 | NOTIFIER By Honeywell - Fire Alarm | VSP-990 | XTRALIS 6MM MICROBORE TUBE, UL LISTED AND LABELED FOR PLENUM USE, MEETS NFPA 72 SAMPLING TUBE LABELING REQUIREMENTS: “ASPIRATED SAMPLING TUBING FOR FIRE DETECTION USE – DO NOT DISTURB OR PAINT,” EACH ROLL IS INDIVIDUALLY SERIALIZED FOR EASE OF IDENTIFICATION AND HAVE FOOTAGE MARKERS EVERY 3 FEET FOR EASE OF MEASUREMENT. XTRALIS MICROBORE TUBING HAS BEEN TESTED FOR SMOKE TRANSMISSION, DO NOT SUBSTITUTE. ENTER QUANTITY IN IN LINEAR FEET REQUIRED. SOLD IN 1000 FT ROLL, PRICE SHOWN IS PER ROLL. | Each | N/A | 1-Year | 327.6 | 25% | 245.7
1624 | NOTIFIER By Honeywell - Fire Alarm | VSP-991 | XTRALIS 4MM MICROBORE TUBE, UL LISTED AND LABELED FOR PLENUM USE, MEETS NFPA 72 SAMPLING TUBE LABELING REQUIREMENTS: “ASPIRATED SAMPLING TUBING FOR FIRE DETECTION USE – DO NOT DISTURB OR PAINT,” EACH ROLL IS INDIVIDUALLY SERIALIZED FOR EASE OF IDENTIFICATION AND HAVE FOOTAGE MARKERS EVERY 3 FEET FOR EASE OF MEASUREMENT. XTRALIS MICROBORE TUBING HAS BEEN TESTED FOR SMOKE TRANSMISSION, DO NOT SUBSTITUTE. ENTER QUANTITY IN IN LINEAR FEET REQUIRED. SOLD IN 500 FT ROLL, PRICE SHOWN IS PER ROLL. | Each | N/A | 1-Year | 327.6 | 25% | 245.7
1625 | NOTIFIER By Honeywell - Fire Alarm | VSP-998 | VESDA-E VEA BLANKING PLUG 6MM. ENTER QUANTITY IN NUMBER OF PIECES REQUIRED. SOLD IN PACK OF 50. PRICE SHOWN PER PACK | Each | N/A | 1-Year | 75.3 | 25% | 56.475
1626 | NOTIFIER By Honeywell - Fire Alarm | VSPExhaust | EXHAUST DEFLECTOR, GREY, FOR USE WITH VESDA LASERFOCUS | Each | N/A | 1-Year | 13.1 | 25% | 9.825
1627 | NOTIFIER By Honeywell - Fire Alarm | VSP-TP-KIT-US | VESDA BENCHMARK TEST POINT QUICK CONNECT KIT. COMPLETE WITH THREADED COUPLER, BRASS QUICK CONNECT FITTING, TEST PLUG, AND BENCHMARK TEST POINT LABEL. ONE KIT REQUIRED AT END OF EACH PIPE RUN. | Each | N/A | 1-Year | 182 | 25% | 136.5
1628 | NOTIFIER By Honeywell - Fire Alarm | VSP-TRAN-120 | TRANSFORMER ONLY | Each | N/A | 1-Year | 112.5 | 25% | 84.375
1629 | NOTIFIER By Honeywell - Fire Alarm | VSR-0000 | VSR - 0000 SUBRACK | Each | N/A | 1-Year | 706.5 | 25% | 529.875
1630 | NOTIFIER By Honeywell - Fire Alarm | VSR-0003 | PRE-CONFIGURED SUB RACK | Each | N/A | 1-Year | 1575.6 | 25% | 1181.7
1631 | NOTIFIER By Honeywell - Fire Alarm | VSR-0013 | PRE-CONFIGURED SUB RACK | Each | N/A | 1-Year | 2908.3 | 25% | 2181.225
1632 | NOTIFIER By Honeywell - Fire Alarm | VSR-0031 | PRE-CONFIGURED SUB RACK | Each | N/A | 1-Year | 2692.9 | 25% | 2019.675
1633 | NOTIFIER By Honeywell - Fire Alarm | VSR-2200 | PRE-CONFIGURED SUB RACK | Each | N/A | 1-Year | 3796.4 | 25% | 2847.3
1634 | NOTIFIER By Honeywell - Fire Alarm | VSR-2220 | PRE-CONFIGURED SUB RACK | Each | N/A | 1-Year | 5313 | 25% | 3984.75
1635 | NOTIFIER By Honeywell - Fire Alarm | VSR-2222 | PRE-CONFIGURED SUB RACK | Each | N/A | 1-Year | 6323.8 | 25% | 4742.85
1636 | NOTIFIER By Honeywell - Fire Alarm | VSW-100 | VESDA SYSTEM CONFIGURATOR (VSC) IS THE FIELD MANAGEMENT SOFTWARE PROGRAM TO SUPPORT THE VESDA SMOKE DETECTOR RANGE OF PRODUCTS (INCLUDING ALL VESDSANET DEVICES AND VESDA LASERFOCUS). IT PROVIDES AN IMPROVED AND FLEXIBLE APPROACH TO MANAGING DETECTORS IN THE FIELD. REPLACES V - CONFIG PRO SOFTWARE. | Each | N/A | 1-Year | 274.6 | 25% | 205.95
1637 | NOTIFIER By Honeywell - Fire Alarm | VSW-202 | ASPIRE2 IS A PIPE NETWORK DESIGN VERIFICATION TOOL THAT SUPPORTS BOTH NEW AND EXISTING SMOKE DETECTION PRODUCTS. IT PROVIDES A NEW BENCHMARK IN USABILITY AND VERIFICATION FLEXIBILITY FOR VESDA SMOKE DETECTOR PRODUCTS. | Each | N/A | 1-Year | 274.6 | 25% | 205.95
1638 | NOTIFIER By Honeywell - Fire Alarm | VSW-206 | CENTRAL SITE LICENSE – PRIMARY PC | Each | N/A | 1-Year | 3028.1 | 25% | 2271.075
1639 | NOTIFIER By Honeywell - Fire Alarm | VSW-216 | CENTRAL SITE LICENSE – SECONDARY PC | Each | N/A | 1-Year | 2522.5 | 25% | 1891.875
1640 | NOTIFIER By Honeywell - Fire Alarm | VSW-226 | VSM3 UPGRADE – PRIMARY PC | Each | N/A | 1-Year | 1816 | 25% | 1362
1641 | NOTIFIER By Honeywell - Fire Alarm | VSW-346 | VESDANET NETWORK CONNECTION – 1 REQUIRED PER MONITORED VESDANET | Each | N/A | 1-Year | 524.2 | 25% | 393.15
1642 | NOTIFIER By Honeywell - Fire Alarm | VSW-356 | VESDANET DETECTOR CONNECTION – 1 REQUIRED PER MONITORED DETECTOR. | Each | N/A | 1-Year | 131 | 25% | 98.25
1643 | NOTIFIER By Honeywell - Fire Alarm | VSW-356-ECO | VESDA ECO DETECTOR NETWORK CONNECTION– 1 REQUIRED PER MONITORED DETECTOR. | Each | N/A | 1-Year | 145.2 | 25% | 108.9
1644 | NOTIFIER By Honeywell - Fire Alarm | VSW-366 | VESDATALK/VESDALINK DETECTOR CONNECTIONS – VESDATALK FOR USE WITH DIRECT CONNECT VLS 250 & 500 DETECTORS. VESDALINK FOR USE WITH DIRECT CONNECT VLC - 500 DETECTORS. | Each | N/A | 1-Year | 380 | 25% | 285
1645 | NOTIFIER By Honeywell - Fire Alarm | VSW-502 | TEXT TO SPEECH – ENGLISH | Each | N/A | 1-Year | 2019.1 | 25% | 1514.325
1646 | NOTIFIER By Honeywell - Fire Alarm | VSW-508 | TEXT TO SPEECH – SPANISH | Each | N/A | 1-Year | 2019.1 | 25% | 1514.325
1647 | NOTIFIER By Honeywell - Fire Alarm | VSW-600 | VESDA REMOTE NOTIFICATION EMAIL/SMS | Each | N/A | 1-Year | 2489.8 | 25% | 1867.35
1648 | NOTIFIER By Honeywell - Fire Alarm | VSW-800 | VESDA ANALYTICS DATA ANALYSIS & REPORTING LICENSE | Each | N/A | 1-Year | 607.2 | 25% | 455.4
1649 | NOTIFIER By Honeywell - Fire Alarm | VTT-10000-USA | VESDA TEST TRANSFORMER (WIRE BURNER): PREVIOUSLY KNOWN AS THE HOT WIRE TEST, THIS POWER SUPPLY UNIT IS USED TO TEST VESDA EQUIPMENT. THE UNIT PROVIDES 6VAC OUTPUT FROM 220 - 240VAC OR 110 - 120VAC SUPPLY. A TIMER IS INCORPORATED TO PROVIDE A SELECTABLE BURN PERIOD OF UP TO 3 MINUTES. | Each | N/A | 1-Year | 648.6 | 25% | 486.45
1650 | NOTIFIER By Honeywell - Fire Alarm | VT-TUBE-1000 | 1000’ ROLL OF 1/4” UL LISTED MICRO-BORE TUBING FOR USE WITH THE VFT-15 | Each | N/A | 1-Year | 327.6 | 25% | 245.7
1651 | NOTIFIER By Honeywell - Fire Alarm | VT-TUBE-500 | 500’ ROLL OF 1/4” UL LISTED MICRO-BORE TUBING FOR USE WITH THE VFT-15 | Each | N/A | 1-Year | 327.6 | 25% | 245.7
1652 | NOTIFIER By Honeywell - Fire Alarm | XAS-1-US | SINGLE ZONE AIR SAMPLING UNIT. UL LISTED FOR USE WITH HONEYWELL SPOT DETECTORS AND ASSOCIATED MOUNTING BASES. REFER TO INSTALL INSTRUCTIONS FOR DETAILS ON DETECTORS AND MOUNTING BASES. UNIT REQUIRES USE OF BAFFLE FOR DETECTOR TO BE USED (ORDERED SEPERATELY) AND EXTERNAL 24 VDC POWER. | Each | N/A | 1-Year | 1064.7 | 25% | 798.525
1653 | NOTIFIER By Honeywell - Fire Alarm | XAS-2-US | DUAL ZONE AIR SAMPLING UNIT. UL LISTED FOR USE WITH HONEYWELLSPOT DETECTORS AND ASSOCIATED MOUNTING BASES. REFER TO INSTALL INSTRUCTIONS FOR DETAILS ON DETECTORS AND MOUNTING BASES. UNIT REQUIRES USE OF BAFFLE FOR DETECTOR TO BE USED (ORDERED SEPERATELY) AND EXTERNAL 24 VDC POWER. | Each | N/A | 1-Year | 1310.4 | 25% | 982.8
1654 | NOTIFIER By Honeywell - Fire Alarm | VEP-A00-1P-NTF | VESDA-E VEP 1-PIPE W LEDS - NOTIFIER | Each | N/A | 1-Year | 4440 | 25% | 3330
1655 | NOTIFIER By Honeywell - Fire Alarm | VEP-A00-P-NTF | VESDA-E VEP W LEDS - NOTIFIER | Each | N/A | 1-Year | 6990 | 25% | 5242.5
1656 | NOTIFIER By Honeywell - Fire Alarm | VEP-A10-P-NTF | VESDA-E VEP W 3.5" DIS - NOTIFIER | Each | N/A | 1-Year | 7740 | 25% | 5805
1657 | NOTIFIER By Honeywell - Fire Alarm | VEU-A00-NTF | VESDA-E VEU W LEDS - NOTIFIER | Each | N/A | 1-Year | 8740 | 25% | 6555
1658 | NOTIFIER By Honeywell - Fire Alarm | VEU-A10-NTF | VESDA-E VEU W 3.5” DIS - NOTIFIER | Each | N/A | 1-Year | 9590 | 25% | 7192.5
1659 | NOTIFIER By Honeywell - Fire Alarm | VEA-040-A00-NTF | VESDA-E VEA-40 W LEDS - NOTIFIER | Each | N/A | 1-Year | 9640 | 25% | 7230
1660 | NOTIFIER By Honeywell - Fire Alarm | VEA-040-A10-NTF | VESDA-E VEA-40 W 3.5" DIS - NOTIFIER | Each | N/A | 1-Year | 10490 | 25% | 7867.5
1661 | NOTIFIER By Honeywell - Fire Alarm | HAZ-WP-PULL | FIRE ALARM PULL STATION FOR HAZARDOUS, NON-HAZARDOUS, WEATHERPROOF OR HARSH LOCATIONS | Each | N/A | 1-Year | 783.75 | 25% | 587.8125
1662 | NOTIFIER By Honeywell - Fire Alarm | XAL-53 | KILARK MANUAL STATION, EXPLOSION-PROOF; NO & NC CONTACTS. | Each | N/A | 1-Year | 1256.25 | 25% | 942.1875
1663 | NOTIFIER By Honeywell - Fire Alarm | ALPHA-215 | PROGRAMMABLE LED ARRAY, 2.5” X 26” DISPLAY | Each | N/A | 1-Year | 1645.9 | 25% | 1234.425
1664 | NOTIFIER By Honeywell - Fire Alarm | LEDSIGN-GW | UL LISTED SIGN MESSAGE GENERATOR GATEWAY, USE WITH OAX2-24V. EACH GATEWAY CAN CONTROL UP TO 10 OAX2-24V SIGNS | Each | N/A | 1-Year | 2318 | 25% | 1738.5
1665 | NOTIFIER By Honeywell - Fire Alarm | MEGADOT | PROGRAMMABLE LED ARRAY, 4.0” X 45.5” DISPLAY | Each | N/A | 1-Year | 2345 | 25% | 1758.75
1666 | NOTIFIER By Honeywell - Fire Alarm | MNS-4000UL/24 | MNS 4000 LED DISPLAY, 24V, UL1638 | Each | N/A | 1-Year | 3918.8 | 25% | 2939.1
1667 | NOTIFIER By Honeywell - Fire Alarm | MNS-CONTROL16 | FACP INTERFACE FOR LED ARRAYS, 16 MESSAGES | Each | N/A | 1-Year | 3173.7 | 25% | 2380.275
1668 | NOTIFIER By Honeywell - Fire Alarm | MNS-CONTROL8 | FACP INTERFACE FOR LED ARRAYS, 8 MESSAGES | Each | N/A | 1-Year | 2245.7 | 25% | 1684.275
1669 | NOTIFIER By Honeywell - Fire Alarm | OAX2-24V | UL-LISTED LED SIGN | Each | N/A | 1-Year | 2393.1 | 25% | 1794.825
1670 | NOTIFIER By Honeywell - Fire Alarm | SP-2/MNS | TWO MESSAGE SIGN, “ANNOUNCEMENT” AND “EVACUATE” | Each | N/A | 1-Year | 679.3 | 25% | 509.475
1671 | NOTIFIER By Honeywell - Fire Alarm | SP-4 | FOUR MESSAGE SIGN, “FIRE”, “WEATHER”, “ANNOUNCEMENT”, “EVACUATE” | Each | N/A | 1-Year | 591.5 | 25% | 443.625
1672 | NOTIFIER By Honeywell - Fire Alarm | 2TTM | ADDITIONAL TWO-TONE SEQUENTIAL MODULE (SPECIFY A TONE, TONE GAP AND B TONE TIME DURATIONS) | Each | N/A | 1-Year | 198.6 | 25% | 148.95
1673 | NOTIFIER By Honeywell - Fire Alarm | AUXCS | FULL FUNCTION AUXILIARY / STATUS BOARD FOR CONTACT CLOSURE ACTIVATION (TWO WAY) | Each | N/A | 1-Year | 485.9 | 25% | 364.425
1674 | NOTIFIER By Honeywell - Fire Alarm | BC10A | 10A BATTERY CHARGER | Each | N/A | 1-Year | 762.9 | 25% | 572.175
1675 | NOTIFIER By Honeywell - Fire Alarm | BSETF | ONE PR OF WHELEN APPROVED BATTS | Each | N/A | 1-Year | 679.3 | 25% | 509.475
1676 | NOTIFIER By Honeywell - Fire Alarm | BSETO | ONE PAIR OF WHELEN APPROVED BATTERIES FOR OMNIALERT. | Each | N/A | 1-Year | 679.3 | 25% | 509.475
1677 | NOTIFIER By Honeywell - Fire Alarm | BSETVOR | ONE PAIR OF WHELEN APPROVED BATTERIES FOR VORTEX SERIES. | Each | N/A | 1-Year | 679.3 | 25% | 509.475
1678 | NOTIFIER By Honeywell - Fire Alarm | C2030LL | 10 DIGIT DTMF LANDLINE | Each | N/A | 1-Year | 506.8 | 25% | 380.1
1679 | NOTIFIER By Honeywell - Fire Alarm | C2030NU | 10 DIGIT DTMF UHF NARROW-BAND (TWO-WAY CONTROL) | Each | N/A | 1-Year | 1807.9 | 25% | 1355.925
1680 | NOTIFIER By Honeywell - Fire Alarm | C2030NV | 10 DIGIT DTMF VHF HIGH-BAND NARROW-BAND (TWO-WAY CONTROL) | Each | N/A | 1-Year | 1807.9 | 25% | 1355.925
1681 | NOTIFIER By Honeywell - Fire Alarm | C2030WU | 10 DIGIT DTMF UHF WIDE-BAND | Each | N/A | 1-Year | 1807.9 | 25% | 1355.925
1682 | NOTIFIER By Honeywell - Fire Alarm | C2030WV | 10 DIGIT DTMF VHF HIGH-WIDE BAND | Each | N/A | 1-Year | 1807.9 | 25% | 1355.925
1683 | NOTIFIER By Honeywell - Fire Alarm | D2030LL | 10 DIGIT DTMF LANDLINE (ONE-WAY CONTROL) | Each | N/A | 1-Year | 402.3 | 25% | 301.725
1684 | NOTIFIER By Honeywell - Fire Alarm | D2030NU | 10 DIGIT DTMF UHF NARROW-BAND (ONE-WAY CONTROL) | Each | N/A | 1-Year | 1651.1 | 25% | 1238.325
1685 | NOTIFIER By Honeywell - Fire Alarm | D2030NV | 10 DIGIT DTMF VHF HIGH-BAND NARROW-BAND (ONE-WAY CONTROL) | Each | N/A | 1-Year | 1651.1 | 25% | 1238.325
1686 | NOTIFIER By Honeywell - Fire Alarm | D2030WU | 10 DIGIT DTMF UHF WIDE BAND (ONE-WAY CONTROL) | Each | N/A | 1-Year | 1489.1 | 25% | 1116.825
1687 | NOTIFIER By Honeywell - Fire Alarm | D2030WV | 10 DIGIT DTMF VHF HIGH-BAND WIDE BAND (ONE-WAY CONTROL) | Each | N/A | 1-Year | 1442.1 | 25% | 1081.575
1688 | NOTIFIER By Honeywell - Fire Alarm | DPA3204P | WPS POWER AMPLIFIER | Each | N/A | 1-Year | 574.8 | 25% | 431.1
1689 | NOTIFIER By Honeywell - Fire Alarm | DPA4001P | WPS POWER AMPLIFIER | Each | N/A | 1-Year | 475.5 | 25% | 356.625
1690 | NOTIFIER By Honeywell - Fire Alarm | E747 | 18 FUNCTION BASE STATION CONTROL / ENCODER | Each | N/A | 1-Year | 731.5 | 25% | 548.625
1691 | NOTIFIER By Honeywell - Fire Alarm | E969 | 35 FUNCTION BASE STATION CONTROL / ENCODER | Each | N/A | 1-Year | 1201.8 | 25% | 901.35
1692 | NOTIFIER By Honeywell - Fire Alarm | EZPULL | REPLACEMENT SPEAKER DRIVER HANDLE/PLATE ASSEMBLY ONLY (LESS SPEAKER DRIVER) | Each | N/A | 1-Year | 250.8 | 25% | 188.1
1693 | NOTIFIER By Honeywell - Fire Alarm | FAUXCS | AUXILIARY/STATUS CONTROL BOARD | Each | N/A | 1-Year | 475.5 | 25% | 356.625
1694 | NOTIFIER By Honeywell - Fire Alarm | FAUXIN | AUX BOARD CONTACT CLOSURE | Each | N/A | 1-Year | 193.3 | 25% | 144.975
1695 | NOTIFIER By Honeywell - Fire Alarm | FC2030LL | 10 DIGIT DTMF LANDLINE | Each | N/A | 1-Year | 506.8 | 25% | 380.1
1696 | NOTIFIER By Honeywell - Fire Alarm | FC230NU | 10 DIGIT DTMF UHF NARROW-BAND | Each | N/A | 1-Year | 1807.9 | 25% | 1355.925
1697 | NOTIFIER By Honeywell - Fire Alarm | FC230NV | 10 DIGIT DTMF VHF HIGH-NARROW BAND | Each | N/A | 1-Year | 1807.9 | 25% | 1355.925
1698 | NOTIFIER By Honeywell - Fire Alarm | FC230WU | 10 DIGIT DTMF UHF | Each | N/A | 1-Year | 1807.9 | 25% | 1355.925
1699 | NOTIFIER By Honeywell - Fire Alarm | FC230WV | 10 DIGIT DTMF VHF HIGH BAND | Each | N/A | 1-Year | 1807.9 | 25% | 1355.925
1700 | NOTIFIER By Honeywell - Fire Alarm | FINTRU | INTRUSION ALARM | Each | N/A | 1-Year | 156.8 | 25% | 117.6
1701 | NOTIFIER By Honeywell - Fire Alarm | FPGINT | PAGING INTERFACE | Each | N/A | 1-Year | 292.6 | 25% | 219.45
1702 | NOTIFIER By Honeywell - Fire Alarm | FSBC280 | SOLAR POWER OPTION | Each | N/A | 1-Year | 3135 | 25% | 2351.25
1703 | NOTIFIER By Honeywell - Fire Alarm | FSKCEO | OPTION TO CONVERT THE ACTIVATION CONTROLS TO FSK FORMAT | Each | N/A | 1-Year | 616.6 | 25% | 462.45
1704 | NOTIFIER By Honeywell - Fire Alarm | FSKXMOD | CONVERTS THE WPS ACTIVATION CONTROLS TO FSK FORMAT | Each | N/A | 1-Year | 616.6 | 25% | 462.45
1705 | NOTIFIER By Honeywell - Fire Alarm | FSTATUS | CABINET WINDOW LED STATUS | Each | N/A | 1-Year | 339.6 | 25% | 254.7
1706 | NOTIFIER By Honeywell - Fire Alarm | FTT | TWO-TONE SEQUENTIAL OPTION | Each | N/A | 1-Year | 313.5 | 25% | 235.125
1707 | NOTIFIER By Honeywell - Fire Alarm | HAUXCS | AUXILIARY/STATUS CONTROL BOARD | Each | N/A | 1-Year | 475.5 | 25% | 356.625
1708 | NOTIFIER By Honeywell - Fire Alarm | HAUXIN | AUX BOARD CONTACT CLOSURE | Each | N/A | 1-Year | 193.3 | 25% | 144.975
1709 | NOTIFIER By Honeywell - Fire Alarm | HC2030LL | 10 DIGIT DTMF LANDLINE | Each | N/A | 1-Year | 506.8 | 25% | 380.1
1710 | NOTIFIER By Honeywell - Fire Alarm | HC230NU | 10 DIGIT DTMF UHF NARROW-BAND | Each | N/A | 1-Year | 1807.9 | 25% | 1355.925
1711 | NOTIFIER By Honeywell - Fire Alarm | HC230NV | 10 DIGIT DTMF VHF HIGH-NARROW BAND | Each | N/A | 1-Year | 1807.9 | 25% | 1355.925
1712 | NOTIFIER By Honeywell - Fire Alarm | HC230WU | 10 DIGIT DTMF UHF | Each | N/A | 1-Year | 1807.9 | 25% | 1355.925
1713 | NOTIFIER By Honeywell - Fire Alarm | HC230WV | 10 DIGIT DTMF VHF HIGH BAND | Each | N/A | 1-Year | 1807.9 | 25% | 1355.925
1714 | NOTIFIER By Honeywell - Fire Alarm | HD2030LL | 10 DIGIT DTMF LANDLINE | Each | N/A | 1-Year | 402.3 | 25% | 301.725
1715 | NOTIFIER By Honeywell - Fire Alarm | HD230NU | 10 DIGIT DTMF UHF NARROW-BAND | Each | N/A | 1-Year | 1651.1 | 25% | 1238.325
1716 | NOTIFIER By Honeywell - Fire Alarm | HD230NV | 10 DIGIT DTMF VHF HIGH-NARROW BAND | Each | N/A | 1-Year | 1651.1 | 25% | 1238.325
1717 | NOTIFIER By Honeywell - Fire Alarm | HD230WU | 10 DIGIT DTMF UHF WIDE-BAND | Each | N/A | 1-Year | 1489.1 | 25% | 1116.825
1718 | NOTIFIER By Honeywell - Fire Alarm | HD230WV | 10 DIGIT DTMF VHF HIGH-WIDE BAND | Each | N/A | 1-Year | 1442.1 | 25% | 1081.575
1719 | NOTIFIER By Honeywell - Fire Alarm | HFSKXMOD | FSK FORMAT CONVERTER - HORNET | Each | N/A | 1-Year | 616.6 | 25% | 462.45
1720 | NOTIFIER By Honeywell - Fire Alarm | HINTRU | INTRUSION ALARM - HORNET | Each | N/A | 1-Year | 156.8 | 25% | 117.6
1721 | NOTIFIER By Honeywell - Fire Alarm | HORNET | HORNET 118DBC SPEAKER, UNI-DIRECTIONAL ROTATING SPEAKER | Each | N/A | 1-Year | 8751.9 | 25% | 6563.925
1722 | NOTIFIER By Honeywell - Fire Alarm | HORTT | TWO-TONE SEQUENTIAL OPTION - HORNET | Each | N/A | 1-Year | 313.5 | 25% | 235.125
1723 | NOTIFIER By Honeywell - Fire Alarm | HPGINT | PAGING INTERFACE | Each | N/A | 1-Year | 292.6 | 25% | 219.45
1724 | NOTIFIER By Honeywell - Fire Alarm | HPTB | POLE TOP BRACKET | Each | N/A | 1-Year | 485.9 | 25% | 364.425
1725 | NOTIFIER By Honeywell - Fire Alarm | HSBC280 | SOLAR POWER OPTION-HORNET | Each | N/A | 1-Year | 3135 | 25% | 2351.25
1726 | NOTIFIER By Honeywell - Fire Alarm | HSTATUS | LED STATUS INDICATOR | Each | N/A | 1-Year | 339.6 | 25% | 254.7
1727 | NOTIFIER By Honeywell - Fire Alarm | INTRU | INTRUSION ALARM FOR WHELEN OUTDOOR SPEAKER CABINETS | Each | N/A | 1-Year | 156.8 | 25% | 117.6
1728 | NOTIFIER By Honeywell - Fire Alarm | INTRUWPS | INTRUSION ALARM | Each | N/A | 1-Year | 209 | 25% | 156.75
1729 | NOTIFIER By Honeywell - Fire Alarm | IPS400 | IN-PLANT PERSONNEL WARNING SYSTEM, 400 WATT, VOICE CAPABLE | Each | N/A | 1-Year | 4075.5 | 25% | 3056.625
1730 | NOTIFIER By Honeywell - Fire Alarm | IPS800 | IN-PLANT PERSONNEL WARNING SYSTEM, 800 WATT, VOICE CAPABLE | Each | N/A | 1-Year | 5078.7 | 25% | 3809.025
1731 | NOTIFIER By Honeywell - Fire Alarm | IR3024HA | INDUSTRIAL ROTATING WARNING LIGHT, HALOGEN, 24VDC, AMBER | Each | N/A | 1-Year | 261.3 | 25% | 195.975
1732 | NOTIFIER By Honeywell - Fire Alarm | IR3024HB | INDUSTRIAL ROTATING WARNING LIGHT, HALOGEN, 24VDC, BLUE | Each | N/A | 1-Year | 261.3 | 25% | 195.975
1733 | NOTIFIER By Honeywell - Fire Alarm | IR3024HC | INDUSTRIAL ROTATING WARNING LIGHT, HALOGEN, 24VDC, CLEAR | Each | N/A | 1-Year | 261.3 | 25% | 195.975
1734 | NOTIFIER By Honeywell - Fire Alarm | IR3024HG | INDUSTRIAL ROTATING WARNING LIGHT, HALOGEN, 24VDC, GREEN | Each | N/A | 1-Year | 261.3 | 25% | 195.975
1735 | NOTIFIER By Honeywell - Fire Alarm | IR3024HR | INDUSTRIAL ROTATING WARNING LIGHT, HALOGEN, 24VDC, RED | Each | N/A | 1-Year | 261.3 | 25% | 195.975
1736 | NOTIFIER By Honeywell - Fire Alarm | IR3024IA | INDUSTRIAL ROTATING WARNING LIGHT, INCANDESCENT, 24VDC, AMBER | Each | N/A | 1-Year | 261.3 | 25% | 195.975
1737 | NOTIFIER By Honeywell - Fire Alarm | IR3024IB | INDUSTRIAL ROTATING WARNING LIGHT, INCANDESCENT, 24VDC, BLUE | Each | N/A | 1-Year | 261.3 | 25% | 195.975
1738 | NOTIFIER By Honeywell - Fire Alarm | IR3024IC | INDUSTRIAL ROTATING WARNING LIGHT, INCANDESCENT, 24VDC, CLEAR | Each | N/A | 1-Year | 261.3 | 25% | 195.975
1739 | NOTIFIER By Honeywell - Fire Alarm | IR3024IG | INDUSTRIAL ROTATING WARNING LIGHT, INCANDESCENT, 24VDC, GREEN | Each | N/A | 1-Year | 261.3 | 25% | 195.975
1740 | NOTIFIER By Honeywell - Fire Alarm | IR3024IR | INDUSTRIAL ROTATING WARNING LIGHT, INCANDESCENT, 24VDC, RED | Each | N/A | 1-Year | 261.3 | 25% | 195.975
1741 | NOTIFIER By Honeywell - Fire Alarm | IR3120HA | INDUSTRIAL ROTATING WARNING LIGHT, HALOGEN, 120VAC, AMBER | Each | N/A | 1-Year | 302 | 25% | 226.5
1742 | NOTIFIER By Honeywell - Fire Alarm | IR3120HB | INDUSTRIAL ROTATING WARNING LIGHT, HALOGEN, 120VAC, BLUE | Each | N/A | 1-Year | 302 | 25% | 226.5
1743 | NOTIFIER By Honeywell - Fire Alarm | IR3120HC | INDUSTRIAL ROTATING WARNING LIGHT, HALOGEN, 120VAC, CLEAR | Each | N/A | 1-Year | 167.2 | 25% | 125.4
1744 | NOTIFIER By Honeywell - Fire Alarm | IR3120HG | INDUSTRIAL ROTATING WARNING LIGHT, HALOGEN, 120VAC, GREEN | Each | N/A | 1-Year | 167.2 | 25% | 125.4
1745 | NOTIFIER By Honeywell - Fire Alarm | IR3120HR | INDUSTRIAL ROTATING WARNING LIGHT, HALOGEN, 120VAC, RED | Each | N/A | 1-Year | 167.2 | 25% | 125.4
1746 | NOTIFIER By Honeywell - Fire Alarm | IR3120IA | INDUSTRIAL ROTATING WARNING LIGHT, INCANDESCENT, 120VAC, AMBER | Each | N/A | 1-Year | 287.4 | 25% | 215.55
1747 | NOTIFIER By Honeywell - Fire Alarm | IR3120IB | INDUSTRIAL ROTATING WARNING LIGHT, INCANDESCENT, 120VAC, BLUE | Each | N/A | 1-Year | 156.8 | 25% | 117.6
1748 | NOTIFIER By Honeywell - Fire Alarm | IR3120IC | INDUSTRIAL ROTATING WARNING LIGHT, INCANDESCENT, 120VAC, CLEAR | Each | N/A | 1-Year | 283.2 | 25% | 212.4
1749 | NOTIFIER By Honeywell - Fire Alarm | IR3120IG | INDUSTRIAL ROTATING WARNING LIGHT, INCANDESCENT, 120VAC, GREEN | Each | N/A | 1-Year | 283.2 | 25% | 212.4
1750 | NOTIFIER By Honeywell - Fire Alarm | IR3120IR | INDUSTRIAL ROTATING WARNING LIGHT, INCANDESCENT, 120VAC, RED | Each | N/A | 1-Year | 283.2 | 25% | 212.4
1751 | NOTIFIER By Honeywell - Fire Alarm | ISB24A | 24 VDC STROBE, AMBER | Each | N/A | 1-Year | 454.6 | 25% | 340.95
1752 | NOTIFIER By Honeywell - Fire Alarm | ISB24B | 24 VDC STROBE, BLUE | Each | N/A | 1-Year | 454.6 | 25% | 340.95
1753 | NOTIFIER By Honeywell - Fire Alarm | ISB24C | 24 VDC STROBE, CLEAR | Each | N/A | 1-Year | 454.6 | 25% | 340.95
1754 | NOTIFIER By Honeywell - Fire Alarm | ISB24G | 24 VDC STROBE, GREEN | Each | N/A | 1-Year | 454.6 | 25% | 340.95
1755 | NOTIFIER By Honeywell - Fire Alarm | ISB24R | 24 VDC STROBE, RED | Each | N/A | 1-Year | 454.6 | 25% | 340.95
1756 | NOTIFIER By Honeywell - Fire Alarm | L31HAF4 | 24VDC LED AMBER | Each | N/A | 1-Year | 581 | 25% | 435.75
1757 | NOTIFIER By Honeywell - Fire Alarm | L31HBF4 | 24VDC LED BLUE | Each | N/A | 1-Year | 581 | 25% | 435.75
1758 | NOTIFIER By Honeywell - Fire Alarm | L31HRF4 | 24VDC LED RED | Each | N/A | 1-Year | 581 | 25% | 435.75
1759 | NOTIFIER By Honeywell - Fire Alarm | LEDCTRL | LED CONTROLLER | Each | N/A | 1-Year | 512.1 | 25% | 384.075
1760 | NOTIFIER By Honeywell - Fire Alarm | MSGPROG | RECORDING OF MESSAGES (ONE TIME SET-UP CHARGE PER MESSAGE) | Each | N/A | 1-Year | 182.9 | 25% | 137.175
1761 | NOTIFIER By Honeywell - Fire Alarm | MSGPROGL | RECORDING OF MESSAGES FROM WHELEN LIBRARY (CONTACT FACTORY FOR LIST OF AVAILABLE MESSAGES) | Each | N/A | 1-Year | 36.6 | 25% | 27.45
1762 | NOTIFIER By Honeywell - Fire Alarm | NAUXCS | NOTIFIER / WHELEN INTERFACE BOARD | Each | N/A | 1-Year | 653.1 | 25% | 489.825
1763 | NOTIFIER By Honeywell - Fire Alarm | OA1 | 108DBC OMNI-ALERT SIREN, TONE ONLY (NOT VOICE CAPABLE). INCLUDES AMPLIFIERS, CONTROLLER BOX WITH POWER SUPPLY AND BATTERY CHARGER; ORDER BATTERIES SEPARATELY (BSETO). | Each | N/A | 1-Year | 6113.3 | 25% | 4584.975
1764 | NOTIFIER By Honeywell - Fire Alarm | OA2 | 114DBC OMNI-ALERT SIREN, TONE ONLY (NOT VOICE CAPABLE). INCLUDES AMPLIFIERS, CONTROLLER BOX WITH POWER SUPPLY AND BATTERY CHARGER; ORDER BATTERIES SEPARATELY (BSETO). | Each | N/A | 1-Year | 8124.9 | 25% | 6093.675
1765 | NOTIFIER By Honeywell - Fire Alarm | OA3 | 115DBC OMNI-ALERT SIREN, TONE ONLY (NOT VOICE CAPABLE). INCLUDES AMPLIFIERS, CONTROLLER BOX WITH POWER SUPPLY AND BATTERY CHARGER; ORDER BATTERIES SEPARATELY (BSETO). | Each | N/A | 1-Year | 10110.4 | 25% | 7582.8
1766 | NOTIFIER By Honeywell - Fire Alarm | OA4 | 118DBC OMNI-ALERT SIREN, TONE ONLY (NOT VOICE CAPABLE). INCLUDES AMPLIFIERS, CONTROLLER BOX WITH POWER SUPPLY AND BATTERY CHARGER; ORDER BATTERIES SEPARATELY (BSETO). | Each | N/A | 1-Year | 12148.1 | 25% | 9111.075
1767 | NOTIFIER By Honeywell - Fire Alarm | OAUXCS | FULL FUNCTION AUXILIARY/STATUS CONTROL BOARD FOR CONTACT CLOSURE ACTIVATION | Each | N/A | 1-Year | 485.9 | 25% | 364.425
1768 | NOTIFIER By Honeywell - Fire Alarm | OAUXIN | LIMITED FUNCTION AUXILIARY BOARD FOR CONTACT CLOSURE ACTIVATION | Each | N/A | 1-Year | 193.3 | 25% | 144.975
1769 | NOTIFIER By Honeywell - Fire Alarm | OC2030LL | 10 DIGIT DTMF LANDLINE | Each | N/A | 1-Year | 506.8 | 25% | 380.1
1770 | NOTIFIER By Honeywell - Fire Alarm | OC230NU | 10 DIGIT DTMF UHF NARROW-BAND | Each | N/A | 1-Year | 1807.9 | 25% | 1355.925
1771 | NOTIFIER By Honeywell - Fire Alarm | OC230NV | 10 DIGIT DTMF VHF HIGH-NARROW BAND | Each | N/A | 1-Year | 1807.9 | 25% | 1355.925
1772 | NOTIFIER By Honeywell - Fire Alarm | OC230WU | 10 DIGIT DTMF UHF | Each | N/A | 1-Year | 1807.9 | 25% | 1355.925
1773 | NOTIFIER By Honeywell - Fire Alarm | OC230WV | 10 DIGIT DTMF VHF HIGH BAND | Each | N/A | 1-Year | 1807.9 | 25% | 1355.925
1774 | NOTIFIER By Honeywell - Fire Alarm | OD2030LL | 10 DIGIT DTMF LANDLINE | Each | N/A | 1-Year | 402.3 | 25% | 301.725
1775 | NOTIFIER By Honeywell - Fire Alarm | OD230NU | 10 DIGIT DTMF UHF NARROW-BAND | Each | N/A | 1-Year | 1651.1 | 25% | 1238.325
1776 | NOTIFIER By Honeywell - Fire Alarm | OD230NV | 10 DIGIT DTMF VHF HIGH-NARROW BAND | Each | N/A | 1-Year | 1651.1 | 25% | 1238.325
1777 | NOTIFIER By Honeywell - Fire Alarm | OD230WU | 10 DIGIT DTMF UHF WIDE-BAND | Each | N/A | 1-Year | 1489.1 | 25% | 1116.825
1778 | NOTIFIER By Honeywell - Fire Alarm | OD230WV | 10 DIGIT DTMF VHF HIGH-WIDE BAND | Each | N/A | 1-Year | 1442.1 | 25% | 1081.575
1779 | NOTIFIER By Honeywell - Fire Alarm | OFSKXMOD | CONVERTS THE OMNIALERT ACTIVATION CONTROLS TO FSK FORMAT | Each | N/A | 1-Year | 616.6 | 25% | 462.45
1780 | NOTIFIER By Honeywell - Fire Alarm | OINTRU | INTRUSION ALARM | Each | N/A | 1-Year | 156.8 | 25% | 117.6
1781 | NOTIFIER By Honeywell - Fire Alarm | OPGINT | PAGING INTERFACE TO INTERFACE WHELEN TONES WITH EXISTING IN-PLANT SYSTEMS | Each | N/A | 1-Year | 292.6 | 25% | 219.45
1782 | NOTIFIER By Honeywell - Fire Alarm | OSBC280 | 80 WATT SOLAR POWER OPTION | Each | N/A | 1-Year | 3135 | 25% | 2351.25
1783 | NOTIFIER By Honeywell - Fire Alarm | OSTATUS | CABINET WINDOW LED STATUS INDICATOR | Each | N/A | 1-Year | 339.6 | 25% | 254.7
1784 | NOTIFIER By Honeywell - Fire Alarm | OTT | TWO-TONE SEQUENTIAL OPTION (ORDER ONE-WAY CONTROL OPTION (ABOVE) OD2020LL, OD2020H, OD2020U) | Each | N/A | 1-Year | 313.5 | 25% | 235.125
1785 | NOTIFIER By Honeywell - Fire Alarm | PATO | 400 WATT POWER AMP-TONE | Each | N/A | 1-Year | 313.5 | 25% | 235.125
1786 | NOTIFIER By Honeywell - Fire Alarm | PGINT | PAGING INTERFACE TO INTERFACE WHELEN TONES WITH EXISTING IN-PLANT SYSTEMS | Each | N/A | 1-Year | 292.6 | 25% | 219.45
1787 | NOTIFIER By Honeywell - Fire Alarm | PT2010H | PORTABLE TEST SET - VHF HIGH BAND | Each | N/A | 1-Year | 6270 | 25% | 4702.5
1788 | NOTIFIER By Honeywell - Fire Alarm | PT2010L | PORTABLE TEST SET - VHF LOW BAND | Each | N/A | 1-Year | 6270 | 25% | 4702.5
1789 | NOTIFIER By Honeywell - Fire Alarm | PT2010U | PORTABLE TEST SET - UHF | Each | N/A | 1-Year | 6270 | 25% | 4702.5
1790 | NOTIFIER By Honeywell - Fire Alarm | RTM | ROOF TOP MOUNT - WPS AND OA SERIES | Each | N/A | 1-Year | 5434 | 25% | 4075.5
1791 | NOTIFIER By Honeywell - Fire Alarm | SBC280 | SOLAR POWER SYSTEM, TWO 80 WATT PANELS, MOUNTING BRACKET AND REGULATOR. PRICE REFLECTS DELETION OF AC BATTERY CHARGER. OPTION MUST BE PURCHASED AT TIME OF INITIAL ORDER. | Each | N/A | 1-Year | 3135 | 25% | 2351.25
1792 | NOTIFIER By Honeywell - Fire Alarm | SCWPS | STROBE / LED CONTROLLER, MOUNTING PLATE FOR ISB24 / L31, HARDWARE AND HARNESSING. ISB24 OR L31 SOLD SEPARATELY | Each | N/A | 1-Year | 627 | 25% | 470.25
1793 | NOTIFIER By Honeywell - Fire Alarm | SDPTS | SDPT1 SOFTWARE ONLY IN CD FORMAT | Each | N/A | 1-Year | 261.3 | 25% | 195.975
1794 | NOTIFIER By Honeywell - Fire Alarm | SPKDRV | 400 WATT SPEAKER DRIVER | Each | N/A | 1-Year | 731.5 | 25% | 548.625
1795 | NOTIFIER By Honeywell - Fire Alarm | STATUS | CABINET WINDOW LED STATUS INDICATOR | Each | N/A | 1-Year | 339.6 | 25% | 254.7
1796 | NOTIFIER By Honeywell - Fire Alarm | STCTRL | STROBE CONTROLLER | Each | N/A | 1-Year | 512.1 | 25% | 384.075
1797 | NOTIFIER By Honeywell - Fire Alarm | V2000H | ALERT MONITOR WITH RADIO RECEIVER VHF HIGH BAND | Each | N/A | 1-Year | 1504.8 | 25% | 1128.6
1798 | NOTIFIER By Honeywell - Fire Alarm | V2000NH | ALERT MONITOR VHF HIGH-NARROW BAND | Each | N/A | 1-Year | 1504.8 | 25% | 1128.6
1799 | NOTIFIER By Honeywell - Fire Alarm | V2000NU | ALERT MONITOR UHF NARROW-BAND | Each | N/A | 1-Year | 1504.8 | 25% | 1128.6
1800 | NOTIFIER By Honeywell - Fire Alarm | V2000U | ALERT MONITOR WITH RADIO RECEIVER UHF | Each | N/A | 1-Year | 1504.8 | 25% | 1128.6
1801 | NOTIFIER By Honeywell - Fire Alarm | VA2BATT | INTERNAL BATTERY AND CHARGER FOR VA2000 SERIES | Each | N/A | 1-Year | 141.1 | 25% | 105.825
1802 | NOTIFIER By Honeywell - Fire Alarm | VA2MTG | MOUNTING BRACKET FOR UNDER CABINET OR VEHICLE MOUNTING - VA2000 SERIES | Each | N/A | 1-Year | 10.5 | 25% | 7.875
1803 | NOTIFIER By Honeywell - Fire Alarm | VA2PROGA | FACTORY PROGRAMMING OF 1 TO 15 VA2000 DISPLAY MESSAGES | Each | N/A | 1-Year | 135.9 | 25% | 101.925
1804 | NOTIFIER By Honeywell - Fire Alarm | VA2PROGB | FACTORY PROGRAMMING OF 16 TO 45 VA2000 DISPLAY MESSAGES | Each | N/A | 1-Year | 214.2 | 25% | 160.65
1805 | NOTIFIER By Honeywell - Fire Alarm | VALERTA | VISUALERT™, 6 LED LIGHTS FOR THE BASE OF WPS SERIES PRODUCTS, AMBER. | Each | N/A | 1-Year | 1672 | 25% | 1254
1806 | NOTIFIER By Honeywell - Fire Alarm | VALERTB | VISUALERT™, 6 LED LIGHTS FOR THE BASE OF WPS SERIES PRODUCTS, BLUE. | Each | N/A | 1-Year | 1672 | 25% | 1254
1807 | NOTIFIER By Honeywell - Fire Alarm | VALERTC | VISUALERT™, 6 LED LIGHTS FOR THE BASE OF WPS SERIES PRODUCTS, CLEAR. | Each | N/A | 1-Year | 1672 | 25% | 1254
1808 | NOTIFIER By Honeywell - Fire Alarm | VALERTG | VISUALERT™, 6 LED LIGHTS FOR THE BASE OF WPS SERIES PRODUCTS, GREEN. | Each | N/A | 1-Year | 1672 | 25% | 1254
1809 | NOTIFIER By Honeywell - Fire Alarm | VALERTR | VISUALERT™, 6 LED LIGHTS FOR THE BASE OF WPS SERIES PRODUCTS, RED. | Each | N/A | 1-Year | 1672 | 25% | 1254
1810 | NOTIFIER By Honeywell - Fire Alarm | VAUXCS | FULL FUNCTION AUXILIARY/STATUS CONTROL BOARD FOR CONTACT CLOSURE ACTIVATION | Each | N/A | 1-Year | 475.5 | 25% | 356.625
1811 | NOTIFIER By Honeywell - Fire Alarm | VAUXIN | LIMITED FUNCTION AUXILIARY BOARD FOR CONTACT CLOSURE ACTIVATION | Each | N/A | 1-Year | 193.3 | 25% | 144.975
1812 | NOTIFIER By Honeywell - Fire Alarm | VC2030LL | 10 DIGIT DTMF LANDLINE | Each | N/A | 1-Year | 506.8 | 25% | 380.1
1813 | NOTIFIER By Honeywell - Fire Alarm | VC230NU | 10 DIGIT DTMF UHF NARROW-BAND | Each | N/A | 1-Year | 1807.9 | 25% | 1355.925
1814 | NOTIFIER By Honeywell - Fire Alarm | VC230NV | 10 DIGIT DTMF VHF HIGH-NARROW BAND | Each | N/A | 1-Year | 1807.9 | 25% | 1355.925
1815 | NOTIFIER By Honeywell - Fire Alarm | VC230WU | 10 DIGIT DTMF UHF | Each | N/A | 1-Year | 1807.9 | 25% | 1355.925
1816 | NOTIFIER By Honeywell - Fire Alarm | VC230WV | 10 DIGIT DTMF VHF HIGH BAND | Each | N/A | 1-Year | 1807.9 | 25% | 1355.925
1817 | NOTIFIER By Honeywell - Fire Alarm | VD2030LL | 10 DIGIT DTMF LANDLINE | Each | N/A | 1-Year | 402.3 | 25% | 301.725
1818 | NOTIFIER By Honeywell - Fire Alarm | VD230NU | 10 DIGIT DTMF UHF NARROW-BAND | Each | N/A | 1-Year | 1651.1 | 25% | 1238.325
1819 | NOTIFIER By Honeywell - Fire Alarm | VD230NV | 10 DIGIT DTMF VHF HIGH-NARROW BAND | Each | N/A | 1-Year | 1651.1 | 25% | 1238.325
1820 | NOTIFIER By Honeywell - Fire Alarm | VD230WU | 10 DIGIT DTMF UHF WIDE-BAND | Each | N/A | 1-Year | 1489.1 | 25% | 1116.825
1821 | NOTIFIER By Honeywell - Fire Alarm | VD230WV | 10 DIGIT DTMF VHF HIGH-WIDE BAND | Each | N/A | 1-Year | 1442.1 | 25% | 1081.575
1822 | NOTIFIER By Honeywell - Fire Alarm | VFSKXMOD | OPTION TO CONVERT THE VORTEX ACTIVATION CONTROLS TO FSK FORMAT | Each | N/A | 1-Year | 616.6 | 25% | 462.45
1823 | NOTIFIER By Honeywell - Fire Alarm | VINTRU | VORTEX INTRUSION ALARM | Each | N/A | 1-Year | 156.8 | 25% | 117.6
1824 | NOTIFIER By Honeywell - Fire Alarm | VORTEXR3 | TONE-ONLY ROTATING DIRECTIONAL SPEAKER, 3 CELLS, 127DBC, INCLUDES AMPLIFIERS, CONTROLLER BOX WITH POWER SUPPLY AND BATTERY CHARGER; ORDER BATTERIES SEPARATELY (WPS BATT). | Each | N/A | 1-Year | 13402.1 | 25% | 10051.575
1825 | NOTIFIER By Honeywell - Fire Alarm | VORTEXR4 | TONE-ONLY ROTATING DIRECTIONAL SPEAKER, 4 CELLS, 129DBC, INCLUDES AMPLIFIERS, CONTROLLER BOX WITH POWER SUPPLY AND BATTERY CHARGER; ORDER BATTERIES SEPARATELY (WPS BATT). | Each | N/A | 1-Year | 14394.9 | 25% | 10796.175
1826 | NOTIFIER By Honeywell - Fire Alarm | VORTT | TWO-TONE SEQUENTIAL OPTION, (ORDER ONE-WAY CONTROL OPTION, ABOVE, VD2020LL, VD2020H, VD2020U) | Each | N/A | 1-Year | 313.5 | 25% | 235.125
1827 | NOTIFIER By Honeywell - Fire Alarm | VPGINT | PAGING INTERFACE TO INTERFACE WHELEN TONES WITH EXISTING IN-PLANT SYSTEMS | Each | N/A | 1-Year | 292.6 | 25% | 219.45
1828 | NOTIFIER By Honeywell - Fire Alarm | VPTB | SPEAKER POLE TOP BRACKET | Each | N/A | 1-Year | 485.9 | 25% | 364.425
1829 | NOTIFIER By Honeywell - Fire Alarm | VSBC280 | 80 WATT SOLAR POWER OPTION** | Each | N/A | 1-Year | 3135 | 25% | 2351.25
1830 | NOTIFIER By Honeywell - Fire Alarm | VSTATUS | CABINET WINDOW LED STATUS INDICATOR | Each | N/A | 1-Year | 339.6 | 25% | 254.7
1831 | NOTIFIER By Honeywell - Fire Alarm | WPS2901A | VOICE CAPABLE OMNI-DIRECTIONAL SPEAKER, 1 CELL, 109DBC, INCLUDES AMPLIFIERS, CONTROLLER BOX WITH POWER SUPPLY AND BATTERY CHARGER; ORDER BATTERIES SEPARATELY (WPSBATT). | Each | N/A | 1-Year | 8020.4 | 25% | 6015.3
1832 | NOTIFIER By Honeywell - Fire Alarm | WPS2902A | VOICE CAPABLE OMNI-DIRECTIONAL SPEAKER, 2 CELLS, 115DBC, INCLUDES AMPLIFIERS, CONTROLLER BOX WITH POWER SUPPLY AND BATTERY CHARGER; ORDER BATTERIES SEPARATELY (WPSBATT). | Each | N/A | 1-Year | 10241 | 25% | 7680.75
1833 | NOTIFIER By Honeywell - Fire Alarm | WPS2903A | VOICE CAPABLE OMNI-DIRECTIONAL SPEAKER, 3 CELLS, 119DBC, INCLUDES AMPLIFIERS, CONTROLLER BOX WITH POWER SUPPLY AND BATTERY CHARGER; ORDER BATTERIES SEPARATELY (WPSBATT). | Each | N/A | 1-Year | 12435.5 | 25% | 9326.625
1834 | NOTIFIER By Honeywell - Fire Alarm | WPS2904A | VOICE CAPABLE OMNI-DIRECTIONAL SPEAKER, 4 CELLS, 121DBC, INCLUDES AMPLIFIERS, CONTROLLER BOX WITH POWER SUPPLY AND BATTERY CHARGER; ORDER BATTERIES SEPARATELY (WPSBATT). | Each | N/A | 1-Year | 14630 | 25% | 10972.5
1835 | NOTIFIER By Honeywell - Fire Alarm | WPS2905A | VOICE CAPABLE OMNI-DIRECTIONAL SPEAKER, 5 CELLS, 123DBC, INCLUDES AMPLIFIERS, CONTROLLER BOX WITH POWER SUPPLY AND BATTERY CHARGER; ORDER BATTERIES SEPARATELY (WPSBATT). | Each | N/A | 1-Year | 16876.8 | 25% | 12657.6
1836 | NOTIFIER By Honeywell - Fire Alarm | WPS2906A | VOICE CAPABLE OMNI-DIRECTIONAL SPEAKER, 6 CELLS, 125DBC, INCLUDES AMPLIFIERS, CONTROLLER BOX WITH POWER SUPPLY AND BATTERY CHARGER; ORDER BATTERIES SEPARATELY (WPSBATT). | Each | N/A | 1-Year | 20717.1 | 25% | 15537.825
1837 | NOTIFIER By Honeywell - Fire Alarm | WPS2907A | VOICE CAPABLE OMNI-DIRECTIONAL SPEAKER, 7 CELLS, 126DBC, INCLUDES AMPLIFIERS, CONTROLLER BOX WITH POWER SUPPLY AND BATTERY CHARGER; ORDER BATTERIES SEPARATELY (WPSBATT). | Each | N/A | 1-Year | 22937.8 | 25% | 17203.35
1838 | NOTIFIER By Honeywell - Fire Alarm | WPS2908A | VOICE CAPABLE OMNI-DIRECTIONAL SPEAKER, 8 CELLS, 127DBC, INCLUDES AMPLIFIERS, CONTROLLER BOX WITH POWER SUPPLY AND BATTERY CHARGER; ORDER BATTERIES SEPARATELY (WPSBATT). | Each | N/A | 1-Year | 25628.6 | 25% | 19221.45
1839 | NOTIFIER By Honeywell - Fire Alarm | WPS2909A | VOICE CAPABLE OMNI-DIRECTIONAL SPEAKER, 9 CELLS, 128DBC, INCLUDES AMPLIFIERS, CONTROLLER BOX WITH POWER SUPPLY AND BATTERY CHARGER; ORDER BATTERIES SEPARATELY (WPSBATT). | Each | N/A | 1-Year | 27823.1 | 25% | 20867.325
1840 | NOTIFIER By Honeywell - Fire Alarm | WPS2910A | VOICE CAPABLE OMNI-DIRECTIONAL SPEAKER, 10 CELLS, 129DBC, INCLUDES AMPLIFIERS, CONTROLLER BOX WITH POWER SUPPLY AND BATTERY CHARGER; ORDER BATTERIES SEPARATELY (WPSBATT). | Each | N/A | 1-Year | 30043.8 | 25% | 22532.85
1841 | NOTIFIER By Honeywell - Fire Alarm | WPS4003 | VOICE CAPABLE ROTATING DIRECTIONAL SPEAKER, 3 CELLS, 127DBC, INCLUDES AMPLIFIERS, CONTROLLER BOX WITH POWER SUPPLY AND BATTERY CHARGER; ORDER BATTERIES SEPARATELY (WPSBATT). | Each | N/A | 1-Year | 17947.9 | 25% | 13460.925
1842 | NOTIFIER By Honeywell - Fire Alarm | WPS4004 | VOICE CAPABLE ROTATING DIRECTIONAL SPEAKER, 4 CELLS, 129DBC, INCLUDES AMPLIFIERS, CONTROLLER BOX WITH POWER SUPPLY AND BATTERY CHARGER; ORDER BATTERIES SEPARATELY (WPSBATT). | Each | N/A | 1-Year | 19201.9 | 25% | 14401.425
1843 | NOTIFIER By Honeywell - Fire Alarm | WPSBATT | ONE PAIR OF WHELEN APPROVED BATTERIES | Each | N/A | 1-Year | 799.4 | 25% | 599.55
1844 | NOTIFIER By Honeywell - Fire Alarm | WPSMIC | NOISE CANCELLING MICROPHONE FOR ENCODERS | Each | N/A | 1-Year | 88.8 | 25% | 66.6
1845 | NOTIFIER By Honeywell - Fire Alarm | WPSNCMIC | SERIES NOISE CANCELLING MICROPHONE INCLUDES LOCAL MICROPHONE INPUT HARNESS | Each | N/A | 1-Year | 88.8 | 25% | 66.6
1846 | NOTIFIER By Honeywell - Fire Alarm | WPSTT | TWO-TONE SEQUENTIAL OPTION (YOU MUST ORDER ONE-WAY CONTROL OPTION FROM ABOVE D2020LL, D2020H, D2020U) | Each | N/A | 1-Year | 313.5 | 25% | 235.125
1847 | NOTIFIER By Honeywell - Fire Alarm | WS100 | WIDE ANGLE, 100 WATT SPEAKER | Each | N/A | 1-Year | 485.9 | 25% | 364.425
1848 | NOTIFIER By Honeywell - Fire Alarm | WS100TCH | WIDE ANGLE, 100 WATT SPEAKER, WITH WEATHERPROOF HOUSING | Each | N/A | 1-Year | 794.2 | 25% | 595.65
1849 | NOTIFIER By Honeywell - Fire Alarm | WS15T | WIDE ANGLE, 15 WATT SPEAKER | Each | N/A | 1-Year | 271.7 | 25% | 203.775
1850 | NOTIFIER By Honeywell - Fire Alarm | WS15TEN | RECESSED MOUNT, 15 WATT SPEAKER WITH GRILL | Each | N/A | 1-Year | 564.3 | 25% | 423.225
1851 | NOTIFIER By Honeywell - Fire Alarm | WS15TR | RECESSED MOUNT, 15 WATT SPEAKER | Each | N/A | 1-Year | 256 | 25% | 192
1852 | NOTIFIER By Honeywell - Fire Alarm | WS30T | WIDE ANGLE, 30 WATT SPEAKER | Each | N/A | 1-Year | 308.3 | 25% | 231.225
1853 | NOTIFIER By Honeywell - Fire Alarm | WS60T | WIDE ANGLE, 60 WATT SPEAKER | Each | N/A | 1-Year | 731.5 | 25% | 548.625
1854 | NOTIFIER By Honeywell - Fire Alarm | WSXPL6T | EXPLOSION-PROOF, WIDE ANGLE 60 WATT SPEAKER | Each | N/A | 1-Year | 1201.8 | 25% | 901.35
1855 | NOTIFIER By Honeywell - Fire Alarm | 72377B-801 | TCPA-10 WALL MOUNT BRACKET | Each | N/A | 1-Year | 227.5 | 25% | 170.625
1856 | NOTIFIER By Honeywell - Fire Alarm | 72378B-801 | TPCA-10 DUAL UNIT MOUNTING ADAPTER | Each | N/A | 1-Year | 45.5 | 25% | 34.125
1857 | NOTIFIER By Honeywell - Fire Alarm | 74014A-SK15 | MA-MICRO OR MA-1 EMITTER HEAD CEILING MOUNT | Each | N/A | 1-Year | 587.9 | 25% | 440.925
1858 | NOTIFIER By Honeywell - Fire Alarm | 90080A-801-02-L | UL 1480A, CID2, TAN, (5 OF 5 ACTIVE PANELS) MA-2 SERIES 3200 WATT SPEAKER HEAD. | Each | N/A | 1-Year | 35890.4 | 25% | 26917.8
1859 | NOTIFIER By Honeywell - Fire Alarm | 90080A-801-04-L | UL 1480A, CID2, GRAY, (5 OF 5 ACTIVE PANELS) MA-2 SERIES 3200 WATT SPEAKER HEAD. | Each | N/A | 1-Year | 35890.4 | 25% | 26917.8
1860 | NOTIFIER By Honeywell - Fire Alarm | 90080A-802-02-L | UL 1480A, CID2, TAN, (3 OF 5 ACTIVE PANELS) MA-2 SERIES 1920 WATT SPEAKER HEAD. | Each | N/A | 1-Year | 21312.2 | 25% | 15984.15
1861 | NOTIFIER By Honeywell - Fire Alarm | 90080A-802-04-L | UL 1480A, CID2, GRAY, (3 OF 5 ACTIVE PANELS) MA-2 SERIES 1920 WATT SPEAKER HEAD. | Each | N/A | 1-Year | 21312.2 | 25% | 15984.15
1862 | NOTIFIER By Honeywell - Fire Alarm | 90080A-803-02-L | UL 1480A, CID2, TAN, (2 OF 5 ACTIVE PANELS) MA-2 SERIES 1280 WATT SPEAKER HEAD. | Each | N/A | 1-Year | 16944.2 | 25% | 12708.15
1863 | NOTIFIER By Honeywell - Fire Alarm | 90080A-803-04-L | UL 1480A, CID2, GRAY, (2 OF 5 ACTIVE PANELS) MA-2 SERIES 1280 WATT SPEAKER HEAD. | Each | N/A | 1-Year | 16944.2 | 25% | 12708.15
1864 | NOTIFIER By Honeywell - Fire Alarm | 90080A-804-02-L | UL 1480A, CID2, TAN, (1 OF 5 ACTIVE PANELS) MA-2 SERIES 640 WATT SPEAKER HEAD. | Each | N/A | 1-Year | 12103 | 25% | 9077.25
1865 | NOTIFIER By Honeywell - Fire Alarm | 90080A-804-04-L | UL 1480A, CID2, GRAY, (1 OF 5 ACTIVE PANELS) MA-2 SERIES 640 WATT SPEAKER HEAD. | Each | N/A | 1-Year | 12103 | 25% | 9077.25
1866 | NOTIFIER By Honeywell - Fire Alarm | 90105A-801-02-L | UL 1480A, CID2, TAN (5 OF 5 ACTIVE PANELS), MA-1 SERIES 1600 WATT SPEAKER HEAD. | Each | N/A | 1-Year | 20511.4 | 25% | 15383.55
1867 | NOTIFIER By Honeywell - Fire Alarm | 90105A-801-04-L | UL 1480A, CID2, GRAY (5 OF 5 ACTIVE PANELS), MA-1 SERIES 1600 WATT SPEAKER HEAD. | Each | N/A | 1-Year | 20511.4 | 25% | 15383.55
1868 | NOTIFIER By Honeywell - Fire Alarm | 90105A-802-02-L | UL 1480A, CID2, TAN (3 OF 5 ACTIVE PANELS), MA-1 SERIES 960 WATT SPEAKER HEAD. | Each | N/A | 1-Year | 12521.6 | 25% | 9391.2
1869 | NOTIFIER By Honeywell - Fire Alarm | 90105A-802-04-L | UL 1480A, CID2, GRAY (3 OF 5 ACTIVE PANELS), MA-1 SERIES 960 WATT SPEAKER HEAD. | Each | N/A | 1-Year | 12521.6 | 25% | 9391.2
1870 | NOTIFIER By Honeywell - Fire Alarm | 90105A-803-02-L | UL 1480A, CID2, TAN (2 OF 5 ACTIVE PANELS), MA-1 SERIES 640 WATT SPEAKER HEAD. | Each | N/A | 1-Year | 10437.7 | 25% | 7828.275
1871 | NOTIFIER By Honeywell - Fire Alarm | 90105A-803-04-L | UL 1480A, CID2, GRAY (2 OF 5 ACTIVE PANELS), MA-1 SERIES 640 WATT SPEAKER HEAD. | Each | N/A | 1-Year | 10437.7 | 25% | 7828.275
1872 | NOTIFIER By Honeywell - Fire Alarm | 90105A-804-02-L | UL 1480A, CID2, TAN (1 OF 5 ACTIVE PANELS), MA-1 SERIES 320 WATT SPEAKER HEAD. | Each | N/A | 1-Year | 8135.4 | 25% | 6101.55
1873 | NOTIFIER By Honeywell - Fire Alarm | 90105A-804-04-L | UL 1480A, CID2, GRAY (1 OF 5 ACTIVE PANELS), MA-1 SERIES 320 WATT SPEAKER HEAD. | Each | N/A | 1-Year | 8135.4 | 25% | 6101.55
1874 | NOTIFIER By Honeywell - Fire Alarm | 90136A-801 | TCPA DIRECTIONAL; MEDIUM POWER 200 WATT INDOOR/OUTDOOR DIRECTIONAL (70X80 DEGREE) LOUDSPEAKER. ORDER 70V CONSTANT-VOLTAGE TRANSFORMER SEPARATELY. | Each | N/A | 1-Year | 4914 | 25% | 3685.5
1875 | NOTIFIER By Honeywell - Fire Alarm | 90136A-HDW-801 | TCPA DIRECTIONAL SINGLE MOUNT BRACKET | Each | N/A | 1-Year | 236.6 | 25% | 177.45
1876 | NOTIFIER By Honeywell - Fire Alarm | 90136A-HDW-802 | TCPA DIRECTIONAL WALL MOUNT | Each | N/A | 1-Year | 582.4 | 25% | 436.8
1877 | NOTIFIER By Honeywell - Fire Alarm | 90136A-HDW-803 | TCPA-4 HORN MOUNTING BRACKET | Each | N/A | 1-Year | 2639 | 25% | 1979.25
1878 | NOTIFIER By Honeywell - Fire Alarm | 90136A-TCPA-4 | QTY 4 TCPA DIRECTIONAL SPEAKER 4-HORN ARRAY WITH 4-UP MOUNTING BRACKET, 4 X SINGLE HORN MOUNTING ADAPTERS, 4 X ADJUSTABLE INTERFACE BRACKET. ORDER 70V CONSTANT-VOLTAGE TRANSFORMER SEPARATELY. | Each | N/A | 1-Year | 22295 | 25% | 16721.25
1879 | NOTIFIER By Honeywell - Fire Alarm | 90145A-801-02-L | TAN UL 1480A, CID2 CERTIFIED MA-MICRO SERIES MEDIUM POWER 650 WATT OMNI-DIRECTIONAL LOUDSPEAKER ASSEMBLY. EYE-BOLT OR 2" MAST MOUNT. ORDER 70V CONSTANT-VOLTAGE TRANSFORMER SEPARATELY. | Each | N/A | 1-Year | 4604.6 | 25% | 3453.45
1880 | NOTIFIER By Honeywell - Fire Alarm | 90145A-801-04-L | GRAY UL 1480A, CID2 CERTIFIED MA-MICRO SERIES MEDIUM POWER 650 WATT OMNI-DIRECTIONAL LOUDSPEAKER ASSEMBLY. EYE-BOLT OR 2" MAST MOUNT. ORDER 70V CONSTANT-VOLTAGE TRANSFORMER SEPARATELY. | Each | N/A | 1-Year | 4604.6 | 25% | 3453.45
1881 | NOTIFIER By Honeywell - Fire Alarm | 90171A-801 | MA-1 STANDALONE AMPLIFIER (CROWN 6002 XTI) | Each | N/A | 1-Year | 4829.5 | 25% | 3622.125
1882 | NOTIFIER By Honeywell - Fire Alarm | 90171A-802 | MA-2 STANDALONE AMPLIFIER (CROWN 6002 XTI) | Each | N/A | 1-Year | 4829.5 | 25% | 3622.125
1883 | NOTIFIER By Honeywell - Fire Alarm | 90172A-801 | TCPA STANDALONE AMPLIFIER (CROWN 4002 XTI) | Each | N/A | 1-Year | 2613 | 25% | 1959.75
1884 | NOTIFIER By Honeywell - Fire Alarm | 90172A-805 | MA-MICRO STANDALONE AMPLIFIER (CROWN 4002 XTI) | Each | N/A | 1-Year | 2613 | 25% | 1959.75
1885 | NOTIFIER By Honeywell - Fire Alarm | 90172A-806 | UL OMNI STANDALONE AMPLIFIER (CROWN 4002 XTI) | Each | N/A | 1-Year | 2613 | 25% | 1959.75
1886 | NOTIFIER By Honeywell - Fire Alarm | 90179A-801 | 70V CONSTANT-VOLTAGE TRANSFORMER | Each | N/A | 1-Year | 1055.6 | 25% | 791.7
1887 | NOTIFIER By Honeywell - Fire Alarm | 90185A-801-04-A | MEDIUM POWER UL RATED OMNI-DIRECTIONAL LOUDSPEAKER ASSEMBLY WITH SELECTABLE POWER TAPS FOR 50W/100W/200W. 70V DRIVE. GRAY WITH RED ALERT LABEL. | Each | N/A | 1-Year | 4113.2 | 25% | 3084.9
1888 | NOTIFIER By Honeywell - Fire Alarm | 90185A-801-04-F | MEDIUM POWER UL RATED OMNI-DIRECTIONAL LOUDSPEAKER ASSEMBLY WITH SELECTABLE POWER TAPS FOR 50W/100W/200W. 70V DRIVE. GRAY WITH RED FIRE LABEL. | Each | N/A | 1-Year | 4113.2 | 25% | 3084.9
1889 | NOTIFIER By Honeywell - Fire Alarm | 90185A-801-04-N | MEDIUM POWER UL RATED OMNI-DIRECTIONAL LOUDSPEAKER ASSEMBLY WITH SELECTABLE POWER TAPS FOR 50W/100W/200W. 70V DRIVE. GRAY WITH NO LABEL. | Each | N/A | 1-Year | 4113.2 | 25% | 3084.9
1890 | NOTIFIER By Honeywell - Fire Alarm | 90185A-801-05-A | MEDIUM POWER UL RATED OMNI-DIRECTIONAL LOUDSPEAKER ASSEMBLY WITH SELECTABLE POWER TAPS FOR 50W/100W/200W. 70V DRIVE. RED WITH WHITE ALERT LABEL. | Each | N/A | 1-Year | 4113.2 | 25% | 3084.9
1891 | NOTIFIER By Honeywell - Fire Alarm | 90185A-801-05-F | MEDIUM POWER UL RATED OMNI-DIRECTIONAL LOUDSPEAKER ASSEMBLY WITH SELECTABLE POWER TAPS FOR 50W/100W/200W. 70V DRIVE. RED WITH WHITE FIRE LABEL. | Each | N/A | 1-Year | 4113.2 | 25% | 3084.9
1892 | NOTIFIER By Honeywell - Fire Alarm | 90185A-801-05-N | MEDIUM POWER UL RATED OMNI-DIRECTIONAL LOUDSPEAKER ASSEMBLY WITH SELECTABLE POWER TAPS FOR 50W/100W/200W. 70V DRIVE. RED WITH NO LABEL. | Each | N/A | 1-Year | 4113.2 | 25% | 3084.9
1893 | NOTIFIER By Honeywell - Fire Alarm | 90185A-801-06-A | MEDIUM POWER UL RATED OMNI-DIRECTIONAL LOUDSPEAKER ASSEMBLY WITH SELECTABLE POWER TAPS FOR 50W/100W/200W. 70V DRIVE. WHITE WITH RED ALERT LABEL. | Each | N/A | 1-Year | 4113.2 | 25% | 3084.9
1894 | NOTIFIER By Honeywell - Fire Alarm | 90185A-801-06-F | MEDIUM POWER UL RATED OMNI-DIRECTIONAL LOUDSPEAKER ASSEMBLY WITH SELECTABLE POWER TAPS FOR 50W/100W/200W. 70V DRIVE. WHITE WITH RED FIRE LABEL. | Each | N/A | 1-Year | 4113.2 | 25% | 3084.9
1895 | NOTIFIER By Honeywell - Fire Alarm | 90185A-801-06-N | MEDIUM POWER UL RATED OMNI-DIRECTIONAL LOUDSPEAKER ASSEMBLY WITH SELECTABLE POWER TAPS FOR 50W/100W/200W. 70V DRIVE. WHITE WITH NO LABEL. | Each | N/A | 1-Year | 4113.2 | 25% | 3084.9
1896 | NOTIFIER By Honeywell - Fire Alarm | 90209A-801 | MA SERIES WALL MOUNT KIT | Each | N/A | 1-Year | 755.3 | 25% | 566.475
1897 | NOTIFIER By Honeywell - Fire Alarm | 90209A-802 | POLE-MOUNT KIT. BOLTS TO STEEL OR WOODEN POLE. ADDITIONAL SUPPORT AND GUY WIRES MAY BE NECESSARY | Each | N/A | 1-Year | 1306.8 | 25% | 980.1
1898 | NOTIFIER By Honeywell - Fire Alarm | 90209A-803 | MA-1 AND MA-2 EMITTER HEAD WALL-MOUNT BRACKET & INSTALLATION KIT TO BE USED WITH 1,2,3 SIDED OPTION ONLY | Each | N/A | 1-Year | 873.6 | 25% | 655.2
1899 | NOTIFIER By Honeywell - Fire Alarm | 90209A-804 | MA SERIES TRIPOD MOUNTING SYSTEM. 10' TRIPOD WITH 14' MAST. ADDITIONAL SUPPORT AND GUY WIRES MAY BE NECESSARY | Each | N/A | 1-Year | 1547 | 25% | 1160.25
1900 | NOTIFIER By Honeywell - Fire Alarm | 90215A-801-01-L | UL 1480 LISTED AND CID2 CERTIFIED TCPA-10 DISTRIBUTED AUDIO SPEAKER. FIVE FIELD-SELECTABLE POWER TAPS THAT RUN OFF OF 25V, 70V, AND 100VRMS AUDIO SYSTEMS. TAPS CAN EASILY BE CHANGED BY TURNING A KNOB. INTEGRATED DC BLOCKING CAPACITOR ALLOWS THE FIRE ALARM CONTROL PANEL TO CONDUCT CIRCUIT SUPERVISION. BLACK | Each | N/A | 1-Year | 2040.3 | 25% | 1530.225
1901 | NOTIFIER By Honeywell - Fire Alarm | 90215A-801-04-L | UL 1480 LISTED AND CID2 CERTIFIED TCPA-10 DISTRIBUTED AUDIO SPEAKER. FIVE FIELD-SELECTABLE POWER TAPS THAT RUN OFF OF 25V, 70V, AND 100VRMS AUDIO SYSTEMS. TAPS CAN EASILY BE CHANGED BY TURNING A KNOB. INTEGRATED DC BLOCKING CAPACITOR ALLOWS THE FIRE ALARM CONTROL PANEL TO CONDUCT CIRCUIT SUPERVISION. GRAY | Each | N/A | 1-Year | 2040.3 | 25% | 1530.225
1902 | NOTIFIER By Honeywell - Fire Alarm | 90215A-801-05-L | UL 1480 LISTED AND CID2 CERTIFIED TCPA-10 DISTRIBUTED AUDIO SPEAKER. FIVE FIELD-SELECTABLE POWER TAPS THAT RUN OFF OF 25V, 70V, AND 100VRMS AUDIO SYSTEMS. TAPS CAN EASILY BE CHANGED BY TURNING A KNOB. INTEGRATED DC BLOCKING CAPACITOR ALLOWS THE FIRE ALARM CONTROL PANEL TO CONDUCT CIRCUIT SUPERVISION. RED | Each | N/A | 1-Year | 2040.3 | 25% | 1530.225
1903 | NOTIFIER By Honeywell - Fire Alarm | 90215A-801-06-L | UL 1480 LISTED AND CID2 CERTIFIED TCPA-10 DISTRIBUTED AUDIO SPEAKER. FIVE FIELD-SELECTABLE POWER TAPS THAT RUN OFF OF 25V, 70V, AND 100VRMS AUDIO SYSTEMS. TAPS CAN EASILY BE CHANGED BY TURNING A KNOB. INTEGRATED DC BLOCKING CAPACITOR ALLOWS THE FIRE ALARM CONTROL PANEL TO CONDUCT CIRCUIT SUPERVISION. WHITE | Each | N/A | 1-Year | 2040.3 | 25% | 1530.225
1904 | NOTIFIER By Honeywell - Fire Alarm | 90219A-801-01-L | UL 1480 LISTED AND CID2 CERTIFIED TCPA-10 8 OHM SPEAKER. COMPATIBLE WITH PUBLIC ADDRESS SYSTEMS. BLACK | Each | N/A | 1-Year | 1883.7 | 25% | 1412.775
1905 | NOTIFIER By Honeywell - Fire Alarm | 90219A-801-04-L | UL 1480 LISTED AND CID2 CERTIFIED TCPA-10 8 OHM SPEAKER. COMPATIBLE WITH PUBLIC ADDRESS SYSTEMS. GRAY | Each | N/A | 1-Year | 1883.7 | 25% | 1412.775
1906 | NOTIFIER By Honeywell - Fire Alarm | 90219A-801-05-L | UL 1480 LISTED AND CID2 CERTIFIED TCPA-10 8 OHM SPEAKER. COMPATIBLE WITH PUBLIC ADDRESS SYSTEMS. RED | Each | N/A | 1-Year | 1883.7 | 25% | 1412.775
1907 | NOTIFIER By Honeywell - Fire Alarm | 90219A-801-06-L | UL 1480 LISTED AND CID2 CERTIFIED TCPA-10 8 OHM SPEAKER. COMPATIBLE WITH PUBLIC ADDRESS SYSTEMS. WHITE | Each | N/A | 1-Year | 1883.7 | 25% | 1412.775
1908 | NOTIFIER By Honeywell - Fire Alarm | 90219A-802-01-L | UL 1480 LISTED AND CID2 CERTIFIED TCPA-10 4 OHM SPEAKER. COMPATIBLE WITH PUBLIC ADDRESS SYSTEMS. BLACK | Each | N/A | 1-Year | 2355.1 | 25% | 1766.325
1909 | NOTIFIER By Honeywell - Fire Alarm | 90219A-802-04-L | UL 1480 LISTED AND CID2 CERTIFIED TCPA-10 4 OHM SPEAKER. COMPATIBLE WITH PUBLIC ADDRESS SYSTEMS. GRAY | Each | N/A | 1-Year | 2355.1 | 25% | 1766.325
1910 | NOTIFIER By Honeywell - Fire Alarm | 90219A-802-05-L | UL 1480 LISTED AND CID2 CERTIFIED TCPA-10 4 OHM SPEAKER. COMPATIBLE WITH PUBLIC ADDRESS SYSTEMS. RED | Each | N/A | 1-Year | 2355.1 | 25% | 1766.325
1911 | NOTIFIER By Honeywell - Fire Alarm | 90219A-802-06-L | UL 1480 LISTED AND CID2 CERTIFIED TCPA-10 4 OHM SPEAKER. COMPATIBLE WITH PUBLIC ADDRESS SYSTEMS. WHITE | Each | N/A | 1-Year | 2355.1 | 25% | 1766.325
1912 | NOTIFIER By Honeywell - Fire Alarm | 92010A-801 | TRIPOD - HEAVY DUTY | Each | N/A | 1-Year | 755.8 | 25% | 566.85
1913 | NOTIFIER By Honeywell - Fire Alarm | 92028A-1-02 | MA-1 TAN PROTECTIVE SPEAKER COVER | Each | N/A | 1-Year | 231.2 | 25% | 173.4
1914 | NOTIFIER By Honeywell - Fire Alarm | 92028A-1-04 | MA-1 GRAY PROTECTIVE SPEAKER COVER | Each | N/A | 1-Year | 231.2 | 25% | 173.4
1915 | NOTIFIER By Honeywell - Fire Alarm | 92028A-2-02 | MA-2 TAN PROTECTIVE SPEAKER COVER | Each | N/A | 1-Year | 291.2 | 25% | 218.4
1916 | NOTIFIER By Honeywell - Fire Alarm | 92028A-2-04 | MA-2 GRAY PROTECTIVE SPEAKER COVER | Each | N/A | 1-Year | 291.2 | 25% | 218.4
1917 | NOTIFIER By Honeywell - Fire Alarm | SS2144XT-EN | GREEN STOPPER STATION, UNIVERSAL COVER WITH HORN, FLUSH MOUNT, MOMENTARY BUTTON, EXIT LABEL, ENGLISH | Each | N/A | 1-Year | 188.1 | 25% | 141.075
1918 | NOTIFIER By Honeywell - Fire Alarm | SS2201EV-EN | YELLOW STOPPER STATION, NO COVER, PUSH AND TURN-TO-RESET BUTTON, EVACUATION LABEL, ENGLISH | Each | N/A | 1-Year | 85.7 | 25% | 64.275
1919 | NOTIFIER By Honeywell - Fire Alarm | SS2400EM-EN | BLUE STOPPER STATION, NO COVER, PUSH AND KEY-TO-REST BUTTON, EMERGENCY LABEL, ENGLISH | Each | N/A | 1-Year | 85.7 | 25% | 64.275
1920 | NOTIFIER By Honeywell - Fire Alarm | SS2440EM-EN | BLUE STOPPER STATION, UNIVERSAL COVER WITH HORN, FLUSH MOUNT, PUSH AND KEY-TO-RESET BUTTON, EMERGENCY LABEL, ENGLISH | Each | N/A | 1-Year | 188.1 | 25% | 141.075
1921 | NOTIFIER By Honeywell - Fire Alarm | STI1100 | STOPPER II WITH HORN, FLUSH. | Each | N/A | 1-Year | 135.9 | 25% | 101.925
1922 | NOTIFIER By Honeywell - Fire Alarm | STI1130 | STOPPER II WITH HORN, SURFACE. | Each | N/A | 1-Year | 151.5 | 25% | 113.625
1923 | NOTIFIER By Honeywell - Fire Alarm | STI1200 | STOPPER II, NO HORN, FLUSH. | Each | N/A | 1-Year | 74.2 | 25% | 55.65
1924 | NOTIFIER By Honeywell - Fire Alarm | STI1210D | HORN STROBE COVER, SURFACE MOUNT. | Each | N/A | 1-Year | 75.2 | 25% | 56.4
1925 | NOTIFIER By Honeywell - Fire Alarm | STI1210E | HORN STROBE COVER, FLUSH MOUNT. | Each | N/A | 1-Year | 62.7 | 25% | 47.025
1926 | NOTIFIER By Honeywell - Fire Alarm | STI1221D | STROBE COVER, SURFACE MOUNT. | Each | N/A | 1-Year | 75.2 | 25% | 56.4
1927 | NOTIFIER By Honeywell - Fire Alarm | STI1221E | STROBE COVER,FLUSH MOUNT | Each | N/A | 1-Year | 53.3 | 25% | 39.975
1928 | NOTIFIER By Honeywell - Fire Alarm | STI1229 | NEMA 4X RATED STOPPER DOME | Each | N/A | 1-Year | 175.6 | 25% | 131.7
1929 | NOTIFIER By Honeywell - Fire Alarm | STI1230 | STOPPER II, NO HORN, SURFACE. | Each | N/A | 1-Year | 104.5 | 25% | 78.375
1930 | NOTIFIER By Honeywell - Fire Alarm | STI1250 | STOPPER II,WEATHER,FLUSH | Each | N/A | 1-Year | 90.9 | 25% | 68.175
1931 | NOTIFIER By Honeywell - Fire Alarm | STI1280 | BACK PLATE FOR STOPPER II | Each | N/A | 1-Year | 30.3 | 25% | 22.725
1932 | NOTIFIER By Honeywell - Fire Alarm | STI-13000NC | UNIVERSAL STOPPER, FLUSH MOUNT, CLEAR | Each | N/A | 1-Year | 51.2 | 25% | 38.4
1933 | NOTIFIER By Honeywell - Fire Alarm | STI-13020FR | UNIVERSAL STOPPER,FLUSH,HORN,RED,FIRE | Each | N/A | 1-Year | 113.9 | 25% | 85.425
1934 | NOTIFIER By Honeywell - Fire Alarm | STI-13200NC | UNIVERSAL STOPPER, SURFACE MOUNT, CLEAR | Each | N/A | 1-Year | 69 | 25% | 51.75
1935 | NOTIFIER By Honeywell - Fire Alarm | STI-13210FR | UNIVERSAL STOPPER, SURFACE, RED,FIRE | Each | N/A | 1-Year | 78.4 | 25% | 58.8
1936 | NOTIFIER By Honeywell - Fire Alarm | STI-13210NW | UNIVERSAL STOPPER, SURFACE, WHITE, NO LABEL | Each | N/A | 1-Year | 88.8 | 25% | 66.6
1937 | NOTIFIER By Honeywell - Fire Alarm | STI-13210NY | UNIVERSAL STOPPER, SURFACE, YELLOW, NO LABEL | Each | N/A | 1-Year | 88.8 | 25% | 66.6
1938 | NOTIFIER By Honeywell - Fire Alarm | STI-13220FR | UNIVERSAL STOPPER,SURFACE,HORN,RED,FIRE | Each | N/A | 1-Year | 131.7 | 25% | 98.775
1939 | NOTIFIER By Honeywell - Fire Alarm | STI-13220NY | UNIVERSAL STOPPER,SURFACE,HORN,YELLOW, NO LABEL | Each | N/A | 1-Year | 141.1 | 25% | 105.825
1940 | NOTIFIER By Honeywell - Fire Alarm | STI-13230FR | UNIVERSAL STOPPER,SURF,HRN,RLY,FIRE,RED | Each | N/A | 1-Year | 174.5 | 25% | 130.875
1941 | NOTIFIER By Honeywell - Fire Alarm | STI3002 | WEATHER GASKET FOR STOPPER II | Each | N/A | 1-Year | 10.5 | 25% | 7.875
1942 | NOTIFIER By Honeywell - Fire Alarm | STI3003 | CONDUIT GASKET. | Each | N/A | 1-Year | 11.5 | 25% | 8.625
1943 | NOTIFIER By Honeywell - Fire Alarm | STI3100 | CONDUIT SPACER, SURFACE MOUNT. | Each | N/A | 1-Year | 31.4 | 25% | 23.55
1944 | NOTIFIER By Honeywell - Fire Alarm | STI3150 | WEATHER STOPPER II, SURFACE MOUNT. | Each | N/A | 1-Year | 121.2 | 25% | 90.9
1945 | NOTIFIER By Honeywell - Fire Alarm | STI4100 | FIRE MISC LARGE KEYBX WITH PRNTD GLAS | Each | N/A | 1-Year | 73.2 | 25% | 54.9
1946 | NOTIFIER By Honeywell - Fire Alarm | STI6100 | STOPPER "G" STANDARD BREAK GLASS COVER | Each | N/A | 1-Year | 83.6 | 25% | 62.7
1947 | NOTIFIER By Honeywell - Fire Alarm | STI7510A | POLY ENCL,CLEAR,K-L,4.59" DEEP | Each | N/A | 1-Year | 79.4 | 25% | 59.55
1948 | NOTIFIER By Honeywell - Fire Alarm | STI7511A | LOCKABLE ENCLOSURE, INTERNAL DIMENSIONS 8.5 L X 6.5W X 4.6D, WITH THUMB LOCK | Each | N/A | 1-Year | 94.1 | 25% | 70.575
1949 | NOTIFIER By Honeywell - Fire Alarm | STI-7521-HTR | ENCLOSURE, HEATED, THUMB LOCK | Each | N/A | 1-Year | 261.3 | 25% | 195.975
1950 | NOTIFIER By Honeywell - Fire Alarm | STI7530 | POLY MULTIPURP ENCL,BCKPLT,KEY | Each | N/A | 1-Year | 226.8 | 25% | 170.1
1951 | NOTIFIER By Honeywell - Fire Alarm | STI-7551 | ENCLOSURE,CLEAR,LG,THUMB LOCK | Each | N/A | 1-Year | 731.5 | 25% | 548.625
1952 | NOTIFIER By Honeywell - Fire Alarm | STI-7560AH | PROTECTIVE CABINET,METAL,HEATED | Each | N/A | 1-Year | 4284.5 | 25% | 3213.375
1953 | NOTIFIER By Honeywell - Fire Alarm | STI8100 | SMOKE DETECTOR DAMAGE STOPPER®, FLUSH MOUNT - CLEAR | Each | N/A | 1-Year | 59.6 | 25% | 44.7
1954 | NOTIFIER By Honeywell - Fire Alarm | STI9601 | LOW PROFILE SMOKE DETECTOR COVER. | Each | N/A | 1-Year | 54.3 | 25% | 40.725
1955 | NOTIFIER By Honeywell - Fire Alarm | STI9602 | STEEL WEB STOPPER, LOW PROFILE, SURFACE MOUNT. | Each | N/A | 1-Year | 51.2 | 25% | 38.4
1956 | NOTIFIER By Honeywell - Fire Alarm | STI9604 | HEAT DETECTOR STEEL COVER. | Each | N/A | 1-Year | 54.3 | 25% | 40.725
1957 | NOTIFIER By Honeywell - Fire Alarm | STI9604SS | STAINLESS STEEL GUARD | Each | N/A | 1-Year | 47 | 25% | 35.25
1958 | NOTIFIER By Honeywell - Fire Alarm | STI9605 | STEEL WEB STOPPER, MEDIUM PROFILE, SURFACE MOUNT. | Each | N/A | 1-Year | 51.2 | 25% | 38.4
1959 | NOTIFIER By Honeywell - Fire Alarm | STI9609 | SMOKE DETECTOR COVER, HIGH PROFILE. | Each | N/A | 1-Year | 54.3 | 25% | 40.725
1960 | NOTIFIER By Honeywell - Fire Alarm | STI9610 | STEEL WEB STOPPER, HIGH PROFILE, SURFACE MOUNT. | Each | N/A | 1-Year | 51.2 | 25% | 38.4
1961 | NOTIFIER By Honeywell - Fire Alarm | STI9621 | H8.75INS,X,W5.75INS,X,D4.25INS | Each | N/A | 1-Year | 38.7 | 25% | 29.025
1962 | NOTIFIER By Honeywell - Fire Alarm | STI9625 | STI BEAM DETECTOR GUARD; USE WITH 6424 | Each | N/A | 1-Year | 136.9 | 25% | 102.675
1963 | NOTIFIER By Honeywell - Fire Alarm | STI9705 | WIRE GUARD, WHITE, SPECTRALERT ADVANCE ® WALL MOUNT AVS | Each | N/A | 1-Year | 44.9 | 25% | 33.675
1964 | NOTIFIER By Honeywell - Fire Alarm | STI9705-R | WIRE GUARD, RED, SPECTRALERT ADVANCE ® WALL MOUNT AVS | Each | N/A | 1-Year | 44.9 | 25% | 33.675
1965 | NOTIFIER By Honeywell - Fire Alarm | STI9706 | STI PROJECTED BEAM DETECTOR GUARD; USE WITH BEAM SERIES. | Each | N/A | 1-Year | 87.8 | 25% | 65.85
1966 | NOTIFIER By Honeywell - Fire Alarm | STI9707 | STEEL WEB STOPPER, SURFACE MOUNT (DETECTOR MOUNTED ON BACKBOX), USE WITH PROJECTED BEAM DETECTOR, (FSB200, FSB200S, BEAM1224, AND BEAM1224S) | Each | N/A | 1-Year | 87.8 | 25% | 65.85
1967 | NOTIFIER By Honeywell - Fire Alarm | STI9708 | WIRE GUARD, WHITE, SPECTRALERT ADVANCE ® WALL MOUNT AVS | Each | N/A | 1-Year | 53.3 | 25% | 39.975
1968 | NOTIFIER By Honeywell - Fire Alarm | STI9708-R | WIRE GUARD, RED, SPECTRALERT ADVANCE ® WALL MOUNT AVS | Each | N/A | 1-Year | 53.3 | 25% | 39.975
1969 | NOTIFIER By Honeywell - Fire Alarm | STI9711 | WIRE GUARD, WHITE, SPECTRALERT ADVANCE ® CEILING MOUNT AVS | Each | N/A | 1-Year | 44.9 | 25% | 33.675
1970 | NOTIFIER By Honeywell - Fire Alarm | STI9713 | STEEL WEB STOPPER FOR PHOTOELECTRIC SMOKE DETECTOR | Each | N/A | 1-Year | 53.3 | 25% | 39.975
1971 | NOTIFIER By Honeywell - Fire Alarm | STI9714 | WIRE GUARD, WHITE, SPECTRALERT ADVANCE ® CEILING MOUNT AVS | Each | N/A | 1-Year | 53.3 | 25% | 39.975
1972 | NOTIFIER By Honeywell - Fire Alarm | EF060604-O | FIBERGLASS ENCLOSURE OPAQUE 6X6X4 | Each | N/A | 1-Year | 103.95 | 25% | 77.9625
1973 | NOTIFIER By Honeywell - Fire Alarm | EF060604-W | FIBERGLASS ENCLOSURE OPAQUE WITH WINDOW 6X6X4 | Each | N/A | 1-Year | 145.8 | 25% | 109.35
1974 | NOTIFIER By Honeywell - Fire Alarm | EF080604-O | FIBERGLASS ENCLOSURE OPAQUE 8X6X4 | Each | N/A | 1-Year | 106.65 | 25% | 79.9875
1975 | NOTIFIER By Honeywell - Fire Alarm | EF080604-W | FIBERGLASS ENCLOSURE OPAQUE WITH WINDOW 8X6X4 | Each | N/A | 1-Year | 147.15 | 25% | 110.3625
1976 | NOTIFIER By Honeywell - Fire Alarm | EF080804-O | FIBERGLASS ENCLOSURE OPAQUE 8X8X4 | Each | N/A | 1-Year | 110.7 | 25% | 83.025
1977 | NOTIFIER By Honeywell - Fire Alarm | EF080804-W | FIBERGLASS ENCLOSURE OPAQUE WITH WINDOW 8X8X4 | Each | N/A | 1-Year | 175.5 | 25% | 131.625
1978 | NOTIFIER By Honeywell - Fire Alarm | EF100806-O | FIBERGLASS ENCLOSURE OPAQUE 10X8X6 | Each | N/A | 1-Year | 117.45 | 25% | 88.0875
1979 | NOTIFIER By Honeywell - Fire Alarm | EF100806-W | FIBERGLASS ENCLOSURE OPAQUE WITH WINDOW 10X8X6 | Each | N/A | 1-Year | 174.15 | 25% | 130.6125
1980 | NOTIFIER By Honeywell - Fire Alarm | EF121006-O | FIBERGLASS ENCLOSURE OPAQUE 12X10X6 | Each | N/A | 1-Year | 128.25 | 25% | 96.1875
1981 | NOTIFIER By Honeywell - Fire Alarm | EF121006-W | FIBERGLASS ENCLOSURE OPAQUE WITH WINDOW 12X10X6 | Each | N/A | 1-Year | 191.7 | 25% | 143.775
1982 | NOTIFIER By Honeywell - Fire Alarm | EF141206-O | FIBERGLASS ENCLOSURE OPAQUE 14X12X6 | Each | N/A | 1-Year | 159.3 | 25% | 119.475
1983 | NOTIFIER By Honeywell - Fire Alarm | EF141206-W | FIBERGLASS ENCLOSURE OPAQUE WITH WINDOW 14X12X6 | Each | N/A | 1-Year | 259.2 | 25% | 194.4
1984 | NOTIFIER By Honeywell - Fire Alarm | EF141208-O | FIBERGLASS ENCLOSURE OPAQUE 14X12X8 | Each | N/A | 1-Year | 174.15 | 25% | 130.6125
1985 | NOTIFIER By Honeywell - Fire Alarm | EF141208-W | FIBERGLASS ENCLOSURE OPAQUE WITH WINDOW 14X12X8 | Each | N/A | 1-Year | 336.15 | 25% | 252.1125
1986 | NOTIFIER By Honeywell - Fire Alarm | EF161408-O | FIBERGLASS ENCLOSURE OPAQUE 16X14X8 | Each | N/A | 1-Year | 187.65 | 25% | 140.7375
1987 | NOTIFIER By Honeywell - Fire Alarm | EF161408-W | FIBERGLASS ENCLOSURE OPAQUE WITH WINDOW 16X14X8 | Each | N/A | 1-Year | 346.95 | 25% | 260.2125
1988 | NOTIFIER By Honeywell - Fire Alarm | EF181610-O | FIBERGLASS ENCLOSURE OPAQUE 18X16X10 | Each | N/A | 1-Year | 229.5 | 25% | 172.125
1989 | NOTIFIER By Honeywell - Fire Alarm | EF181610-W | FIBERGLASS ENCLOSURE OPAQUE WITH WINDOW 18X16X10 | Each | N/A | 1-Year | 357.75 | 25% | 268.3125
1990 | NOTIFIER By Honeywell - Fire Alarm | EF201610-O | FIBERGLASS ENCLOSURE OPAQUE 20X16X10 | Each | N/A | 1-Year | 346.95 | 25% | 260.2125
1991 | NOTIFIER By Honeywell - Fire Alarm | EF201610-W | FIBERGLASS ENCLOSURE OPAQUE WITH WINDOW 20X16X10 | Each | N/A | 1-Year | 531.9 | 25% | 398.925
1992 | NOTIFIER By Honeywell - Fire Alarm | EP060605-O | POLYCARBONATE ENCLOSURE OPAQUE 6X6X5 | Each | N/A | 1-Year | 68.85 | 25% | 51.6375
1993 | NOTIFIER By Honeywell - Fire Alarm | EP060605-T | POLYCARBONATE ENCLOSURE TINTED 6X6X5 | Each | N/A | 1-Year | 78.3 | 25% | 58.725
1994 | NOTIFIER By Honeywell - Fire Alarm | EP080605-O | POLYCARBONATE ENCLOSURE OPAQUE 8X6X5 | Each | N/A | 1-Year | 72.9 | 25% | 54.675
1995 | NOTIFIER By Honeywell - Fire Alarm | EP080605-T | POLYCARBONATE ENCLOSURE TINTED 8X6X5 | Each | N/A | 1-Year | 81 | 25% | 60.75
1996 | NOTIFIER By Honeywell - Fire Alarm | EP080805-O | POLYCARBONATE ENCLOSURE OPAQUE 8X8X5 | Each | N/A | 1-Year | 76.95 | 25% | 57.7125
1997 | NOTIFIER By Honeywell - Fire Alarm | EP080805-T | POLYCARBONATE ENCLOSURE TINTED 8X8X5 | Each | N/A | 1-Year | 86.4 | 25% | 64.8
1998 | NOTIFIER By Honeywell - Fire Alarm | EP100806-O | POLYCARBONATE ENCLOSURE OPAQUE 10X8X6 | Each | N/A | 1-Year | 78.3 | 25% | 58.725
1999 | NOTIFIER By Honeywell - Fire Alarm | EP100806-T | POLYCARBONATE ENCLOSURE TINTED 10X8X6 | Each | N/A | 1-Year | 97.2 | 25% | 72.9
2000 | NOTIFIER By Honeywell - Fire Alarm | EP100807-O | POLYCARBONATE ENCLOSURE OPAQUE 10X8X7 | Each | N/A | 1-Year | 83.7 | 25% | 62.775
2001 | NOTIFIER By Honeywell - Fire Alarm | EP100807-T | POLYCARBONATE ENCLOSURE TINTED 10X8X7 | Each | N/A | 1-Year | 101.25 | 25% | 75.9375
2002 | NOTIFIER By Honeywell - Fire Alarm | EP101006-O | POLYCARBONATE ENCLOSURE OPAQUE 10X10X6 | Each | N/A | 1-Year | 89 | 25% | 66.75
2003 | NOTIFIER By Honeywell - Fire Alarm | EP101006-T | POLYCARBONATE ENCLOSURE TINTED 10X10X6 | Each | N/A | 1-Year | 106.65 | 25% | 79.9875
2004 | NOTIFIER By Honeywell - Fire Alarm | EP121007-O | POLYCARBONATE ENCLOSURE OPAQUE 12X10X7 | Each | N/A | 1-Year | 90.45 | 25% | 67.8375
2005 | NOTIFIER By Honeywell - Fire Alarm | EP121007-T | POLYCARBONATE ENCLOSURE TINTED 12X10X7 | Each | N/A | 1-Year | 108 | 25% | 81
2006 | NOTIFIER By Honeywell - Fire Alarm | EP141207-O | POLYCARBONATE ENCLOSURE OPAQUE 14X12X7 | Each | N/A | 1-Year | 112.05 | 25% | 84.0375
2007 | NOTIFIER By Honeywell - Fire Alarm | EP141207-T | POLYCARBONATE ENCLOSURE TINTED 14X12X7 | Each | N/A | 1-Year | 147.15 | 25% | 110.3625
2008 | NOTIFIER By Honeywell - Fire Alarm | EP161409-O | POLYCARBONATE ENCLOSURE OPAQUE 16X14X9 | Each | N/A | 1-Year | 126.9 | 25% | 95.175
2009 | NOTIFIER By Honeywell - Fire Alarm | EP161409-T | POLYCARBONATE ENCLOSURE TINTED 16X14X9 | Each | N/A | 1-Year | 182.25 | 25% | 136.6875
2010 | NOTIFIER By Honeywell - Fire Alarm | EP181604-O | POLYCARBONATE ENCLOSURE OPAQUE 18X16X5 | Each | N/A | 1-Year | 144.45 | 25% | 108.3375
2011 | NOTIFIER By Honeywell - Fire Alarm | EP181604-T | POLYCARBONATE ENCLOSURE TINTED 18X16X5 | Each | N/A | 1-Year | 198.45 | 25% | 148.8375
2012 | NOTIFIER By Honeywell - Fire Alarm | EP181611-O | POLYCARBONATE ENCLOSURE OPAQUE 18X16X11 | Each | N/A | 1-Year | 168.75 | 25% | 126.5625
2013 | NOTIFIER By Honeywell - Fire Alarm | EP181611-T | POLYCARBONATE ENCLOSURE TINTED 18X16X11 | Each | N/A | 1-Year | 232.2 | 25% | 174.15
2014 | NOTIFIER By Honeywell - Fire Alarm | EP201608-O | POLYCARBONATE ENCLOSURE OPAQUE 20X16X9 | Each | N/A | 1-Year | 288.9 | 25% | 216.675
2015 | NOTIFIER By Honeywell - Fire Alarm | EP201608-T | POLYCARBONATE ENCLOSURE TINTED 20X16X9 | Each | N/A | 1-Year | 303.75 | 25% | 227.8125
2016 | NOTIFIER By Honeywell - Fire Alarm | EP242410-O | POLYCARBONATE ENCLOSURE OPAQUE 24X24X10 | Each | N/A | 1-Year | 453.6 | 25% | 340.2
2017 | NOTIFIER By Honeywell - Fire Alarm | EP242410-T | POLYCARBONATE ENCLOSURE TINTED 24X24X10 | Each | N/A | 1-Year | 531.56 | 25% | 398.67
2018 | NOTIFIER By Honeywell - Fire Alarm | 10-3995 | SWIVEL MOUNT FOR 30-2056E. [NOT FM OR CSFM LISTED] | Each | N/A | 1-Year | 832.9 | 25% | 624.675
2019 | NOTIFIER By Honeywell - Fire Alarm | 30-2021-24 | FLAME DETECTOR, UV, 24 VDC [NOT FM OR CSFM LISTED] | Each | N/A | 1-Year | 2815.2 | 25% | 2111.4
2020 | NOTIFIER By Honeywell - Fire Alarm | 30-2021E-24 | EXPLOSION-PROOF, UV, 24 VDC [NOT FM OR CSFM LISTED] | Each | N/A | 1-Year | 5621.1 | 25% | 4215.825
2021 | NOTIFIER By Honeywell - Fire Alarm | 30-2056B | EXPLOSION PROOF, IR, 24 VDC [NOT FM OR CSFM LISTED] | Each | N/A | 1-Year | 6244.9 | 25% | 4683.675
2022 | NOTIFIER By Honeywell - Fire Alarm | 30-3013 | EXPLOSION PROOF, PHOTOELECTRIC SMOKE DETECTOR, 3/4 NPT, RELAY 0-20 MA, LATCH | Each | N/A | 1-Year | 4238.5 | 25% | 3178.875
2023 | NOTIFIER By Honeywell - Fire Alarm | Q3013D-010 | DUCT MOUNT KIT FOR 30-3013, 10 FT INLET TUBE. DOES NOT INCLUDE THE 30-3013 SMOKE DETECTOR, NEEDS TO BE ORDERED SEPARATELY. | Each | N/A | 1-Year | 1254 | 25% | 940.5
2024 | NOTIFIER By Honeywell - Fire Alarm | Q3013D-1 | DUCT MOUNT KIT FOR 30-3013, 1 FT INLET TUBE.DOES NOT INCLUDE THE 30-3013 SMOKE DETECTOR, NEEDS TO BE ORDERED SEPARATELY. | Each | N/A | 1-Year | 1254 | 25% | 940.5
2025 | NOTIFIER By Honeywell - Fire Alarm | Q3013D-3 | DUCT MOUNT KIT FOR 30-3013, 3 FT INLET TUBE.DOES NOT INCLUDE THE 30-3013 SMOKE DETECTOR, NEEDS TO BE ORDERED SEPARATELY. | Each | N/A | 1-Year | 1254 | 25% | 940.5
2026 | NOTIFIER By Honeywell - Fire Alarm | Q3013D-6 | DUCT MOUNT KIT FOR 30-3013, 6 FT INLET TUBE.DOES NOT INCLUDE THE 30-3013 SMOKE DETECTOR, NEEDS TO BE ORDERED SEPARATELY. | Each | N/A | 1-Year | 1254 | 25% | 940.5
2027 | NOTIFIER By Honeywell - Fire Alarm | 11337-L9 | IR-F9 CALIBRATION KIT FOR USE WITH 58/103L CYLINDERS | Each | N/A | 1-Year | 279 | 25% | 209.25
2028 | NOTIFIER By Honeywell - Fire Alarm | 129570-L3 | S301D2COMB - COMBUSTIBLE EXPLOSION PROOF SENSOR - (GAIN 1.0-1.3 / METHANE) | Each | N/A | 1-Year | 728.4 | 25% | 546.3
2029 | NOTIFIER By Honeywell - Fire Alarm | 1309-0071 | E3PT-CAGE - PROTECTIVE WIRE GUARD FOR E³POINT | Each | N/A | 1-Year | 95.1 | 25% | 71.325
2030 | NOTIFIER By Honeywell - Fire Alarm | 1309A0035 | E3H2S - HYDROGEN SULFIDE (H2S); -40° TO 50°C (-40° TO 122°F) | Each | N/A | 1-Year | 261.3 | 25% | 195.975
2031 | NOTIFIER By Honeywell - Fire Alarm | 1309A0036 | E302 - OXYGEN (O2); -40° TO 50°C (-40° TO 122°F) | Each | N/A | 1-Year | 261.3 | 25% | 195.975
2032 | NOTIFIER By Honeywell - Fire Alarm | 1309A0037 | E3NO2 - NITROGEN DIOXIDE (NO2); -40° TO 50°C (-40° TO 122°F) | Each | N/A | 1-Year | 261.3 | 25% | 195.975
2033 | NOTIFIER By Honeywell - Fire Alarm | 1309A0038 | E3SCO - CARBON MONOXIDE (CO); -20° TO 50°C (-4° TO 122°F) | Each | N/A | 1-Year | 145.3 | 25% | 108.975
2034 | NOTIFIER By Honeywell - Fire Alarm | 1309A0039 | E3H2 - HYDROGEN (H2); -40° TO 50°C (-40° TO 122°F) | Each | N/A | 1-Year | 261.3 | 25% | 195.975
2035 | NOTIFIER By Honeywell - Fire Alarm | 1309A0040 | E3M - METHANE (CH4); -40° TO 50°C (-40° TO 122°F) | Each | N/A | 1-Year | 261.3 | 25% | 195.975
2036 | NOTIFIER By Honeywell - Fire Alarm | 1309A0041 | E3P - PROPANE (C3H8); -40° TO 50°C (-40° TO 122°F) | Each | N/A | 1-Year | 261.3 | 25% | 195.975
2037 | NOTIFIER By Honeywell - Fire Alarm | 1309A0042 | E3SA - E³POINT WITHOUT SENSOR, WALL MOUNT, ANALOG, 24VAC/DC | Each | N/A | 1-Year | 365.8 | 25% | 274.35
2038 | NOTIFIER By Honeywell - Fire Alarm | 1309A0043 | E3SAH - E³POINT WITHOUT SENSOR, WALL MOUNT, ANALOG, 120VAC | Each | N/A | 1-Year | 433.7 | 25% | 325.275
2039 | NOTIFIER By Honeywell - Fire Alarm | 1309A0047 | E3SM - E³POINT WITHOUT SENSOR, WALL MOUNT, MODBUS/BACNET, 24VAC/DC | Each | N/A | 1-Year | 438.9 | 25% | 329.175
2040 | NOTIFIER By Honeywell - Fire Alarm | 1309A0049 | E3DA - E³POINT WITHOUT SENSOR, DUCT MOUNT, ANALOG, 24VAC/DC | Each | N/A | 1-Year | 615.5 | 25% | 461.625
2041 | NOTIFIER By Honeywell - Fire Alarm | 1309A0056 | E3SRMO2 - E³POINT REMOTE SENSOR, OXYGEN (O2) | Each | N/A | 1-Year | 310.4 | 25% | 232.8
2042 | NOTIFIER By Honeywell - Fire Alarm | 1309A0057 | E3SRMNO2 - E³POINT REMOTE SENSOR, NITROGEN DIOXIDE (NO2) | Each | N/A | 1-Year | 310.4 | 25% | 232.8
2043 | NOTIFIER By Honeywell - Fire Alarm | 1309A0058 | E3SRMH2S - E³POINT REMOTE SENSOR, HYDROGEN SULFIDE (H2S) | Each | N/A | 1-Year | 310.4 | 25% | 232.8
2044 | NOTIFIER By Honeywell - Fire Alarm | 1309A0059 | E3SRMH2 - E³POINT REMOTE SENSOR, HYDROGEN (H2) | Each | N/A | 1-Year | 310.4 | 25% | 232.8
2045 | NOTIFIER By Honeywell - Fire Alarm | 1309A0060 | E3SRMCO - E³POINT REMOTE SENSOR, CARBON MONOXIDE (CO) | Each | N/A | 1-Year | 310.4 | 25% | 232.8
2046 | NOTIFIER By Honeywell - Fire Alarm | 1309A0061 | E3SRMM - E³POINT REMOTE SENSOR, METHANE (CH4) | Each | N/A | 1-Year | 310.4 | 25% | 232.8
2047 | NOTIFIER By Honeywell - Fire Alarm | 1309A0062 | E3SRMP - E³POINT REMOTE SENSOR, PROPANE (C3H8) | Each | N/A | 1-Year | 310.4 | 25% | 232.8
2048 | NOTIFIER By Honeywell - Fire Alarm | 1309K0002 | CAL KIT 58-103L CYLINDERS (ALL PRODUCTS EXCEPT SQN8X, IR-F9 & XCD) | Each | N/A | 1-Year | 664.6 | 25% | 498.45
2049 | NOTIFIER By Honeywell - Fire Alarm | 1309K0003 | ECLAB - SPLASH GUARD ENCLOSURE | Each | N/A | 1-Year | 148.4 | 25% | 111.3
2050 | NOTIFIER By Honeywell - Fire Alarm | 301-ADI | 301-ADI ANALOG DIGITAL INPUT CONVERTER (4-20MA TO MODBUS RS-485) | Each | N/A | 1-Year | 1320.9 | 25% | 990.675
2051 | NOTIFIER By Honeywell - Fire Alarm | 301-C | 301C CONTROLLER, PLASTIC ENCLOSURE | Each | N/A | 1-Year | 1343.9 | 25% | 1007.925
2052 | NOTIFIER By Honeywell - Fire Alarm | 301-C-DLC | 301C CONTROLLER, WITH DATALOGGER, PLASTIC ENCLOSURE | Each | N/A | 1-Year | 1784.9 | 25% | 1338.675
2053 | NOTIFIER By Honeywell - Fire Alarm | 301-EM-US3 | 301-EM CONTROLLER TYPE 3 US | Each | N/A | 1-Year | 1477.6 | 25% | 1108.2
2054 | NOTIFIER By Honeywell - Fire Alarm | 301-R8-FS | 301-R8 RELAY MODULE WITH 8 RELAYS, FAILSAFE | Each | N/A | 1-Year | 437.9 | 25% | 328.425
2055 | NOTIFIER By Honeywell - Fire Alarm | 420-I | 420I DIGITAL ANALOG OUTPUT CONVERTER. MODBUS RS-485 TO 4-20MA | Each | N/A | 1-Year | 728.4 | 25% | 546.3
2056 | NOTIFIER By Honeywell - Fire Alarm | 998-012-001 | CH4 (25% LEL), AIR BALANCE, 103 L | Each | N/A | 1-Year | 196.5 | 25% | 147.375
2057 | NOTIFIER By Honeywell - Fire Alarm | AAY80-390 | GAS SENSOR O2 4OXV | Each | N/A | 1-Year | 228.9 | 25% | 171.675
2058 | NOTIFIER By Honeywell - Fire Alarm | ALTV248600UL | 8 OUTPUT VAC POWER SUPPLY. 24VAC@25A OR 28VAC@20A. UL/CUL. | Each | N/A | 1-Year | 386.7 | 25% | 290.025
2059 | NOTIFIER By Honeywell - Fire Alarm | EC-FX-NH3-HR | EC-FX REPLACEMENT NH3 CELL 0-500/1000PPM | Each | N/A | 1-Year | 438.9 | 25% | 329.175
2060 | NOTIFIER By Honeywell - Fire Alarm | GFV213 | NH3 (25 PPM), N2 BALANCE, 58 L | Each | N/A | 1-Year | 450.4 | 25% | 337.8
2061 | NOTIFIER By Honeywell - Fire Alarm | GFV543 | HFO-1234YF (500 PPM), N2 BALANCE, 103 L | Each | N/A | 1-Year | 196.5 | 25% | 147.375
2062 | NOTIFIER By Honeywell - Fire Alarm | GFV544 | HFO-1234YF (1000 PPM), N2 BALANCE, 103 L | Each | N/A | 1-Year | 196.5 | 25% | 147.375
2063 | NOTIFIER By Honeywell - Fire Alarm | GFV545 | HFO-1234YF (3000 PPM), N2 BALANCE, 103 L | Each | N/A | 1-Year | 196.5 | 25% | 147.375
2064 | NOTIFIER By Honeywell - Fire Alarm | M-500975 | CH4 (1% / 20% LEL), AIR BALANCE, 103 L | Each | N/A | 1-Year | 196.5 | 25% | 147.375
2065 | NOTIFIER By Honeywell - Fire Alarm | M-500976 | H2 (1% / 20% LEL), AIR BALANCE, 103 L | Each | N/A | 1-Year | 196.5 | 25% | 147.375
2066 | NOTIFIER By Honeywell - Fire Alarm | M-500988 | CO (200 PPM), N2 BALANCE, 103 L | Each | N/A | 1-Year | 196.5 | 25% | 147.375
2067 | NOTIFIER By Honeywell - Fire Alarm | M-501008 | AIR, AIR BALANCE, 103 L | Each | N/A | 1-Year | 196.5 | 25% | 147.375
2068 | NOTIFIER By Honeywell - Fire Alarm | M-501046 | H2S (25 PPM), N2 BALANCE, 58 L | Each | N/A | 1-Year | 221.5 | 25% | 166.125
2069 | NOTIFIER By Honeywell - Fire Alarm | M-501052 | CL2 (5 PPM), N2 BALANCE, 58 L | Each | N/A | 1-Year | 268.6 | 25% | 201.45
2070 | NOTIFIER By Honeywell - Fire Alarm | M-501054 | NO2 (5 PPM), N2 BALANCE, 58 L | Each | N/A | 1-Year | 409.6 | 25% | 307.2
2071 | NOTIFIER By Honeywell - Fire Alarm | M-501055 | SO2 (5 PPM), N2 BALANCE, 58 L | Each | N/A | 1-Year | 221.5 | 25% | 166.125
2072 | NOTIFIER By Honeywell - Fire Alarm | M-501062 | CAL KIT TUBING 6 FT. 1/8 I.D X 1/4 O.D FOR SQN8X | Each | N/A | 1-Year | 6.3 | 25% | 4.725
2073 | NOTIFIER By Honeywell - Fire Alarm | M-501080 | CALIBRATION CUP FOR S301D2, 201T, 201M | Each | N/A | 1-Year | 13.6 | 25% | 10.2
2074 | NOTIFIER By Honeywell - Fire Alarm | M-503380 | VA201TA50 - TRANSFORMER 50 VA | Each | N/A | 1-Year | 52.3 | 25% | 39.225
2075 | NOTIFIER By Honeywell - Fire Alarm | M-507700 | C3H8 (20% LEL), AIR BALANCE, 103 L | Each | N/A | 1-Year | 196.5 | 25% | 147.375
2076 | NOTIFIER By Honeywell - Fire Alarm | M-600400 | PS-24-150-N12 - 24 VAC/VDC POWER SUPPLY, 6.5A UL APPROVED | Each | N/A | 1-Year | 389.8 | 25% | 292.35
2077 | NOTIFIER By Honeywell - Fire Alarm | M-700051 | IR-F9-R407A-0/500-COM, R407A 0/500 PPM, COMMERCIAL ENCLOSURE CARB COMPLIANT | Each | N/A | 1-Year | 1409.7 | 25% | 1057.275
2078 | NOTIFIER By Honeywell - Fire Alarm | M-700144 | DEMAND FLOW REGULATOR 58-103L CYLINDERS, 0-3LPM FOR SQN8X | Each | N/A | 1-Year | 334.4 | 25% | 250.8
2079 | NOTIFIER By Honeywell - Fire Alarm | M-700265 | IR-F9-HFO1234YF-0/1000-COM, HFO1234YF 0/500 PPM, COMMERCIAL ENCLOSURE CARB COMPLIANT | Each | N/A | 1-Year | 1409.7 | 25% | 1057.275
2080 | NOTIFIER By Honeywell - Fire Alarm | M-700270 | IR-F9-HFO1234YF-0/1000-COM, HFO1234YF 0/1000 PPM, COMMERCIAL ENCLOSURE | Each | N/A | 1-Year | 1409.7 | 25% | 1057.275
2081 | NOTIFIER By Honeywell - Fire Alarm | M-700275 | IR-F9-HFO1234YF-0/1000-COM, HFO1234YF 0/3000 PPM, COMMERCIAL ENCLOSURE | Each | N/A | 1-Year | 1409.7 | 25% | 1057.275
2082 | NOTIFIER By Honeywell - Fire Alarm | S301-IRF-R11 | 301-IRFS-R11 REFRIGERANT GAS SENSOR | Each | N/A | 1-Year | 1559.1 | 25% | 1169.325
2083 | NOTIFIER By Honeywell - Fire Alarm | S301-IRF-R123 | 301-IRFS-R123 REFRIGERANT GAS SENSOR | Each | N/A | 1-Year | 1559.1 | 25% | 1169.325
2084 | NOTIFIER By Honeywell - Fire Alarm | S301-IRF-R125 | 301-IRFS-R125 REFRIGERANT GAS SENSOR | Each | N/A | 1-Year | 1559.1 | 25% | 1169.325
2085 | NOTIFIER By Honeywell - Fire Alarm | S301-IRF-R134A | 301-IRFS-R134A REFRIGERANT GAS SENSOR | Each | N/A | 1-Year | 1559.1 | 25% | 1169.325
2086 | NOTIFIER By Honeywell - Fire Alarm | S301-IRF-R22 | 301-IRFS-R22 REFRIGERANT GAS SENSOR | Each | N/A | 1-Year | 1559.1 | 25% | 1169.325
2087 | NOTIFIER By Honeywell - Fire Alarm | S301-IRF-R404A | 301-IRFS-R404A REFRIGERANT GAS SENSOR | Each | N/A | 1-Year | 1559.1 | 25% | 1169.325
2088 | NOTIFIER By Honeywell - Fire Alarm | S301-IRF-R407C | 301-IRFS-R407C REFRIGERANT GAS SENSOR | Each | N/A | 1-Year | 1559.1 | 25% | 1169.325
2089 | NOTIFIER By Honeywell - Fire Alarm | S301-IRF-R410A | 301-IRFS-R410A REFRIGERANT GAS SENSOR | Each | N/A | 1-Year | 1559.1 | 25% | 1169.325
2090 | NOTIFIER By Honeywell - Fire Alarm | S301-IRF-R4310 | 301-IRFS-R4310 REFRIGERANT GAS SENSOR | Each | N/A | 1-Year | 1559.1 | 25% | 1169.325
2091 | NOTIFIER By Honeywell - Fire Alarm | S301-IRF-R507A | 301-IRFS-R507A REFRIGERANT GAS SENSOR | Each | N/A | 1-Year | 1559.1 | 25% | 1169.325
2092 | NOTIFIER By Honeywell - Fire Alarm | SPLCB3BARCXNZZ | SPXCL-BT-CO2 5000PPM-MA/RLY-CHR | Each | N/A | 1-Year | 500 | 25% | 375
2093 | NOTIFIER By Honeywell - Fire Alarm | SPLCB3BARWXNZZ | SPXCL-BT-CO2 5000PPM-MA/RLY-WHT | Each | N/A | 1-Year | 500 | 25% | 375
2094 | NOTIFIER By Honeywell - Fire Alarm | SPLCB3BAXCXNZZ | SPXCL-BT-CO2 5000PPM-MA-CHR | Each | N/A | 1-Year | 475 | 25% | 356.25
2095 | NOTIFIER By Honeywell - Fire Alarm | SPLCB3BAXWXNZZ | SPXCL-BT-CO2 5000PPM-MA-WHT | Each | N/A | 1-Year | 475 | 25% | 356.25
2096 | NOTIFIER By Honeywell - Fire Alarm | SPLCB3BMXCXNZZ | SPXCL-BT-CO2 5000PPM-MODBUS-CHR | Each | N/A | 1-Year | 550 | 25% | 412.5
2097 | NOTIFIER By Honeywell - Fire Alarm | SPLCB3BMXWXNZZ | SPXCL-BT-CO2 5000PPM-MODBUS-WHT | Each | N/A | 1-Year | 550 | 25% | 412.5
2098 | NOTIFIER By Honeywell - Fire Alarm | SPLCB4BARCXNZZ | SPXCL-BT-CO2 5.0%VOL-MA/RLY-CHR | Each | N/A | 1-Year | 500 | 25% | 375
2099 | NOTIFIER By Honeywell - Fire Alarm | SPLCB4BARWXNZZ | SPXCL-BT-CO2 5.0%VOL-MA/RLY-WHT | Each | N/A | 1-Year | 500 | 25% | 375
2100 | NOTIFIER By Honeywell - Fire Alarm | SPLCB4BAXCXNZZ | SPXCL-BT-CO2 5.0%VOL-MA-CHR | Each | N/A | 1-Year | 475 | 25% | 356.25
2101 | NOTIFIER By Honeywell - Fire Alarm | SPLCB4BAXWXNZZ | SPXCL-BT-CO2 5.0%VOL-MA-WHT | Each | N/A | 1-Year | 475 | 25% | 356.25
2102 | NOTIFIER By Honeywell - Fire Alarm | SPLCB4BMXCXNZZ | SPXCL-BT-CO2 5.0%VOL-MODBUS-CHR | Each | N/A | 1-Year | 550 | 25% | 412.5
2103 | NOTIFIER By Honeywell - Fire Alarm | SPLCB4BMXWXNZZ | SPXCL-BT-CO2 5.0%VOL-MODBUS-WHT | Each | N/A | 1-Year | 550 | 25% | 412.5
2104 | NOTIFIER By Honeywell - Fire Alarm | SPLCC1BARCXNZZ | SENSEPOINT XCL TRANSMITTER, SAFE AREA, IP65, CO, 4~20 MA, RELAY, CHARCOAL | Each | N/A | 1-Year | 470.3 | 25% | 352.725
2105 | NOTIFIER By Honeywell - Fire Alarm | SPLCC1BARWXNZZ | SENSEPOINT XCL TRANSMITTER, SAFE AREA, IP65, CO, 4~20 MA, RELAY, WHITE | Each | N/A | 1-Year | 470.3 | 25% | 352.725
2106 | NOTIFIER By Honeywell - Fire Alarm | SPLCC1BAXCXNZZ | SENSEPOINT XCL TRANSMITTER, SAFE AREA, IP65, CO, 4~20 MA, CHARCOAL | Each | N/A | 1-Year | 444.1 | 25% | 333.075
2107 | NOTIFIER By Honeywell - Fire Alarm | SPLCC1BAXWXNZZ | SENSEPOINT XCL TRANSMITTER, SAFE AREA, IP65, CO, 4~20 MA, WHITE | Each | N/A | 1-Year | 444.1 | 25% | 333.075
2108 | NOTIFIER By Honeywell - Fire Alarm | SPLCC1BMRCXNZZ | SENSEPOINT XCL TRANSMITTER, SAFE AREA, IP65, CO, MODBUS, RELAY, CHARCOAL | Each | N/A | 1-Year | 522.5 | 25% | 391.875
2109 | NOTIFIER By Honeywell - Fire Alarm | SPLCC1BMRWXNZZ | SENSEPOINT XCL TRANSMITTER, SAFE AREA, IP65, CO, MODBUS, RELAY, WHITE | Each | N/A | 1-Year | 522.5 | 25% | 391.875
2110 | NOTIFIER By Honeywell - Fire Alarm | SPLCC1BMXCXNZZ | SENSEPOINT XCL TRANSMITTER, SAFE AREA, IP65, CO, MODBUS, CHARCOAL | Each | N/A | 1-Year | 496.4 | 25% | 372.3
2111 | NOTIFIER By Honeywell - Fire Alarm | SPLCC1BMXWXNZZ | SENSEPOINT XCL TRANSMITTER, SAFE AREA, IP65, CO, MODBUS, WHITE | Each | N/A | 1-Year | 496.4 | 25% | 372.3
2112 | NOTIFIER By Honeywell - Fire Alarm | SPLCF5BARCXNZZ | SPXCL-BT-FL C3H8 100%LEL-MA/RLY-CHR | Each | N/A | 1-Year | 500 | 25% | 375
2113 | NOTIFIER By Honeywell - Fire Alarm | SPLCF5BAXCXNZZ | SPXCL-BT-FL C3H8 100%LEL-MA-CHR | Each | N/A | 1-Year | 475 | 25% | 356.25
2114 | NOTIFIER By Honeywell - Fire Alarm | SPLCF5BMRCXNZZ | SPXCL-BT-FL C3H8 100%LEL-MODBUS/RLY-CHR | Each | N/A | 1-Year | 575 | 25% | 431.25
2115 | NOTIFIER By Honeywell - Fire Alarm | SPLCF5BMXCXNZZ | SPXCL-BT-FL C3H8 100%LEL-MODBUS-CHR | Each | N/A | 1-Year | 550 | 25% | 412.5
2116 | NOTIFIER By Honeywell - Fire Alarm | SPLCF6BARCXNZZ | SENSEPOINT XCL TRANSMITTER, SAFE AREA, IP65, CH4 (CAT), 4~20 MA, RELAY, CHARCOAL | Each | N/A | 1-Year | 522.5 | 25% | 391.875
2117 | NOTIFIER By Honeywell - Fire Alarm | SPLCF6BARWXNZZ | SENSEPOINT XCL TRANSMITTER, SAFE AREA, IP65, CH4 (CAT), 4~20 MA, RELAY, WHITE | Each | N/A | 1-Year | 522.5 | 25% | 391.875
2118 | NOTIFIER By Honeywell - Fire Alarm | SPLCF6BAXCXNZZ | SENSEPOINT XCL TRANSMITTER, SAFE AREA, IP65, CH4 (CAT), 4~20 MA, CHARCOAL | Each | N/A | 1-Year | 496.4 | 25% | 372.3
2119 | NOTIFIER By Honeywell - Fire Alarm | SPLCF6BAXWXNZZ | SENSEPOINT XCL TRANSMITTER, SAFE AREA, IP65, CH4 (CAT), 4~20 MA, WHITE | Each | N/A | 1-Year | 496.4 | 25% | 372.3
2120 | NOTIFIER By Honeywell - Fire Alarm | SPLCF6BMRCXNZZ | SENSEPOINT XCL TRANSMITTER, SAFE AREA, IP65, CH4 (CAT), MODBUS, RELAY, CHARCOAL | Each | N/A | 1-Year | 600.9 | 25% | 450.675
2121 | NOTIFIER By Honeywell - Fire Alarm | SPLCF6BMRWXNZZ | SENSEPOINT XCL TRANSMITTER, SAFE AREA, IP65, CH4 (CAT), MODBUS, RELAY, WHITE | Each | N/A | 1-Year | 600.9 | 25% | 450.675
2122 | NOTIFIER By Honeywell - Fire Alarm | SPLCF6BMXCXNZZ | SENSEPOINT XCL TRANSMITTER, SAFE AREA, IP65, CH4 (CAT), MODBUS, CHARCOAL | Each | N/A | 1-Year | 574.8 | 25% | 431.1
2123 | NOTIFIER By Honeywell - Fire Alarm | SPLCF6BMXWXNZZ | SENSEPOINT XCL TRANSMITTER, SAFE AREA, IP65, CH4 (CAT), MODBUS, WHITE | Each | N/A | 1-Year | 574.8 | 25% | 431.1
2124 | NOTIFIER By Honeywell - Fire Alarm | SPLCG1BARCXNZZ | SENSEPOINT XCL TRANSMITTER, SAFE AREA, IP65, H2, 4~20 MA, RELAY, CHARCOAL | Each | N/A | 1-Year | 522.5 | 25% | 391.875
2125 | NOTIFIER By Honeywell - Fire Alarm | SPLCG1BAXCXNZZ | SENSEPOINT XCL TRANSMITTER, SAFE AREA, IP65, H2, 4~20 MA, CHARCOAL | Each | N/A | 1-Year | 496.4 | 25% | 372.3
2126 | NOTIFIER By Honeywell - Fire Alarm | SPLCG1BAXWXNZZ | SENSEPOINT XCL TRANSMITTER, SAFE AREA, IP65, H2, 4~20 MA, WHITE | Each | N/A | 1-Year | 496.4 | 25% | 372.3
2127 | NOTIFIER By Honeywell - Fire Alarm | SPLCG1BMRCXNZZ | SENSEPOINT XCL TRANSMITTER, SAFE AREA, IP65, H2, MODBUS, RELAY, CHARCOAL | Each | N/A | 1-Year | 600.9 | 25% | 450.675
2128 | NOTIFIER By Honeywell - Fire Alarm | SPLCG1BMXCXNZZ | SENSEPOINT XCL TRANSMITTER, SAFE AREA, IP65, H2, MODBUS, CHARCOAL | Each | N/A | 1-Year | 574.8 | 25% | 431.1
2129 | NOTIFIER By Honeywell - Fire Alarm | SPLCG1BMXWXNZZ | SENSEPOINT XCL TRANSMITTER, SAFE AREA, IP65, H2, MODBUS, WHITE | Each | N/A | 1-Year | 574.8 | 25% | 431.1
2130 | NOTIFIER By Honeywell - Fire Alarm | SPLCN1BARCXNZZ | SENSEPOINT XCL TRANSMITTER, SAFE AREA, IP65, NO2, 4~20 MA, RELAY, CHARCOAL | Each | N/A | 1-Year | 470.3 | 25% | 352.725
2131 | NOTIFIER By Honeywell - Fire Alarm | SPLCN1BMRCXNZZ | SENSEPOINT XCL TRANSMITTER, SAFE AREA, IP65, NO2, MODBUS, RELAY, CHARCOAL | Each | N/A | 1-Year | 522.5 | 25% | 391.875
2132 | NOTIFIER By Honeywell - Fire Alarm | SPLCN1BMXCXNZZ | SENSEPOINT XCL TRANSMITTER, SAFE AREA, IP65, NO2, MODBUS, CHARCOAL | Each | N/A | 1-Year | 475 | 25% | 356.25
2133 | NOTIFIER By Honeywell - Fire Alarm | SPLCO1BARCXNZZ | SENSEPOINT XCL TRANSMITTER, SAFE AREA, IP65, O2, 4~20 MA, RELAY, CHARCOAL | Each | N/A | 1-Year | 522.5 | 25% | 391.875
2134 | NOTIFIER By Honeywell - Fire Alarm | SPLCO1BARWXNZZ | SENSEPOINT XCL TRANSMITTER, SAFE AREA, IP65, O2, 4~20 MA, RELAY, WHITE | Each | N/A | 1-Year | 522.5 | 25% | 391.875
2135 | NOTIFIER By Honeywell - Fire Alarm | SPLCO1BAXCXNZZ | SENSEPOINT XCL TRANSMITTER, SAFE AREA, IP65, O2, 4~20 MA, CHARCOAL | Each | N/A | 1-Year | 496.4 | 25% | 372.3
2136 | NOTIFIER By Honeywell - Fire Alarm | SPLCO1BAXWXNZZ | SENSEPOINT XCL TRANSMITTER, SAFE AREA, IP65, O2, 4~20 MA, WHITE | Each | N/A | 1-Year | 522.5 | 25% | 391.875
2137 | NOTIFIER By Honeywell - Fire Alarm | SPLCO1BMRCXNZZ | SENSEPOINT XCL TRANSMITTER, SAFE AREA, IP65, O2, MODBUS, RELAY, CHARCOAL | Each | N/A | 1-Year | 600.9 | 25% | 450.675
2138 | NOTIFIER By Honeywell - Fire Alarm | SPLCO1BMRWXNZZ | SENSEPOINT XCL TRANSMITTER, SAFE AREA, IP65, O2, MODBUS, RELAY, WHITE | Each | N/A | 1-Year | 600.9 | 25% | 450.675
2139 | NOTIFIER By Honeywell - Fire Alarm | SPLCO1BMXCXNZZ | SENSEPOINT XCL TRANSMITTER, SAFE AREA, IP65, O2, MODBUS, CHARCOAL | Each | N/A | 1-Year | 574.8 | 25% | 431.1
2140 | NOTIFIER By Honeywell - Fire Alarm | SPLCO1BMXWXNZZ | SENSEPOINT XCL TRANSMITTER, SAFE AREA, IP65, O2, MODBUS, WHITE | Each | N/A | 1-Year | 574.8 | 25% | 431.1
2141 | NOTIFIER By Honeywell - Fire Alarm | SPLCONO2-BNDL-MA | CO/NO2 BUNDLE-SPXCL, 4~20MA, CHARCOAL | Each | N/A | 1-Year | 799.4 | 25% | 599.55
2142 | NOTIFIER By Honeywell - Fire Alarm | SPLCONO2-BNDL-MAR | CO/NO2 BUNDLE-SPXCL, 4~20MA, RELAY, CHARCOAL | Each | N/A | 1-Year | 846.5 | 25% | 634.875
2143 | NOTIFIER By Honeywell - Fire Alarm | SPLCONO2-BNDL-MB | CO/NO2 BUNDLE-SPXCL, MODBUS, CHARCOAL | Each | N/A | 1-Year | 893.5 | 25% | 670.125
2144 | NOTIFIER By Honeywell - Fire Alarm | SPLCONO2-BNDL-MBR | CO/NO2 BUNDLE-SPXCL, MODBUS, RELAY, CHARCOAL | Each | N/A | 1-Year | 940.5 | 25% | 705.375
2145 | NOTIFIER By Honeywell - Fire Alarm | SPXCLCAL | SPXCL CAL/FLOW CAP | Each | N/A | 1-Year | 26.1 | 25% | 19.575
2146 | NOTIFIER By Honeywell - Fire Alarm | SPXCLRGP | SPXCL GASSING PORT | Each | N/A | 1-Year | 15.7 | 25% | 11.775
2147 | NOTIFIER By Honeywell - Fire Alarm | SPXCLRLC1SS | SPXCL/XRL-SPARE CELL-CO | Each | N/A | 1-Year | 125.4 | 25% | 94.05
2148 | NOTIFIER By Honeywell - Fire Alarm | SPXCLRLG1SS | SPXCL/XRL-SPARE CELL-H2 | Each | N/A | 1-Year | 188.1 | 25% | 141.075
2149 | NOTIFIER By Honeywell - Fire Alarm | SPXCLRLN1SS | SPXCL/XRL-SPARE CELL-NO2 | Each | N/A | 1-Year | 125.4 | 25% | 94.05
2150 | NOTIFIER By Honeywell - Fire Alarm | SPXCLZZB3SS | SPXCL-REPLACEMENT SENSOR-CO2PPM | Each | N/A | 1-Year | 180 | 25% | 135
2151 | NOTIFIER By Honeywell - Fire Alarm | SPXCLZZB4SS | SPXCL-REPLACEMENT SENSOR-CO2%VOL | Each | N/A | 1-Year | 180 | 25% | 135
2152 | NOTIFIER By Honeywell - Fire Alarm | SPXCLZZF6SS | SPXCL-SPARE CELL-FLM CAT | Each | N/A | 1-Year | 188.1 | 25% | 141.075
2153 | NOTIFIER By Honeywell - Fire Alarm | SPXCLZZO1SS | SPXCL-SPARE CELL-O2 | Each | N/A | 1-Year | 188.1 | 25% | 141.075
2154 | NOTIFIER By Honeywell - Fire Alarm | TEST-1A | BUMP TEST KIT; INCLUDES BALLOON ADAPTER & QUAD GAS CYLINDER: H2S (40 PPM), CO (200 PPM), CH4 (2.5%), O2 (10%) | Each | N/A | 1-Year | 85.7 | 25% | 64.275
2155 | NOTIFIER By Honeywell - Fire Alarm | 002-3011-000 | CONSTANT-FLOW REGULATOR, 0.5 LITER/MIN (FEMALE THREADED REGULATOR: FOR USE WITH 34 LITER STEEL CYLINDER ONLY) | Each | N/A | 1-Year | 191.2 | 25% | 143.4
2156 | NOTIFIER By Honeywell - Fire Alarm | 02000-A-1642 | COLLECTING CONE (FOR USE WITH MPD, SENSEPOINT AND 705 SENSORS) | Each | N/A | 1-Year | 88.8 | 25% | 66.6
2157 | NOTIFIER By Honeywell - Fire Alarm | 029-5401-000 | ZONE 1 (IS) RUGGED SMART HAND-HELD (NORTH AMERICA) | Each | N/A | 1-Year | 1660.5 | 25% | 1245.375
2158 | NOTIFIER By Honeywell - Fire Alarm | 029-5402-000 | RUGGED SMART HAND-HELD (NORTH AMERICA) | Each | N/A | 1-Year | 803.6 | 25% | 602.7
2159 | NOTIFIER By Honeywell - Fire Alarm | 029-5403-000 | WALL CHARGER FOR SMART HAND-HELD (NORTH AMERICA) | Each | N/A | 1-Year | 42.8 | 25% | 32.1
2160 | NOTIFIER By Honeywell - Fire Alarm | 029-5410-000 | USB CABLE WITH INTEGRAL PROTECTION DEVICE (FOR IS SMART HAND-HELD) | Each | N/A | 1-Year | 107.6 | 25% | 80.7
2161 | NOTIFIER By Honeywell - Fire Alarm | 05704-A-0148 | 5704F FIRE STATUS PANEL | Each | N/A | 1-Year | 249.8 | 25% | 187.35
2162 | NOTIFIER By Honeywell - Fire Alarm | 081-0002-000 | KIT, LAMP CLEANING | Each | N/A | 1-Year | 53.3 | 25% | 39.975
2163 | NOTIFIER By Honeywell - Fire Alarm | 100440 | TUBING POLYPROPYLENE 1/4" OD X 3/16" ID (EXHAUST) (PRICE PER FT.) | Each | N/A | 1-Year | 3.1 | 25% | 2.325
2164 | NOTIFIER By Honeywell - Fire Alarm | 102599 | TUBING TEFLON® FEP 1/4" OD X 1/8" ID (SAMPLE INLET) (PRICE PER FT.) | Each | N/A | 1-Year | 10.5 | 25% | 7.875
2165 | NOTIFIER By Honeywell - Fire Alarm | 1283-1047 | DUCT MOUNT ADAPTOR ASSEMBLY (REQUIRES 1283-1084) | Each | N/A | 1-Year | 392.9 | 25% | 294.675
2166 | NOTIFIER By Honeywell - Fire Alarm | 1283-1084 | SENSEPOINT ADAPTOR INTERFACE KIT (REQUIRES 1283-1047) | Each | N/A | 1-Year | 222.6 | 25% | 166.95
2167 | NOTIFIER By Honeywell - Fire Alarm | 1991-0159 | H2 (500 PPM), AIR BALANCE, 103 L | Each | N/A | 1-Year | 125.4 | 25% | 94.05
2168 | NOTIFIER By Honeywell - Fire Alarm | 2029-INTERFACE-KIT | INTERFACE KIT FOR SS4 DETECTOR, WITH UNIVERSAL CHARGER | Each | N/A | 1-Year | 618.6 | 25% | 463.95
2169 | NOTIFIER By Honeywell - Fire Alarm | 20404-0200 | EXTRACTIVE MODULE FOR USE WITH ELECTROCHEMICAL SENSORS | Each | N/A | 1-Year | 865.3 | 25% | 648.975
2170 | NOTIFIER By Honeywell - Fire Alarm | 20408-0114 | PYROLYZER MODULE FOR SULFUR HEXAFLOURIDE (SF6) | Each | N/A | 1-Year | 1746.2 | 25% | 1309.65
2171 | NOTIFIER By Honeywell - Fire Alarm | 2104B2351 | HAND HELD INTERROGATOR UL CERTIFIED (4V0 SOFTWARE) FOR OPTIMA, OPTIMA PLUS AND EXCEL | Each | N/A | 1-Year | 1556 | 25% | 1167
2172 | NOTIFIER By Honeywell - Fire Alarm | 2104D5021 | ETHYLENE / LELM (STANDARD CALIBRATION) | Each | N/A | 1-Year | 0.1 | 25% | 0.075
2173 | NOTIFIER By Honeywell - Fire Alarm | 2106B1200 | 0-100% LEL M20 | Each | N/A | 1-Year | 371 | 25% | 278.25
2174 | NOTIFIER By Honeywell - Fire Alarm | 2106B1816 | HYDROGEN (H2) 0-1,000 PPM REPLACEMENT SENSOR | Each | N/A | 1-Year | 681.3 | 25% | 510.975
2175 | NOTIFIER By Honeywell - Fire Alarm | 2106B1817 | HYDROGEN (H2) 0-1,000 PPM SENSOR | Each | N/A | 1-Year | 681.3 | 25% | 510.975
2176 | NOTIFIER By Honeywell - Fire Alarm | 2106B1820 | SULFUR DIOXIDE (SO2) 0-15 PPM SENSOR | Each | N/A | 1-Year | 786.9 | 25% | 590.175
2177 | NOTIFIER By Honeywell - Fire Alarm | 2106B2312 | (ATEX) 3/4 NPT | Each | N/A | 1-Year | 557 | 25% | 417.75
2178 | NOTIFIER By Honeywell - Fire Alarm | 2108D0258 | OPTIMA PLUS GASSING COVER | Each | N/A | 1-Year | 150.5 | 25% | 112.875
2179 | NOTIFIER By Honeywell - Fire Alarm | 2108D0275 | OPTIMA PLUS DELUGE / HEAT SHADE | Each | N/A | 1-Year | 119.1 | 25% | 89.325
2180 | NOTIFIER By Honeywell - Fire Alarm | 2108D3001 | GAS TBL METHANE 100% LEL | Each | N/A | 1-Year | 0.1 | 25% | 0.075
2181 | NOTIFIER By Honeywell - Fire Alarm | 2108D3153 | BAND D (100% LEL FULL SCALE) | Each | N/A | 1-Year | 182.9 | 25% | 137.175
2182 | NOTIFIER By Honeywell - Fire Alarm | 2108D3170 | METHANE (CH4) (100% LEL FULL SCALE, 4.4 LEL %V/V) | Each | N/A | 1-Year | 0.1 | 25% | 0.075
2183 | NOTIFIER By Honeywell - Fire Alarm | 2108D3225 | ETHYLENE (C2H4) (100% LEL FULL SCALE, 2.7 LEL %V/V) | Each | N/A | 1-Year | 0.1 | 25% | 0.075
2184 | NOTIFIER By Honeywell - Fire Alarm | 2108D3228 | STYRENE (C8H8) (100% LEL FULL SCALE, 1.1 LEL %V/V) | Each | N/A | 1-Year | 182.9 | 25% | 137.175
2185 | NOTIFIER By Honeywell - Fire Alarm | 2108D3240 | ETHYLENE (C2H4) (100% LEL FULL SCALE, 2.3 LEL %V/V) | Each | N/A | 1-Year | 0.1 | 25% | 0.075
2186 | NOTIFIER By Honeywell - Fire Alarm | 2108N4100N | HYDROCARBON CALIBRATION, WITH DUST BARRIER, WEATHER HOUSING, DELUGE/HEAT SHADE, CONFIGURED AS CURRENT SOURCE OUTPUT | Each | N/A | 1-Year | 1597.8 | 25% | 1198.35
2187 | NOTIFIER By Honeywell - Fire Alarm | 2430-0021 | SENSEPOINT XCD RTD REMOTE JUNCTION BOX, 3 TERMINAL | Each | N/A | 1-Year | 194.4 | 25% | 145.8
2188 | NOTIFIER By Honeywell - Fire Alarm | 2992-0029 | CO2/AIR (1% V/V), 103 L (FOR XNX/XCD/S3K) | Each | N/A | 1-Year | 169.3 | 25% | 126.975
2189 | NOTIFIER By Honeywell - Fire Alarm | 500-0034-000 | CALIBRATION KIT CASE (NO GAS OR REGULATOR) HOLDS TWO 34 OR 58 LITER CYLINDERS | Each | N/A | 1-Year | 106.6 | 25% | 79.95
2190 | NOTIFIER By Honeywell - Fire Alarm | 600-0001-000 | ISOBUTYLENE, 50 PPM (BALANCE AIR), 34 LITER CYLINDER | Each | N/A | 1-Year | 84.6 | 25% | 63.45
2191 | NOTIFIER By Honeywell - Fire Alarm | 705CALKIT | CALIBRATION KIT FOR SENSEPOINT XCD RFD - INCLUDES TUBING, FLOW ADAPTOR, REGULATOR AND CARRYING CASE (998-100-004, 00780-A-0035, 998-100-012 (1.5LPM),998-100-003) | Each | N/A | 1-Year | 477.6 | 25% | 358.2
2192 | NOTIFIER By Honeywell - Fire Alarm | 780248 | END OF LINE PARTICULATE FILTER, DISPOSABLE | Each | N/A | 1-Year | 17.8 | 25% | 13.35
2193 | NOTIFIER By Honeywell - Fire Alarm | 9602-0205 | SATELLITE XT 4-20 MA/R | Each | N/A | 1-Year | 1878.9 | 25% | 1409.175
2194 | NOTIFIER By Honeywell - Fire Alarm | 9602-9710 | SULFUR HEXAFLUORIDE (SF6) 0 - 0.500 %V/V (FOR PYROLYZER ONLY) | Each | N/A | 1-Year | 155.7 | 25% | 116.775
2195 | NOTIFIER By Honeywell - Fire Alarm | 998-022-001 | CH4 (50% LEL), AIR BALANCE, 103 L | Each | N/A | 1-Year | 196.5 | 25% | 147.375
2196 | NOTIFIER By Honeywell - Fire Alarm | BP-1 | BACKPLANE FOR 1 CARD CONTROLLER FOR FS10 DETECTOR | Each | N/A | 1-Year | 389.8 | 25% | 292.35
2197 | NOTIFIER By Honeywell - Fire Alarm | FS10-R30 | COPPER-FREE ALUMINUM HOUSING INCL ALERT / FIRE EARLY WARNING RELAY, 30 FT SENSITIVITY (LATCHING ALERT & ALARM RELAYS | Each | N/A | 1-Year | 2154.8 | 25% | 1616.1
2198 | NOTIFIER By Honeywell - Fire Alarm | FS10-RN45-SS | 316 STAINLESS STEEL HOUSING 45 FT SENSITIVITY (NON-LATCHING ALARM RELAYS) | Each | N/A | 1-Year | 2598.9 | 25% | 1949.175
2199 | NOTIFIER By Honeywell - Fire Alarm | FS20X-211-21-2 | DUAL IR/UV COPPER-FREE ALUMINUM ENCL. WITH (2) ¾” NPT ENTRIES, FM, CFM FOR CLASS I, DIVISION 1, GROUPS A, B, C, D; CLASS II, DIVISION 1, GROUPS E, F, G; CLASS III | Each | N/A | 1-Year | 2598.9 | 25% | 1949.175
2200 | NOTIFIER By Honeywell - Fire Alarm | FS20X-211-22-2 | DUAL IR/UV STAINLESS STEEL ENCL. WITH (2) ¾”NPT ENTRIES, FM, CFM FOR CLASS I, DIVISION 1, GROUPS A, B, C, D; CLASS II, DIVISION 1, GROUPS E, F, G; CLASS III | Each | N/A | 1-Year | 2920.8 | 25% | 2190.6
2201 | NOTIFIER By Honeywell - Fire Alarm | FS20X-211-24-3 | DUAL IR/UV STAINLESS STEEL ENCL. WITH (2) M25 ENTRIES, FM, CFM, ATEX, IECEX FOR CLASS I, ZONE 1 | Each | N/A | 1-Year | 2984.5 | 25% | 2238.375
2202 | NOTIFIER By Honeywell - Fire Alarm | FS24X-211-21-1 | QUADBAND™ IR3+ DETECTOR, COPPER-FREE ALUMINUM ENCL., (2) ¾”NPT ENTRIES FM & ATEX APPROVED | Each | N/A | 1-Year | 3383.7 | 25% | 2537.775
2203 | NOTIFIER By Honeywell - Fire Alarm | FS24X-211-22-1 | QUADBAND™ IR3+ DETECTOR, 316 STAINLESS STEEL ENCL., (2) ¾” NPT ENTRIES FM & ATEX APPROVED | Each | N/A | 1-Year | 3651.2 | 25% | 2738.4
2204 | NOTIFIER By Honeywell - Fire Alarm | FS24X-211-23-1 | QUADBAND™ IR3+ DETECTOR, COPPER-FREE ALUMINUM ENCL., (2) M25 ENTRIES FM & ATEX APPROVED | Each | N/A | 1-Year | 3383.7 | 25% | 2537.775
2205 | NOTIFIER By Honeywell - Fire Alarm | FS24X-211-24-1 | QUADBAND™ IR3+ DETECTOR, 316 STAINLESS STEEL ENCL. (2) M25 ENTRIES FM & ATEX APPROVED | Each | N/A | 1-Year | 3651.2 | 25% | 2738.4
2206 | NOTIFIER By Honeywell - Fire Alarm | FS24X-911-21-1 | QUADBAND™ IR3+ DETECTOR, COPPER-FREE ALUMINUM ENCL., (2) ¾”NPT ENTRIES FM & ATEX APPROVED | Each | N/A | 1-Year | 2584.3 | 25% | 1938.225
2207 | NOTIFIER By Honeywell - Fire Alarm | FS24X-911-22-1 | QUADBAND™ IR3+ DETECTOR, 316 STAINLESS STEEL ENCL., (2) ¾” NPT ENTRIES FM & ATEX APPROVED | Each | N/A | 1-Year | 2929.1 | 25% | 2196.825
2208 | NOTIFIER By Honeywell - Fire Alarm | FS-846-B | TEST LAMP BATTERY OPERATED FOR TESTING FS10 FIRE DETECTORS UP TO 10 FT | Each | N/A | 1-Year | 631.2 | 25% | 473.4
2209 | NOTIFIER By Honeywell - Fire Alarm | FSL100-IR3 | IR3 FLAME DETECTOR RED | Each | N/A | 1-Year | 1881 | 25% | 1410.75
2210 | NOTIFIER By Honeywell - Fire Alarm | FSL100-IR3-W | IR3 FLAME DETECTOR WHITE | Each | N/A | 1-Year | 1881 | 25% | 1410.75
2211 | NOTIFIER By Honeywell - Fire Alarm | FSL100-SM21 | FSL100 OPTIONAL SWIVEL MOUNT | Each | N/A | 1-Year | 156.8 | 25% | 117.6
2212 | NOTIFIER By Honeywell - Fire Alarm | FSL100-TL | FSL100 TEST LAMP, INCL. UNIVERSAL CHARGER AND CARRYING CASE; NON EX | Each | N/A | 1-Year | 1149.5 | 25% | 862.125
2213 | NOTIFIER By Honeywell - Fire Alarm | FSL100-TLBT | 12 VDC BATTERY FOR FSL-TL TEST LAMP | Each | N/A | 1-Year | 306.2 | 25% | 229.65
2214 | NOTIFIER By Honeywell - Fire Alarm | FSL100-TLBU | H3 LIGHT BULB FOR FSL-TL TEST LAMP | Each | N/A | 1-Year | 160.9 | 25% | 120.675
2215 | NOTIFIER By Honeywell - Fire Alarm | FSL100-TLX | FSL100 TEST LAMP, INCL. CARRYING CASE; INTRINSICALLY SAFE (PENDING*) | Each | N/A | 1-Year | 1672 | 25% | 1254
2216 | NOTIFIER By Honeywell - Fire Alarm | FSL100-UV | UV FLAME DETECTOR RED | Each | N/A | 1-Year | 1672 | 25% | 1254
2217 | NOTIFIER By Honeywell - Fire Alarm | FSL100-UVIR | UVIR FLAME DETECTOR RED | Each | N/A | 1-Year | 1776.5 | 25% | 1332.375
2218 | NOTIFIER By Honeywell - Fire Alarm | FSL100-UVIR-W | UVIR FLAME DETECTOR WHITE | Each | N/A | 1-Year | 1776.5 | 25% | 1332.375
2219 | NOTIFIER By Honeywell - Fire Alarm | FSL100-UV-W | UV FLAME DETECTOR WHITE | Each | N/A | 1-Year | 1672 | 25% | 1254
2220 | NOTIFIER By Honeywell - Fire Alarm | FT-2145 | UV/IR TEST LAMP WITH UNIVERSAL CHARGER, (FM & ATEX APPROVAL) | Each | N/A | 1-Year | 3095.3 | 25% | 2321.475
2221 | NOTIFIER By Honeywell - Fire Alarm | GFV232 | PENTANE/AIR (50% LEL), 103 L (FOR XNX/XCD/S3K) | Each | N/A | 1-Year | 281.1 | 25% | 210.825
2222 | NOTIFIER By Honeywell - Fire Alarm | GFV233 | HCL/N2 (10 PPM), 58 L (FOR XNX/XCD/S3K) | Each | N/A | 1-Year | 334.4 | 25% | 250.8
2223 | NOTIFIER By Honeywell - Fire Alarm | HA71N4-16 | HA71 IN NEMA 4X ENCLOSURE, 16 CHANNEL, STANDARD CONFIGURATION | Each | N/A | 1-Year | 9220 | 25% | 6915
2224 | NOTIFIER By Honeywell - Fire Alarm | HA71N4-8 | HA71 IN NEMA 4X ENCLOSURE, 8 CHANNEL, STANDARD CONFIGURATION | Each | N/A | 1-Year | 6848.9 | 25% | 5136.675
2225 | NOTIFIER By Honeywell - Fire Alarm | H-D03-0010-000 | KIT, RAEGUARD 2 PID, UL, 0.1 – 1000 PPM ISOBUTYLENE EQUIVALENT | Each | N/A | 1-Year | 4242.7 | 25% | 3182.025
2226 | NOTIFIER By Honeywell - Fire Alarm | H-D03-0012-000 | KIT, RAEGUARD 2 PID, UL, 1 – 1000 PPM ISOBUTYLENE EQUIVALENT NOTE: CORRECTION FACTORS AND RELAYS ARE NOT AVAILABLE FOR THIS DETECTION RANGE | Each | N/A | 1-Year | 2121.4 | 25% | 1591.05
2227 | NOTIFIER By Honeywell - Fire Alarm | MA420-4 | 0-20 MA MODULE FOR SS4 DETECTORS NEW VERSION (FACTORY INSTALLED) | Each | N/A | 1-Year | 179.7 | 25% | 134.775
2228 | NOTIFIER By Honeywell - Fire Alarm | MIDAS-L-O2S | MIDAS OXYGEN SENSOR | Each | N/A | 1-Year | 383.5 | 25% | 287.625
2229 | NOTIFIER By Honeywell - Fire Alarm | MPD-UTCB1 | XNX MPD UL/CSA CATALYTIC BEAD SENSOR 0-100% LEL | Each | N/A | 1-Year | 626 | 25% | 469.5
2230 | NOTIFIER By Honeywell - Fire Alarm | OELDBXXXXXADMAX | OELD SMART JUNCTION BOX, DISPLAY, EX D, ALUMINIUM, M25,ATEX/IECEX | Each | N/A | 1-Year | 626 | 25% | 469.5
2231 | NOTIFIER By Honeywell - Fire Alarm | OELDBXXXXXADNUX | OELD SMART JUNCTION BOX, DISPLAY, C1D1 Z1, ALUMINIUM, 3/4"NPT, CULUS | Each | N/A | 1-Year | 626 | 25% | 469.5
2232 | NOTIFIER By Honeywell - Fire Alarm | OELDBXXXXXSDMAX | OELD SMART JUNCTION BOX, DISPLAY, EX D, 316SST, M25, ATEX/IECEX | Each | N/A | 1-Year | 782.7 | 25% | 587.025
2233 | NOTIFIER By Honeywell - Fire Alarm | OELDBXXXXXSDNUX | OELD SMART JUNCTION BOX, DISPLAY, C1D1 Z1, 316SST, 3/4“NPT, CULUS | Each | N/A | 1-Year | 782.7 | 25% | 587.025
2234 | NOTIFIER By Honeywell - Fire Alarm | OELDVSK01 | OELD GENERAL SERVICE KIT INCLUDES O-RINGS AND FIXINGS | Each | N/A | 1-Year | 61.7 | 25% | 46.275
2235 | NOTIFIER By Honeywell - Fire Alarm | OELDVSK02 | OELD TERMINAL BLOCK SET | Each | N/A | 1-Year | 30.3 | 25% | 22.725
2236 | NOTIFIER By Honeywell - Fire Alarm | OELDVSK04 | OELD M25 STOPPING PLUG | Each | N/A | 1-Year | 8.4 | 25% | 6.3
2237 | NOTIFIER By Honeywell - Fire Alarm | OELDVSK05 | OELD ¾”NPT STOPPING PLUG | Each | N/A | 1-Year | 8.4 | 25% | 6.3
2238 | NOTIFIER By Honeywell - Fire Alarm | OELDVSK06 | OELD ELECTRONICS MODULE | Each | N/A | 1-Year | 312.5 | 25% | 234.375
2239 | NOTIFIER By Honeywell - Fire Alarm | OELDVSK08 | OELD PLASTIC LOCATING POST FOR ELECTRONICS MODULE | Each | N/A | 1-Year | 30.3 | 25% | 22.725
2240 | NOTIFIER By Honeywell - Fire Alarm | PSU-12 | 110/220 VAC, 50-60 HZ INPUT /15 VDC OUTPUT : UNIVERSAL CHARGER FOR INTERFACE BOX OR DD SERIES, FT SERIES AND TL SERIES TEST LAMPS | Each | N/A | 1-Year | 133.8 | 25% | 100.35
2241 | NOTIFIER By Honeywell - Fire Alarm | RS-232 CABLE | RS232 COMPUTER CABLE FOR CONNECTION FROM FS7-130-SX, S7-2175, OPTION-1 OR OPTION-2 CONTROLLERS OR INTERFACE BOX TO PC | Each | N/A | 1-Year | 43.9 | 25% | 32.925
2242 | NOTIFIER By Honeywell - Fire Alarm | S3KUS2 | UL/CUL APPROVED SERIES 3000 MKII TOXIC AND OXYGEN (O2) TRANSMITTER, STAINLESS STEEL 316 AND 2 X 3/4”NPT ENTRIES | Each | N/A | 1-Year | 947.8 | 25% | 710.85
2243 | NOTIFIER By Honeywell - Fire Alarm | SM4 | STAINLESS STEEL SWIVEL MOUNTING ASSEMBLY FOR FS24X, FS18X, SS4, SS2 DETECTORS | Each | N/A | 1-Year | 199.6 | 25% | 149.7
2244 | NOTIFIER By Honeywell - Fire Alarm | SPLIC1BAXYNUZZ | SPXRL-BT-CULUS-CO 300PPM-MA-YEL | Each | N/A | 1-Year | 804.7 | 25% | 603.525
2245 | NOTIFIER By Honeywell - Fire Alarm | SPLIC1BMXYNUZZ | SPXRL-BT-CULUS-CO 300PPM-MODBUS-YEL | Each | N/A | 1-Year | 856.9 | 25% | 642.675
2246 | NOTIFIER By Honeywell - Fire Alarm | SPLIF6BAXYNUZZ | SPXRL-BT-CULUS-CH4 100%LEL-MA-YEL | Each | N/A | 1-Year | 721.1 | 25% | 540.825
2247 | NOTIFIER By Honeywell - Fire Alarm | SPLIF6BMXYNUZZ | SPXRL-BT-CULUS-CH4 100%LEL-MODBUS-YEL | Each | N/A | 1-Year | 773.3 | 25% | 579.975
2248 | NOTIFIER By Honeywell - Fire Alarm | SPLIN1BAXYNUZZ | SPXRL-BT-CULUS-NO2 20.0PPM-MA-YEL | Each | N/A | 1-Year | 846.5 | 25% | 634.875
2249 | NOTIFIER By Honeywell - Fire Alarm | SPLIN1BMXYNUZZ | SPXRL-BT-CULUS-NO2 20.0PPM-MODBUS-YEL (AVAILABLE Q4 2017) | Each | N/A | 1-Year | 898.7 | 25% | 674.025
2250 | NOTIFIER By Honeywell - Fire Alarm | SPLIO1BAXYNUZZ | SPXRL-BT-CULUS-O2 25.0%VOL-MA-YEL | Each | N/A | 1-Year | 804.7 | 25% | 603.525
2251 | NOTIFIER By Honeywell - Fire Alarm | SPLIO1BMXYNUZZ | SPXRL-BT-CULUS-O2 25.0%VOL-MODBUS-YEL | Each | N/A | 1-Year | 856.9 | 25% | 642.675
2252 | NOTIFIER By Honeywell - Fire Alarm | SPXCDALMB2 | XCD GAS DETECTOR, 4 TO 20 MA OUTPUT, ATEX/IECEX/ASIAN APPROVALS, 2 X M20 ENTRIES, PAINTED LM25, INCLUDES INFRARED CARBON DIOXIDE SENSOR CARTRIDGE 0 TO 5.0% V/V, INCLUDES NYLON WEATHER PROTECTION | Each | N/A | 1-Year | 1208 | 25% | 906
2253 | NOTIFIER By Honeywell - Fire Alarm | SPXCDALMB2M | XCD GAS DETECTOR, 4 TO 20 MA AND MODBUS OUTPUT, ATEX/IECEX/ASIAN APPROVALS, 2 X M20 ENTRIES, PAINTED LM25, INCLUDES INFRARED CARBON DIOXIDE SENSOR CARTRIDGE 0 TO 5.0% V/V, INCLUDES NYLON WEATHER PROTECTION | Each | N/A | 1-Year | 1372.1 | 25% | 1029.075
2254 | NOTIFIER By Honeywell - Fire Alarm | SPXCDALMO1 | ATEX/IECEX/KTL/PA AND GB APPROVED SP XCD OXYGEN (O2) 25.0% / VOL WITH LM25, M20 ENTRY | Each | N/A | 1-Year | 1008.4 | 25% | 756.3
2255 | NOTIFIER By Honeywell - Fire Alarm | SPXCDALMPX | ATEX/IECEX/KTL/PA AND GB APPROVED SP XCD FLAMMABLE PROPANE (CH4), ETHYLENE (C2H4), BUTANE (C4H10) & PENTANE (C5H12); IR 0-100% LEL (20 TO 100% LEL, 10% LEL) WITH LM25, M20 ENTRY | Each | N/A | 1-Year | 1116.1 | 25% | 837.075
2256 | NOTIFIER By Honeywell - Fire Alarm | SPXCDALMRFD | ATEX/IECEX & AP APPROVED SP XCD RFD TRANSMITTER WITH LM25 | Each | N/A | 1-Year | 883 | 25% | 662.25
2257 | NOTIFIER By Honeywell - Fire Alarm | SPXCDASMB2 | XCD GAS DETECTOR, 4 TO 20 MA OUTPUT, ATEX/IECEX/ASIAN APPROVALS, 2 X M20 ENTRIES, PAINTED 316SS, INCLUDES INFRARED CARBON DIOXIDE SENSOR CARTRIDGE 0 TO 5.0% V/V, INCLUDES NYLON WEATHER PROTECTION | Each | N/A | 1-Year | 1425.4 | 25% | 1069.05
2258 | NOTIFIER By Honeywell - Fire Alarm | SPXCDASMB2M | XCD GAS DETECTOR, 4 TO 20 MA AND MODBUS OUTPUT, ATEX/IECEX/ASIAN APPROVALS, 2 X M20 ENTRIES, PAINTED 316SS, INCLUDES INFRARED CARBON DIOXIDE SENSOR CARTRIDGE 0 TO 5.0% V/V, INCLUDES NYLON WEATHER PROTECTION | Each | N/A | 1-Year | 1590.5 | 25% | 1192.875
2259 | NOTIFIER By Honeywell - Fire Alarm | SPXCDCC | COLLECTING CONE FOR USE WITH LIGHTER THAN AIR GASES | Each | N/A | 1-Year | 67.9 | 25% | 50.925
2260 | NOTIFIER By Honeywell - Fire Alarm | SPXCDDMFM | REPLACEMENT DISPLAY MODULE FOR FL & IR WITH MODBUS | Each | N/A | 1-Year | 539.2 | 25% | 404.4
2261 | NOTIFIER By Honeywell - Fire Alarm | SPXCDMTBR | MOUNTING BRACKET (INC. BOLTS, NUTS, BRACKETS) | Each | N/A | 1-Year | 62.7 | 25% | 47.025
2262 | NOTIFIER By Honeywell - Fire Alarm | SPXCDSDP | SUNSHADE / DELUGE PROTECTION | Each | N/A | 1-Year | 287.4 | 25% | 215.55
2263 | NOTIFIER By Honeywell - Fire Alarm | SPXCDULNA2 | EXPLOSION PROOF TRANSMITTER (EC), 4-20MA, 3 RELAYS, SENSEPOINT TOXIC SENSOR, AMMONIA (NH3) 0-50 PPM ALUMINUM ENCLOSURE, CLASS I, DIV 2 | Each | N/A | 1-Year | 1173.5 | 25% | 880.125
2264 | NOTIFIER By Honeywell - Fire Alarm | SPXCDULNA2M | AMMONIA (NH3) EXPLOSION PROOF TRANSMITTER (EC), 4-20MA, 3 RELAYS, MODBUS, 0-50 PPM ALUMINUM ENCLOSURE, CLASS I, DIV 2 | Each | N/A | 1-Year | 1605.1 | 25% | 1203.825
2265 | NOTIFIER By Honeywell - Fire Alarm | SPXCDULNA2RM | AMMONIA (NH3) EXPLOSION PROOF TRANSMITTER (EC), 4-20MA, 3 RELAYS, MODBUS, 0-50 PPM ALUMINUM ENCLOSURE, CLASS I, DIV 2 W/ REMOTE MOUNT HARDWARE | Each | N/A | 1-Year | 1452.6 | 25% | 1089.45
2266 | NOTIFIER By Honeywell - Fire Alarm | SPXCDULNB1M | CARBON DIOXIDE (CO2) EXPLOSION PROOF TRANSMITTER (IR), 4-20 MA, 3 RELAYS, MODBUS, 0-2% VOL ALUMINUM ENCLOSURE | Each | N/A | 1-Year | 1605.1 | 25% | 1203.825
2267 | NOTIFIER By Honeywell - Fire Alarm | SPXCDULNB2 | XCD GAS DETECTOR, 4 TO 20 MA OUTPUT, UL/C-UL/INMETRO, 2 X 3/4" NPT ENTRIES, PAINTED LM25, INCLUDES INFRARED CARBON DIOXIDE SENSOR CARTRIDGE 0 TO 5.0% V/V, INCLUDES NYLON WEATHER PROTECTION | Each | N/A | 1-Year | 1208 | 25% | 906
2268 | NOTIFIER By Honeywell - Fire Alarm | SPXCDULNB2M | XCD GAS DETECTOR, 4 TO 20 MA AND MODBUS OUTPUT, UL/C-UL/INMETRO, 2 X 3/4" NPT ENTRIES, PAINTED LM25, INCLUDES INFRARED CARBON DIOXIDE SENSOR CARTRIDGE 0 TO 5.0% V/V, INCLUDES NYLON WEATHER PROTECTION | Each | N/A | 1-Year | 1372.1 | 25% | 1029.075
2269 | NOTIFIER By Honeywell - Fire Alarm | SPXCDULNC2M | CARBON MONOXIDE (CO) EXPLOSION PROOF TRANSMITTER (EC), 4-20MA, 3 RELAYS, MODBUS, 0-200 PPM ALUMINUM ENCLOSURE, CLASS I, DIV 2 | Each | N/A | 1-Year | 1498.5 | 25% | 1123.875
2270 | NOTIFIER By Honeywell - Fire Alarm | SPXCDULNC2RM | CARBON MONOXIDE (CO) EXPLOSION PROOF TRANSMITTER (EC), 4-20MA, 3 RELAYS, MODBUS, 0-200 PPM ALUMINUM ENCLOSURE, CLASS I, DIV 2 W/ REMOTE MOUNT HARDWARE | Each | N/A | 1-Year | 1658.4 | 25% | 1243.8
2271 | NOTIFIER By Honeywell - Fire Alarm | SPXCDULNCX | UL/CUL/INMETRO APPROVED SP XCD CARBON MONOXIDE (CO) 0-300 PPM (100 TO 1000 PPM, 100 PPM) WITH LM25, 3/4"NPT ENTRY | Each | N/A | 1-Year | 1008.4 | 25% | 756.3
2272 | NOTIFIER By Honeywell - Fire Alarm | SPXCDULNCXM | CARBON MONOXIDE (CO) EXPLOSION PROOF TRANSMITTER (EC), 4-20MA, 3 RELAYS, MODBUS, 0-250 PPM ALUMINUM ENCLOSURE | Each | N/A | 1-Year | 1498.5 | 25% | 1123.875
2273 | NOTIFIER By Honeywell - Fire Alarm | SPXCDULND2 | EXPLOSION PROOF TRANSMITTER (EC), 4-20MA, 3 RELAYS, SENSEPOINT TOXIC SENSOR, NITRIC OXIDE (NO) 0-100 PPM ALUMINUM ENCLOSURE, CLASS I, DIV 2 | Each | N/A | 1-Year | 1173.5 | 25% | 880.125
2274 | NOTIFIER By Honeywell - Fire Alarm | SPXCDULND2M | NITRIC OXIDE (NO) EXPLOSION PROOF TRANSMITTER (EC), 4-20MA, 3 RELAYS, MODBUS, 0-100 PPM ALUMINUM ENCLOSURE, CLASS I, DIV 2 | Each | N/A | 1-Year | 1605.1 | 25% | 1203.825
2275 | NOTIFIER By Honeywell - Fire Alarm | SPXCDULND2RM | NITRIC OXIDE (NO) EXPLOSION PROOF TRANSMITTER (EC), 4-20MA, 3 RELAYS, MODBUS, 0-10 PPM ALUMINUM ENCLOSURE, CLASS I, DIV 2 W/ REMOTE MOUNT HARDWARE | Each | N/A | 1-Year | 1452.6 | 25% | 1089.45
2276 | NOTIFIER By Honeywell - Fire Alarm | SPXCDULNFX | COMBUSTIBLE (CH4) EXPLOSION PROOF TRANSMITTER (CAT BEAD), 4-20 MA, 3 RELAYS, MODBUS, 0-100% ALUMINUM ENCLOSURE | Each | N/A | 1-Year | 1018.9 | 25% | 764.175
2277 | NOTIFIER By Honeywell - Fire Alarm | SPXCDULNFXM | COMBUSTIBLE (CH4) EXPLOSION PROOF TRANSMITTER (CAT BEAD), 4-20 MA, 3 RELAYS, MODBUS, 0-100% ALUMINUM ENCLOSURE | Each | N/A | 1-Year | 1498.5 | 25% | 1123.875
2278 | NOTIFIER By Honeywell - Fire Alarm | SPXCDULNG1 | UL/CUL/INMETRO APPROVED SP XCD HYDROGEN (H2) 0-1000 PPM WITH LM25, 3/4"NPT ENTRY | Each | N/A | 1-Year | 1008.4 | 25% | 756.3
2279 | NOTIFIER By Honeywell - Fire Alarm | SPXCDULNG1M | HYDROGEN (H2) EXPLOSION PROOF TRANSMITTER (EC), 4-20MA, 3 RELAYS, MODBUS, 0-1,000 PPM ALUMINUM ENCLOSURE | Each | N/A | 1-Year | 1498.5 | 25% | 1123.875
2280 | NOTIFIER By Honeywell - Fire Alarm | SPXCDULNG2 | EXPLOSION PROOF TRANSMITTER (EC), 4-20MA, 3 RELAYS, SENSEPOINT TOXIC SENSOR, HYDROGEN (H2) 0-1,000 PPM ALUMINUM ENCLOSURE, CLASS I, DIV 2 | Each | N/A | 1-Year | 1173.5 | 25% | 880.125
2281 | NOTIFIER By Honeywell - Fire Alarm | SPXCDULNG2M | HYDROGEN (H2) EXPLOSION PROOF TRANSMITTER (EC), 4-20MA, 3 RELAYS, MODBUS, 0-1,000 PPM ALUMINUM ENCLOSURE, CLASS I, DIV 2 | Each | N/A | 1-Year | 1498.5 | 25% | 1123.875
2282 | NOTIFIER By Honeywell - Fire Alarm | SPXCDULNG2RM | HYDROGEN (H2) EXPLOSION PROOF TRANSMITTER (EC), 4-20MA, 3 RELAYS, MODBUS, 0-1,000 PPM ALUMINUM ENCLOSURE, CLASS I, DIV 2 W/ REMOTE MOUNT HARDWARE | Each | N/A | 1-Year | 1452.6 | 25% | 1089.45
2283 | NOTIFIER By Honeywell - Fire Alarm | SPXCDULNH2M | HYDROGEN SULFIDE (H2S) EXPLOSION PROOF TRANSMITTER (EC), 4-20MA, 3 RELAYS, MODBUS, 0-50 PPM ALUMINUM ENCLOSURE, CLASS I, DIV 2 | Each | N/A | 1-Year | 1174.6 | 25% | 880.95
2284 | NOTIFIER By Honeywell - Fire Alarm | SPXCDULNH2RM | HYDROGEN SULFIDE (H2S) EXPLOSION PROOF TRANSMITTER (EC), 4-20MA, 3 RELAYS, MODBUS, 0-50 PPM ALUMINUM ENCLOSURE, CLASS I, DIV 2 W/ REMOTE MOUNT HARDWARE | Each | N/A | 1-Year | 1658.4 | 25% | 1243.8
2285 | NOTIFIER By Honeywell - Fire Alarm | SPXCDULNHX | UL/CUL/INMETRO APPROVED SP XCD HYDROGEN SULFIDE (H2S) 0-50 PPM (10.0 TO 100.0 PPM, 1 PPM) WITH LM25, 3/4"NPT ENTRY | Each | N/A | 1-Year | 1008.4 | 25% | 756.3
2286 | NOTIFIER By Honeywell - Fire Alarm | SPXCDULNHXM | HYDROGEN SULFIDE (H2S) EXPLOSION PROOF TRANSMITTER (EC), 4-20MA, 3 RELAYS, MODBUS, 0-50 PPM ALUMINUM ENCLOSURE | Each | N/A | 1-Year | 1498.5 | 25% | 1123.875
2287 | NOTIFIER By Honeywell - Fire Alarm | SPXCDULNL2M | CHLORINE (CL2) EXPLOSION PROOF TRANSMITTER (EC), 4-20MA, 3 RELAYS, MODBUS, 0-5 PPM ALUMINUM ENCLOSURE, CLASS I, DIV 2 | Each | N/A | 1-Year | 1285.4 | 25% | 964.05
2288 | NOTIFIER By Honeywell - Fire Alarm | SPXCDULNL2RM | CHLORINE (CL2) EXPLOSION PROOF TRANSMITTER (EC), 4-20MA, 3 RELAYS, MODBUS, 0-5 PPM ALUMINUM ENCLOSURE, CLASS I, DIV 2 W/ REMOTE MOUNT HARDWARE | Each | N/A | 1-Year | 1452.6 | 25% | 1089.45
2289 | NOTIFIER By Honeywell - Fire Alarm | SPXCDULNN2M | NITROGEN DIOXIDE (NO2) EXPLOSION PROOF TRANSMITTER (EC), 4-20MA, 3 RELAYS, MODBUS, 0-10 PPM ALUMINUM ENCLOSURE, CLASS I, DIV 2 | Each | N/A | 1-Year | 1174.6 | 25% | 880.95
2290 | NOTIFIER By Honeywell - Fire Alarm | SPXCDULNN2RM | NITROGEN DIOXIDE (NO2) EXPLOSION PROOF TRANSMITTER (EC), 4-20MA, 3 RELAYS, MODBUS, 0-10 PPM ALUMINUM ENCLOSURE, CLASS I, DIV 2 W/ REMOTE MOUNT HARDWARE | Each | N/A | 1-Year | 1340.7 | 25% | 1005.525
2291 | NOTIFIER By Honeywell - Fire Alarm | SPXCDULNO1M | OXYGEN (O2) EXPLOSION PROOF TRANSMITTER (EC), 4-20MA, 3 RELAYS, MODBUS, 0-25% ALUMINUM ENCLOSURE | Each | N/A | 1-Year | 1498.5 | 25% | 1123.875
2292 | NOTIFIER By Honeywell - Fire Alarm | SPXCDULNO2M | OXYGEN (O2) EXPLOSION PROOF TRANSMITTER (EC), 4-20MA, 3 RELAYS, MODBUS, 0-25% ALUMINUM ENCLOSURE, CLASS I, DIV 2 | Each | N/A | 1-Year | 1498.5 | 25% | 1123.875
2293 | NOTIFIER By Honeywell - Fire Alarm | SPXCDULNO2RM | OXYGEN (O2) EXPLOSION PROOF TRANSMITTER (EC), 4-20MA, 3 RELAYS, MODBUS, 0-25% ALUMINUM ENCLOSURE, CLASS I, DIV 2 W/ REMOTE MOUNT HARDWARE | Each | N/A | 1-Year | 1658.4 | 25% | 1243.8
2294 | NOTIFIER By Honeywell - Fire Alarm | SPXCDULNPX | UL/INMETRO APPROVED SP XCD FLAMMABLE PROPANE (CH4), ETHYLENE (C2H4), BUTANE (C4H10) & PENTANE (C5H12); IR 0-100% LEL (20 TO 100% LEL, 10% LEL) WITH LM25, 3/4"NPT ENTRY | Each | N/A | 1-Year | 1116.1 | 25% | 837.075
2295 | NOTIFIER By Honeywell - Fire Alarm | SPXCDULNPXM | COMBUSTIBLE EXPLOSION PROOF TRANSMITTER (IR), PROPANE (C3H8) 4-20 MA, 3 RELAYS, MODBUS, 0-100% LEL ALUMINUM ENCLOSURE | Each | N/A | 1-Year | 1605.1 | 25% | 1203.825
2296 | NOTIFIER By Honeywell - Fire Alarm | SPXCDULNRX | UL/INMETRO APPROVED SP XCD FLAMMABLE METHANE (CH4) IR 0-100% LEL (20 TO 100% LEL, 10% LEL) WITH LM25, 3/4"NPT ENTRY | Each | N/A | 1-Year | 1094.1 | 25% | 820.575
2297 | NOTIFIER By Honeywell - Fire Alarm | SPXCDULNRXM | COMBUSTIBLE EXPLOSION PROOF TRANSMITTER (IR), METHANE (CH4) 4-20 MA, 3 RELAYS, MODBUS, 0-100% LEL ALUMINUM ENCLOSURE | Each | N/A | 1-Year | 1605.1 | 25% | 1203.825
2298 | NOTIFIER By Honeywell - Fire Alarm | SPXCDULNS2 | EXPLOSION PROOF TRANSMITTER (EC), 4-20MA, 3 RELAYS, SENSEPOINT TOXIC SENSOR, SULFUR DIOXIDE (SO2) 0-15 PPM ALUMINUM ENCLOSURE, CLASS I, DIV 2 | Each | N/A | 1-Year | 1173.5 | 25% | 880.125
2299 | NOTIFIER By Honeywell - Fire Alarm | SPXCDULNS2M | SULFUR DIOXIDE (SO2) EXPLOSION PROOF TRANSMITTER (EC), 4-20MA, 3 RELAYS, MODBUS, 0-15 PPM ALUMINUM ENCLOSURE, CLASS I, DIV 2 | Each | N/A | 1-Year | 1605.1 | 25% | 1203.825
2300 | NOTIFIER By Honeywell - Fire Alarm | SPXCDULNS2RM | SULFUR DIOXIDE (SO2) EXPLOSION PROOF TRANSMITTER (EC), 4-20MA, 3 RELAYS, MODBUS, 0-15 PPM ALUMINUM ENCLOSURE, CLASS I, DIV 2 W/ REMOTE MOUNT HARDWARE | Each | N/A | 1-Year | 1765 | 25% | 1323.75
2301 | NOTIFIER By Honeywell - Fire Alarm | SPXCDULNTX4M | SENSEPOINT XCD RTD TRANSMITTER, 4-20MA, 3 RELAYS, MODBUS | Each | N/A | 1-Year | 1004.2 | 25% | 753.15
2302 | NOTIFIER By Honeywell - Fire Alarm | SPXCDULNTXFM | SENSEPOINT XCD FLAM AND IR TRANSMITTER ONLY (NO SENSOR) FOR UL, LM25 | Each | N/A | 1-Year | 783.8 | 25% | 587.85
2303 | NOTIFIER By Honeywell - Fire Alarm | SPXCDUSNB2 | XCD GAS DETECTOR, 4 TO 20 MA OUTPUT, UL/C-UL/INMETRO, 2 X 3/4" NPT ENTRIES, PAINTED 316SS, INCLUDES INFRARED CARBON DIOXIDE SENSOR CARTRIDGE 0 TO 5.0% V/V, INCLUDES NYLON WEATHER PROTECTION | Each | N/A | 1-Year | 1425.4 | 25% | 1069.05
2304 | NOTIFIER By Honeywell - Fire Alarm | SPXCDUSNB2M | XCD GAS DETECTOR, 4 TO 20 MA AND MODBUS OUTPUT, UL/C-UL/INMETRO, 2 X 3/4" NPT ENTRIES, PAINTED 316SS, INCLUDES INFRARED CARBON DIOXIDE SENSOR CARTRIDGE 0 TO 5.0% V/V, INCLUDES NYLON WEATHER PROTECTION | Each | N/A | 1-Year | 1590.5 | 25% | 1192.875
2305 | NOTIFIER By Honeywell - Fire Alarm | SPXCDXSB1SS | CARBON DIOXIDE (CO2) 0-2% VOL | Each | N/A | 1-Year | 595.7 | 25% | 446.775
2306 | NOTIFIER By Honeywell - Fire Alarm | SPXCDXSB2SS | CARBON DIOXIDE IR 0-5.00% V/V ONLY | Each | N/A | 1-Year | 658.4 | 25% | 493.8
2307 | NOTIFIER By Honeywell - Fire Alarm | SPXCDXSCXSS | CARBON MONOXIDE (CO) 0-500 PPM (100 TO 1000 PPM) | Each | N/A | 1-Year | 480.7 | 25% | 360.525
2308 | NOTIFIER By Honeywell - Fire Alarm | SPXCDXSFXSS | FLAMMABLE CAT 0-100% LEL (20 TO 100.0%LEL) | Each | N/A | 1-Year | 479.7 | 25% | 359.775
2309 | NOTIFIER By Honeywell - Fire Alarm | SPXCDXSG1SS | HYDROGEN (H2) 0-1000 PPM ONLY | Each | N/A | 1-Year | 488 | 25% | 366
2310 | NOTIFIER By Honeywell - Fire Alarm | SPXCDXSHXSS | HYDROGEN SULFIDE (H2S) 0-50 PPM (10.0 TO 100.0 PPM) | Each | N/A | 1-Year | 480.7 | 25% | 360.525
2311 | NOTIFIER By Honeywell - Fire Alarm | SPXCDXSRXSS | FLAMMABLE IR 0-100% LEL METHANE (20 TO 100.0% LEL) | Each | N/A | 1-Year | 595.7 | 25% | 446.775
2312 | NOTIFIER By Honeywell - Fire Alarm | SPXCLRLH1SS | SENSEPOINT XCL/XRL REPLACEMENT SENSOR - H2S (LOW AND HIGH RANGE) | Each | N/A | 1-Year | 229.9 | 25% | 172.425
2313 | NOTIFIER By Honeywell - Fire Alarm | SPXRLCAL | SPXRL-CALIBRATION CAP | Each | N/A | 1-Year | 66.9 | 25% | 50.175
2314 | NOTIFIER By Honeywell - Fire Alarm | SPXRLDMK | SPXRL-DUCT MOUNT KIT | Each | N/A | 1-Year | 198.6 | 25% | 148.95
2315 | NOTIFIER By Honeywell - Fire Alarm | SPXRLFLW | SPXRL-FLOW HOUSING | Each | N/A | 1-Year | 93 | 25% | 69.75
2316 | NOTIFIER By Honeywell - Fire Alarm | SPXZZRLF6SS | SPXRL-REPLACEMENT SENSOR-CAT | Each | N/A | 1-Year | 273.8 | 25% | 205.35
2317 | NOTIFIER By Honeywell - Fire Alarm | SS2-AM | COPPER-FREE ALUMINUM HOUSING UV/IR/VIS HIGH-SPEED ELECTRO-OPTICAL FIRE DETECTOR, NON-LATCHING ALARM RELAY, ALARM & FAULT RELAYS, CLASS I, DIVISION 1, GROUPS B, C, & D, FM, CSFM, & CFM APPROVED, 3/4 NPT | Each | N/A | 1-Year | 2731.6 | 25% | 2048.7
2318 | NOTIFIER By Honeywell - Fire Alarm | SS4-A2 | ALUMINUM UV/IR, FM, HYDROCARBON FIRES, NON LATCHING ALARM LED, FM, CFM, CSFM FOR CLASS I, DIV.1 GROUPS B,C & D (2) 3/4 NPT | Each | N/A | 1-Year | 3116.2 | 25% | 2337.15
2319 | NOTIFIER By Honeywell - Fire Alarm | SS4-A2-C-E | ALUMINUM UV/IR, ATEX, HYDROCARBON FIRES, NON LATCHING ALARM LED, FM, CFM, ATEX, IECEX FOR ZONE 1 (2) M25 | Each | N/A | 1-Year | 3200.8 | 25% | 2400.6
2320 | NOTIFIER By Honeywell - Fire Alarm | SS4-A2-CSS-E | STAINLESS STEEL UV/IR, ATEX, HYDROCARBON FIRES, NON LATCHING ALARM LED, FM, CFM, ATEX, IECEX FOR ZONE 1 (2) M25 | Each | N/A | 1-Year | 3664.8 | 25% | 2748.6
2321 | NOTIFIER By Honeywell - Fire Alarm | SS4-AS2-C-E | ALUMINUM UV/IR, ATEX, HYDROGEN & NON HYDROCARBON FIRES, NON LATCHING ALARM LED, FM, CFM, CSFM FOR CLASS I, DIV.1 GROUPS B,C & D (2) M25 | Each | N/A | 1-Year | 3200.8 | 25% | 2400.6
2322 | NOTIFIER By Honeywell - Fire Alarm | SS4-AS2-CSS-E | STAINLESS STEEL UV/IR, ATEX, HYDROGEN & NON HYDROCARBON FIRES, NON LATCHING ALARM LED, FM, CFM, ATEX, IECEX FOR ZONE 1 (2) M25 | Each | N/A | 1-Year | 3664.8 | 25% | 2748.6
2323 | NOTIFIER By Honeywell - Fire Alarm | SS4-AUV2 | ALUMINUM UV, FM, HYDROCARBON & NON-HYDROCARBON FIRES, NON-LATCHING ALARM LED, FM, CFM, CSFM FOR C1, D1, GROUPS B,C,D (2) 3/4 NPT | Each | N/A | 1-Year | 2754.6 | 25% | 2065.95
2324 | NOTIFIER By Honeywell - Fire Alarm | SS4-MOD-AS2 | REPLACEMENT ELECTRONICS MODULE FOR SS4-AS2 (UV/IR) DETECTORS. MODULE ONLY, NON-LATCHING LED | Each | N/A | 1-Year | 2466.2 | 25% | 1849.65
2325 | NOTIFIER By Honeywell - Fire Alarm | SVIP3729 | COMBUSTIBLE (C3H8) EXPLOSION PROOF TRANSMITTER (CAT BEAD), 4-20MA, 3 RELAYS, MODBUS, 0-100% ALUMINUM ENCLOSURE CUSTOM CALIBRATION: SPXCDULNFXM PROPANE | Each | N/A | 1-Year | 1572.7 | 25% | 1179.525
2326 | NOTIFIER By Honeywell - Fire Alarm | SVIP3730 | COMBUSTIBLE (H2) EXPLOSION PROOF TRANSMITTER (CAT BEAD), 4-20MA, 3 RELAYS, MODBUS, 0-100% ALUMINUM ENCLOSURE CUSTOM CALIBRATION: SPXCDULNFXM HYDROGEN | Each | N/A | 1-Year | 1572.7 | 25% | 1179.525
2327 | NOTIFIER By Honeywell - Fire Alarm | TL-1055 | IR TEST LAMP FOR TESTING FS18X, FS20X & FS24X DETECTORS, NON-EXPLOSION PROOF VERSION. INCL UNIVERSAL CHARGER | Each | N/A | 1-Year | 1224.7 | 25% | 918.525
2328 | NOTIFIER By Honeywell - Fire Alarm | TL-2055 | IR TEST LAMP FOR TESTING FS18X, FS20X & FS24X DETECTORS, EXPLOSION PROOF VERSION. INCL UNIVERSAL CHARGER | Each | N/A | 1-Year | 2842.4 | 25% | 2131.8
2329 | NOTIFIER By Honeywell - Fire Alarm | TPPLBAWA2N4BNNN | TPPL CONTROLLER BASIC, WALL MOUNT, AC115/220 150W, 2 X MA INPUT WITH 4 X MA OUTPUT, BATTERY BACKUP | Each | N/A | 1-Year | 2926 | 25% | 2194.5
2330 | NOTIFIER By Honeywell - Fire Alarm | TPPLBAWA2N4BNRN | TPPL CONTROLLER BASIC, WALL MOUNT, AC115/220 150W, 2 X MA INPUT, 4 X MA OUTPUT WITH BATTERY BACKUP, MODBUS TCP+WEB MONITORING | Each | N/A | 1-Year | 3448.5 | 25% | 2586.375
2331 | NOTIFIER By Honeywell - Fire Alarm | TPPLBAWA2N4BNTN | TPPL CONTROLLER BASIC, WALL MOUNT, AC115/220 150W, 2 X MA INPUT, 4 X MA OUTPUT WITH BATTERY BACKUP, MODBUS TCP | Each | N/A | 1-Year | 3448.5 | 25% | 2586.375
2332 | NOTIFIER By Honeywell - Fire Alarm | TPPLBAWA2N4BRNN | TPPL CONTROLLER BASIC, WALL MOUNT, AC115/220 150W, 2 X MA INPUT, 4 X MA OUTPUT WITH BATTERY BACKUP, MODBUS RTU | Each | N/A | 1-Year | 3448.5 | 25% | 2586.375
2333 | NOTIFIER By Honeywell - Fire Alarm | TPPLBAWA2N4NNNN | TPPL CONTROLLER BASIC, WALL MOUNT, AC115/220 150W, 2 X MA INPUT WITH 4 X MA OUTPUT | Each | N/A | 1-Year | 2508 | 25% | 1881
2334 | NOTIFIER By Honeywell - Fire Alarm | TPPLBAWA2N4NNRN | TPPL CONTROLLER BASIC, WALL MOUNT, AC115/220 150W, 2 X MA INPUT, 4 X MA OUTPUT, MODBUS TCP+WEB MONITORING | Each | N/A | 1-Year | 3030.5 | 25% | 2272.875
2335 | NOTIFIER By Honeywell - Fire Alarm | TPPLBAWA2N4NNTN | TPPL CONTROLLER BASIC, WALL MOUNT, AC115/220 150W, 2 X MA INPUT, 4 X MA OUTPUT, MODBUS TCP | Each | N/A | 1-Year | 3030.5 | 25% | 2272.875
2336 | NOTIFIER By Honeywell - Fire Alarm | TPPLBAWA2N4NRNN | TPPL CONTROLLER BASIC, WALL MOUNT, AC115/220 150W, 2 X MA INPUT, 4 X MA OUTPUT, MODBUS RTU | Each | N/A | 1-Year | 3030.5 | 25% | 2272.875
2337 | NOTIFIER By Honeywell - Fire Alarm | TPPLBAWA2NNBNNN | TPPL CONTROLLER BASIC, WALL MOUNT, AC115/220 150W, 2 X MA INPUT WITH BATTERY BACKUP | Each | N/A | 1-Year | 2403.5 | 25% | 1802.625
2338 | NOTIFIER By Honeywell - Fire Alarm | TPPLBAWA2NNBNRN | TPPL CONTROLLER BASIC, WALL MOUNT, AC115/220 150W, 2 X MA INPUT WITH BATTERY BACKUP, MODBUS TCP+WEB MONITORING | Each | N/A | 1-Year | 2926 | 25% | 2194.5
2339 | NOTIFIER By Honeywell - Fire Alarm | TPPLBAWA2NNBNTN | TPPL CONTROLLER BASIC, WALL MOUNT, AC115/220 150W, 2 X MA INPUT WITH BATTERY BACKUP, MODBUS TCP | Each | N/A | 1-Year | 2926 | 25% | 2194.5
2340 | NOTIFIER By Honeywell - Fire Alarm | TPPLBAWA2NNBRNN | TPPL CONTROLLER BASIC, WALL MOUNT, AC115/220 150W, 2 X MA INPUT WITH BATTERY BACKUP, MODBUS RTU | Each | N/A | 1-Year | 2926 | 25% | 2194.5
2341 | NOTIFIER By Honeywell - Fire Alarm | TPPLBAWA2NNNNNN | TPPL CONTROLLER BASIC, WALL MOUNT, AC115/220 150W, 2 X MA INPUT | Each | N/A | 1-Year | 1985.5 | 25% | 1489.125
2342 | NOTIFIER By Honeywell - Fire Alarm | TPPLBAWA2NNNNRN | TPPL CONTROLLER BASIC, WALL MOUNT, AC115/220 150W, 2 X MA INPUT, MODBUS TCP+WEB MONITORING | Each | N/A | 1-Year | 2508 | 25% | 1881
2343 | NOTIFIER By Honeywell - Fire Alarm | TPPLBAWA2NNNNTN | TPPL CONTROLLER BASIC, WALL MOUNT, AC115/220 150W, 2 X MA INPUT, MODBUS TCP | Each | N/A | 1-Year | 2508 | 25% | 1881
2344 | NOTIFIER By Honeywell - Fire Alarm | TPPLBAWA2NNNRNN | TPPL CONTROLLER BASIC, WALL MOUNT, AC115/220 150W, 2 X MA INPUT, MODBUS RTU | Each | N/A | 1-Year | 2508 | 25% | 1881
2345 | NOTIFIER By Honeywell - Fire Alarm | TPPLBAWA2S4BNNN | TPPL CONTROLLER BASIC, WALL MOUNT, AC115/220 150W, 2 X MA INPUT WITH 12 X RELAY OUTPUT, 4 X MA OUTPUT, BATTERY BACKUP | Each | N/A | 1-Year | 3605.3 | 25% | 2703.975
2346 | NOTIFIER By Honeywell - Fire Alarm | TPPLBAWA2S4BNRN | TPPL CONTROLLER BASIC, WALL MOUNT, AC115/220 150W, 2 X MA INPUT WITH 12 X RELAY OUTPUT, 4 X MA OUTPUT WITH BATTERY BACKUP, MODBUS TCP+WEB MONITORING | Each | N/A | 1-Year | 4127.8 | 25% | 3095.85
2347 | NOTIFIER By Honeywell - Fire Alarm | TPPLBAWA2S4BNTN | TPPL CONTROLLER BASIC, WALL MOUNT, AC115/220 150W, 2 X MA INPUT WITH 12 X RELAY OUTPUT, 4 X MA OUTPUT WITH BATTERY BACKUP, MODBUS TCP | Each | N/A | 1-Year | 4127.8 | 25% | 3095.85
2348 | NOTIFIER By Honeywell - Fire Alarm | TPPLBAWA2S4BRNN | TPPL CONTROLLER BASIC, WALL MOUNT, AC115/220 150W, 2 X MA INPUT WITH 12 X RELAY OUTPUT, 4 X MA OUTPUT WITH BATTERY BACKUP, MODBUS RTU | Each | N/A | 1-Year | 4127.8 | 25% | 3095.85
2349 | NOTIFIER By Honeywell - Fire Alarm | TPPLBAWA2S4NNNN | TPPL CONTROLLER BASIC, WALL MOUNT, AC115/220 150W, 2 X MA INPUT WITH 12 X RELAY OUTPUT, 4 X MA OUTPUT | Each | N/A | 1-Year | 3187.3 | 25% | 2390.475
2350 | NOTIFIER By Honeywell - Fire Alarm | TPPLBAWA2S4NNRN | TPPL CONTROLLER BASIC, WALL MOUNT, AC115/220 150W, 2 X MA INPUT WITH 12 X RELAY OUTPUT, 4 X MA OUTPUT, MODBUS TCP+WEB MONITORING | Each | N/A | 1-Year | 3709.8 | 25% | 2782.35
2351 | NOTIFIER By Honeywell - Fire Alarm | TPPLBAWA2S4NNTN | TPPL CONTROLLER BASIC, WALL MOUNT, AC115/220 150W, 2 X MA INPUT WITH 12 X RELAY OUTPUT, 4 X MA OUTPUT, MODBUS TCP | Each | N/A | 1-Year | 3709.8 | 25% | 2782.35
2352 | NOTIFIER By Honeywell - Fire Alarm | TPPLBAWA2S4NRNN | TPPL CONTROLLER BASIC, WALL MOUNT, AC115/220 150W, 2 X MA INPUT WITH 12 X RELAY OUTPUT, 4 X MA OUTPUT, MODBUS RTU | Each | N/A | 1-Year | 3709.8 | 25% | 2782.35
2353 | NOTIFIER By Honeywell - Fire Alarm | TPPLBAWA2SNBNNN | TPPL CONTROLLER BASIC, WALL MOUNT, AC115/220 150W, 2 X MA INPUT WITH 12 X RELAY OUTPUT, BATTERY BACKUP | Each | N/A | 1-Year | 3082.8 | 25% | 2312.1
2354 | NOTIFIER By Honeywell - Fire Alarm | TPPLBAWA2SNBNRN | TPPL CONTROLLER BASIC, WALL MOUNT, AC115/220 150W, 2 X MA INPUT WITH 12 X RELAY OUTPUT WITH BATTERY BACKUP, MODBUS TCP+WEB MONITORING | Each | N/A | 1-Year | 3605.3 | 25% | 2703.975
2355 | NOTIFIER By Honeywell - Fire Alarm | TPPLBAWA2SNBNTN | TPPL CONTROLLER BASIC, WALL MOUNT, AC115/220 150W, 2 X MA INPUT WITH 12 X RELAY OUTPUT WITH BATTERY BACKUP, MODBUS TCP | Each | N/A | 1-Year | 3605.3 | 25% | 2703.975
2356 | NOTIFIER By Honeywell - Fire Alarm | TPPLBAWA2SNBRNN | TPPL CONTROLLER BASIC, WALL MOUNT, AC115/220 150W, 2 X MA INPUT WITH 12 X RELAY OUTPUT WITH BATTERY BACKUP, MODBUS RTU | Each | N/A | 1-Year | 3605.3 | 25% | 2703.975
2357 | NOTIFIER By Honeywell - Fire Alarm | TPPLBAWA2SNNNNN | TPPL CONTROLLER BASIC, WALL MOUNT, AC115/220 150W, 2 X MA INPUT WITH 12 X RELAY OUTPUT | Each | N/A | 1-Year | 2664.8 | 25% | 1998.6
2358 | NOTIFIER By Honeywell - Fire Alarm | TPPLBAWA2SNNNRN | TPPL CONTROLLER BASIC, WALL MOUNT, AC115/220 150W, 2 X MA INPUT WITH 12 X RELAY OUTPUT, MODBUS TCP+WEB MONITORING | Each | N/A | 1-Year | 3187.3 | 25% | 2390.475
2359 | NOTIFIER By Honeywell - Fire Alarm | TPPLBAWA2SNNNTN | TPPL CONTROLLER BASIC, WALL MOUNT, AC115/220 150W, 2 X MA INPUT WITH 12 X RELAY OUTPUT, MODBUS TCP | Each | N/A | 1-Year | 3187.3 | 25% | 2390.475
2360 | NOTIFIER By Honeywell - Fire Alarm | TPPLBAWA2SNNRNN | TPPL CONTROLLER BASIC, WALL MOUNT, AC115/220 150W, 2 X MA INPUT WITH 12 X RELAY OUTPUT, MODBUS RTU | Each | N/A | 1-Year | 3187.3 | 25% | 2390.475
2361 | NOTIFIER By Honeywell - Fire Alarm | TPPLBAWA4N4BNNN | TPPL CONTROLLER BASIC, WALL MOUNT, AC115/220 150W, 4 X MA INPUT WITH 4 X MA OUTPUT, BATTERY BACKUP | Each | N/A | 1-Year | 3239.5 | 25% | 2429.625
2362 | NOTIFIER By Honeywell - Fire Alarm | TPPLBAWA4N4BNRN | TPPL CONTROLLER BASIC, WALL MOUNT, AC115/220 150W, 4 X MA INPUT, 4 X MA OUTPUT WITH BATTERY BACKUP, MODBUS TCP+WEB MONITORING | Each | N/A | 1-Year | 3762 | 25% | 2821.5
2363 | NOTIFIER By Honeywell - Fire Alarm | TPPLBAWA4N4BNTN | TPPL CONTROLLER BASIC, WALL MOUNT, AC115/220 150W, 4 X MA INPUT, 4 X MA OUTPUT WITH BATTERY BACKUP, MODBUS TCP | Each | N/A | 1-Year | 3762 | 25% | 2821.5
2364 | NOTIFIER By Honeywell - Fire Alarm | TPPLBAWA4N4BRNN | TPPL CONTROLLER BASIC, WALL MOUNT, AC115/220 150W, 4 X MA INPUT, 4 X MA OUTPUT WITH BATTERY BACKUP, MODBUS RTU | Each | N/A | 1-Year | 3762 | 25% | 2821.5
2365 | NOTIFIER By Honeywell - Fire Alarm | TPPLBAWA4N4NNNN | TPPL CONTROLLER BASIC, WALL MOUNT, AC115/220 150W, 4 X MA INPUT WITH 4 X MA OUTPUT | Each | N/A | 1-Year | 2821.5 | 25% | 2116.125
2366 | NOTIFIER By Honeywell - Fire Alarm | TPPLBAWA4N4NNRN | TPPL CONTROLLER BASIC, WALL MOUNT, AC115/220 150W, 4 X MA INPUT, 4 X MA OUTPUT, MODBUS TCP+WEB MONITORING | Each | N/A | 1-Year | 3344 | 25% | 2508
2367 | NOTIFIER By Honeywell - Fire Alarm | TPPLBAWA4N4NNTN | TPPL CONTROLLER BASIC, WALL MOUNT, AC115/220 150W, 4 X MA INPUT, 4 X MA OUTPUT, MODBUS TCP | Each | N/A | 1-Year | 3344 | 25% | 2508
2368 | NOTIFIER By Honeywell - Fire Alarm | TPPLBAWA4N4NRNN | TPPL CONTROLLER BASIC, WALL MOUNT, AC115/220 150W, 4 X MA INPUT, 4 X MA OUTPUT, MODBUS RTU | Each | N/A | 1-Year | 3344 | 25% | 2508
2369 | NOTIFIER By Honeywell - Fire Alarm | TPPLBAWA4NNBNNN | TPPL CONTROLLER BASIC, WALL MOUNT, AC115/220 150W, 4 X MA INPUT WITH BATTERY BACKUP | Each | N/A | 1-Year | 2717 | 25% | 2037.75
2370 | NOTIFIER By Honeywell - Fire Alarm | TPPLBAWA4NNBNRN | TPPL CONTROLLER BASIC, WALL MOUNT, AC115/220 150W, 4 X MA INPUT WITH BATTERY BACKUP, MODBUS TCP+WEB MONITORING | Each | N/A | 1-Year | 3239.5 | 25% | 2429.625
2371 | NOTIFIER By Honeywell - Fire Alarm | TPPLBAWA4NNBNTN | TPPL CONTROLLER BASIC, WALL MOUNT, AC115/220 150W, 4 X MA INPUT WITH BATTERY BACKUP, MODBUS TCP | Each | N/A | 1-Year | 3239.5 | 25% | 2429.625
2372 | NOTIFIER By Honeywell - Fire Alarm | TPPLBAWA4NNBRNN | TPPL CONTROLLER BASIC, WALL MOUNT, AC115/220 150W, 4 X MA INPUT WITH BATTERY BACKUP, MODBUS RTU | Each | N/A | 1-Year | 3239.5 | 25% | 2429.625
2373 | NOTIFIER By Honeywell - Fire Alarm | TPPLBAWA4NNNNNN | TPPL CONTROLLER BASIC, WALL MOUNT, AC115/220 150W, 4 X MA INPUT | Each | N/A | 1-Year | 2299 | 25% | 1724.25
2374 | NOTIFIER By Honeywell - Fire Alarm | TPPLBAWA4NNNNRN | TPPL CONTROLLER BASIC, WALL MOUNT, AC115/220 150W, 4 X MA INPUT, MODBUS TCP+WEB MONITORING | Each | N/A | 1-Year | 2821.5 | 25% | 2116.125
2375 | NOTIFIER By Honeywell - Fire Alarm | TPPLBAWA4NNNNTN | TPPL CONTROLLER BASIC, WALL MOUNT, AC115/220 150W, 4 X MA INPUT, MODBUS TCP | Each | N/A | 1-Year | 2821.5 | 25% | 2116.125
2376 | NOTIFIER By Honeywell - Fire Alarm | TPPLBAWA4NNNRNN | TPPL CONTROLLER BASIC, WALL MOUNT, AC115/220 150W, 4 X MA INPUT, MODBUS RTU | Each | N/A | 1-Year | 2821.5 | 25% | 2116.125
2377 | NOTIFIER By Honeywell - Fire Alarm | TPPLBAWA4S4BNNN | TPPL CONTROLLER BASIC, WALL MOUNT, AC115/220 150W, 4 X MA INPUT WITH 12 X RELAY OUTPUT, 4 X MA OUTPUT, BATTERY BACKUP | Each | N/A | 1-Year | 3918.8 | 25% | 2939.1
2378 | NOTIFIER By Honeywell - Fire Alarm | TPPLBAWA4S4BNRN | TPPL CONTROLLER BASIC, WALL MOUNT, AC115/220 150W, 4 X MA INPUT WITH 12 X RELAY OUTPUT, 4 X MA OUTPUT WITH BATTERY BACKUP, MODBUS TCP+WEB MONITORING | Each | N/A | 1-Year | 4441.3 | 25% | 3330.975
2379 | NOTIFIER By Honeywell - Fire Alarm | TPPLBAWA4S4BNTN | TPPL CONTROLLER BASIC, WALL MOUNT, AC115/220 150W, 4 X MA INPUT WITH 12 X RELAY OUTPUT, 4 X MA OUTPUT WITH BATTERY BACKUP, MODBUS TCP | Each | N/A | 1-Year | 4441.3 | 25% | 3330.975
2380 | NOTIFIER By Honeywell - Fire Alarm | TPPLBAWA4S4BRNN | TPPL CONTROLLER BASIC, WALL MOUNT, AC115/220 150W, 4 X MA INPUT WITH 12 X RELAY OUTPUT, 4 X MA OUTPUT WITH BATTERY BACKUP, MODBUS RTU | Each | N/A | 1-Year | 4441.3 | 25% | 3330.975
2381 | NOTIFIER By Honeywell - Fire Alarm | TPPLBAWA4S4NNNN | TPPL CONTROLLER BASIC, WALL MOUNT, AC115/220 150W, 4 X MA INPUT WITH 12 X RELAY OUTPUT, 4 X MA OUTPUT | Each | N/A | 1-Year | 3500.8 | 25% | 2625.6
2382 | NOTIFIER By Honeywell - Fire Alarm | TPPLBAWA4S4NNRN | TPPL CONTROLLER BASIC, WALL MOUNT, AC115/220 150W, 4 X MA INPUT WITH 12 X RELAY OUTPUT, 4 X MA OUTPUT, MODBUS TCP+WEB MONITORING | Each | N/A | 1-Year | 4023.3 | 25% | 3017.475
2383 | NOTIFIER By Honeywell - Fire Alarm | TPPLBAWA4S4NNTN | TPPL CONTROLLER BASIC, WALL MOUNT, AC115/220 150W, 4 X MA INPUT WITH 12 X RELAY OUTPUT, 4 X MA OUTPUT, MODBUS TCP | Each | N/A | 1-Year | 4023.3 | 25% | 3017.475
2384 | NOTIFIER By Honeywell - Fire Alarm | TPPLBAWA4S4NRNN | TPPL CONTROLLER BASIC, WALL MOUNT, AC115/220 150W, 4 X MA INPUT WITH 12 X RELAY OUTPUT, 4 X MA OUTPUT, MODBUS RTU | Each | N/A | 1-Year | 4023.3 | 25% | 3017.475
2385 | NOTIFIER By Honeywell - Fire Alarm | TPPLBAWA4SNBNNN | TPPL CONTROLLER BASIC, WALL MOUNT, AC115/220 150W, 4 X MA INPUT WITH 12 X RELAY OUTPUT, BATTERY BACKUP | Each | N/A | 1-Year | 3396.3 | 25% | 2547.225
2386 | NOTIFIER By Honeywell - Fire Alarm | TPPLBAWA4SNBNRN | TPPL CONTROLLER BASIC, WALL MOUNT, AC115/220 150W, 4 X MA INPUT WITH 12 X RELAY OUTPUT WITH BATTERY BACKUP, MODBUS TCP+WEB MONITORING | Each | N/A | 1-Year | 3918.8 | 25% | 2939.1
2387 | NOTIFIER By Honeywell - Fire Alarm | TPPLBAWA4SNBNTN | TPPL CONTROLLER BASIC, WALL MOUNT, AC115/220 150W, 4 X MA INPUT WITH 12 X RELAY OUTPUT WITH BATTERY BACKUP, MODBUS TCP | Each | N/A | 1-Year | 3918.8 | 25% | 2939.1
2388 | NOTIFIER By Honeywell - Fire Alarm | TPPLBAWA4SNBRNN | TPPL CONTROLLER BASIC, WALL MOUNT, AC115/220 150W, 4 X MA INPUT WITH 12 X RELAY OUTPUT WITH BATTERY BACKUP, MODBUS RTU | Each | N/A | 1-Year | 3918.8 | 25% | 2939.1
2389 | NOTIFIER By Honeywell - Fire Alarm | TPPLBAWA4SNNNNN | TPPL CONTROLLER BASIC, WALL MOUNT, AC115/220 150W, 4 X MA INPUT WITH 12 X RELAY OUTPUT | Each | N/A | 1-Year | 2978.3 | 25% | 2233.725
2390 | NOTIFIER By Honeywell - Fire Alarm | TPPLBAWA4SNNNRN | TPPL CONTROLLER BASIC, WALL MOUNT, AC115/220 150W, 4 X MA INPUT WITH 12 X RELAY OUTPUT, MODBUS TCP+WEB MONITORING | Each | N/A | 1-Year | 3500.8 | 25% | 2625.6
2391 | NOTIFIER By Honeywell - Fire Alarm | TPPLBAWA4SNNNTN | TPPL CONTROLLER BASIC, WALL MOUNT, AC115/220 150W, 4 X MA INPUT WITH 12 X RELAY OUTPUT, MODBUS TCP | Each | N/A | 1-Year | 3500.8 | 25% | 2625.6
2392 | NOTIFIER By Honeywell - Fire Alarm | TPPLBAWA4SNNRNN | TPPL CONTROLLER BASIC, WALL MOUNT, AC115/220 150W, 4 X MA INPUT WITH 12 X RELAY OUTPUT, MODBUS RTU | Each | N/A | 1-Year | 3500.8 | 25% | 2625.6
2393 | NOTIFIER By Honeywell - Fire Alarm | TPPLBAWA8D4BNNN | TPPL CONTROLLER BASIC, WALL MOUNT, AC115/220 150W, 8 X MA INPUT WITH 24 X RELAY OUTPUT, 4 X MA OUTPUT, BATTERY BACKUP | Each | N/A | 1-Year | 5329.5 | 25% | 3997.125
2394 | NOTIFIER By Honeywell - Fire Alarm | TPPLBAWA8D4NNNN | TPPL CONTROLLER BASIC, WALL MOUNT, AC115/220 150W, 8 X MA INPUT WITH 24 X RELAY OUTPUT, 4 X MA OUTPUT | Each | N/A | 1-Year | 4911.5 | 25% | 3683.625
2395 | NOTIFIER By Honeywell - Fire Alarm | TPPLBAWA8D4NRNN | TPPL CONTROLLER BASIC, WALL MOUNT, AC115/220 150W, 8 X MA INPUT WITH 24 X RELAY OUTPUT, 4 X MA OUTPUT, MODBUS RTU | Each | N/A | 1-Year | 5434 | 25% | 4075.5
2396 | NOTIFIER By Honeywell - Fire Alarm | TPPLBAWA8D8BNNN | TPPL CONTROLLER BASIC, WALL MOUNT, AC115/220 150W, 8 X MA INPUT WITH 24 X RELAY OUTPUT, 8 X MA OUTPUT, BATTERY BACKUP | Each | N/A | 1-Year | 5956.5 | 25% | 4467.375
2397 | NOTIFIER By Honeywell - Fire Alarm | TPPLBAWA8D8BNRN | TPPL CONTROLLER BASIC, WALL MOUNT, AC115/220 150W, 8 X MA INPUT WITH 24 X RELAY OUTPUT, 8 X MA OUTPUT WITH BATTERY BACKUP, MODBUS TCP+WEB MONITORING | Each | N/A | 1-Year | 6479 | 25% | 4859.25
2398 | NOTIFIER By Honeywell - Fire Alarm | TPPLBAWA8D8BNTN | TPPL CONTROLLER BASIC, WALL MOUNT, AC115/220 150W, 8 X MA INPUT WITH 24 X RELAY OUTPUT, 8 X MA OUTPUT WITH BATTERY BACKUP, MODBUS TCP | Each | N/A | 1-Year | 6479 | 25% | 4859.25
2399 | NOTIFIER By Honeywell - Fire Alarm | TPPLBAWA8D8BRNN | TPPL CONTROLLER BASIC, WALL MOUNT, AC115/220 150W, 8 X MA INPUT WITH 24 X RELAY OUTPUT, 8 X MA OUTPUT WITH BATTERY BACKUP, MODBUS RTU | Each | N/A | 1-Year | 6479 | 25% | 4859.25
2400 | NOTIFIER By Honeywell - Fire Alarm | TPPLBAWA8D8NNNN | TPPL CONTROLLER BASIC, WALL MOUNT, AC115/220 150W, 8 X MA INPUT WITH 24 X RELAY OUTPUT, 8 X MA OUTPUT | Each | N/A | 1-Year | 5538.5 | 25% | 4153.875
2401 | NOTIFIER By Honeywell - Fire Alarm | TPPLBAWA8D8NNRN | TPPL CONTROLLER BASIC, WALL MOUNT, AC115/220 150W, 8 X MA INPUT WITH 24 X RELAY OUTPUT, 8 X MA OUTPUT, MODBUS TCP+WEB MONITORING | Each | N/A | 1-Year | 6061 | 25% | 4545.75
2402 | NOTIFIER By Honeywell - Fire Alarm | TPPLBAWA8D8NNTN | TPPL CONTROLLER BASIC, WALL MOUNT, AC115/220 150W, 8 X MA INPUT WITH 24 X RELAY OUTPUT, 8 X MA OUTPUT, MODBUS TCP | Each | N/A | 1-Year | 6061 | 25% | 4545.75
2403 | NOTIFIER By Honeywell - Fire Alarm | TPPLBAWA8D8NRNN | TPPL CONTROLLER BASIC, WALL MOUNT, AC115/220 150W, 8 X MA INPUT WITH 24 X RELAY OUTPUT, 8 X MA OUTPUT, MODBUS RTU | Each | N/A | 1-Year | 6061 | 25% | 4545.75
2404 | NOTIFIER By Honeywell - Fire Alarm | TPPLBAWA8DNBNNN | TPPL CONTROLLER BASIC, WALL MOUNT, AC115/220 150W, 8 X MA INPUT WITH 24 X RELAY OUTPUT, BATTERY BACKUP | Each | N/A | 1-Year | 4807 | 25% | 3605.25
2405 | NOTIFIER By Honeywell - Fire Alarm | TPPLBAWA8DNBNRN | TPPL CONTROLLER BASIC, WALL MOUNT, AC115/220 150W, 8 X MA INPUT WITH 24 X RELAY OUTPUT WITH BATTERY BACKUP, MODBUS TCP+WEB MONITORING | Each | N/A | 1-Year | 5329.5 | 25% | 3997.125
2406 | NOTIFIER By Honeywell - Fire Alarm | TPPLBAWA8DNBNTN | TPPL CONTROLLER BASIC, WALL MOUNT, AC115/220 150W, 8 X MA INPUT WITH 24 X RELAY OUTPUT WITH BATTERY BACKUP, MODBUS TCP | Each | N/A | 1-Year | 5329.5 | 25% | 3997.125
2407 | NOTIFIER By Honeywell - Fire Alarm | TPPLBAWA8DNBRNN | TPPL CONTROLLER BASIC, WALL MOUNT, AC115/220 150W, 8 X MA INPUT WITH 24 X RELAY OUTPUT WITH BATTERY BACKUP, MODBUS RTU | Each | N/A | 1-Year | 5329.5 | 25% | 3997.125
2408 | NOTIFIER By Honeywell - Fire Alarm | TPPLBAWA8DNNNNN | TPPL CONTROLLER BASIC, WALL MOUNT, AC115/220 150W, 8 X MA INPUT WITH 24 X RELAY OUTPUT | Each | N/A | 1-Year | 4389 | 25% | 3291.75
2409 | NOTIFIER By Honeywell - Fire Alarm | TPPLBAWA8DNNNRN | TPPL CONTROLLER BASIC, WALL MOUNT, AC115/220 150W, 8 X MA INPUT WITH 24 X RELAY OUTPUT, MODBUS TCP+WEB MONITORING | Each | N/A | 1-Year | 4911.5 | 25% | 3683.625
2410 | NOTIFIER By Honeywell - Fire Alarm | TPPLBAWA8DNNNTN | TPPL CONTROLLER BASIC, WALL MOUNT, AC115/220 150W, 8 X MA INPUT WITH 24 X RELAY OUTPUT, MODBUS TCP | Each | N/A | 1-Year | 4911.5 | 25% | 3683.625
2411 | NOTIFIER By Honeywell - Fire Alarm | TPPLBAWA8DNNRNN | TPPL CONTROLLER BASIC, WALL MOUNT, AC115/220 150W, 8 X MA INPUT WITH 24 X RELAY OUTPUT, MODBUS RTU | Each | N/A | 1-Year | 4911.5 | 25% | 3683.625
2412 | NOTIFIER By Honeywell - Fire Alarm | TPPLBAWA8N8BNNN | TPPL CONTROLLER BASIC, WALL MOUNT, AC115/220 150W, 8 X MA INPUT WITH 8 X MA OUTPUT, BATTERY BACKUP | Each | N/A | 1-Year | 4545.8 | 25% | 3409.35
2413 | NOTIFIER By Honeywell - Fire Alarm | TPPLBAWA8N8BNRN | TPPL CONTROLLER BASIC, WALL MOUNT, AC115/220 150W, 8 X MA INPUT, 8 X MA OUTPUT WITH BATTERY BACKUP, MODBUS TCP+WEB MONITORING | Each | N/A | 1-Year | 5068.3 | 25% | 3801.225
2414 | NOTIFIER By Honeywell - Fire Alarm | TPPLBAWA8N8BNTN | TPPL CONTROLLER BASIC, WALL MOUNT, AC115/220 150W, 8 X MA INPUT, 8 X MA OUTPUT WITH BATTERY BACKUP, MODBUS TCP | Each | N/A | 1-Year | 5068.3 | 25% | 3801.225
2415 | NOTIFIER By Honeywell - Fire Alarm | TPPLBAWA8N8BRNN | TPPL CONTROLLER BASIC, WALL MOUNT, AC115/220 150W, 8 X MA INPUT, 8 X MA OUTPUT WITH BATTERY BACKUP, MODBUS RTU | Each | N/A | 1-Year | 5068.3 | 25% | 3801.225
2416 | NOTIFIER By Honeywell - Fire Alarm | TPPLBAWA8N8NNNN | TPPL CONTROLLER BASIC, WALL MOUNT, AC115/220 150W, 8 X MA INPUT WITH 8 X MA OUTPUT | Each | N/A | 1-Year | 4127.8 | 25% | 3095.85
2417 | NOTIFIER By Honeywell - Fire Alarm | TPPLBAWA8N8NNRN | TPPL CONTROLLER BASIC, WALL MOUNT, AC115/220 150W, 8 X MA INPUT, 8 X MA OUTPUT, MODBUS TCP+WEB MONITORING | Each | N/A | 1-Year | 4650.3 | 25% | 3487.725
2418 | NOTIFIER By Honeywell - Fire Alarm | TPPLBAWA8N8NNTN | TPPL CONTROLLER BASIC, WALL MOUNT, AC115/220 150W, 8 X MA INPUT, 8 X MA OUTPUT, MODBUS TCP | Each | N/A | 1-Year | 4650.3 | 25% | 3487.725
2419 | NOTIFIER By Honeywell - Fire Alarm | TPPLBAWA8N8NRNN | TPPL CONTROLLER BASIC, WALL MOUNT, AC115/220 150W, 8 X MA INPUT, 8 X MA OUTPUT, MODBUS RTU | Each | N/A | 1-Year | 4650.3 | 25% | 3487.725
2420 | NOTIFIER By Honeywell - Fire Alarm | TPPLBAWA8NNBNNN | TPPL CONTROLLER BASIC, WALL MOUNT, AC115/220 150W, 8 X MA INPUT WITH BATTERY BACKUP | Each | N/A | 1-Year | 3396.3 | 25% | 2547.225
2421 | NOTIFIER By Honeywell - Fire Alarm | TPPLBAWA8NNBNRN | TPPL CONTROLLER BASIC, WALL MOUNT, AC115/220 150W, 8 X MA INPUT WITH BATTERY BACKUP, MODBUS TCP+WEB MONITORING | Each | N/A | 1-Year | 3918.8 | 25% | 2939.1
2422 | NOTIFIER By Honeywell - Fire Alarm | TPPLBAWA8NNBNTN | TPPL CONTROLLER BASIC, WALL MOUNT, AC115/220 150W, 8 X MA INPUT WITH BATTERY BACKUP, MODBUS TCP | Each | N/A | 1-Year | 3918.8 | 25% | 2939.1
2423 | NOTIFIER By Honeywell - Fire Alarm | TPPLBAWA8NNBRNN | TPPL CONTROLLER BASIC, WALL MOUNT, AC115/220 150W, 8 X MA INPUT WITH BATTERY BACKUP, MODBUS RTU | Each | N/A | 1-Year | 3918.8 | 25% | 2939.1
2424 | NOTIFIER By Honeywell - Fire Alarm | TPPLBAWA8NNNNNN | TPPL CONTROLLER BASIC, WALL MOUNT, AC115/220 150W, 8 X MA INPUT | Each | N/A | 1-Year | 2978.3 | 25% | 2233.725
2425 | NOTIFIER By Honeywell - Fire Alarm | TPPLBAWA8NNNNRN | TPPL CONTROLLER BASIC, WALL MOUNT, AC115/220 150W, 8 X MA INPUT, MODBUS TCP+WEB MONITORING | Each | N/A | 1-Year | 3500.8 | 25% | 2625.6
2426 | NOTIFIER By Honeywell - Fire Alarm | TPPLBAWA8NNNNTN | TPPL CONTROLLER BASIC, WALL MOUNT, AC115/220 150W, 8 X MA INPUT, MODBUS TCP | Each | N/A | 1-Year | 3500.8 | 25% | 2625.6
2427 | NOTIFIER By Honeywell - Fire Alarm | TPPLBAWA8NNNRNN | TPPL CONTROLLER BASIC, WALL MOUNT, AC115/220 150W, 8 X MA INPUT, MODBUS RTU | Each | N/A | 1-Year | 3500.8 | 25% | 2625.6
2428 | NOTIFIER By Honeywell - Fire Alarm | TPPLBAWA8S4BNNN | TPPL CONTROLLER BASIC, WALL MOUNT, AC115/220 150W, 8 X MA INPUT WITH 12 X RELAY OUTPUT, 4 X MA OUTPUT, BATTERY BACKUP | Each | N/A | 1-Year | 4598 | 25% | 3448.5
2429 | NOTIFIER By Honeywell - Fire Alarm | TPPLBAWA8S4NNNN | TPPL CONTROLLER BASIC, WALL MOUNT, AC115/220 150W, 8 X MA INPUT WITH 12 X RELAY OUTPUT, 4 X MA OUTPUT | Each | N/A | 1-Year | 4180 | 25% | 3135
2430 | NOTIFIER By Honeywell - Fire Alarm | TPPLBAWA8S4NRNN | TPPL CONTROLLER BASIC, WALL MOUNT, AC115/220 150W, 8 X MA INPUT WITH 12 X RELAY OUTPUT, 4 X MA OUTPUT, MODBUS RTU | Each | N/A | 1-Year | 4702.5 | 25% | 3526.875
2431 | NOTIFIER By Honeywell - Fire Alarm | TPPLBAWA8S8BNNN | TPPL CONTROLLER BASIC, WALL MOUNT, AC115/220 150W, 8 X MA INPUT WITH 12 X RELAY OUTPUT, 8 X MA OUTPUT, BATTERY BACKUP | Each | N/A | 1-Year | 5225 | 25% | 3918.75
2432 | NOTIFIER By Honeywell - Fire Alarm | TPPLBAWA8S8BNRN | TPPL CONTROLLER BASIC, WALL MOUNT, AC115/220 150W, 8 X MA INPUT WITH 12 X RELAY OUTPUT, 8 X MA OUTPUT WITH BATTERY BACKUP, MODBUS TCP+WEB MONITORING | Each | N/A | 1-Year | 5747.5 | 25% | 4310.625
2433 | NOTIFIER By Honeywell - Fire Alarm | TPPLBAWA8S8BNTN | TPPL CONTROLLER BASIC, WALL MOUNT, AC115/220 150W, 8 X MA INPUT WITH 12 X RELAY OUTPUT, 8 X MA OUTPUT WITH BATTERY BACKUP, MODBUS TCP | Each | N/A | 1-Year | 5747.5 | 25% | 4310.625
2434 | NOTIFIER By Honeywell - Fire Alarm | TPPLBAWA8S8BRNN | TPPL CONTROLLER BASIC, WALL MOUNT, AC115/220 150W, 8 X MA INPUT WITH 12 X RELAY OUTPUT, 8 X MA OUTPUT WITH BATTERY BACKUP, MODBUS RTU | Each | N/A | 1-Year | 5747.5 | 25% | 4310.625
2435 | NOTIFIER By Honeywell - Fire Alarm | TPPLBAWA8S8NNNN | TPPL CONTROLLER BASIC, WALL MOUNT, AC115/220 150W, 8 X MA INPUT WITH 12 X RELAY OUTPUT, 8 X MA OUTPUT | Each | N/A | 1-Year | 4807 | 25% | 3605.25
2436 | NOTIFIER By Honeywell - Fire Alarm | TPPLBAWA8S8NNRN | TPPL CONTROLLER BASIC, WALL MOUNT, AC115/220 150W, 8 X MA INPUT WITH 12 X RELAY OUTPUT, 8 X MA OUTPUT, MODBUS TCP+WEB MONITORING | Each | N/A | 1-Year | 5329.5 | 25% | 3997.125
2437 | NOTIFIER By Honeywell - Fire Alarm | TPPLBAWA8S8NNTN | TPPL CONTROLLER BASIC, WALL MOUNT, AC115/220 150W, 8 X MA INPUT WITH 12 X RELAY OUTPUT, 8 X MA OUTPUT, MODBUS TCP | Each | N/A | 1-Year | 5329.5 | 25% | 3997.125
2438 | NOTIFIER By Honeywell - Fire Alarm | TPPLBAWA8S8NRNN | TPPL CONTROLLER BASIC, WALL MOUNT, AC115/220 150W, 8 X MA INPUT WITH 12 X RELAY OUTPUT, 8 X MA OUTPUT, MODBUS RTU | Each | N/A | 1-Year | 5329.5 | 25% | 3997.125
2439 | NOTIFIER By Honeywell - Fire Alarm | TPPLBAWA8SNBNNN | TPPL CONTROLLER BASIC, WALL MOUNT, AC115/220 150W, 8 X MA INPUT WITH 12 X RELAY OUTPUT, BATTERY BACKUP | Each | N/A | 1-Year | 4075.5 | 25% | 3056.625
2440 | NOTIFIER By Honeywell - Fire Alarm | TPPLBAWA8SNBNRN | TPPL CONTROLLER BASIC, WALL MOUNT, AC115/220 150W, 8 X MA INPUT WITH 12 X RELAY OUTPUT WITH BATTERY BACKUP, MODBUS TCP+WEB MONITORING | Each | N/A | 1-Year | 4598 | 25% | 3448.5
2441 | NOTIFIER By Honeywell - Fire Alarm | TPPLBAWA8SNBNTN | TPPL CONTROLLER BASIC, WALL MOUNT, AC115/220 150W, 8 X MA INPUT WITH 12 X RELAY OUTPUT WITH BATTERY BACKUP, MODBUS TCP | Each | N/A | 1-Year | 4598 | 25% | 3448.5
2442 | NOTIFIER By Honeywell - Fire Alarm | TPPLBAWA8SNBRNN | TPPL CONTROLLER BASIC, WALL MOUNT, AC115/220 150W, 8 X MA INPUT WITH 12 X RELAY OUTPUT WITH BATTERY BACKUP, MODBUS RTU | Each | N/A | 1-Year | 4598 | 25% | 3448.5
2443 | NOTIFIER By Honeywell - Fire Alarm | TPPLBAWA8SNNNNN | TPPL CONTROLLER BASIC, WALL MOUNT, AC115/220 150W, 8 X MA INPUT WITH 12 X RELAY OUTPUT | Each | N/A | 1-Year | 3657.5 | 25% | 2743.125
2444 | NOTIFIER By Honeywell - Fire Alarm | TPPLBAWA8SNNNRN | TPPL CONTROLLER BASIC, WALL MOUNT, AC115/220 150W, 8 X MA INPUT WITH 12 X RELAY OUTPUT, MODBUS TCP+WEB MONITORING | Each | N/A | 1-Year | 4180 | 25% | 3135
2445 | NOTIFIER By Honeywell - Fire Alarm | TPPLBAWA8SNNNTN | TPPL CONTROLLER BASIC, WALL MOUNT, AC115/220 150W, 8 X MA INPUT WITH 12 X RELAY OUTPUT, MODBUS TCP | Each | N/A | 1-Year | 4180 | 25% | 3135
2446 | NOTIFIER By Honeywell - Fire Alarm | TPPLBAWA8SNNRNN | TPPL CONTROLLER BASIC, WALL MOUNT, AC115/220 150W, 8 X MA INPUT WITH 12 X RELAY OUTPUT, MODBUS RTU | Each | N/A | 1-Year | 4180 | 25% | 3135
2447 | NOTIFIER By Honeywell - Fire Alarm | TPPLBAWD4NNNNNN | TPPL CONTROLLER BASIC, WALL MOUNT, AC115/220 150W, 2 X MA + 2 X MV INPUT | Each | N/A | 1-Year | 2299 | 25% | 1724.25
2448 | NOTIFIER By Honeywell - Fire Alarm | TPPLBAWD4SNBNNN | TPPL CONTROLLER BASIC, WALL MOUNT, AC115/220 150W, 2 X MA + 2 X MV INPUT WITH 12 X RELAY OUTPUT WITH BATTERY BACKUP | Each | N/A | 1-Year | 3396.3 | 25% | 2547.225
2449 | NOTIFIER By Honeywell - Fire Alarm | TPPLBAWD4SNBNTN | TPPL CONTROLLER BASIC, WALL MOUNT, AC115/220 150W, 2 X MA + 2 X MV INPUT WITH 12 X RELAY OUTPUT WITH BATTERY BACKUP, MODBUS TCP | Each | N/A | 1-Year | 3918.8 | 25% | 2939.1
2450 | NOTIFIER By Honeywell - Fire Alarm | TPPLBAWD4SNNNNN | TPPL CONTROLLER BASIC, WALL MOUNT, AC115/220 150W, 2 X MA + 2 X MV INPUT WITH 12 X RELAY OUTPUT | Each | N/A | 1-Year | 2978.3 | 25% | 2233.725
2451 | NOTIFIER By Honeywell - Fire Alarm | TPPLBAWD4SNNNTN | TPPL CONTROLLER BASIC, WALL MOUNT, AC115/220 150W, 2 X MA + 2 X MV INPUT WITH 12 X RELAY OUTPUT, MODBUS TCP | Each | N/A | 1-Year | 3500.8 | 25% | 2625.6
2452 | NOTIFIER By Honeywell - Fire Alarm | TPPLBAWD8D8NNNN | TPPL CONTROLLER BASIC, WALL MOUNT, AC115/220 150W, 4 X MA + 4 X MV INPUT WITH 24 X RELAY OUTPUT, 8 X MA OUTPUT | Each | N/A | 1-Year | 5538.5 | 25% | 4153.875
2453 | NOTIFIER By Honeywell - Fire Alarm | TPPLBAWD8NNBNRN | TPPL CONTROLLER BASIC, WALL MOUNT, AC115/220 150W, 4 X MA + 4 X MV INPUT WITH BATTERY BACKUP, MODBUS TCP+WEB MONITORING | Each | N/A | 1-Year | 3918.8 | 25% | 2939.1
2454 | NOTIFIER By Honeywell - Fire Alarm | TPPLBAWD8NNNNNN | TPPL CONTROLLER BASIC, WALL MOUNT, AC115/220 150W, 4 X MA + 4 X MV INPUT | Each | N/A | 1-Year | 2978.3 | 25% | 2233.725
2455 | NOTIFIER By Honeywell - Fire Alarm | TPPLBAWD8NNNNRN | TPPL CONTROLLER BASIC, WALL MOUNT, AC115/220 150W, 4 X MA + 4 X MV INPUT, MODBUS TCP+WEB MONITORING | Each | N/A | 1-Year | 3500.8 | 25% | 2625.6
2456 | NOTIFIER By Honeywell - Fire Alarm | TPPLBAWD8S8NNNN | TPPL CONTROLLER BASIC, WALL MOUNT, AC115/220 150W, 4 X MA + 4 X MV INPUT WITH 12 X RELAY OUTPUT, 8 X MA OUTPUT | Each | N/A | 1-Year | 4807 | 25% | 3605.25
2457 | NOTIFIER By Honeywell - Fire Alarm | TPPLBAWD8SNBRNN | TPPL CONTROLLER BASIC, WALL MOUNT, AC115/220 150W, 4 X MA + 4 X MV INPUT WITH 12 X RELAY OUTPUT WITH BATTERY BACKUP, MODBUS RTU | Each | N/A | 1-Year | 4598 | 25% | 3448.5
2458 | NOTIFIER By Honeywell - Fire Alarm | TPPLBAWD8SNNNNN | TPPL CONTROLLER BASIC, WALL MOUNT, AC115/220 150W, 4 X MA + 4 X MV INPUT WITH 12 X RELAY OUTPUT | Each | N/A | 1-Year | 3657.5 | 25% | 2743.125
2459 | NOTIFIER By Honeywell - Fire Alarm | TPPLBAWD8SNNRNN | TPPL CONTROLLER BASIC, WALL MOUNT, AC115/220 150W, 4 X MA + 4 X MV INPUT WITH 12 X RELAY OUTPUT, MODBUS RTU | Each | N/A | 1-Year | 4180 | 25% | 3135
2460 | NOTIFIER By Honeywell - Fire Alarm | TPPLBAWV2N4BNNN | TPPL CONTROLLER BASIC, WALL MOUNT, AC115/220 150W, 2 X MV INPUT WITH 4 X MA OUTPUT, BATTERY BACKUP | Each | N/A | 1-Year | 2926 | 25% | 2194.5
2461 | NOTIFIER By Honeywell - Fire Alarm | TPPLBAWV2N4NNNN | TPPL CONTROLLER BASIC, WALL MOUNT, AC115/220 150W, 2 X MV INPUT WITH 4 X MA OUTPUT | Each | N/A | 1-Year | 2508 | 25% | 1881
2462 | NOTIFIER By Honeywell - Fire Alarm | TPPLBAWV2NNBNNN | TPPL CONTROLLER BASIC, WALL MOUNT, AC115/220 150W, 2 X MV INPUT WITH BATTERY BACKUP | Each | N/A | 1-Year | 2403.5 | 25% | 1802.625
2463 | NOTIFIER By Honeywell - Fire Alarm | TPPLBAWV2NNNNNN | TPPL CONTROLLER BASIC, WALL MOUNT, AC115/220 150W, 2 X MV INPUT | Each | N/A | 1-Year | 1985.5 | 25% | 1489.125
2464 | NOTIFIER By Honeywell - Fire Alarm | TPPLBAWV2S4BNNN | TPPL CONTROLLER BASIC, WALL MOUNT, AC115/220 150W, 2 X MV INPUT WITH 12 X RELAY OUTPUT, 4 X MA OUTPUT, BATTERY BACKUP | Each | N/A | 1-Year | 3605.3 | 25% | 2703.975
2465 | NOTIFIER By Honeywell - Fire Alarm | TPPLBAWV2S4NNNN | TPPL CONTROLLER BASIC, WALL MOUNT, AC115/220 150W, 2 X MV INPUT WITH 12 X RELAY OUTPUT, 4 X MA OUTPUT | Each | N/A | 1-Year | 3187.3 | 25% | 2390.475
2466 | NOTIFIER By Honeywell - Fire Alarm | TPPLBAWV2SNBNNN | TPPL CONTROLLER BASIC, WALL MOUNT, AC115/220 150W, 2 X MV INPUT WITH 12 X RELAY OUTPUT, BATTERY BACKUP | Each | N/A | 1-Year | 3082.8 | 25% | 2312.1
2467 | NOTIFIER By Honeywell - Fire Alarm | TPPLBAWV2SNBNTN | TPPL CONTROLLER BASIC, WALL MOUNT, AC115/220 150W, 2 X MV INPUT WITH 12 X RELAY OUTPUT WITH BATTERY BACKUP, MODBUS TCP | Each | N/A | 1-Year | 3605.3 | 25% | 2703.975
2468 | NOTIFIER By Honeywell - Fire Alarm | TPPLBAWV2SNBRNN | TPPL CONTROLLER BASIC, WALL MOUNT, AC115/220 150W, 2 X MV INPUT WITH 12 X RELAY OUTPUT WITH BATTERY BACKUP, MODBUS RTU | Each | N/A | 1-Year | 3605.3 | 25% | 2703.975
2469 | NOTIFIER By Honeywell - Fire Alarm | TPPLBAWV2SNNNNN | TPPL CONTROLLER BASIC, WALL MOUNT, AC115/220 150W, 2 X MV INPUT WITH 12 X RELAY OUTPUT | Each | N/A | 1-Year | 2664.8 | 25% | 1998.6
2470 | NOTIFIER By Honeywell - Fire Alarm | TPPLBAWV2SNNNTN | TPPL CONTROLLER BASIC, WALL MOUNT, AC115/220 150W, 2 X MV INPUT WITH 12 X RELAY OUTPUT, MODBUS TCP | Each | N/A | 1-Year | 3187.3 | 25% | 2390.475
2471 | NOTIFIER By Honeywell - Fire Alarm | TPPLBAWV2SNNRNN | TPPL CONTROLLER BASIC, WALL MOUNT, AC115/220 150W, 2 X MV INPUT WITH 12 X RELAY OUTPUT, MODBUS RTU | Each | N/A | 1-Year | 3187.3 | 25% | 2390.475
2472 | NOTIFIER By Honeywell - Fire Alarm | TPPLBAWV4N4BNNN | TPPL CONTROLLER BASIC, WALL MOUNT, AC115/220 150W, 4 X MV INPUT WITH 4 X MA OUTPUT, BATTERY BACKUP | Each | N/A | 1-Year | 3239.5 | 25% | 2429.625
2473 | NOTIFIER By Honeywell - Fire Alarm | TPPLBAWV4N4NNNN | TPPL CONTROLLER BASIC, WALL MOUNT, AC115/220 150W, 4 X MV INPUT WITH 4 X MA OUTPUT | Each | N/A | 1-Year | 2821.5 | 25% | 2116.125
2474 | NOTIFIER By Honeywell - Fire Alarm | TPPLBAWV4NNBNNN | TPPL CONTROLLER BASIC, WALL MOUNT, AC115/220 150W, 4 X MV INPUT WITH BATTERY BACKUP | Each | N/A | 1-Year | 2717 | 25% | 2037.75
2475 | NOTIFIER By Honeywell - Fire Alarm | TPPLBAWV4NNNNNN | TPPL CONTROLLER BASIC, WALL MOUNT, AC115/220 150W, 4 X MV INPUT | Each | N/A | 1-Year | 2299 | 25% | 1724.25
2476 | NOTIFIER By Honeywell - Fire Alarm | TPPLBAWV4S4BNNN | TPPL CONTROLLER BASIC, WALL MOUNT, AC115/220 150W, 4 X MV INPUT WITH 12 X RELAY OUTPUT, 4 X MA OUTPUT, BATTERY BACKUP | Each | N/A | 1-Year | 3918.8 | 25% | 2939.1
2477 | NOTIFIER By Honeywell - Fire Alarm | TPPLBAWV4S4BNTN | TPPL CONTROLLER BASIC, WALL MOUNT, AC115/220 150W, 4 X MV INPUT WITH 12 X RELAY OUTPUT, 4 X MA OUTPUT WITH BATTERY BACKUP, MODBUS TCP | Each | N/A | 1-Year | 4441.3 | 25% | 3330.975
2478 | NOTIFIER By Honeywell - Fire Alarm | TPPLBAWV4S4NNNN | TPPL CONTROLLER BASIC, WALL MOUNT, AC115/220 150W, 4 X MV INPUT WITH 12 X RELAY OUTPUT, 4 X MA OUTPUT | Each | N/A | 1-Year | 3500.8 | 25% | 2625.6
2479 | NOTIFIER By Honeywell - Fire Alarm | TPPLBAWV4S4NNTN | TPPL CONTROLLER BASIC, WALL MOUNT, AC115/220 150W, 4 X MV INPUT WITH 12 X RELAY OUTPUT, 4 X MA OUTPUT, MODBUS TCP | Each | N/A | 1-Year | 4023.3 | 25% | 3017.475
2480 | NOTIFIER By Honeywell - Fire Alarm | TPPLBAWV4S4NRNN | TPPL CONTROLLER BASIC, WALL MOUNT, AC115/220 150W, 4 X MV INPUT WITH 12 X RELAY OUTPUT, 4 X MA OUTPUT, MODBUS RTU | Each | N/A | 1-Year | 4023.3 | 25% | 3017.475
2481 | NOTIFIER By Honeywell - Fire Alarm | TPPLBAWV4SNBNNN | TPPL CONTROLLER BASIC, WALL MOUNT, AC115/220 150W, 4 X MV INPUT WITH 12 X RELAY OUTPUT, BATTERY BACKUP | Each | N/A | 1-Year | 3396.3 | 25% | 2547.225
2482 | NOTIFIER By Honeywell - Fire Alarm | TPPLBAWV4SNBNTN | TPPL CONTROLLER BASIC, WALL MOUNT, AC115/220 150W, 4 X MV INPUT WITH 12 X RELAY OUTPUT WITH BATTERY BACKUP, MODBUS TCP | Each | N/A | 1-Year | 3918.8 | 25% | 2939.1
2483 | NOTIFIER By Honeywell - Fire Alarm | TPPLBAWV4SNBRNN | TPPL CONTROLLER BASIC, WALL MOUNT, AC115/220 150W, 4 X MV INPUT WITH 12 X RELAY OUTPUT WITH BATTERY BACKUP, MODBUS RTU | Each | N/A | 1-Year | 3918.8 | 25% | 2939.1
2484 | NOTIFIER By Honeywell - Fire Alarm | TPPLBAWV4SNNNNN | TPPL CONTROLLER BASIC, WALL MOUNT, AC115/220 150W, 4 X MV INPUT WITH 12 X RELAY OUTPUT | Each | N/A | 1-Year | 2978.3 | 25% | 2233.725
2485 | NOTIFIER By Honeywell - Fire Alarm | TPPLBAWV4SNNNTN | TPPL CONTROLLER BASIC, WALL MOUNT, AC115/220 150W, 4 X MV INPUT WITH 12 X RELAY OUTPUT, MODBUS TCP | Each | N/A | 1-Year | 3500.8 | 25% | 2625.6
2486 | NOTIFIER By Honeywell - Fire Alarm | TPPLBAWV4SNNRNN | TPPL CONTROLLER BASIC, WALL MOUNT, AC115/220 150W, 4 X MV INPUT WITH 12 X RELAY OUTPUT, MODBUS RTU | Each | N/A | 1-Year | 3500.8 | 25% | 2625.6
2487 | NOTIFIER By Honeywell - Fire Alarm | TPPLBAWV8D4BNNN | TPPL CONTROLLER BASIC, WALL MOUNT, AC115/220 150W, 8 X MV INPUT WITH 24 X RELAY OUTPUT, 4 X MA OUTPUT, BATTERY BACKUP | Each | N/A | 1-Year | 5329.5 | 25% | 3997.125
2488 | NOTIFIER By Honeywell - Fire Alarm | TPPLBAWV8D4NNNN | TPPL CONTROLLER BASIC, WALL MOUNT, AC115/220 150W, 8 X MV INPUT WITH 24 X RELAY OUTPUT, 4 X MA OUTPUT | Each | N/A | 1-Year | 4911.5 | 25% | 3683.625
2489 | NOTIFIER By Honeywell - Fire Alarm | TPPLBAWV8D4NRNN | TPPL CONTROLLER BASIC, WALL MOUNT, AC115/220 150W, 8 X MV INPUT WITH 24 X RELAY OUTPUT, 4 X MA OUTPUT, MODBUS RTU | Each | N/A | 1-Year | 5434 | 25% | 4075.5
2490 | NOTIFIER By Honeywell - Fire Alarm | TPPLBAWV8D8BNNN | TPPL CONTROLLER BASIC, WALL MOUNT, AC115/220 150W, 8 X MV INPUT WITH 24 X RELAY OUTPUT, 8 X MA OUTPUT, BATTERY BACKUP | Each | N/A | 1-Year | 5956.5 | 25% | 4467.375
2491 | NOTIFIER By Honeywell - Fire Alarm | TPPLBAWV8D8BRNN | TPPL CONTROLLER BASIC, WALL MOUNT, AC115/220 150W, 8 X MV INPUT WITH 24 X RELAY OUTPUT, 8 X MA OUTPUT WITH BATTERY BACKUP, MODBUS RTU | Each | N/A | 1-Year | 6479 | 25% | 4859.25
2492 | NOTIFIER By Honeywell - Fire Alarm | TPPLBAWV8D8NNNN | TPPL CONTROLLER BASIC, WALL MOUNT, AC115/220 150W, 8 X MV INPUT WITH 24 X RELAY OUTPUT, 8 X MA OUTPUT | Each | N/A | 1-Year | 5538.5 | 25% | 4153.875
2493 | NOTIFIER By Honeywell - Fire Alarm | TPPLBAWV8D8NRNN | TPPL CONTROLLER BASIC, WALL MOUNT, AC115/220 150W, 8 X MV INPUT WITH 24 X RELAY OUTPUT, 8 X MA OUTPUT, MODBUS RTU | Each | N/A | 1-Year | 6061 | 25% | 4545.75
2494 | NOTIFIER By Honeywell - Fire Alarm | TPPLBAWV8DNBNNN | TPPL CONTROLLER BASIC, WALL MOUNT, AC115/220 150W, 8 X MV INPUT WITH 24 X RELAY OUTPUT, BATTERY BACKUP | Each | N/A | 1-Year | 4807 | 25% | 3605.25
2495 | NOTIFIER By Honeywell - Fire Alarm | TPPLBAWV8DNBRNN | TPPL CONTROLLER BASIC, WALL MOUNT, AC115/220 150W, 8 X MV INPUT WITH 24 X RELAY OUTPUT WITH BATTERY BACKUP, MODBUS RTU | Each | N/A | 1-Year | 5329.5 | 25% | 3997.125
2496 | NOTIFIER By Honeywell - Fire Alarm | TPPLBAWV8DNNNNN | TPPL CONTROLLER BASIC, WALL MOUNT, AC115/220 150W, 8 X MV INPUT WITH 24 X RELAY OUTPUT | Each | N/A | 1-Year | 4389 | 25% | 3291.75
2497 | NOTIFIER By Honeywell - Fire Alarm | TPPLBAWV8DNNRNN | TPPL CONTROLLER BASIC, WALL MOUNT, AC115/220 150W, 8 X MV INPUT WITH 24 X RELAY OUTPUT, MODBUS RTU | Each | N/A | 1-Year | 4911.5 | 25% | 3683.625
2498 | NOTIFIER By Honeywell - Fire Alarm | TPPLBAWV8N8BNNN | TPPL CONTROLLER BASIC, WALL MOUNT, AC115/220 150W, 8 X MV INPUT WITH 8 X MA OUTPUT, BATTERY BACKUP | Each | N/A | 1-Year | 4545.8 | 25% | 3409.35
2499 | NOTIFIER By Honeywell - Fire Alarm | TPPLBAWV8N8NNNN | TPPL CONTROLLER BASIC, WALL MOUNT, AC115/220 150W, 8 X MV INPUT WITH 8 X MA OUTPUT | Each | N/A | 1-Year | 4127.8 | 25% | 3095.85
2500 | NOTIFIER By Honeywell - Fire Alarm | TPPLBAWV8NNBNNN | TPPL CONTROLLER BASIC, WALL MOUNT, AC115/220 150W, 8 X MV INPUT WITH BATTERY BACKUP | Each | N/A | 1-Year | 3396.3 | 25% | 2547.225
2501 | NOTIFIER By Honeywell - Fire Alarm | TPPLBAWV8NNNNNN | TPPL CONTROLLER BASIC, WALL MOUNT, AC115/220 150W, 8 X MV INPUT | Each | N/A | 1-Year | 2978.3 | 25% | 2233.725
2502 | NOTIFIER By Honeywell - Fire Alarm | TPPLBAWV8S4BNNN | TPPL CONTROLLER BASIC, WALL MOUNT, AC115/220 150W, 8 X MV INPUT WITH 12 X RELAY OUTPUT, 4 X MA OUTPUT, BATTERY BACKUP | Each | N/A | 1-Year | 4598 | 25% | 3448.5
2503 | NOTIFIER By Honeywell - Fire Alarm | TPPLBAWV8S4NNNN | TPPL CONTROLLER BASIC, WALL MOUNT, AC115/220 150W, 8 X MV INPUT WITH 12 X RELAY OUTPUT, 4 X MA OUTPUT | Each | N/A | 1-Year | 4180 | 25% | 3135
2504 | NOTIFIER By Honeywell - Fire Alarm | TPPLBAWV8S4NRNN | TPPL CONTROLLER BASIC, WALL MOUNT, AC115/220 150W, 8 X MV INPUT WITH 12 X RELAY OUTPUT, 4 X MA OUTPUT, MODBUS RTU | Each | N/A | 1-Year | 4702.5 | 25% | 3526.875
2505 | NOTIFIER By Honeywell - Fire Alarm | TPPLBAWV8S8BNNN | TPPL CONTROLLER BASIC, WALL MOUNT, AC115/220 150W, 8 X MV INPUT WITH 12 X RELAY OUTPUT, 8 X MA OUTPUT, BATTERY BACKUP | Each | N/A | 1-Year | 5225 | 25% | 3918.75
2506 | NOTIFIER By Honeywell - Fire Alarm | TPPLBAWV8S8BRNN | TPPL CONTROLLER BASIC, WALL MOUNT, AC115/220 150W, 8 X MV INPUT WITH 12 X RELAY OUTPUT, 8 X MA OUTPUT WITH BATTERY BACKUP, MODBUS RTU | Each | N/A | 1-Year | 5747.5 | 25% | 4310.625
2507 | NOTIFIER By Honeywell - Fire Alarm | TPPLBAWV8S8NNNN | TPPL CONTROLLER BASIC, WALL MOUNT, AC115/220 150W, 8 X MV INPUT WITH 12 X RELAY OUTPUT, 8 X MA OUTPUT | Each | N/A | 1-Year | 4807 | 25% | 3605.25
2508 | NOTIFIER By Honeywell - Fire Alarm | TPPLBAWV8S8NRNN | TPPL CONTROLLER BASIC, WALL MOUNT, AC115/220 150W, 8 X MV INPUT WITH 12 X RELAY OUTPUT, 8 X MA OUTPUT, MODBUS RTU | Each | N/A | 1-Year | 5329.5 | 25% | 3997.125
2509 | NOTIFIER By Honeywell - Fire Alarm | TPPLBAWV8SNBNNN | TPPL CONTROLLER BASIC, WALL MOUNT, AC115/220 150W, 8 X MV INPUT WITH 12 X RELAY OUTPUT, BATTERY BACKUP | Each | N/A | 1-Year | 4075.5 | 25% | 3056.625
2510 | NOTIFIER By Honeywell - Fire Alarm | TPPLBAWV8SNBRNN | TPPL CONTROLLER BASIC, WALL MOUNT, AC115/220 150W, 8 X MV INPUT WITH 12 X RELAY OUTPUT WITH BATTERY BACKUP, MODBUS RTU | Each | N/A | 1-Year | 4598 | 25% | 3448.5
2511 | NOTIFIER By Honeywell - Fire Alarm | TPPLBAWV8SNNNNN | TPPL CONTROLLER BASIC, WALL MOUNT, AC115/220 150W, 8 X MV INPUT WITH 12 X RELAY OUTPUT | Each | N/A | 1-Year | 3657.5 | 25% | 2743.125
2512 | NOTIFIER By Honeywell - Fire Alarm | TPPLBAWV8SNNRNN | TPPL CONTROLLER BASIC, WALL MOUNT, AC115/220 150W, 8 X MV INPUT WITH 12 X RELAY OUTPUT, MODBUS RTU | Each | N/A | 1-Year | 4180 | 25% | 3135
2513 | NOTIFIER By Honeywell - Fire Alarm | TPPLBDWA2N4BNNN | TPPL CONTROLLER BASIC, WALL MOUNT, DC POWERED, 2 X MA INPUT WITH 4 X MA OUTPUT, BATTERY BACKUP | Each | N/A | 1-Year | 2821.5 | 25% | 2116.125
2514 | NOTIFIER By Honeywell - Fire Alarm | TPPLBDWA2N4BNTN | TPPL CONTROLLER BASIC, WALL MOUNT, DC POWERED, 2 X MA INPUT, 4 X MA OUTPUT WITH BATTERY BACKUP, MODBUS TCP | Each | N/A | 1-Year | 3344 | 25% | 2508
2515 | NOTIFIER By Honeywell - Fire Alarm | TPPLBDWA2N4BRNN | TPPL CONTROLLER BASIC, WALL MOUNT, DC POWERED, 2 X MA INPUT, 4 X MA OUTPUT WITH BATTERY BACKUP, MODBUS RTU | Each | N/A | 1-Year | 3344 | 25% | 2508
2516 | NOTIFIER By Honeywell - Fire Alarm | TPPLBDWA2N4NNNN | TPPL CONTROLLER BASIC, WALL MOUNT, DC POWERED, 2 X MA INPUT WITH 4 X MA OUTPUT | Each | N/A | 1-Year | 2403.5 | 25% | 1802.625
2517 | NOTIFIER By Honeywell - Fire Alarm | TPPLBDWA2N4NNTN | TPPL CONTROLLER BASIC, WALL MOUNT, DC POWERED, 2 X MA INPUT, 4 X MA OUTPUT, MODBUS TCP | Each | N/A | 1-Year | 2926 | 25% | 2194.5
2518 | NOTIFIER By Honeywell - Fire Alarm | TPPLBDWA2N4NRNN | TPPL CONTROLLER BASIC, WALL MOUNT, DC POWERED, 2 X MA INPUT, 4 X MA OUTPUT, MODBUS RTU | Each | N/A | 1-Year | 2926 | 25% | 2194.5
2519 | NOTIFIER By Honeywell - Fire Alarm | TPPLBDWA2NNBNNN | TPPL CONTROLLER BASIC, WALL MOUNT, DC POWERED, 2 X MA INPUT WITH BATTERY BACKUP | Each | N/A | 1-Year | 2299 | 25% | 1724.25
2520 | NOTIFIER By Honeywell - Fire Alarm | TPPLBDWA2NNBNTN | TPPL CONTROLLER BASIC, WALL MOUNT, DC POWERED, 2 X MA INPUT WITH BATTERY BACKUP, MODBUS TCP | Each | N/A | 1-Year | 2821.5 | 25% | 2116.125
2521 | NOTIFIER By Honeywell - Fire Alarm | TPPLBDWA2NNBRNN | TPPL CONTROLLER BASIC, WALL MOUNT, DC POWERED, 2 X MA INPUT WITH BATTERY BACKUP, MODBUS RTU | Each | N/A | 1-Year | 2821.5 | 25% | 2116.125
2522 | NOTIFIER By Honeywell - Fire Alarm | TPPLBDWA2NNNNNN | TPPL CONTROLLER BASIC, WALL MOUNT, DC POWERED, 2 X MA INPUT | Each | N/A | 1-Year | 1881 | 25% | 1410.75
2523 | NOTIFIER By Honeywell - Fire Alarm | TPPLBDWA2NNNNTN | TPPL CONTROLLER BASIC, WALL MOUNT, DC POWERED, 2 X MA INPUT, MODBUS TCP | Each | N/A | 1-Year | 2403.5 | 25% | 1802.625
2524 | NOTIFIER By Honeywell - Fire Alarm | TPPLBDWA2NNNRNN | TPPL CONTROLLER BASIC, WALL MOUNT, DC POWERED, 2 X MA INPUT, MODBUS RTU | Each | N/A | 1-Year | 2403.5 | 25% | 1802.625
2525 | NOTIFIER By Honeywell - Fire Alarm | TPPLBDWA2S4BNNN | TPPL CONTROLLER BASIC, WALL MOUNT, DC POWERED, 2 X MA INPUT WITH 12 X RELAY OUTPUT, 4 X MA OUTPUT, BATTERY BACKUP | Each | N/A | 1-Year | 3500.8 | 25% | 2625.6
2526 | NOTIFIER By Honeywell - Fire Alarm | TPPLBDWA2S4BNTN | TPPL CONTROLLER BASIC, WALL MOUNT, DC POWERED, 2 X MA INPUT WITH 12 X RELAY OUTPUT, 4 X MA OUTPUT WITH BATTERY BACKUP, MODBUS TCP | Each | N/A | 1-Year | 4023.3 | 25% | 3017.475
2527 | NOTIFIER By Honeywell - Fire Alarm | TPPLBDWA2S4BRNN | TPPL CONTROLLER BASIC, WALL MOUNT, DC POWERED, 2 X MA INPUT WITH 12 X RELAY OUTPUT, 4 X MA OUTPUT WITH BATTERY BACKUP, MODBUS RTU | Each | N/A | 1-Year | 4023.3 | 25% | 3017.475
2528 | NOTIFIER By Honeywell - Fire Alarm | TPPLBDWA2S4NNNN | TPPL CONTROLLER BASIC, WALL MOUNT, DC POWERED, 2 X MA INPUT WITH 12 X RELAY OUTPUT, 4 X MA OUTPUT | Each | N/A | 1-Year | 3082.8 | 25% | 2312.1
2529 | NOTIFIER By Honeywell - Fire Alarm | TPPLBDWA2S4NNTN | TPPL CONTROLLER BASIC, WALL MOUNT, DC POWERED, 2 X MA INPUT WITH 12 X RELAY OUTPUT, 4 X MA OUTPUT, MODBUS TCP | Each | N/A | 1-Year | 3605.3 | 25% | 2703.975
2530 | NOTIFIER By Honeywell - Fire Alarm | TPPLBDWA2S4NRNN | TPPL CONTROLLER BASIC, WALL MOUNT, DC POWERED, 2 X MA INPUT WITH 12 X RELAY OUTPUT, 4 X MA OUTPUT, MODBUS RTU | Each | N/A | 1-Year | 3605.3 | 25% | 2703.975
2531 | NOTIFIER By Honeywell - Fire Alarm | TPPLBDWA2SNBNNN | TPPL CONTROLLER BASIC, WALL MOUNT, DC POWERED, 2 X MA INPUT WITH 12 X RELAY OUTPUT, BATTERY BACKUP | Each | N/A | 1-Year | 2978.3 | 25% | 2233.725
2532 | NOTIFIER By Honeywell - Fire Alarm | TPPLBDWA2SNBNTN | TPPL CONTROLLER BASIC, WALL MOUNT, DC POWERED, 2 X MA INPUT WITH 12 X RELAY OUTPUT WITH BATTERY BACKUP, MODBUS TCP | Each | N/A | 1-Year | 3500.8 | 25% | 2625.6
2533 | NOTIFIER By Honeywell - Fire Alarm | TPPLBDWA2SNBRNN | TPPL CONTROLLER BASIC, WALL MOUNT, DC POWERED, 2 X MA INPUT WITH 12 X RELAY OUTPUT WITH BATTERY BACKUP, MODBUS RTU | Each | N/A | 1-Year | 3500.8 | 25% | 2625.6
2534 | NOTIFIER By Honeywell - Fire Alarm | TPPLBDWA2SNNNNN | TPPL CONTROLLER BASIC, WALL MOUNT, DC POWERED, 2 X MA INPUT WITH 12 X RELAY OUTPUT | Each | N/A | 1-Year | 2560.3 | 25% | 1920.225
2535 | NOTIFIER By Honeywell - Fire Alarm | TPPLBDWA2SNNNTN | TPPL CONTROLLER BASIC, WALL MOUNT, DC POWERED, 2 X MA INPUT WITH 12 X RELAY OUTPUT, MODBUS TCP | Each | N/A | 1-Year | 3082.8 | 25% | 2312.1
2536 | NOTIFIER By Honeywell - Fire Alarm | TPPLBDWA2SNNRNN | TPPL CONTROLLER BASIC, WALL MOUNT, DC POWERED, 2 X MA INPUT WITH 12 X RELAY OUTPUT, MODBUS RTU | Each | N/A | 1-Year | 3082.8 | 25% | 2312.1
2537 | NOTIFIER By Honeywell - Fire Alarm | TPPLBDWA4N4BNNN | TPPL CONTROLLER BASIC, WALL MOUNT, DC POWERED, 4 X MA INPUT WITH 4 X MA OUTPUT, BATTERY BACKUP | Each | N/A | 1-Year | 3135 | 25% | 2351.25
2538 | NOTIFIER By Honeywell - Fire Alarm | TPPLBDWA4N4BNTN | TPPL CONTROLLER BASIC, WALL MOUNT, DC POWERED, 4 X MA INPUT, 4 X MA OUTPUT WITH BATTERY BACKUP, MODBUS TCP | Each | N/A | 1-Year | 3657.5 | 25% | 2743.125
2539 | NOTIFIER By Honeywell - Fire Alarm | TPPLBDWA4N4BRNN | TPPL CONTROLLER BASIC, WALL MOUNT, DC POWERED, 4 X MA INPUT, 4 X MA OUTPUT WITH BATTERY BACKUP, MODBUS RTU | Each | N/A | 1-Year | 3657.5 | 25% | 2743.125
2540 | NOTIFIER By Honeywell - Fire Alarm | TPPLBDWA4N4NNNN | TPPL CONTROLLER BASIC, WALL MOUNT, DC POWERED, 4 X MA INPUT WITH 4 X MA OUTPUT | Each | N/A | 1-Year | 2717 | 25% | 2037.75
2541 | NOTIFIER By Honeywell - Fire Alarm | TPPLBDWA4N4NNTN | TPPL CONTROLLER BASIC, WALL MOUNT, DC POWERED, 4 X MA INPUT, 4 X MA OUTPUT, MODBUS TCP | Each | N/A | 1-Year | 3239.5 | 25% | 2429.625
2542 | NOTIFIER By Honeywell - Fire Alarm | TPPLBDWA4N4NRNN | TPPL CONTROLLER BASIC, WALL MOUNT, DC POWERED, 4 X MA INPUT, 4 X MA OUTPUT, MODBUS RTU | Each | N/A | 1-Year | 3239.5 | 25% | 2429.625
2543 | NOTIFIER By Honeywell - Fire Alarm | TPPLBDWA4NNBNNN | TPPL CONTROLLER BASIC, WALL MOUNT, DC POWERED, 4 X MA INPUT WITH BATTERY BACKUP | Each | N/A | 1-Year | 2612.5 | 25% | 1959.375
2544 | NOTIFIER By Honeywell - Fire Alarm | TPPLBDWA4NNBNTN | TPPL CONTROLLER BASIC, WALL MOUNT, DC POWERED, 4 X MA INPUT WITH BATTERY BACKUP, MODBUS TCP | Each | N/A | 1-Year | 3135 | 25% | 2351.25
2545 | NOTIFIER By Honeywell - Fire Alarm | TPPLBDWA4NNBRNN | TPPL CONTROLLER BASIC, WALL MOUNT, DC POWERED, 4 X MA INPUT WITH BATTERY BACKUP, MODBUS RTU | Each | N/A | 1-Year | 3135 | 25% | 2351.25
2546 | NOTIFIER By Honeywell - Fire Alarm | TPPLBDWA4NNNNNN | TPPL CONTROLLER BASIC, WALL MOUNT, DC POWERED, 4 X MA INPUT | Each | N/A | 1-Year | 2194.5 | 25% | 1645.875
2547 | NOTIFIER By Honeywell - Fire Alarm | TPPLBDWA4NNNNTN | TPPL CONTROLLER BASIC, WALL MOUNT, DC POWERED, 4 X MA INPUT, MODBUS TCP | Each | N/A | 1-Year | 2717 | 25% | 2037.75
2548 | NOTIFIER By Honeywell - Fire Alarm | TPPLBDWA4NNNRNN | TPPL CONTROLLER BASIC, WALL MOUNT, DC POWERED, 4 X MA INPUT, MODBUS RTU | Each | N/A | 1-Year | 2717 | 25% | 2037.75
2549 | NOTIFIER By Honeywell - Fire Alarm | TPPLBDWA4S4BNNN | TPPL CONTROLLER BASIC, WALL MOUNT, DC POWERED, 4 X MA INPUT WITH 12 X RELAY OUTPUT, 4 X MA OUTPUT, BATTERY BACKUP | Each | N/A | 1-Year | 3814.3 | 25% | 2860.725
2550 | NOTIFIER By Honeywell - Fire Alarm | TPPLBDWA4S4BNTN | TPPL CONTROLLER BASIC, WALL MOUNT, DC POWERED, 4 X MA INPUT WITH 12 X RELAY OUTPUT, 4 X MA OUTPUT WITH BATTERY BACKUP, MODBUS TCP | Each | N/A | 1-Year | 4336.8 | 25% | 3252.6
2551 | NOTIFIER By Honeywell - Fire Alarm | TPPLBDWA4S4BRNN | TPPL CONTROLLER BASIC, WALL MOUNT, DC POWERED, 4 X MA INPUT WITH 12 X RELAY OUTPUT, 4 X MA OUTPUT WITH BATTERY BACKUP, MODBUS RTU | Each | N/A | 1-Year | 4336.8 | 25% | 3252.6
2552 | NOTIFIER By Honeywell - Fire Alarm | TPPLBDWA4S4NNNN | TPPL CONTROLLER BASIC, WALL MOUNT, DC POWERED, 4 X MA INPUT WITH 12 X RELAY OUTPUT, 4 X MA OUTPUT | Each | N/A | 1-Year | 3396.3 | 25% | 2547.225
2553 | NOTIFIER By Honeywell - Fire Alarm | TPPLBDWA4S4NNTN | TPPL CONTROLLER BASIC, WALL MOUNT, DC POWERED, 4 X MA INPUT WITH 12 X RELAY OUTPUT, 4 X MA OUTPUT, MODBUS TCP | Each | N/A | 1-Year | 3918.8 | 25% | 2939.1
2554 | NOTIFIER By Honeywell - Fire Alarm | TPPLBDWA4S4NRNN | TPPL CONTROLLER BASIC, WALL MOUNT, DC POWERED, 4 X MA INPUT WITH 12 X RELAY OUTPUT, 4 X MA OUTPUT, MODBUS RTU | Each | N/A | 1-Year | 3918.8 | 25% | 2939.1
2555 | NOTIFIER By Honeywell - Fire Alarm | TPPLBDWA4SNBNNN | TPPL CONTROLLER BASIC, WALL MOUNT, DC POWERED, 4 X MA INPUT WITH 12 X RELAY OUTPUT, BATTERY BACKUP | Each | N/A | 1-Year | 3291.8 | 25% | 2468.85
2556 | NOTIFIER By Honeywell - Fire Alarm | TPPLBDWA4SNBNTN | TPPL CONTROLLER BASIC, WALL MOUNT, DC POWERED, 4 X MA INPUT WITH 12 X RELAY OUTPUT WITH BATTERY BACKUP, MODBUS TCP | Each | N/A | 1-Year | 3814.3 | 25% | 2860.725
2557 | NOTIFIER By Honeywell - Fire Alarm | TPPLBDWA4SNBRNN | TPPL CONTROLLER BASIC, WALL MOUNT, DC POWERED, 4 X MA INPUT WITH 12 X RELAY OUTPUT WITH BATTERY BACKUP, MODBUS RTU | Each | N/A | 1-Year | 3814.3 | 25% | 2860.725
2558 | NOTIFIER By Honeywell - Fire Alarm | TPPLBDWA4SNNNNN | TPPL CONTROLLER BASIC, WALL MOUNT, DC POWERED, 4 X MA INPUT WITH 12 X RELAY OUTPUT | Each | N/A | 1-Year | 2873.8 | 25% | 2155.35
2559 | NOTIFIER By Honeywell - Fire Alarm | TPPLBDWA4SNNNTN | TPPL CONTROLLER BASIC, WALL MOUNT, DC POWERED, 4 X MA INPUT WITH 12 X RELAY OUTPUT, MODBUS TCP | Each | N/A | 1-Year | 3396.3 | 25% | 2547.225
2560 | NOTIFIER By Honeywell - Fire Alarm | TPPLBDWA4SNNRNN | TPPL CONTROLLER BASIC, WALL MOUNT, DC POWERED, 4 X MA INPUT WITH 12 X RELAY OUTPUT, MODBUS RTU | Each | N/A | 1-Year | 3396.3 | 25% | 2547.225
2561 | NOTIFIER By Honeywell - Fire Alarm | TPPLBDWA8D4BNNN | TPPL CONTROLLER BASIC, WALL MOUNT, DC POWERED, 8 X MA INPUT WITH 24 X RELAY OUTPUT, 4 X MA OUTPUT, BATTERY BACKUP | Each | N/A | 1-Year | 5225 | 25% | 3918.75
2562 | NOTIFIER By Honeywell - Fire Alarm | TPPLBDWA8D4NNNN | TPPL CONTROLLER BASIC, WALL MOUNT, DC POWERED, 8 X MA INPUT WITH 24 X RELAY OUTPUT, 4 X MA OUTPUT | Each | N/A | 1-Year | 4807 | 25% | 3605.25
2563 | NOTIFIER By Honeywell - Fire Alarm | TPPLBDWA8D8BNNN | TPPL CONTROLLER BASIC, WALL MOUNT, DC POWERED, 8 X MA INPUT WITH 24 X RELAY OUTPUT, 8 X MA OUTPUT, BATTERY BACKUP | Each | N/A | 1-Year | 5852 | 25% | 4389
2564 | NOTIFIER By Honeywell - Fire Alarm | TPPLBDWA8D8BNTN | TPPL CONTROLLER BASIC, WALL MOUNT, DC POWERED, 8 X MA INPUT WITH 24 X RELAY OUTPUT, 8 X MA OUTPUT WITH BATTERY BACKUP, MODBUS TCP | Each | N/A | 1-Year | 6374.5 | 25% | 4780.875
2565 | NOTIFIER By Honeywell - Fire Alarm | TPPLBDWA8D8BRNN | TPPL CONTROLLER BASIC, WALL MOUNT, DC POWERED, 8 X MA INPUT WITH 24 X RELAY OUTPUT, 8 X MA OUTPUT WITH BATTERY BACKUP, MODBUS RTU | Each | N/A | 1-Year | 6374.5 | 25% | 4780.875
2566 | NOTIFIER By Honeywell - Fire Alarm | TPPLBDWA8D8NNNN | TPPL CONTROLLER BASIC, WALL MOUNT, DC POWERED, 8 X MA INPUT WITH 24 X RELAY OUTPUT, 8 X MA OUTPUT | Each | N/A | 1-Year | 5434 | 25% | 4075.5
2567 | NOTIFIER By Honeywell - Fire Alarm | TPPLBDWA8D8NNTN | TPPL CONTROLLER BASIC, WALL MOUNT, DC POWERED, 8 X MA INPUT WITH 24 X RELAY OUTPUT, 8 X MA OUTPUT, MODBUS TCP | Each | N/A | 1-Year | 5956.5 | 25% | 4467.375
2568 | NOTIFIER By Honeywell - Fire Alarm | TPPLBDWA8D8NRNN | TPPL CONTROLLER BASIC, WALL MOUNT, DC POWERED, 8 X MA INPUT WITH 24 X RELAY OUTPUT, 8 X MA OUTPUT, MODBUS RTU | Each | N/A | 1-Year | 5956.5 | 25% | 4467.375
2569 | NOTIFIER By Honeywell - Fire Alarm | TPPLBDWA8DNBNNN | TPPL CONTROLLER BASIC, WALL MOUNT, DC POWERED, 8 X MA INPUT WITH 24 X RELAY OUTPUT, BATTERY BACKUP | Each | N/A | 1-Year | 4702.5 | 25% | 3526.875
2570 | NOTIFIER By Honeywell - Fire Alarm | TPPLBDWA8DNBNTN | TPPL CONTROLLER BASIC, WALL MOUNT, DC POWERED, 8 X MA INPUT WITH 24 X RELAY OUTPUT WITH BATTERY BACKUP, MODBUS TCP | Each | N/A | 1-Year | 5225 | 25% | 3918.75
2571 | NOTIFIER By Honeywell - Fire Alarm | TPPLBDWA8DNBRNN | TPPL CONTROLLER BASIC, WALL MOUNT, DC POWERED, 8 X MA INPUT WITH 24 X RELAY OUTPUT WITH BATTERY BACKUP, MODBUS RTU | Each | N/A | 1-Year | 5225 | 25% | 3918.75
2572 | NOTIFIER By Honeywell - Fire Alarm | TPPLBDWA8DNNNNN | TPPL CONTROLLER BASIC, WALL MOUNT, DC POWERED, 8 X MA INPUT WITH 24 X RELAY OUTPUT | Each | N/A | 1-Year | 4284.5 | 25% | 3213.375
2573 | NOTIFIER By Honeywell - Fire Alarm | TPPLBDWA8DNNNTN | TPPL CONTROLLER BASIC, WALL MOUNT, DC POWERED, 8 X MA INPUT WITH 24 X RELAY OUTPUT, MODBUS TCP | Each | N/A | 1-Year | 4807 | 25% | 3605.25
2574 | NOTIFIER By Honeywell - Fire Alarm | TPPLBDWA8DNNRNN | TPPL CONTROLLER BASIC, WALL MOUNT, DC POWERED, 8 X MA INPUT WITH 24 X RELAY OUTPUT, MODBUS RTU | Each | N/A | 1-Year | 4807 | 25% | 3605.25
2575 | NOTIFIER By Honeywell - Fire Alarm | TPPLBDWA8N8BNNN | TPPL CONTROLLER BASIC, WALL MOUNT, DC POWERED, 8 X MA INPUT WITH 8 X MA OUTPUT, BATTERY BACKUP | Each | N/A | 1-Year | 4441.3 | 25% | 3330.975
2576 | NOTIFIER By Honeywell - Fire Alarm | TPPLBDWA8N8BNTN | TPPL CONTROLLER BASIC, WALL MOUNT, DC POWERED, 8 X MA INPUT, 8 X MA OUTPUT WITH BATTERY BACKUP, MODBUS TCP | Each | N/A | 1-Year | 4963.8 | 25% | 3722.85
2577 | NOTIFIER By Honeywell - Fire Alarm | TPPLBDWA8N8BRNN | TPPL CONTROLLER BASIC, WALL MOUNT, DC POWERED, 8 X MA INPUT, 8 X MA OUTPUT WITH BATTERY BACKUP, MODBUS RTU | Each | N/A | 1-Year | 4963.8 | 25% | 3722.85
2578 | NOTIFIER By Honeywell - Fire Alarm | TPPLBDWA8N8NNNN | TPPL CONTROLLER BASIC, WALL MOUNT, DC POWERED, 8 X MA INPUT WITH 8 X MA OUTPUT | Each | N/A | 1-Year | 4023.3 | 25% | 3017.475
2579 | NOTIFIER By Honeywell - Fire Alarm | TPPLBDWA8N8NNTN | TPPL CONTROLLER BASIC, WALL MOUNT, DC POWERED, 8 X MA INPUT, 8 X MA OUTPUT, MODBUS TCP | Each | N/A | 1-Year | 4545.8 | 25% | 3409.35
2580 | NOTIFIER By Honeywell - Fire Alarm | TPPLBDWA8N8NRNN | TPPL CONTROLLER BASIC, WALL MOUNT, DC POWERED, 8 X MA INPUT, 8 X MA OUTPUT, MODBUS RTU | Each | N/A | 1-Year | 4545.8 | 25% | 3409.35
2581 | NOTIFIER By Honeywell - Fire Alarm | TPPLBDWA8NNBNNN | TPPL CONTROLLER BASIC, WALL MOUNT, DC POWERED, 8 X MA INPUT WITH BATTERY BACKUP | Each | N/A | 1-Year | 3291.8 | 25% | 2468.85
2582 | NOTIFIER By Honeywell - Fire Alarm | TPPLBDWA8NNBNTN | TPPL CONTROLLER BASIC, WALL MOUNT, DC POWERED, 8 X MA INPUT WITH BATTERY BACKUP, MODBUS TCP | Each | N/A | 1-Year | 3814.3 | 25% | 2860.725
2583 | NOTIFIER By Honeywell - Fire Alarm | TPPLBDWA8NNBRNN | TPPL CONTROLLER BASIC, WALL MOUNT, DC POWERED, 8 X MA INPUT WITH BATTERY BACKUP, MODBUS RTU | Each | N/A | 1-Year | 3814.3 | 25% | 2860.725
2584 | NOTIFIER By Honeywell - Fire Alarm | TPPLBDWA8NNNNNN | TPPL CONTROLLER BASIC, WALL MOUNT, DC POWERED, 8 X MA INPUT | Each | N/A | 1-Year | 2873.8 | 25% | 2155.35
2585 | NOTIFIER By Honeywell - Fire Alarm | TPPLBDWA8NNNNTN | TPPL CONTROLLER BASIC, WALL MOUNT, DC POWERED, 8 X MA INPUT, MODBUS TCP | Each | N/A | 1-Year | 3396.3 | 25% | 2547.225
2586 | NOTIFIER By Honeywell - Fire Alarm | TPPLBDWA8NNNRNN | TPPL CONTROLLER BASIC, WALL MOUNT, DC POWERED, 8 X MA INPUT, MODBUS RTU | Each | N/A | 1-Year | 3396.3 | 25% | 2547.225
2587 | NOTIFIER By Honeywell - Fire Alarm | TPPLBDWA8S4BNNN | TPPL CONTROLLER BASIC, WALL MOUNT, DC POWERED, 8 X MA INPUT WITH 12 X RELAY OUTPUT, 4 X MA OUTPUT, BATTERY BACKUP | Each | N/A | 1-Year | 4493.5 | 25% | 3370.125
2588 | NOTIFIER By Honeywell - Fire Alarm | TPPLBDWA8S4NNNN | TPPL CONTROLLER BASIC, WALL MOUNT, DC POWERED, 8 X MA INPUT WITH 12 X RELAY OUTPUT, 4 X MA OUTPUT | Each | N/A | 1-Year | 4075.5 | 25% | 3056.625
2589 | NOTIFIER By Honeywell - Fire Alarm | TPPLBDWA8S8BNNN | TPPL CONTROLLER BASIC, WALL MOUNT, DC POWERED, 8 X MA INPUT WITH 12 X RELAY OUTPUT, 8 X MA OUTPUT, BATTERY BACKUP | Each | N/A | 1-Year | 5120.5 | 25% | 3840.375
2590 | NOTIFIER By Honeywell - Fire Alarm | TPPLBDWA8S8BNTN | TPPL CONTROLLER BASIC, WALL MOUNT, DC POWERED, 8 X MA INPUT WITH 12 X RELAY OUTPUT, 8 X MA OUTPUT WITH BATTERY BACKUP, MODBUS TCP | Each | N/A | 1-Year | 5643 | 25% | 4232.25
2591 | NOTIFIER By Honeywell - Fire Alarm | TPPLBDWA8S8BRNN | TPPL CONTROLLER BASIC, WALL MOUNT, DC POWERED, 8 X MA INPUT WITH 12 X RELAY OUTPUT, 8 X MA OUTPUT WITH BATTERY BACKUP, MODBUS RTU | Each | N/A | 1-Year | 5643 | 25% | 4232.25
2592 | NOTIFIER By Honeywell - Fire Alarm | TPPLBDWA8S8NNNN | TPPL CONTROLLER BASIC, WALL MOUNT, DC POWERED, 8 X MA INPUT WITH 12 X RELAY OUTPUT, 8 X MA OUTPUT | Each | N/A | 1-Year | 4702.5 | 25% | 3526.875
2593 | NOTIFIER By Honeywell - Fire Alarm | TPPLBDWA8S8NNTN | TPPL CONTROLLER BASIC, WALL MOUNT, DC POWERED, 8 X MA INPUT WITH 12 X RELAY OUTPUT, 8 X MA OUTPUT, MODBUS TCP | Each | N/A | 1-Year | 5225 | 25% | 3918.75
2594 | NOTIFIER By Honeywell - Fire Alarm | TPPLBDWA8S8NRNN | TPPL CONTROLLER BASIC, WALL MOUNT, DC POWERED, 8 X MA INPUT WITH 12 X RELAY OUTPUT, 8 X MA OUTPUT, MODBUS RTU | Each | N/A | 1-Year | 5225 | 25% | 3918.75
2595 | NOTIFIER By Honeywell - Fire Alarm | TPPLBDWA8SNBNNN | TPPL CONTROLLER BASIC, WALL MOUNT, DC POWERED, 8 X MA INPUT WITH 12 X RELAY OUTPUT, BATTERY BACKUP | Each | N/A | 1-Year | 3971 | 25% | 2978.25
2596 | NOTIFIER By Honeywell - Fire Alarm | TPPLBDWA8SNBNTN | TPPL CONTROLLER BASIC, WALL MOUNT, DC POWERED, 8 X MA INPUT WITH 12 X RELAY OUTPUT WITH BATTERY BACKUP, MODBUS TCP | Each | N/A | 1-Year | 4493.5 | 25% | 3370.125
2597 | NOTIFIER By Honeywell - Fire Alarm | TPPLBDWA8SNBRNN | TPPL CONTROLLER BASIC, WALL MOUNT, DC POWERED, 8 X MA INPUT WITH 12 X RELAY OUTPUT WITH BATTERY BACKUP, MODBUS RTU | Each | N/A | 1-Year | 4493.5 | 25% | 3370.125
2598 | NOTIFIER By Honeywell - Fire Alarm | TPPLBDWA8SNNNNN | TPPL CONTROLLER BASIC, WALL MOUNT, DC POWERED, 8 X MA INPUT WITH 12 X RELAY OUTPUT | Each | N/A | 1-Year | 3553 | 25% | 2664.75
2599 | NOTIFIER By Honeywell - Fire Alarm | TPPLBDWA8SNNNTN | TPPL CONTROLLER BASIC, WALL MOUNT, DC POWERED, 8 X MA INPUT WITH 12 X RELAY OUTPUT, MODBUS TCP | Each | N/A | 1-Year | 4075.5 | 25% | 3056.625
2600 | NOTIFIER By Honeywell - Fire Alarm | TPPLBDWA8SNNRNN | TPPL CONTROLLER BASIC, WALL MOUNT, DC POWERED, 8 X MA INPUT WITH 12 X RELAY OUTPUT, MODBUS RTU | Each | N/A | 1-Year | 4075.5 | 25% | 3056.625
2601 | NOTIFIER By Honeywell - Fire Alarm | TPPLBDWD4SNBNTN | TPPL CONTROLLER BASIC, WALL MOUNT, DC POWERED, 2 X MA + 2 X MV INPUT WITH 12 X RELAY OUTPUT WITH BATTERY BACKUP, MODBUS TCP | Each | N/A | 1-Year | 3814.3 | 25% | 2860.725
2602 | NOTIFIER By Honeywell - Fire Alarm | TPPLBDWD4SNNNNN | TPPL CONTROLLER BASIC, WALL MOUNT, DC POWERED, 2 X MA + 2 X MV INPUT WITH 12 X RELAY OUTPUT | Each | N/A | 1-Year | 2873.8 | 25% | 2155.35
2603 | NOTIFIER By Honeywell - Fire Alarm | TPPLBDWD4SNNNTN | TPPL CONTROLLER BASIC, WALL MOUNT, DC POWERED, 2 X MA + 2 X MV INPUT WITH 12 X RELAY OUTPUT, MODBUS TCP | Each | N/A | 1-Year | 3396.3 | 25% | 2547.225
2604 | NOTIFIER By Honeywell - Fire Alarm | TPPLBDWD8SNBNTN | TPPL CONTROLLER BASIC, WALL MOUNT, DC POWERED, 4 X MA + 4 X MV INPUT WITH 12 X RELAY OUTPUT WITH BATTERY BACKUP, MODBUS TCP | Each | N/A | 1-Year | 4493.5 | 25% | 3370.125
2605 | NOTIFIER By Honeywell - Fire Alarm | TPPLBDWD8SNBRNN | TPPL CONTROLLER BASIC, WALL MOUNT, DC POWERED, 4 X MA + 4 X MV INPUT WITH 12 X RELAY OUTPUT WITH BATTERY BACKUP, MODBUS RTU | Each | N/A | 1-Year | 4493.5 | 25% | 3370.125
2606 | NOTIFIER By Honeywell - Fire Alarm | TPPLBDWD8SNNNNN | TPPL CONTROLLER BASIC, WALL MOUNT, DC POWERED, 4 X MA + 4 X MV INPUT WITH 12 X RELAY OUTPUT | Each | N/A | 1-Year | 3553 | 25% | 2664.75
2607 | NOTIFIER By Honeywell - Fire Alarm | TPPLBDWD8SNNNTN | TPPL CONTROLLER BASIC, WALL MOUNT, DC POWERED, 4 X MA + 4 X MV INPUT WITH 12 X RELAY OUTPUT, MODBUS TCP | Each | N/A | 1-Year | 4075.5 | 25% | 3056.625
2608 | NOTIFIER By Honeywell - Fire Alarm | TPPLBDWD8SNNRNN | TPPL CONTROLLER BASIC, WALL MOUNT, DC POWERED, 4 X MA + 4 X MV INPUT WITH 12 X RELAY OUTPUT, MODBUS RTU | Each | N/A | 1-Year | 4075.5 | 25% | 3056.625
2609 | NOTIFIER By Honeywell - Fire Alarm | TPPLBDWV2N4BNNN | TPPL CONTROLLER BASIC, WALL MOUNT, DC POWERED, 2 X MV INPUT WITH 4 X MA OUTPUT, BATTERY BACKUP | Each | N/A | 1-Year | 2821.5 | 25% | 2116.125
2610 | NOTIFIER By Honeywell - Fire Alarm | TPPLBDWV2N4NNNN | TPPL CONTROLLER BASIC, WALL MOUNT, DC POWERED, 2 X MV INPUT WITH 4 X MA OUTPUT | Each | N/A | 1-Year | 2403.5 | 25% | 1802.625
2611 | NOTIFIER By Honeywell - Fire Alarm | TPPLBDWV2NNBNNN | TPPL CONTROLLER BASIC, WALL MOUNT, DC POWERED, 2 X MV INPUT WITH BATTERY BACKUP | Each | N/A | 1-Year | 2299 | 25% | 1724.25
2612 | NOTIFIER By Honeywell - Fire Alarm | TPPLBDWV2NNNNNN | TPPL CONTROLLER BASIC, WALL MOUNT, DC POWERED, 2 X MV INPUT | Each | N/A | 1-Year | 1881 | 25% | 1410.75
2613 | NOTIFIER By Honeywell - Fire Alarm | TPPLBDWV2S4BNNN | TPPL CONTROLLER BASIC, WALL MOUNT, DC POWERED, 2 X MV INPUT WITH 12 X RELAY OUTPUT, 4 X MA OUTPUT, BATTERY BACKUP | Each | N/A | 1-Year | 3500.8 | 25% | 2625.6
2614 | NOTIFIER By Honeywell - Fire Alarm | TPPLBDWV2S4NNNN | TPPL CONTROLLER BASIC, WALL MOUNT, DC POWERED, 2 X MV INPUT WITH 12 X RELAY OUTPUT, 4 X MA OUTPUT | Each | N/A | 1-Year | 3082.8 | 25% | 2312.1
2615 | NOTIFIER By Honeywell - Fire Alarm | TPPLBDWV2SNBNNN | TPPL CONTROLLER BASIC, WALL MOUNT, DC POWERED, 2 X MV INPUT WITH 12 X RELAY OUTPUT, BATTERY BACKUP | Each | N/A | 1-Year | 2978.3 | 25% | 2233.725
2616 | NOTIFIER By Honeywell - Fire Alarm | TPPLBDWV2SNBNTN | TPPL CONTROLLER BASIC, WALL MOUNT, DC POWERED, 2 X MV INPUT WITH 12 X RELAY OUTPUT WITH BATTERY BACKUP, MODBUS TCP | Each | N/A | 1-Year | 3500.8 | 25% | 2625.6
2617 | NOTIFIER By Honeywell - Fire Alarm | TPPLBDWV2SNBRNN | TPPL CONTROLLER BASIC, WALL MOUNT, DC POWERED, 2 X MV INPUT WITH 12 X RELAY OUTPUT WITH BATTERY BACKUP, MODBUS RTU | Each | N/A | 1-Year | 3500.8 | 25% | 2625.6
2618 | NOTIFIER By Honeywell - Fire Alarm | TPPLBDWV2SNNNNN | TPPL CONTROLLER BASIC, WALL MOUNT, DC POWERED, 2 X MV INPUT WITH 12 X RELAY OUTPUT | Each | N/A | 1-Year | 2560.3 | 25% | 1920.225
2619 | NOTIFIER By Honeywell - Fire Alarm | TPPLBDWV2SNNNTN | TPPL CONTROLLER BASIC, WALL MOUNT, DC POWERED, 2 X MV INPUT WITH 12 X RELAY OUTPUT, MODBUS TCP | Each | N/A | 1-Year | 3082.8 | 25% | 2312.1
2620 | NOTIFIER By Honeywell - Fire Alarm | TPPLBDWV2SNNRNN | TPPL CONTROLLER BASIC, WALL MOUNT, DC POWERED, 2 X MV INPUT WITH 12 X RELAY OUTPUT, MODBUS RTU | Each | N/A | 1-Year | 3082.8 | 25% | 2312.1
2621 | NOTIFIER By Honeywell - Fire Alarm | TPPLBDWV4N4BNNN | TPPL CONTROLLER BASIC, WALL MOUNT, DC POWERED, 4 X MV INPUT WITH 4 X MA OUTPUT, BATTERY BACKUP | Each | N/A | 1-Year | 3135 | 25% | 2351.25
2622 | NOTIFIER By Honeywell - Fire Alarm | TPPLBDWV4N4NNNN | TPPL CONTROLLER BASIC, WALL MOUNT, DC POWERED, 4 X MV INPUT WITH 4 X MA OUTPUT | Each | N/A | 1-Year | 2717 | 25% | 2037.75
2623 | NOTIFIER By Honeywell - Fire Alarm | TPPLBDWV4NNBNNN | TPPL CONTROLLER BASIC, WALL MOUNT, DC POWERED, 4 X MV INPUT WITH BATTERY BACKUP | Each | N/A | 1-Year | 2612.5 | 25% | 1959.375
2624 | NOTIFIER By Honeywell - Fire Alarm | TPPLBDWV4NNNNNN | TPPL CONTROLLER BASIC, WALL MOUNT, DC POWERED, 4 X MV INPUT | Each | N/A | 1-Year | 2194.5 | 25% | 1645.875
2625 | NOTIFIER By Honeywell - Fire Alarm | TPPLBDWV4S4BNNN | TPPL CONTROLLER BASIC, WALL MOUNT, DC POWERED, 4 X MV INPUT WITH 12 X RELAY OUTPUT, 4 X MA OUTPUT, BATTERY BACKUP | Each | N/A | 1-Year | 3814.3 | 25% | 2860.725
2626 | NOTIFIER By Honeywell - Fire Alarm | TPPLBDWV4S4NNNN | TPPL CONTROLLER BASIC, WALL MOUNT, DC POWERED, 4 X MV INPUT WITH 12 X RELAY OUTPUT, 4 X MA OUTPUT | Each | N/A | 1-Year | 3396.3 | 25% | 2547.225
2627 | NOTIFIER By Honeywell - Fire Alarm | TPPLBDWV4SNBNNN | TPPL CONTROLLER BASIC, WALL MOUNT, DC POWERED, 4 X MV INPUT WITH 12 X RELAY OUTPUT, BATTERY BACKUP | Each | N/A | 1-Year | 3291.8 | 25% | 2468.85
2628 | NOTIFIER By Honeywell - Fire Alarm | TPPLBDWV4SNBNTN | TPPL CONTROLLER BASIC, WALL MOUNT, DC POWERED, 4 X MV INPUT WITH 12 X RELAY OUTPUT WITH BATTERY BACKUP, MODBUS TCP | Each | N/A | 1-Year | 3814.3 | 25% | 2860.725
2629 | NOTIFIER By Honeywell - Fire Alarm | TPPLBDWV4SNBRNN | TPPL CONTROLLER BASIC, WALL MOUNT, DC POWERED, 4 X MV INPUT WITH 12 X RELAY OUTPUT WITH BATTERY BACKUP, MODBUS RTU | Each | N/A | 1-Year | 3814.3 | 25% | 2860.725
2630 | NOTIFIER By Honeywell - Fire Alarm | TPPLBDWV4SNNNNN | TPPL CONTROLLER BASIC, WALL MOUNT, DC POWERED, 4 X MV INPUT WITH 12 X RELAY OUTPUT | Each | N/A | 1-Year | 2873.8 | 25% | 2155.35
2631 | NOTIFIER By Honeywell - Fire Alarm | TPPLBDWV4SNNNTN | TPPL CONTROLLER BASIC, WALL MOUNT, DC POWERED, 4 X MV INPUT WITH 12 X RELAY OUTPUT, MODBUS TCP | Each | N/A | 1-Year | 3396.3 | 25% | 2547.225
2632 | NOTIFIER By Honeywell - Fire Alarm | TPPLBDWV4SNNRNN | TPPL CONTROLLER BASIC, WALL MOUNT, DC POWERED, 4 X MV INPUT WITH 12 X RELAY OUTPUT, MODBUS RTU | Each | N/A | 1-Year | 3396.3 | 25% | 2547.225
2633 | NOTIFIER By Honeywell - Fire Alarm | TPPLBDWV8D4BNNN | TPPL CONTROLLER BASIC, WALL MOUNT, DC POWERED, 8 X MV INPUT WITH 24 X RELAY OUTPUT, 4 X MA OUTPUT, BATTERY BACKUP | Each | N/A | 1-Year | 5225 | 25% | 3918.75
2634 | NOTIFIER By Honeywell - Fire Alarm | TPPLBDWV8D4NNNN | TPPL CONTROLLER BASIC, WALL MOUNT, DC POWERED, 8 X MV INPUT WITH 24 X RELAY OUTPUT, 4 X MA OUTPUT | Each | N/A | 1-Year | 4807 | 25% | 3605.25
2635 | NOTIFIER By Honeywell - Fire Alarm | TPPLBDWV8D8BNNN | TPPL CONTROLLER BASIC, WALL MOUNT, DC POWERED, 8 X MV INPUT WITH 24 X RELAY OUTPUT, 8 X MA OUTPUT, BATTERY BACKUP | Each | N/A | 1-Year | 5852 | 25% | 4389
2636 | NOTIFIER By Honeywell - Fire Alarm | TPPLBDWV8D8NNNN | TPPL CONTROLLER BASIC, WALL MOUNT, DC POWERED, 8 X MV INPUT WITH 24 X RELAY OUTPUT, 8 X MA OUTPUT | Each | N/A | 1-Year | 5434 | 25% | 4075.5
2637 | NOTIFIER By Honeywell - Fire Alarm | TPPLBDWV8DNBNNN | TPPL CONTROLLER BASIC, WALL MOUNT, DC POWERED, 8 X MV INPUT WITH 24 X RELAY OUTPUT, BATTERY BACKUP | Each | N/A | 1-Year | 4702.5 | 25% | 3526.875
2638 | NOTIFIER By Honeywell - Fire Alarm | TPPLBDWV8DNNNNN | TPPL CONTROLLER BASIC, WALL MOUNT, DC POWERED, 8 X MV INPUT WITH 24 X RELAY OUTPUT | Each | N/A | 1-Year | 4284.5 | 25% | 3213.375
2639 | NOTIFIER By Honeywell - Fire Alarm | TPPLBDWV8N8BNNN | TPPL CONTROLLER BASIC, WALL MOUNT, DC POWERED, 8 X MV INPUT WITH 8 X MA OUTPUT, BATTERY BACKUP | Each | N/A | 1-Year | 4441.3 | 25% | 3330.975
2640 | NOTIFIER By Honeywell - Fire Alarm | TPPLBDWV8N8NNNN | TPPL CONTROLLER BASIC, WALL MOUNT, DC POWERED, 8 X MV INPUT WITH 8 X MA OUTPUT | Each | N/A | 1-Year | 4023.3 | 25% | 3017.475
2641 | NOTIFIER By Honeywell - Fire Alarm | TPPLBDWV8NNBNNN | TPPL CONTROLLER BASIC, WALL MOUNT, DC POWERED, 8 X MV INPUT WITH BATTERY BACKUP | Each | N/A | 1-Year | 3291.8 | 25% | 2468.85
2642 | NOTIFIER By Honeywell - Fire Alarm | TPPLBDWV8NNNNNN | TPPL CONTROLLER BASIC, WALL MOUNT, DC POWERED, 8 X MV INPUT | Each | N/A | 1-Year | 2873.8 | 25% | 2155.35
2643 | NOTIFIER By Honeywell - Fire Alarm | TPPLBDWV8S4BNNN | TPPL CONTROLLER BASIC, WALL MOUNT, DC POWERED, 8 X MV INPUT WITH 12 X RELAY OUTPUT, 4 X MA OUTPUT, BATTERY BACKUP | Each | N/A | 1-Year | 4493.5 | 25% | 3370.125
2644 | NOTIFIER By Honeywell - Fire Alarm | TPPLBDWV8S4NNNN | TPPL CONTROLLER BASIC, WALL MOUNT, DC POWERED, 8 X MV INPUT WITH 12 X RELAY OUTPUT, 4 X MA OUTPUT | Each | N/A | 1-Year | 4075.5 | 25% | 3056.625
2645 | NOTIFIER By Honeywell - Fire Alarm | TPPLBDWV8S8BNNN | TPPL CONTROLLER BASIC, WALL MOUNT, DC POWERED, 8 X MV INPUT WITH 12 X RELAY OUTPUT, 8 X MA OUTPUT, BATTERY BACKUP | Each | N/A | 1-Year | 5120.5 | 25% | 3840.375
2646 | NOTIFIER By Honeywell - Fire Alarm | TPPLBDWV8S8NNNN | TPPL CONTROLLER BASIC, WALL MOUNT, DC POWERED, 8 X MV INPUT WITH 12 X RELAY OUTPUT, 8 X MA OUTPUT | Each | N/A | 1-Year | 4702.5 | 25% | 3526.875
2647 | NOTIFIER By Honeywell - Fire Alarm | TPPLBDWV8SNBNNN | TPPL CONTROLLER BASIC, WALL MOUNT, DC POWERED, 8 X MV INPUT WITH 12 X RELAY OUTPUT, BATTERY BACKUP | Each | N/A | 1-Year | 3971 | 25% | 2978.25
2648 | NOTIFIER By Honeywell - Fire Alarm | TPPLBDWV8SNNNNN | TPPL CONTROLLER BASIC, WALL MOUNT, DC POWERED, 8 X MV INPUT WITH 12 X RELAY OUTPUT | Each | N/A | 1-Year | 3553 | 25% | 2664.75
2649 | NOTIFIER By Honeywell - Fire Alarm | TPPLEAWA4N4BNNN | TOUCHPOINT PLUS BASE EXPANSION UNIT WITH 4 X MA INPUT, 4 MA OUTPUT AND BATTERY BACK-UP | Each | N/A | 1-Year | 2873.8 | 25% | 2155.35
2650 | NOTIFIER By Honeywell - Fire Alarm | TPPLEAWA4SNNNNN | TPPL EXPANSION UNIT, WALL MOUNT, AC115/220 150W, 4 X MA INPUT WITH 12 X RELAY OUTPUT | Each | N/A | 1-Year | 2508 | 25% | 1881
2651 | NOTIFIER By Honeywell - Fire Alarm | TPPLEAWA8D8BNNN | TPPL EXPANSION UNIT, WALL MOUNT, AC115/220 150W, 8 X MA INPUT WITH 24 X RELAY OUTPUT, 8 X MA OUTPUT WITH BATTERY BACKUP | Each | N/A | 1-Year | 5486.3 | 25% | 4114.725
2652 | NOTIFIER By Honeywell - Fire Alarm | TPPLEAWA8D8NNNN | TPPL EXPANSION UNIT, WALL MOUNT, AC115/220 150W, 8 X MA INPUT WITH 24 X RELAY OUTPUT, 8 X MA OUTPUT | Each | N/A | 1-Year | 5068.3 | 25% | 3801.225
2653 | NOTIFIER By Honeywell - Fire Alarm | TPPLEAWA8DNBNNN | TPPL EXPANSION UNIT, WALL MOUNT, AC115/220 150W, 8 X MA INPUT WITH 24 X RELAY OUTPUT WITH BATTERY BACKUP | Each | N/A | 1-Year | 4336.8 | 25% | 3252.6
2654 | NOTIFIER By Honeywell - Fire Alarm | TPPLEAWA8DNNNNN | TPPL EXPANSION UNIT, WALL MOUNT, AC115/220 150W, 8 X MA INPUT WITH 24 X RELAY OUTPUT | Each | N/A | 1-Year | 3918.8 | 25% | 2939.1
2655 | NOTIFIER By Honeywell - Fire Alarm | TPPLEAWA8N8BNNN | TPPL EXPANSION UNIT, WALL MOUNT, AC115/220 150W, 8 X MA INPUT, 8 X MA OUTPUT WITH BATTERY BACKUP | Each | N/A | 1-Year | 4075.5 | 25% | 3056.625
2656 | NOTIFIER By Honeywell - Fire Alarm | TPPLEAWA8N8NNNN | TPPL EXPANSION UNIT, WALL MOUNT, AC115/220 150W, 8 X MA INPUT, 8 X MA OUTPUT | Each | N/A | 1-Year | 3657.5 | 25% | 2743.125
2657 | NOTIFIER By Honeywell - Fire Alarm | TPPLEAWA8NNBNNN | TPPL EXPANSION UNIT, WALL MOUNT, AC115/220 150W, 8 X MA INPUT WITH BATTERY BACKUP | Each | N/A | 1-Year | 2926 | 25% | 2194.5
2658 | NOTIFIER By Honeywell - Fire Alarm | TPPLEAWA8NNNNNN | TPPL EXPANSION UNIT, WALL MOUNT, AC115/220 150W, 8 X MA INPUT | Each | N/A | 1-Year | 2508 | 25% | 1881
2659 | NOTIFIER By Honeywell - Fire Alarm | TPPLEAWA8S8BNNN | TPPL EXPANSION UNIT, WALL MOUNT, AC115/220 150W, 8 X MA INPUT WITH 12 X RELAY OUTPUT, 8 X MA OUTPUT WITH BATTERY BACKUP | Each | N/A | 1-Year | 4754.8 | 25% | 3566.1
2660 | NOTIFIER By Honeywell - Fire Alarm | TPPLEAWA8S8NNNN | TPPL EXPANSION UNIT, WALL MOUNT, AC115/220 150W, 8 X MA INPUT WITH 12 X RELAY OUTPUT, 8 X MA OUTPUT | Each | N/A | 1-Year | 4336.8 | 25% | 3252.6
2661 | NOTIFIER By Honeywell - Fire Alarm | TPPLEAWA8SNBNNN | TPPL EXPANSION UNIT, WALL MOUNT, AC115/220 150W, 8 X MA INPUT WITH 12 X RELAY OUTPUT WITH BATTERY BACKUP | Each | N/A | 1-Year | 3605.3 | 25% | 2703.975
2662 | NOTIFIER By Honeywell - Fire Alarm | TPPLEAWA8SNNNNN | TPPL EXPANSION UNIT, WALL MOUNT, AC115/220 150W, 8 X MA INPUT WITH 12 X RELAY OUTPUT | Each | N/A | 1-Year | 3187.3 | 25% | 2390.475
2663 | NOTIFIER By Honeywell - Fire Alarm | TPPLEAWAN | WALL MOUNT TPPL WITH AC POWER FOR EXPANSION UNIT | Each | N/A | 1-Year | 1264.5 | 25% | 948.375
2664 | NOTIFIER By Honeywell - Fire Alarm | TPPLEAWD8DNNNNN | TPPL EXPANSION UNIT, WALL MOUNT, AC115/220 150W, 4 X MA + 4 X MV INPUT WITH 24 X RELAY OUTPUT | Each | N/A | 1-Year | 3918.8 | 25% | 2939.1
2665 | NOTIFIER By Honeywell - Fire Alarm | TPPLEAWD8SNNNNN | TPPL EXPANSION UNIT, WALL MOUNT, AC115/220 150W, 4 X MA + 4 X MV INPUT WITH 12 X RELAY OUTPUT | Each | N/A | 1-Year | 3187.3 | 25% | 2390.475
2666 | NOTIFIER By Honeywell - Fire Alarm | TPPLEAWDN | WALL MOUNT TPPL WITH DC POWER FOR EXPANSION UNIT | Each | N/A | 1-Year | 1149.5 | 25% | 862.125
2667 | NOTIFIER By Honeywell - Fire Alarm | TPPLEAWV4SNNNNN | TPPL EXPANSION UNIT, WALL MOUNT, AC115/220 150W, 4 X MV INPUT WITH 12 X RELAY OUTPUT | Each | N/A | 1-Year | 2508 | 25% | 1881
2668 | NOTIFIER By Honeywell - Fire Alarm | TPPLEAWV8SNNNNN | TPPL EXPANSION UNIT, WALL MOUNT, AC115/220 150W, 8 X MV INPUT WITH 12 X RELAY OUTPUT | Each | N/A | 1-Year | 3187.3 | 25% | 2390.475
2669 | NOTIFIER By Honeywell - Fire Alarm | TPPLEDWA8D8BNNN | TPPL EXPANSION UNIT, WALL MOUNT, DC POWERED, 8 X MA INPUT WITH 24 X RELAY OUTPUT, 8 X MA OUTPUT WITH BATTERY BACKUP | Each | N/A | 1-Year | 5381.8 | 25% | 4036.35
2670 | NOTIFIER By Honeywell - Fire Alarm | TPPLEDWA8D8NNNN | TPPL EXPANSION UNIT, WALL MOUNT, DC POWERED, 8 X MA INPUT WITH 24 X RELAY OUTPUT, 8 X MA OUTPUT | Each | N/A | 1-Year | 4963.8 | 25% | 3722.85
2671 | NOTIFIER By Honeywell - Fire Alarm | TPPLEDWA8DNBNNN | TPPL EXPANSION UNIT, WALL MOUNT, DC POWERED, 8 X MA INPUT WITH 24 X RELAY OUTPUT WITH BATTERY BACKUP | Each | N/A | 1-Year | 4232.3 | 25% | 3174.225
2672 | NOTIFIER By Honeywell - Fire Alarm | TPPLEDWA8DNNNNN | TPPL EXPANSION UNIT, WALL MOUNT, DC POWERED, 8 X MA INPUT WITH 24 X RELAY OUTPUT | Each | N/A | 1-Year | 3814.3 | 25% | 2860.725
2673 | NOTIFIER By Honeywell - Fire Alarm | TPPLEDWA8N8BNNN | TPPL EXPANSION UNIT, WALL MOUNT, DC POWERED, 8 X MA INPUT, 8 X MA OUTPUT WITH BATTERY BACKUP | Each | N/A | 1-Year | 3971 | 25% | 2978.25
2674 | NOTIFIER By Honeywell - Fire Alarm | TPPLEDWA8N8NNNN | TPPL EXPANSION UNIT, WALL MOUNT, DC POWERED, 8 X MA INPUT, 8 X MA OUTPUT | Each | N/A | 1-Year | 3553 | 25% | 2664.75
2675 | NOTIFIER By Honeywell - Fire Alarm | TPPLEDWA8NNBNNN | TPPL EXPANSION UNIT, WALL MOUNT, DC POWERED, 8 X MA INPUT WITH BATTERY BACKUP | Each | N/A | 1-Year | 2821.5 | 25% | 2116.125
2676 | NOTIFIER By Honeywell - Fire Alarm | TPPLEDWA8NNNNNN | TPPL EXPANSION UNIT, WALL MOUNT, DC POWERED, 8 X MA INPUT | Each | N/A | 1-Year | 2403.5 | 25% | 1802.625
2677 | NOTIFIER By Honeywell - Fire Alarm | TPPLEDWA8S8BNNN | TPPL EXPANSION UNIT, WALL MOUNT, DC POWERED, 8 X MA INPUT WITH 12 X RELAY OUTPUT, 8 X MA OUTPUT WITH BATTERY BACKUP | Each | N/A | 1-Year | 4650.3 | 25% | 3487.725
2678 | NOTIFIER By Honeywell - Fire Alarm | TPPLEDWA8S8NNNN | TPPL EXPANSION UNIT, WALL MOUNT, DC POWERED, 8 X MA INPUT WITH 12 X RELAY OUTPUT, 8 X MA OUTPUT | Each | N/A | 1-Year | 4232.3 | 25% | 3174.225
2679 | NOTIFIER By Honeywell - Fire Alarm | TPPLEDWA8SNBNNN | TPPL EXPANSION UNIT, WALL MOUNT, DC POWERED, 8 X MA INPUT WITH 12 X RELAY OUTPUT WITH BATTERY BACKUP | Each | N/A | 1-Year | 3500.8 | 25% | 2625.6
2680 | NOTIFIER By Honeywell - Fire Alarm | TPPLEDWA8SNNNNN | TPPL EXPANSION UNIT, WALL MOUNT, DC POWERED, 8 X MA INPUT WITH 12 X RELAY OUTPUT | Each | N/A | 1-Year | 3082.8 | 25% | 2312.1
2681 | NOTIFIER By Honeywell - Fire Alarm | TPPLMACI4 | 2CH MA + 2CH MV INPUT MODULE | Each | N/A | 1-Year | 689.7 | 25% | 517.275
2682 | NOTIFIER By Honeywell - Fire Alarm | TPPLMACI8 | 4CH MA + 4CH MV DUAL INPUT MODULE | Each | N/A | 1-Year | 1379.4 | 25% | 1034.55
2683 | NOTIFIER By Honeywell - Fire Alarm | TPPLOGLD | CABLE GLANDES (13 EA) | Each | N/A | 1-Year | 115 | 25% | 86.25
2684 | NOTIFIER By Honeywell - Fire Alarm | TPPLOGLDA | CABLE GLANDS ADAPTOR FOR M20 (13 PC.) | Each | N/A | 1-Year | 137.9 | 25% | 103.425
2685 | NOTIFIER By Honeywell - Fire Alarm | TPPLOIBB | BACKUP BATTERY PACK | Each | N/A | 1-Year | 459.8 | 25% | 344.85
2686 | NOTIFIER By Honeywell - Fire Alarm | TPPLOMGND | METAL GROUNDING FOR CABLE GLAND | Each | N/A | 1-Year | 229.9 | 25% | 172.425
2687 | NOTIFIER By Honeywell - Fire Alarm | TPPLOSDC | SD CARD | Each | N/A | 1-Year | 57.5 | 25% | 43.125
2688 | NOTIFIER By Honeywell - Fire Alarm | TPPLOWMB | WALL MOUNTING BRACKET | Each | N/A | 1-Year | 229.9 | 25% | 172.425
2689 | NOTIFIER By Honeywell - Fire Alarm | TPPLSBPM | BACK PLANE MODULE | Each | N/A | 1-Year | 287.4 | 25% | 215.55
2690 | NOTIFIER By Honeywell - Fire Alarm | TPPLSDPM | UI PCB MODULE | Each | N/A | 1-Year | 1149.5 | 25% | 862.125
2691 | NOTIFIER By Honeywell - Fire Alarm | TPPLSIBB | REPLACEMENT BACKUP BATTERY PACK | Each | N/A | 1-Year | 402.3 | 25% | 301.725
2692 | NOTIFIER By Honeywell - Fire Alarm | TPPLSLTSM | LCD + TOUCH SCREEN MODULE | Each | N/A | 1-Year | 287.4 | 25% | 215.55
2693 | NOTIFIER By Honeywell - Fire Alarm | TPPLSMAAI2 | 2 X MA INPUT MODULE (1ST F) | Each | N/A | 1-Year | 344.9 | 25% | 258.675
2694 | NOTIFIER By Honeywell - Fire Alarm | TPPLSMAAI4 | 4 X MA INPUT MODULE(1ST F) | Each | N/A | 1-Year | 689.7 | 25% | 517.275
2695 | NOTIFIER By Honeywell - Fire Alarm | TPPLSMAAI8 | 8 X MA INPUT MODULE(1ST F) | Each | N/A | 1-Year | 1379.4 | 25% | 1034.55
2696 | NOTIFIER By Honeywell - Fire Alarm | TPPLSMAAO4 | 4 X MA OUTPUT MODULE | Each | N/A | 1-Year | 689.7 | 25% | 517.275
2697 | NOTIFIER By Honeywell - Fire Alarm | TPPLSMACI4 | REPLACEMENT 2CH MA + 2CH MV DUAL INPUT MODULE | Each | N/A | 1-Year | 827.6 | 25% | 620.7
2698 | NOTIFIER By Honeywell - Fire Alarm | TPPLSMACI8 | REPLACEMENT 4:4 DUAL INPUT MODULE | Each | N/A | 1-Year | 1655.3 | 25% | 1241.475
2699 | NOTIFIER By Honeywell - Fire Alarm | TPPLSMAROC | 12 X RELAY OUTPUT MODULE | Each | N/A | 1-Year | 804.7 | 25% | 603.525
2700 | NOTIFIER By Honeywell - Fire Alarm | TPPLSMAVI2 | 2 X MV INPUT MODULE(1ST F) | Each | N/A | 1-Year | 344.9 | 25% | 258.675
2701 | NOTIFIER By Honeywell - Fire Alarm | TPPLSMAVI4 | 4 X MV INPUT MODULE(1ST F) | Each | N/A | 1-Year | 689.7 | 25% | 517.275
2702 | NOTIFIER By Honeywell - Fire Alarm | TPPLSMAVI8 | 8 X MV INPUT MODULE (1ST F) | Each | N/A | 1-Year | 1379.4 | 25% | 1034.55
2703 | NOTIFIER By Honeywell - Fire Alarm | TPPLSMPM | MAIN PCB MODULE | Each | N/A | 1-Year | 862.1 | 25% | 646.575
2704 | NOTIFIER By Honeywell - Fire Alarm | TPPLSMPME | REPLACEMENT EXPANSION PCB MODULE | Each | N/A | 1-Year | 804.7 | 25% | 603.525
2705 | NOTIFIER By Honeywell - Fire Alarm | TPPLSSAM | SMPS ASSEMBLY MODULE(150W,110/220VAC) | Each | N/A | 1-Year | 287.4 | 25% | 215.55
2706 | NOTIFIER By Honeywell - Fire Alarm | XCDCOMBKIT | SENSEPOINT XCD COMBUSTILBE CALIBRATION KIT | Each | N/A | 1-Year | 334.4 | 25% | 250.8
2707 | NOTIFIER By Honeywell - Fire Alarm | XCDRFDL | CCSAUS APPROVED SPXCD RFD TRANSMITTER WITH LM25, 3/4“NPT ENTRY, ALUMINUM, 705 SENSOR, AND 3 WIRE JUNCTION BOX | Each | N/A | 1-Year | 1270.7 | 25% | 953.025
2708 | NOTIFIER By Honeywell - Fire Alarm | XCDRFDLM | CCSAUS APPROVED SPXCD RFD TRANSMITTER WITH LM25, 3/4“NPT ENTRY, MODBUS, ALUMINUM, 705 SENSOR, AND 3 WIRE JUNCTION BOX | Each | N/A | 1-Year | 1665.7 | 25% | 1249.275
2709 | NOTIFIER By Honeywell - Fire Alarm | XCDRFDLMH | CCSAUS APPROVED SPXCD RFD TRANSMITTER WITH LM25, 3/4“NPT ENTRY, MODBUS, ALUMINUM, 705 HIGH TEMP SENSOR, AND 3 WIRE JUNCTION BOX | Each | N/A | 1-Year | 1617.7 | 25% | 1213.275
2710 | NOTIFIER By Honeywell - Fire Alarm | XCDRTDKIT | CALIBRATION KIT FOR SENSEPOINT XCD RTD - INCLUDES CALIBRATION COVER, POTENTIOMETER, ADJUSTMENT TOOL, FLOW HOUSING, REGULATOR AND TUBING (2106B2114, 02000-A-1645, 998-100-012, 998-100-003, 998-100-004) | Each | N/A | 1-Year | 450.4 | 25% | 337.8
2711 | NOTIFIER By Honeywell - Fire Alarm | XCDTOXKIT | SENSEPOINT XCD TOXIC CALIBRATION KIT | Each | N/A | 1-Year | 334.4 | 25% | 250.8
2712 | NOTIFIER By Honeywell - Fire Alarm | XNX-UTAV-RNNNN | UL/CSA 3/4" NPT, ALUMINUM, MILLIVOLT, RELAY | Each | N/A | 1-Year | 812 | 25% | 609
2713 | NOTIFIER By Honeywell - Fire Alarm | XNX-UTSE-RNNNN | UL/CSA 3/4" NPT, STAINLESS STEEL, ELECTROCHEMICAL, RELAY | Each | N/A | 1-Year | 1246.7 | 25% | 935.025
2714 | NOTIFIER By Honeywell - Fire Alarm | XNX-UTSI-RNNNN | UL/CSA 3/4" NPT, STAINLESS STEEL, INFRARED (OPTIMA-EXCEL), RELAY | Each | N/A | 1-Year | 973.9 | 25% | 730.425
2715 | NOTIFIER By Honeywell - Fire Alarm | XNXXSA1SS | AMMONIA (NH3) 0-200 PPM (50 TO 200 PPM, 50 PPM) | Each | N/A | 1-Year | 636.4 | 25% | 477.3
2716 | NOTIFIER By Honeywell - Fire Alarm | 10233-L9 | CYLINDER OF 10 PPM NITROGEN DIOXIDE (NO2), BALANCE N2, 58 L | Each | N/A | 1-Year | 433.7 | 25% | 325.275
2717 | NOTIFIER By Honeywell - Fire Alarm | 10236-L9 | CYLINDER OF 2,000 PPM HYDROGEN (H2), BALANCE AIR, 17 L | Each | N/A | 1-Year | 104.5 | 25% | 78.375
2718 | NOTIFIER By Honeywell - Fire Alarm | 10517-L9 | CYLINDER OF 250 PPM AMMONIA (NH3), BALANCE AIR, 29 L | Each | N/A | 1-Year | 214.2 | 25% | 160.65
2719 | NOTIFIER By Honeywell - Fire Alarm | 10518-L9 | CYLINDER OF 100 PPM AMMONIA (NH3), BALANCE AIR, 29 L | Each | N/A | 1-Year | 214.2 | 25% | 160.65
2720 | NOTIFIER By Honeywell - Fire Alarm | 10520-L9 | CYLINDER OF 2% AMMONIA (NH3), BALANCE AIR, 29 L | Each | N/A | 1-Year | 214.2 | 25% | 160.65
2721 | NOTIFIER By Honeywell - Fire Alarm | 10528-L9 | CYLINDER OF 1% AMMONIA (NH3), BALANCE AIR, 29 L | Each | N/A | 1-Year | 214.2 | 25% | 160.65
2722 | NOTIFIER By Honeywell - Fire Alarm | 10557-L9 | CYLINDER OF ZERO AIR, 17 L | Each | N/A | 1-Year | 104.5 | 25% | 78.375
2723 | NOTIFIER By Honeywell - Fire Alarm | 10558-L9 | CYLINDER OF 15% OXYGEN (O2), BALANCE N2, 17 L | Each | N/A | 1-Year | 104.5 | 25% | 78.375
2724 | NOTIFIER By Honeywell - Fire Alarm | 10559-L9 | CYLINDER OF 1,000 PPM AMMONIA (NH3), BALANCE AIR, 29 L | Each | N/A | 1-Year | 214.2 | 25% | 160.65
2725 | NOTIFIER By Honeywell - Fire Alarm | 10560-L9 | CYLINDER OF 1% CARBON DOXIDE (CO2), BALANCE N2, 17 L | Each | N/A | 1-Year | 104.5 | 25% | 78.375
2726 | NOTIFIER By Honeywell - Fire Alarm | 10561-L9 | CYLINDER OF 5% CARBON DOXIDE (CO2), BALANCE N2, 17 L | Each | N/A | 1-Year | 104.5 | 25% | 78.375
2727 | NOTIFIER By Honeywell - Fire Alarm | 10562-L9 | CYLINDER OF 20.9% OXYGEN (O2), BALANCE N2, 17 L | Each | N/A | 1-Year | 104.5 | 25% | 78.375
2728 | NOTIFIER By Honeywell - Fire Alarm | 10566-L9 | CYLINDER OF 50 PPM AMMONIA (NH3), BALANCE AIR, 29 L | Each | N/A | 1-Year | 214.2 | 25% | 160.65
2729 | NOTIFIER By Honeywell - Fire Alarm | 10594 | CYLINDER OF 25 PPM HYDROGEN SULFIDE (H2S), BALANCE N2, 58 L | Each | N/A | 1-Year | 577 | 25% | 432.75
2730 | NOTIFIER By Honeywell - Fire Alarm | 10597-L9 | CK-R-1LPM-518 REGULATOR 1.0 LPM #518 (FOR 29/58/103 L CYLINDERS) | Each | N/A | 1-Year | 157.8 | 25% | 118.35
2731 | NOTIFIER By Honeywell - Fire Alarm | 10661-L9 | CYLINDER OF 200 PPM CARBON MONOXIDE (CO), BALANCE AIR, 17 L | Each | N/A | 1-Year | 104.5 | 25% | 78.375
2732 | NOTIFIER By Honeywell - Fire Alarm | 10687-L9 | CK-R-1LPM-418 REGULATOR 1.0 LPM #418 (FOR 17/34 L CYLINDERS) | Each | N/A | 1-Year | 157.8 | 25% | 118.35
2733 | NOTIFIER By Honeywell - Fire Alarm | 10711-L9 | CYLINDER OF 5 PPM CHLORINE (CL2), BALANCE N2, 58 L | Each | N/A | 1-Year | 454.6 | 25% | 340.95
2734 | NOTIFIER By Honeywell - Fire Alarm | 10928-L9 | CYLINDER OF 3,000 PPM R404A, BALANCE AIR, 17 L | Each | N/A | 1-Year | 104.5 | 25% | 78.375
2735 | NOTIFIER By Honeywell - Fire Alarm | 10976-L9 | CYLINDER OF 1,000 PPM R404A, BALANCE AIR, 17 L | Each | N/A | 1-Year | 104.5 | 25% | 78.375
2736 | NOTIFIER By Honeywell - Fire Alarm | 11083-L9 | CYLINDER OF 500 PPM R22, BALANCE AIR, 17 L | Each | N/A | 1-Year | 104.5 | 25% | 78.375
2737 | NOTIFIER By Honeywell - Fire Alarm | 11198-L9 | CYLINDER OF 500 PPM, R123, BALANCE N2, 17 L | Each | N/A | 1-Year | 104.5 | 25% | 78.375
2738 | NOTIFIER By Honeywell - Fire Alarm | 11213-L9 | CYLINDER OF 3,000 PPM R134A, BALANCE AIR, 17 L | Each | N/A | 1-Year | 104.5 | 25% | 78.375
2739 | NOTIFIER By Honeywell - Fire Alarm | 11224-L9 | CYLINDER OF 300 PPM AMMONIA (NH3), BALANCE AIR, 29 L | Each | N/A | 1-Year | 214.2 | 25% | 160.65
2740 | NOTIFIER By Honeywell - Fire Alarm | 11252-L9 | CALIBRATION KIT, WITH # 418 VALVE, FITTINGS, TUBING, AND INSTRUCTIONS (NO GAS CYLINDERS) | Each | N/A | 1-Year | 250.8 | 25% | 188.1
2741 | NOTIFIER By Honeywell - Fire Alarm | 11253-L9 | CALIBRATION KIT, WITH # 518 VALVE, FITTINGS, TUBING, AND INSTRUCTIONS (NO GAS CYLINDERS) FOR USE WITH 29 L CYLINDERS | Each | N/A | 1-Year | 250.8 | 25% | 188.1
2742 | NOTIFIER By Honeywell - Fire Alarm | 11355-L9 | CYLINDER OF 10 PPM CHLORINE (CL2), BALANCE N2, 58 L | Each | N/A | 1-Year | 454.6 | 25% | 340.95
2743 | NOTIFIER By Honeywell - Fire Alarm | 11365-L9 | CYLINDER OF 3% CARBON DOXIDE (CO2), BALANCE N2, 17 L | Each | N/A | 1-Year | 104.5 | 25% | 78.375
2744 | NOTIFIER By Honeywell - Fire Alarm | 11389-L9 | CYLINDER OF 500 PPM R507, BALANCE AIR, 103 L | Each | N/A | 1-Year | 324 | 25% | 243
2745 | NOTIFIER By Honeywell - Fire Alarm | 11413-L9 | CYLINDER OF 1,000 PPM R134A, BALANCE AIR, 17 L | Each | N/A | 1-Year | 104.5 | 25% | 78.375
2746 | NOTIFIER By Honeywell - Fire Alarm | 50104941-077 | M5 W/ O2, LEL, H2S, CO, NH3, RECHARGE BATTERY | Each | N/A | 1-Year | 1724.3 | 25% | 1293.225
2747 | NOTIFIER By Honeywell - Fire Alarm | AA96D-DLC | AIRALERT 96D GAS DETECTION CONTROLLER W/ DATA LOGGER | Each | N/A | 1-Year | 3443.3 | 25% | 2582.475
2748 | NOTIFIER By Honeywell - Fire Alarm | AA96D-DLC-BIP | AIRALERT 96D GAS DETECTION CONTROLLER W/ DATA LOGGER, NO LOGO | Each | N/A | 1-Year | 3921.9 | 25% | 2941.425
2749 | NOTIFIER By Honeywell - Fire Alarm | AA96D-RM8 | AIRALERT RM8 RELAY MODULE, RS485 | Each | N/A | 1-Year | 1436.9 | 25% | 1077.675
2750 | NOTIFIER By Honeywell - Fire Alarm | GFV453 | CYLINDER OF 500 PPM R422, BALANCE AIR, 17 L | Each | N/A | 1-Year | 104.5 | 25% | 78.375
2751 | NOTIFIER By Honeywell - Fire Alarm | GFV454 | CYLINDER OF 1000 PPM R422, BALANCE AIR, 17 L | Each | N/A | 1-Year | 104.5 | 25% | 78.375
2752 | NOTIFIER By Honeywell - Fire Alarm | GFV455 | CYLINDER OF 3000 PPM R422, BALANCE AIR, 17 L | Each | N/A | 1-Year | 104.5 | 25% | 78.375
2753 | NOTIFIER By Honeywell - Fire Alarm | GFV456 | CYLINDER OF 1000 PPM R410A, BALANCE AIR, 17 L | Each | N/A | 1-Year | 104.5 | 25% | 78.375
2754 | NOTIFIER By Honeywell - Fire Alarm | GFV457 | CYLINDER OF 3000 PPM R410A, BALANCE AIR, 17 L | Each | N/A | 1-Year | 104.5 | 25% | 78.375
2755 | NOTIFIER By Honeywell - Fire Alarm | GFV458 | CYLINDER OF 500 PPM R407A, BALANCE AIR, 17 L | Each | N/A | 1-Year | 104.5 | 25% | 78.375
2756 | NOTIFIER By Honeywell - Fire Alarm | GFV459 | CYLINDER OF 1000 PPM R407A, BALANCE AIR, 17 L | Each | N/A | 1-Year | 104.5 | 25% | 78.375
2757 | NOTIFIER By Honeywell - Fire Alarm | GFV460 | CYLINDER OF 3000 PPM R407A, BALANCE AIR, 17 L | Each | N/A | 1-Year | 104.5 | 25% | 78.375
2758 | NOTIFIER By Honeywell - Fire Alarm | M-511300 | DRM, DUAL RELAY MODULE | Each | N/A | 1-Year | 203.8 | 25% | 152.85
2759 | NOTIFIER By Honeywell - Fire Alarm | M-511474 | IR-F9-R134A-0/3000-ATMOS-N1 - AIRSCAN™ INFRARED SENSOR, R134A 0/,3000, ATMOS, NEMA 1 ENCLOSURE | Each | N/A | 1-Year | 1431.7 | 25% | 1073.775
2760 | NOTIFIER By Honeywell - Fire Alarm | M-600410 | IR-F9-R507A-0/3000-ATMOS-N1 - AIRSCAN™ INFRARED SENSOR, R507A 0-3,000 PPM, ATMOS, NEMA 1 ENCLOSURE | Each | N/A | 1-Year | 1431.7 | 25% | 1073.775
2761 | NOTIFIER By Honeywell - Fire Alarm | M-600428 | IR-F9-R22-0/3000-ATMOS-N1 - AIRSCAN™ INFRARED SENSOR, R22 0/3,000 PPM, ATMOS, NEMA 1 ENCLOSURE | Each | N/A | 1-Year | 1431.7 | 25% | 1073.775
2762 | NOTIFIER By Honeywell - Fire Alarm | M-600469 | IR-F9-R404A-0/3000-ATMOS-N1 - AIRSCAN™ INFRARED SENSOR, R404A 0/3,000 PPM, ATMOS, NEMA 1 ENCLOSURE | Each | N/A | 1-Year | 1431.7 | 25% | 1073.775
2763 | NOTIFIER By Honeywell - Fire Alarm | M-700037 | IR-F9-R422D-0/3000-ATMOS-N1 - AIRSCAN™ INFRARED SENSOR, R422D 0/3,000 PPM, ATMOS, NEMA 1 ENCLOSURE | Each | N/A | 1-Year | 1413.9 | 25% | 1060.425
2764 | NOTIFIER By Honeywell - Fire Alarm | M-700067 | IR-F9-R407A-0/3000-ATMOS-N1 - AIRSCAN™ INFRARED SENSOR, R407A 0/3,000 PPM, ATMOS, NEMA 1 ENCLOSURE | Each | N/A | 1-Year | 1413.9 | 25% | 1060.425
2765 | NOTIFIER By Honeywell - Fire Alarm | M-700087 | IR-F9-R410A-0/3000-ATMOS-N1 - AIRSCAN™ INFRARED SENSOR, R410A 0/3,000 PPM, ATMOS, NEMA 1 ENCLOSURE | Each | N/A | 1-Year | 1413.9 | 25% | 1060.425
2766 | NOTIFIER By Honeywell - Fire Alarm | M-700261 | IR-F9-HFO1234YF-0/500-N1 - AIRSCAN™ INFRARED SENSOR, HFO1234YF 0/500, NEMA 1 ENCLOSURE CARB COMPLIANT | Each | N/A | 1-Year | 1271.8 | 25% | 953.85
2767 | NOTIFIER By Honeywell - Fire Alarm | M-700262 | IR-F9-HFO1234YF-0/500-ATMOS-N1 - AIRSCAN™ INFRARED SENSOR, HFO1234YF 0/500, ATMOS, NEMA 1 ENCLOSURE CARB COMPLIANT | Each | N/A | 1-Year | 1541.4 | 25% | 1156.05
2768 | NOTIFIER By Honeywell - Fire Alarm | M-700263 | IR-F9-HFO1234YF-0/500-SS - AIRSCAN™ INFRARED SENSOR, HFO1234YF 0/500, STAINLESS STEEL ENCLOSURE CARB COMPLIANT | Each | N/A | 1-Year | 1523.6 | 25% | 1142.7
2769 | NOTIFIER By Honeywell - Fire Alarm | M-700264 | IR-F9-HFO1234YF-0/500-ATMOS-SS - AIRSCAN™ INFRARED SENSOR, HFO1234YF 0/500, ATMOS, STAINLESS STEEL ENCLOSURE CARB COMPLIANT | Each | N/A | 1-Year | 1792.2 | 25% | 1344.15
2770 | NOTIFIER By Honeywell - Fire Alarm | M-700266 | IR-F9-HFO1234YF-0/1000-N1 - AIRSCAN™ INFRARED SENSOR, HFO1234YF 0/1000, NEMA 1 ENCLOSURE | Each | N/A | 1-Year | 1162 | 25% | 871.5
2771 | NOTIFIER By Honeywell - Fire Alarm | M-700267 | IR-F9-HFO1234YF-0/1000-ATMOS-N1 - AIRSCAN™ INFRARED SENSOR, HFO1234YF 0/1000, ATMOS, NEMA 1 ENCLOSURE | Each | N/A | 1-Year | 1431.7 | 25% | 1073.775
2772 | NOTIFIER By Honeywell - Fire Alarm | M-700268 | IR-F9-HFO1234YF-0/1000-SS - AIRSCAN™ INFRARED SENSOR, HFO1234YF 0/1000, ATMOS, NEMA 1 ENCLOSURE | Each | N/A | 1-Year | 1413.9 | 25% | 1060.425
2773 | NOTIFIER By Honeywell - Fire Alarm | M-700269 | IR-F9-HFO1234YF-0/1000-ATMOS-SS - AIRSCAN™ INFRARED SENSOR, HFO1234YF 0/1000, ATMOS, STAINLESS STEEL ENCLOSURE | Each | N/A | 1-Year | 1682.5 | 25% | 1261.875
2774 | NOTIFIER By Honeywell - Fire Alarm | M-700271 | IR-F9-HFO1234YF-0/3000-N1 - AIRSCAN™ INFRARED SENSOR, HFO1234YF 0/3000, NEMA 1 ENCLOSURE | Each | N/A | 1-Year | 1162 | 25% | 871.5
2775 | NOTIFIER By Honeywell - Fire Alarm | M-700272 | IR-F9-HFO1234YF-0/3000-ATMOS-N1 - AIRSCAN™ INFRARED SENSOR, HFO1234YF 0/3000, ATMOS, NEMA 1 ENCLOSURE | Each | N/A | 1-Year | 1431.7 | 25% | 1073.775
2776 | NOTIFIER By Honeywell - Fire Alarm | M-700273 | IR-F9-HFO1234YF-0/3000-SS - AIRSCAN™ INFRARED SENSOR, HFO1234YF 0/3000, ATMOS, NEMA 1 ENCLOSURE | Each | N/A | 1-Year | 1413.9 | 25% | 1060.425
2777 | NOTIFIER By Honeywell - Fire Alarm | M-700274 | IR-F9-HFO1234YF-0/3000-ATMOS-SS - AIRSCAN™ INFRARED SENSOR, HFO1234YF 0/3000, ATMOS, STAINLESS STEEL ENCLOSURE | Each | N/A | 1-Year | 1682.5 | 25% | 1261.875
2778 | NOTIFIER By Honeywell - Fire Alarm | SVIP3701 | UL/CSA APPROVED FLAMMABLE CATALYTIC BEAD SENSOR, PRE-CALIBRATED FOR 0-20%LEL AMMONIA (NH3), 3/4"NPT ENTRY | Each | N/A | 1-Year | 1018.9 | 25% | 764.175
2779 | NOTIFIER By Honeywell - Fire Alarm | SVIP3710 | AUDIBLE HORN, 9-60 VDC, UP TO 113 DB OUTPUT | Each | N/A | 1-Year | 141.1 | 25% | 105.825
2780 | NOTIFIER By Honeywell - Fire Alarm | PRN-7 | 80 COLUMN DESKTOP PRINTER, 120 VAC. | Each | N/A | 1-Year | 2157.25 | 25% | 1617.9375
2781 | NOTIFIER By Honeywell - Fire Alarm | RP-2001 | PRE-ACTION DELUGE CONTROL PANEL, 120 VAC. | Each | N/A | 1-Year | 1135 | 25% | 851.25
2782 | NOTIFIER By Honeywell - Fire Alarm | RP-2001C | PRE-ACTION DELUGE CONTROL PANEL WITH LEDS, 120 VAC. | Each | N/A | 1-Year | 1496 | 25% | 1122
2783 | NOTIFIER By Honeywell - Fire Alarm | RP-2001E | PRE-ACTION DELUGE CONTROL PANEL, 240 VOLTS | Each | N/A | 1-Year | 1151 | 25% | 863.25
2784 | NOTIFIER By Honeywell - Fire Alarm | RP-2002 | AGENT RELEASE CONTROL PANEL, 120 VAC. | Each | N/A | 1-Year | 1335 | 25% | 1001.25
2785 | NOTIFIER By Honeywell - Fire Alarm | RP-2002C | AGENT RELEASE CONTROL PANEL WITH LEDS, 120 VAC. | Each | N/A | 1-Year | 1777 | 25% | 1332.75
2786 | NOTIFIER By Honeywell - Fire Alarm | RP-2002E | AGENT RELEASE CONTROL PANEL, 240 VOLTS | Each | N/A | 1-Year | 1365 | 25% | 1023.75
2787 | NOTIFIER By Honeywell - Fire Alarm | EPS10-1 | ALARM WATERFLOW, SPDT SWITCH, 4 - 20 PSI. | Each | N/A | 1-Year | 142 | 25% | 106.5
2788 | NOTIFIER By Honeywell - Fire Alarm | EPS10-2 | ALARM WATERFLOW, 2 SPDT SWITCHES, 4 - 20 PSI. | Each | N/A | 1-Year | 163.75 | 25% | 122.8125
2789 | NOTIFIER By Honeywell - Fire Alarm | EPS40-1 | SUPERVISORY LOW, SPDT SWITCH, 10 - 100 PSI. | Each | N/A | 1-Year | 142 | 25% | 106.5
2790 | NOTIFIER By Honeywell - Fire Alarm | EPS40-2 | SUPERVISORY LOW, 2 SPDT SWITCHES, 10 - 100 PSI. | Each | N/A | 1-Year | 163.75 | 25% | 122.8125
2791 | NOTIFIER By Honeywell - Fire Alarm | OSY2 | OUTSIDE SCREW & YOKE SUPERVISORY SWITCH W/2 SPDT. | Each | N/A | 1-Year | 148.5 | 25% | 111.375
2792 | NOTIFIER By Honeywell - Fire Alarm | PIBV2 | POST INDICATOR BUTTERFLY VALVE SUPERVISORY SWITCH W/2 SPDT. | Each | N/A | 1-Year | 137.5 | 25% | 103.125
2793 | NOTIFIER By Honeywell - Fire Alarm | WFD20N | WATERFLOW DETECTOR, SCHEDULE 10/40, 2” | Each | N/A | 1-Year | 256.5 | 25% | 192.375
2794 | NOTIFIER By Honeywell - Fire Alarm | WFD25N | WATERFLOW DETECTOR, SCHEDULE 10/40, 2-1/2” | Each | N/A | 1-Year | 256.5 | 25% | 192.375
2795 | NOTIFIER By Honeywell - Fire Alarm | WFD30N | WATERFLOW DETECTOR, 3” FLOW, 2” HOLE | Each | N/A | 1-Year | 256.5 | 25% | 192.375
2796 | NOTIFIER By Honeywell - Fire Alarm | WFD40N | WATERFLOW DETECTOR, SCHEDULE 10/40, 4” | Each | N/A | 1-Year | 255.75 | 25% | 191.8125
2797 | NOTIFIER By Honeywell - Fire Alarm | WFD50N | WATERFLOW DETECTOR, SCHEDULE 10/40, 5” | Each | N/A | 1-Year | 249.5 | 25% | 187.125
2798 | NOTIFIER By Honeywell - Fire Alarm | WFD60N | WATERFLOW DETECTOR, SCHEDULE 10/40, 6” | Each | N/A | 1-Year | 231.25 | 25% | 173.4375
2799 | NOTIFIER By Honeywell - Fire Alarm | WFD80N | WATERFLOW DETECTOR, SCHEDULE 10/40, 8” | Each | N/A | 1-Year | 286 | 25% | 214.5
2800 | NOTIFIER By Honeywell - Fire Alarm | WFDTN | T-TAP WATERFLOW DETECTOR, 1”, 1-1/4”, 1-1/2” | Each | N/A | 1-Year | 255.75 | 25% | 191.8125
2801 | NOTIFIER By Honeywell - Fire Alarm | MNS-CABLE | 1' RS-485 CONNECTOR CABLE FOR MNS-CONTROL | Each | N/A | 1-Year | 42.8 | 25% | 32.1
2802 | NOTIFIER By Honeywell - Fire Alarm | FM900 | DOOR HOLDER EXTENSION KIT. | Each | N/A | 1-Year | 14.6 | 25% | 10.95
2803 | NOTIFIER By Honeywell - Fire Alarm | FM900-100 | DOOR HOLDER SPACER, 1 INCH. | Each | N/A | 1-Year | 12.5 | 25% | 9.375
2804 | NOTIFIER By Honeywell - Fire Alarm | FM900-50 | DOOR HOLDER SPACER, 1/2 INCH. | Each | N/A | 1-Year | 14.6 | 25% | 10.95
2805 | NOTIFIER By Honeywell - Fire Alarm | FM900-75 | DOOR HOLDER SPACER, 3/4 INCH. | Each | N/A | 1-Year | 11.5 | 25% | 8.625
2806 | NOTIFIER By Honeywell - Fire Alarm | FM900-Z | DOOR HOLDER SPACER KIT, 90 DEGREE. | Each | N/A | 1-Year | 14.6 | 25% | 10.95
2807 | NOTIFIER By Honeywell - Fire Alarm | FM980 | FM-980, 12 VDC, 24 VAC/VDC, 120/250 VAC, SURFACE FLOOR MOUNT, SINGLE DOOR. | Each | N/A | 1-Year | 121.2 | 25% | 90.9
2808 | NOTIFIER By Honeywell - Fire Alarm | FM996-L8 | FM-996, 12 VDC, 24 VAC/VDC, 120/250 VAC, SURFACE WALL MOUNT. | Each | N/A | 1-Year | 99.3 | 25% | 74.475
2809 | NOTIFIER By Honeywell - Fire Alarm | FM998 | FM-998, 12 VDC, 24 VAC/VDC, 120/250 VAC, FLUSH WALL MOUNT. | Each | N/A | 1-Year | 98.2 | 25% | 73.65
2810 | NOTIFIER By Honeywell - Fire Alarm | DH24120FB | SEMI-FLUSH, PLATED, BRASS | Each | N/A | 1-Year | 115 | 25% | 86.25
2811 | NOTIFIER By Honeywell - Fire Alarm | DH24120FD | SEMI-FLUSH, POWDER COATED DARK BRONZE | Each | N/A | 1-Year | 126.4 | 25% | 94.8
2812 | NOTIFIER By Honeywell - Fire Alarm | DH24120FPC | SEMI-FLUSH, POWDER COATED CHROME | Each | N/A | 1-Year | 103.5 | 25% | 77.625
2813 | NOTIFIER By Honeywell - Fire Alarm | DH24120GB1 | GROUND MOUNT, SINGLE DOOR, PLATED, BRASS | Each | N/A | 1-Year | 168.2 | 25% | 126.15
2814 | NOTIFIER By Honeywell - Fire Alarm | DH24120GB2 | GROUND MOUNT, DOUBLE DOOR, PLATED, BRASS | Each | N/A | 1-Year | 208 | 25% | 156
2815 | NOTIFIER By Honeywell - Fire Alarm | DH24120GPC1 | GROUND MOUNT, SINGLE DOOR, POWDER COATED, CHROME | Each | N/A | 1-Year | 152.6 | 25% | 114.45
2816 | NOTIFIER By Honeywell - Fire Alarm | DH24120GPC2 | GROUND MOUNT, DOUBLE DOOR, POWDER COATED, CHROME | Each | N/A | 1-Year | 190.2 | 25% | 142.65
2817 | NOTIFIER By Honeywell - Fire Alarm | DH24120GPD1 | GROUND MOUNT, SINGLE DOOR, POWDER COATED, DARK BRONZE | Each | N/A | 1-Year | 186 | 25% | 139.5
2818 | NOTIFIER By Honeywell - Fire Alarm | DH24120GPD2 | GROUND MOUNT, DOUBLE DOOR, POWDER COATED, DARK BRONZE | Each | N/A | 1-Year | 229.9 | 25% | 172.425
2819 | NOTIFIER By Honeywell - Fire Alarm | DH24120SB | SURFACE MOUNT, PLATED, BRASS | Each | N/A | 1-Year | 132.7 | 25% | 99.525
2820 | NOTIFIER By Honeywell - Fire Alarm | DH24120SPC | SURFACE MOUNT, POWDER COATED, CHROME | Each | N/A | 1-Year | 123.3 | 25% | 92.475
2821 | NOTIFIER By Honeywell - Fire Alarm | DH24120SPD | SURFACE MOUNT, POWDER COATED, DARK BRONZE | Each | N/A | 1-Year | 141.1 | 25% | 105.825
2822 | NOTIFIER By Honeywell - Fire Alarm | DH24120WB | RECESSED, PLATED, BRASS | Each | N/A | 1-Year | 113.9 | 25% | 85.425
2823 | NOTIFIER By Honeywell - Fire Alarm | DH24120WD | RECESSED, POWDER COATED, DARK BRONZE | Each | N/A | 1-Year | 126.4 | 25% | 94.8
2824 | NOTIFIER By Honeywell - Fire Alarm | DH24120WPC | RECESSED, POWDER COATED, CHROME | Each | N/A | 1-Year | 103.5 | 25% | 77.625
2825 | NOTIFIER By Honeywell - Fire Alarm | DHBBB | SURFACE MOUNT BACK BOX, PLATED, BRASS | Each | N/A | 1-Year | 26.1 | 25% | 19.575
2826 | NOTIFIER By Honeywell - Fire Alarm | DHBBD | SURFACE MOUNT BACK BOX, POWDER COATED, DARK BRONZE | Each | N/A | 1-Year | 30.3 | 25% | 22.725
2827 | NOTIFIER By Honeywell - Fire Alarm | DHBBPC | SURFACE MOUNT BACK BOX, POWDER COATED, CHROME | Each | N/A | 1-Year | 24 | 25% | 18
2828 | NOTIFIER By Honeywell - Fire Alarm | DHCPB | CATCH PLATE, PLATED, BRASS | Each | N/A | 1-Year | 14.6 | 25% | 10.95
2829 | NOTIFIER By Honeywell - Fire Alarm | DHCPC | CATCH PLATE, POWDER COATED, CHROME | Each | N/A | 1-Year | 13.6 | 25% | 10.2
2830 | NOTIFIER By Honeywell - Fire Alarm | DHCPD | CATCH PLATE, POWDER COATED, DARK BRONZE | Each | N/A | 1-Year | 17.8 | 25% | 13.35
2831 | NOTIFIER By Honeywell - Fire Alarm | DHDF | SWIVEL BASE MOUNTING DRILL FIXTURE | Each | N/A | 1-Year | 296.8 | 25% | 222.6
2832 | NOTIFIER By Honeywell - Fire Alarm | DHE.5B | .5” EXTENSION ROD, PLATED, BRASS | Each | N/A | 1-Year | 10.5 | 25% | 7.875
2833 | NOTIFIER By Honeywell - Fire Alarm | DHE.5D | .5” EXTENSION ROD, POWDER COATED, DARK BRONZE | Each | N/A | 1-Year | 12.5 | 25% | 9.375
2834 | NOTIFIER By Honeywell - Fire Alarm | DHE.5PC | .5” EXTENSION ROD, POWDER COATED, CHROME | Each | N/A | 1-Year | 10.5 | 25% | 7.875
2835 | NOTIFIER By Honeywell - Fire Alarm | DHE1.5APC | 1.5” ADJUSTABLE EXTENSION ROD, POWDER COATED, CHROME | Each | N/A | 1-Year | 11.5 | 25% | 8.625
2836 | NOTIFIER By Honeywell - Fire Alarm | DHE1.5B | 1.5” EXTENSION ROD, PLATED, BRASS | Each | N/A | 1-Year | 12.5 | 25% | 9.375
2837 | NOTIFIER By Honeywell - Fire Alarm | DHE1.5D | 1.5” EXTENSION ROD, POWDER COATED, DARK BRONZE | Each | N/A | 1-Year | 13.6 | 25% | 10.2
2838 | NOTIFIER By Honeywell - Fire Alarm | DHE1.5PC | 1.5” EXTENSION ROD, POWDER COATED, CHROME | Each | N/A | 1-Year | 11.5 | 25% | 8.625
2839 | NOTIFIER By Honeywell - Fire Alarm | DHE1B | 1” EXTENSION ROD, PLATED, BRASS | Each | N/A | 1-Year | 10.5 | 25% | 7.875
2840 | NOTIFIER By Honeywell - Fire Alarm | DHE1D | 1” EXTENSION ROD, POWDER COATED, DARK BRONZE | Each | N/A | 1-Year | 12.5 | 25% | 9.375
2841 | NOTIFIER By Honeywell - Fire Alarm | DHE1PC | 1” EXTENSION ROD, POWDER COATED, CHROME | Each | N/A | 1-Year | 10.5 | 25% | 7.875
2842 | NOTIFIER By Honeywell - Fire Alarm | DHE2APC | 2” ADJUSTABLE EXTENSION ROD, POWDER COATED, CHROME | Each | N/A | 1-Year | 13.6 | 25% | 10.2
2843 | NOTIFIER By Honeywell - Fire Alarm | DHE2B | 2” EXTENSION ROD, PLATED, BRASS | Each | N/A | 1-Year | 14.6 | 25% | 10.95
2844 | NOTIFIER By Honeywell - Fire Alarm | DHE2D | 2” EXTENSION ROD, POWDER COATED, DARK BRONZE | Each | N/A | 1-Year | 14.6 | 25% | 10.95
2845 | NOTIFIER By Honeywell - Fire Alarm | DHE2PC | 2” EXTENSION ROD, POWDER COATED, CHROME | Each | N/A | 1-Year | 13.6 | 25% | 10.2
2846 | NOTIFIER By Honeywell - Fire Alarm | DHE3B | 3” EXTENSION ROD, PLATED, BRASS | Each | N/A | 1-Year | 15.7 | 25% | 11.775
2847 | NOTIFIER By Honeywell - Fire Alarm | DHE3D | 3” EXTENSTION ROD, POWDER COATED, DARK BRONZE | Each | N/A | 1-Year | 15.7 | 25% | 11.775
2848 | NOTIFIER By Honeywell - Fire Alarm | DHE3PC | 3” EXTENSION ROD, POWDER COATED, CHROME | Each | N/A | 1-Year | 14.6 | 25% | 10.95
2849 | NOTIFIER By Honeywell - Fire Alarm | DHE4AB | 4” ADJUSTABLE EXTENSION ROD, PLATED, BRASS | Each | N/A | 1-Year | 17.8 | 25% | 13.35
2850 | NOTIFIER By Honeywell - Fire Alarm | DHE4AD | 4” ADJUSTABLE EXTENSION ROD, POWDER COATED, DARK BRONZE | Each | N/A | 1-Year | 20.9 | 25% | 15.675
2851 | NOTIFIER By Honeywell - Fire Alarm | DHE4APC | 4” ADJUSTABLE EXTENSION ROD, POWDER COATED, CHROME | Each | N/A | 1-Year | 16.7 | 25% | 12.525
2852 | NOTIFIER By Honeywell - Fire Alarm | DHE4PC | 4” EXTENSION ROD, POWDER COATED, CHROME | Each | N/A | 1-Year | 16.7 | 25% | 12.525
2853 | NOTIFIER By Honeywell - Fire Alarm | DHE5B | 5” EXTENSION ROD, PLATED, BRASS | Each | N/A | 1-Year | 18.8 | 25% | 14.1
2854 | NOTIFIER By Honeywell - Fire Alarm | DHE5D | 5” EXTENSION ROD, POWDER COATED, DARK BRONZE | Each | N/A | 1-Year | 20.9 | 25% | 15.675
2855 | NOTIFIER By Honeywell - Fire Alarm | DHE5PC | 5” EXTENSION ROD, POWDER COATED, CHROME | Each | N/A | 1-Year | 19.9 | 25% | 14.925
2856 | NOTIFIER By Honeywell - Fire Alarm | DHSBB | SWIVEL BASE, PLATED, BRASS | Each | N/A | 1-Year | 41.8 | 25% | 31.35
2857 | NOTIFIER By Honeywell - Fire Alarm | DHSBD | SWIVEL BASE, POWDER COATED, DARK BRONZE | Each | N/A | 1-Year | 44.9 | 25% | 33.675
2858 | NOTIFIER By Honeywell - Fire Alarm | DHSBPC | SWIVEL BASE, POWDER COATED, CHROME | Each | N/A | 1-Year | 38.7 | 25% | 29.025
2859 | NOTIFIER By Honeywell - Fire Alarm | DHW | EXTENSION WRENCH (2 PCS.) | Each | N/A | 1-Year | 3.1 | 25% | 2.325
2860 | NOTIFIER By Honeywell - Fire Alarm | 02084 | S5000: REMOVABLE TERMINAL BLOCK. - 2 POSITION. | Each | N/A | 1-Year | 32.4 | 25% | 24.3
2861 | NOTIFIER By Honeywell - Fire Alarm | 02086 | 200/300/400/5000/NION: REMOVABLE TERMINAL BLOCK, 6-POSITION. | Each | N/A | 1-Year | 36 | 25% | 27
2862 | NOTIFIER By Honeywell - Fire Alarm | 10103 | 3 GANG BACK BOX | Each | N/A | 1-Year | 72 | 25% | 54
2863 | NOTIFIER By Honeywell - Fire Alarm | 109-7000 | CAT-30, TYPE CAT-30 LOCK & KEY. | Each | N/A | 1-Year | 38.75 | 25% | 29.0625
2864 | NOTIFIER By Honeywell - Fire Alarm | 146-0100 | BREAK GLASS PANE FOR BG-1. FOR BRG SERIES. | Each | N/A | 1-Year | 8.4 | 25% | 6.3
2865 | NOTIFIER By Honeywell - Fire Alarm | 17003 | FIRELITE KEY ONLY. | Each | N/A | 1-Year | 15.5 | 25% | 11.625
2866 | NOTIFIER By Honeywell - Fire Alarm | 17021 | NOTIFIER KEY ONLY. | Each | N/A | 1-Year | 17.6 | 25% | 13.2
2867 | NOTIFIER By Honeywell - Fire Alarm | 17044 | FIRELITE LOCK AND KEY (5012, CAB-3F SERIES, 9200, 5024). | Each | N/A | 1-Year | 23.75 | 25% | 17.8125
2868 | NOTIFIER By Honeywell - Fire Alarm | 17044KIT | LOCK KIT, CONTAINS 5 LOCKS (17044) AND 5 KEYS (17003) | Each | N/A | 1-Year | 229.8 | 25% | 172.35
2869 | NOTIFIER By Honeywell - Fire Alarm | 17045 | NOTIFIER SNAP-IN LOCK, CAB-3/CAB-4, ABS-1/2/4D, NFS-LBB, AFP-100, FCPS, CAB-400/600AA, NION, SFP-1024, VEC. | Each | N/A | 1-Year | 19 | 25% | 14.25
2870 | NOTIFIER By Honeywell - Fire Alarm | 17045KIT | LOCK KIT, CONTAINS 5 LOCKS (17045) AND 5 KEYS (17021) | Each | N/A | 1-Year | 170 | 25% | 127.5
2871 | NOTIFIER By Honeywell - Fire Alarm | 4000TAR | REPLACEMENT TRANSFORMER ASSEMBLY. | Each | N/A | 1-Year | 216 | 25% | 162
2872 | NOTIFIER By Honeywell - Fire Alarm | 71031 | AM2020/AFP1010: POWER SUPERVISION RIBBON,. CONNECTS MPS P3 TO CPU. | Each | N/A | 1-Year | 66 | 25% | 49.5
2873 | NOTIFIER By Honeywell - Fire Alarm | 71032 | AM2020/AFP1010: DATA RIBBON CABLE. CONNECTS DIA P3 TO CPU-2020 P3. | Each | N/A | 1-Year | 68.4 | 25% | 51.3
2874 | NOTIFIER By Honeywell - Fire Alarm | 71033 | TROUBLE/SUPERVISORY RIBBON, 2-WIRE. CONNECTS CPU TO AVPS, AA-30. | Each | N/A | 1-Year | 62.4 | 25% | 46.8
2875 | NOTIFIER By Honeywell - Fire Alarm | 71046 | AM2020/AFP1010: DATA RIBBON CABLE DIA. CONNECTS P4 TO SIB BOARD P4. | Each | N/A | 1-Year | 64.8 | 25% | 48.6
2876 | NOTIFIER By Honeywell - Fire Alarm | 71070 | BATTERY INTERCONNECT CABLE. CONNECTS - WITH + WITH BATTERIES IN SERIES. | Each | N/A | 1-Year | 30 | 25% | 22.5
2877 | NOTIFIER By Honeywell - Fire Alarm | 71071 | BATTERY CABLE (MPS +) (AM2020, AFP1010, SYSTEM 5000). | Each | N/A | 1-Year | 30 | 25% | 22.5
2878 | NOTIFIER By Honeywell - Fire Alarm | 71072 | BATTERY CABLE (MPS - ) (AM2020, AFP1010, SYSTEM 5000). | Each | N/A | 1-Year | 30 | 25% | 22.5
2879 | NOTIFIER By Honeywell - Fire Alarm | 71073 | EARTH GROUND CABLE - SINGLE GREEN CONDUCTOR, 10 INCHES. | Each | N/A | 1-Year | 30 | 25% | 22.5
2880 | NOTIFIER By Honeywell - Fire Alarm | 71085 | POWER RIBBON CABLE, 10-WIRE . CONNECTS MPS P3 TO CPU. | Each | N/A | 1-Year | 38.4 | 25% | 28.8
2881 | NOTIFIER By Honeywell - Fire Alarm | 71086 | POWER HARNESS. 7-WIRE POWER. CONNECTS SYSTEM 5000 CPU TO MPS. | Each | N/A | 1-Year | 59.4 | 25% | 44.55
2882 | NOTIFIER By Honeywell - Fire Alarm | 71088 | RIBBON EXPANDER. CONNECTS CPU-5000 TO 2ND, 3RD OR 4TH ROW MODULES. | Each | N/A | 1-Year | 76.2 | 25% | 57.15
2883 | NOTIFIER By Honeywell - Fire Alarm | 71091 | BELL POWER CABLE, 2-WIRE. CONNECTS AVPS P3 TO ICM J5 ON XPC. | Each | N/A | 1-Year | 39.6 | 25% | 29.7
2884 | NOTIFIER By Honeywell - Fire Alarm | 71093 | MAIN BELL POWER HARNESS. CONNECTS CPU-5000 J5 TO MPS A/V POWER. | Each | N/A | 1-Year | 33.6 | 25% | 25.2
2885 | NOTIFIER By Honeywell - Fire Alarm | 75073 | ANNUNCIATOR EXPANDER RIBBON, 20-WIRE. CONNECTS THE ACM J1 WITH AEM J2. | Each | N/A | 1-Year | 59.4 | 25% | 44.55
2886 | NOTIFIER By Honeywell - Fire Alarm | 75074 | POWER HARNESS CABLE, 7-WIRE. CONNECTS MPS P4 TO EFB-1 P2. | Each | N/A | 1-Year | 55 | 25% | 41.25
2887 | NOTIFIER By Honeywell - Fire Alarm | 75095 | TRANSPONDER SYSTEM RIBBON, 34-WIRE. CONNECTS XPP TO OPTION MODULE. | Each | N/A | 1-Year | 43.8 | 25% | 32.85
2888 | NOTIFIER By Honeywell - Fire Alarm | 75097 | CONNECTS AMG P6 TO FFT P4 6-WIRE. | Each | N/A | 1-Year | 28.2 | 25% | 21.15
2889 | NOTIFIER By Honeywell - Fire Alarm | 75098 | VOICE: TROUBLE/SUPERVISORY RIBBON, 2-WIRE. CONNECTS AMG TO AA-30. | Each | N/A | 1-Year | 28.2 | 25% | 21.15
2890 | NOTIFIER By Honeywell - Fire Alarm | 75099 | POWER HARNESS, 7-WIRE. CONNECTS POWER THROUGH. 16 INCHES. | Each | N/A | 1-Year | 32.4 | 25% | 24.3
2891 | NOTIFIER By Honeywell - Fire Alarm | 75106 | XPC-8 JUMPER PLUG, 2-WIRE. JUMPS P4 TO P5 ETC. | Each | N/A | 1-Year | 28.2 | 25% | 21.15
2892 | NOTIFIER By Honeywell - Fire Alarm | 75108 | BACKUP AUDIO, 4-WIRE. CONNECTS AA P6 TO BACKUP AA P4. | Each | N/A | 1-Year | 29.7 | 25% | 22.275
2893 | NOTIFIER By Honeywell - Fire Alarm | 75110 | LOW LEVEL AUDIO, 4-WIRE. CONNECTS AMG P2 TO XPC P3. | Each | N/A | 1-Year | 32.4 | 25% | 24.3
2894 | NOTIFIER By Honeywell - Fire Alarm | 75121 | A/V POWER CABLE, 2-WIRE. CONNECTS MPS A/V POWER TO XPC. | Each | N/A | 1-Year | 22.8 | 25% | 17.1
2895 | NOTIFIER By Honeywell - Fire Alarm | 75136 | DUAL CHANNEL CASCADE CABLE, 2-WIRE. CONNECTS AMG P10 TO AMG-E P10. | Each | N/A | 1-Year | 28.2 | 25% | 21.15
2896 | NOTIFIER By Honeywell - Fire Alarm | 75159 | BATTERY INTERCONNECT CABLE. CONNECTS BATTERY + TO -. | Each | N/A | 1-Year | 28.2 | 25% | 21.15
2897 | NOTIFIER By Honeywell - Fire Alarm | 75160 | BATTERY POSITIVE 1-WIRE. CONNECTS BATTERY + TO MPS-24B. 15 INCHES. | Each | N/A | 1-Year | 28.2 | 25% | 21.15
2898 | NOTIFIER By Honeywell - Fire Alarm | 75161 | BATTERY NEGATIVE 1-WIRE. CONNECTS BATTERY TO MPS-24B. 15 INCHES. | Each | N/A | 1-Year | 28.2 | 25% | 21.15
2899 | NOTIFIER By Honeywell - Fire Alarm | 75170 | POWER SUPERVISION RIBBON. CONNECTS MPS P3 TO EFB-1 P1. | Each | N/A | 1-Year | 43.2 | 25% | 32.4
2900 | NOTIFIER By Honeywell - Fire Alarm | 75225 | AM2020/AFP1010: DIA TO LCD RIBBON. CONNECTS DIA TO 1010 DISPLAY. | Each | N/A | 1-Year | 37.2 | 25% | 27.9
2901 | NOTIFIER By Honeywell - Fire Alarm | 75226 | CPU TO DIA RIBBON, 16-WIRE. CONNECTS AFP1010 TO CPU P3 DIA P3. | Each | N/A | 1-Year | 44.4 | 25% | 33.3
2902 | NOTIFIER By Honeywell - Fire Alarm | 75358TA | AFP-300/AFP-400: REPLACEMENT TRANSFORMER ASSEMBLY. | Each | N/A | 1-Year | 249.6 | 25% | 187.2
2903 | NOTIFIER By Honeywell - Fire Alarm | 75378 | AM2020/AFP1010: POWER CABLE, 6-WIRE. CONNECTS ICA TO MPS. | Each | N/A | 1-Year | 85.8 | 25% | 64.35
2904 | NOTIFIER By Honeywell - Fire Alarm | 75554 | LAPTOP TO NUP PORT PROGRAMMING CABLE. | Each | N/A | 1-Year | 37.7 | 25% | 28.275
2905 | NOTIFIER By Honeywell - Fire Alarm | 75557 | NCS CABLE, DB9 TO RJ45 | Each | N/A | 1-Year | 30.5 | 25% | 22.875
2906 | NOTIFIER By Honeywell - Fire Alarm | 75565 | RIBBON CABLE TO CONNECT FOR LCM-320 | Each | N/A | 1-Year | 46.8 | 25% | 35.1
2907 | NOTIFIER By Honeywell - Fire Alarm | 75592 | REPLACEMENT TRANSFORMER FOR FCPS-24S6 AND FCPS-24S8 | Each | N/A | 1-Year | 122.4 | 25% | 91.8
2908 | NOTIFIER By Honeywell - Fire Alarm | AFP-200TA | 200: REPLACEMENT TRANSFORMER ASSEMBLY, 120 VAC. | Each | N/A | 1-Year | 438 | 25% | 328.5
2909 | NOTIFIER By Honeywell - Fire Alarm | BT | NBG-10 SERIES SPARE BREAK-GLASS TUBES (DOZEN). | Each | N/A | 1-Year | 24 | 25% | 18
2910 | NOTIFIER By Honeywell - Fire Alarm | ELR-20K | END OF LINE RESISTOR, 20K OHMS | Each | N/A | 1-Year | 14.5 | 25% | 10.875
2911 | NOTIFIER By Honeywell - Fire Alarm | FCPS-24S6RB | REPLACEMENT BOARD FOR FCPS-24S6 | Each | N/A | 1-Year | 566 | 25% | 424.5
2912 | NOTIFIER By Honeywell - Fire Alarm | FCPS-24S8RB | REPLACEMENT BOARD FOR FCPS-24S8 | Each | N/A | 1-Year | 629 | 25% | 471.75
2913 | NOTIFIER By Honeywell - Fire Alarm | MBT-1 | MUNICIPAL BOX TRANSMITTER MODULE. | Each | N/A | 1-Year | 116.75 | 25% | 87.5625
2914 | NOTIFIER By Honeywell - Fire Alarm | MIB-F | 1010/2020/INA FIBER OPTICS MEDIA INTERFACE BOARD. | Each | N/A | 1-Year | 2803 | 25% | 2102.25
2915 | NOTIFIER By Honeywell - Fire Alarm | MIB-W | 1010/2020/INA TWISTED PAIR WIRE MEDIA INTERFACE BOARD. | Each | N/A | 1-Year | 1906 | 25% | 1429.5
2916 | NOTIFIER By Honeywell - Fire Alarm | MIB-WF | MIX TWISTED PAIR WIRE AND FIBER OPTICS MEDIA INTERFACE BOARD. | Each | N/A | 1-Year | 2679.6 | 25% | 2009.7
2917 | NOTIFIER By Honeywell - Fire Alarm | MPS-400RB | 300AA/400AA POWER SUPPLY FOR CAB-X3 SERIES 120/240VAC. | Each | N/A | 1-Year | 1705 | 25% | 1278.75
2918 | NOTIFIER By Honeywell - Fire Alarm | NAM-232F | NETWORK ADAPTER MODULE; CONNECTS ONE 200/300/400 VIA FIBER TO NFN. | Each | N/A | 1-Year | 2113 | 25% | 1584.75
2919 | NOTIFIER By Honeywell - Fire Alarm | NAM-232W | NETWORK ADAPTER MODULE; CONNECTS ONE 200/300/400 VIA WIRE TO NFN. | Each | N/A | 1-Year | 1919 | 25% | 1439.25
2920 | NOTIFIER By Honeywell - Fire Alarm | NCM-1 | NOISE CONTROL MODULE; FOR USE WITH NON-TWISTED, NON-SHIELDED WIRE ON NOTIFIER SLC LOOPS. | Each | N/A | 1-Year | 192.75 | 25% | 144.5625
2921 | NOTIFIER By Honeywell - Fire Alarm | NF-FAD | FIRE ALARM DOCUMENT CABINET WITH NOTIFIER LOCK | Each | N/A | 1-Year | 124 | 25% | 93
2922 | NOTIFIER By Honeywell - Fire Alarm | NFS-320-RB | REPLACEMENT BOARD FOR NFS-320, 120 VAC | Each | N/A | 1-Year | 3170 | 25% | 2377.5
2923 | NOTIFIER By Honeywell - Fire Alarm | NFS-320-RBE | REPLACEMENT BOARD FOR NFS-320E, 240 VAC | Each | N/A | 1-Year | 3345 | 25% | 2508.75
2924 | NOTIFIER By Honeywell - Fire Alarm | NFS-320-RB-PO | REPLACEMENT BOARD FOR NFS-320-PO, 120 VAC | Each | N/A | 1-Year | 3405 | 25% | 2553.75
2925 | NOTIFIER By Honeywell - Fire Alarm | NFS-320-RB-POE | REPLACEMENT BOARD FOR NFS-320-POE, 240 VAC | Each | N/A | 1-Year | 3405 | 25% | 2553.75
2926 | NOTIFIER By Honeywell - Fire Alarm | NFS-320-RB-SP | REPLACEMENT BOARD FOR NFS-320-SP, 120 VAC | Each | N/A | 1-Year | 3405 | 25% | 2553.75
2927 | NOTIFIER By Honeywell - Fire Alarm | NFS-320-RB-SPE | REPLACEMENT BOARD FOR NFS-320-SPE, 240 VAC | Each | N/A | 1-Year | 3405 | 25% | 2553.75
2928 | NOTIFIER By Honeywell - Fire Alarm | NF-SRD | SYSTEMS RECORD DOCUMENT CABINET WITH NOTIFIER LOCK | Each | N/A | 1-Year | 97 | 25% | 72.75
2929 | NOTIFIER By Honeywell - Fire Alarm | PIM-24 | PRINTER AND PC INTERFACE; (REQUIRED FOR SERIAL PRINTER CONNECTION -- INCLUDED WITH VERIFIRE-100). | Each | N/A | 1-Year | 300 | 25% | 225
2930 | NOTIFIER By Honeywell - Fire Alarm | REL-2.2K | END OF LINE RESISTOR; 2.2K WITH LEADS | Each | N/A | 1-Year | 16.8475 | 25% | 12.6356
2931 | NOTIFIER By Honeywell - Fire Alarm | REL-3.3K | END OF LINE RESISTOR; 3.3K WITH LEADS | Each | N/A | 1-Year | 20.4 | 25% | 15.3
2932 | NOTIFIER By Honeywell - Fire Alarm | REL-4.7K | END OF LINE RESISTOR; 4.7K WITH LEADS | Each | N/A | 1-Year | 18 | 25% | 13.5
2933 | NOTIFIER By Honeywell - Fire Alarm | REL-4.7K-BP | END OF LINE RESISTOR; 4.7K WITH LEADS; PKG. 10 | Each | N/A | 1-Year | 164.25 | 25% | 123.1875
2934 | NOTIFIER By Honeywell - Fire Alarm | REL-47K | END OF LINE RESISTOR; 47K WITH LEADS | Each | N/A | 1-Year | 25.25 | 25% | 18.9375
2935 | NOTIFIER By Honeywell - Fire Alarm | REL-47K-BP | END OF LINE RESISTOR; 47K WITH LEADS; PKG. 10 | Each | N/A | 1-Year | 217.75 | 25% | 163.3125
2936 | NOTIFIER By Honeywell - Fire Alarm | SBB-3 | 3 GANG BACK BOX FOR LED-10N. | Each | N/A | 1-Year | 63 | 25% | 47.25
2937 | NOTIFIER By Honeywell - Fire Alarm | SFP2402RB | SFP-2402 REPLACEMENT CPU | Each | N/A | 1-Year | 656 | 25% | 492
2938 | NOTIFIER By Honeywell - Fire Alarm | SFP2404RB | SFP-2404 REPLACEMENT CPU | Each | N/A | 1-Year | 736.5 | 25% | 552.375
2939 | NOTIFIER By Honeywell - Fire Alarm | SFP-400BRB | SFP-400B: REPLACEMENT MOTHERBOARD. | Each | N/A | 1-Year | 1163 | 25% | 872.25
2940 | NOTIFIER By Honeywell - Fire Alarm | TR-4XR | SEMI-FLUSH MOUNT TRIM RING FOR RP PANELS. RED. | Each | N/A | 1-Year | 126.5 | 25% | 94.875
2941 | NOTIFIER By Honeywell - Fire Alarm | XRM-24E | POWER EXPANSION TRANSFORMER; EXPANDS NOTIFICATION APPLIANCE CIRCUIT POWER FROM 3.0 AMPS TO 6.0 AMPS MOUNTS WITHIN CABINET. 240VAC | Each | N/A | 1-Year | 172.5 | 25% | 129.375
2942 | NOTIFIER By Honeywell - Fire Alarm | N-WEBPORTAL | WEB PORTAL GATEWAY | Each | N/A | 1-Year | 625 | 25% | 468.75
2943 | NOTIFIER By Honeywell - Fire Alarm | BARCODE-1000 | BARCODES, 1000/PACK | Each | N/A | 1-Year | 140.25 | 25% | 105.1875
2944 | NOTIFIER By Honeywell - Fire Alarm | SCANNER-5 | CAPTUVO SCANNER FOR IPHONE 5/5S | Each | N/A | 1-Year | 921.75 | 25% | 691.3125
2945 | NOTIFIER By Honeywell - Fire Alarm | SCANNER-6 | CAPTUVO SCANNER FOR IPHONE 6 | Each | N/A | 1-Year | 949.5 | 25% | 712.125
2946 | NOTIFIER By Honeywell - Fire Alarm | SCANNER-6PLUS | CAPTUVO SCANNER FOR IPHONE 6PLUS | Each | N/A | 1-Year | 949.5 | 25% | 712.125
2947 | NOTIFIER By Honeywell - Fire Alarm | SCANNER-BT | BLUETOOTH SCANNER FOR ANDROID | Each | N/A | 1-Year | 926 | 25% | 694.5
2948 | NOTIFIER By Honeywell - Fire Alarm | SCANNER-TOUCH | CAPTUVO SCANNER FOR IPOD TOUCH | Each | N/A | 1-Year | 881.5 | 25% | 661.125
2949 | NOTIFIER By Honeywell - Fire Alarm | BDA-ADP-RA-1 | RIGHT ANGLE N MALE TO N FEMALE ADAPTER | Each | N/A | 1-Year | 11.1 | 25% | 8.325
2950 | NOTIFIER By Honeywell - Fire Alarm | BDA-BB-75-10 | BDA BATTERY, 12V / 75AH EACH. (2 REQUIRED FOR EACH BDA) | Each | N/A | 1-Year | 325 | 25% | 243.75
2951 | NOTIFIER By Honeywell - Fire Alarm | BDA-BENCL-10-UL3R | NEMA-3R, UL LISTED BATTERY ENCLOSURE FOR 2X 75AH BATTERIES. STEEL WITH RED POWDER COAT FINISH.VENTED | Each | N/A | 1-Year | 695 | 25% | 521.25
2952 | NOTIFIER By Honeywell - Fire Alarm | BDA-CABLE-10A-250 | 250 FT. CABLE - RED JACKET,IMPRINTED,1/2" CORRUGATED ALUM PLENUM AIR DIELECTRIC, 50 OHM COAXIAL | Each | N/A | 1-Year | 800 | 25% | 600
2953 | NOTIFIER By Honeywell - Fire Alarm | BDA-CABLE-10A-500 | 500 FT. CABLE - RED JACKET,IMPRINTED,1/2" CORRUGATED ALUM PLENUM AIR DIELECTRIC, 50 OHM COAXIAL | Each | N/A | 1-Year | 1600 | 25% | 1200
2954 | NOTIFIER By Honeywell - Fire Alarm | BDA-CABLE-15A-250 | 250 FT. CABLE - BLACK JACKET,IMPRINTED,1/4" CORRUGATED COPPER FOAM DIELECTRIC, 50 OHM | Each | N/A | 1-Year | 495 | 25% | 371.25
2955 | NOTIFIER By Honeywell - Fire Alarm | BDA-CABLE-15A-500 | 500 FT. CABLE - BLACK JACKET,IMPRINTED,1/4" CORRUGATED COPPER FOAM DIELECTRIC, 50 OHM | Each | N/A | 1-Year | 990 | 25% | 742.5
2956 | NOTIFIER By Honeywell - Fire Alarm | BDA-DA-150175-1 | DONOR ANTENNA, YAGI DIRECTIONAL 150-175MHZ | Each | N/A | 1-Year | 425 | 25% | 318.75
2957 | NOTIFIER By Honeywell - Fire Alarm | BDA-DA-450470-1 | DONOR ANTENNA, YAGI DIRECTIONAL 450-470MHZ | Each | N/A | 1-Year | 245 | 25% | 183.75
2958 | NOTIFIER By Honeywell - Fire Alarm | BDA-DA-465490-1 | DONOR ANTENNA, YAGI DIRECTIONAL 470-490MHZ | Each | N/A | 1-Year | 245 | 25% | 183.75
2959 | NOTIFIER By Honeywell - Fire Alarm | BDA-DA-700-1 | DONOR ANTENNA, YAGI DIRECTIONAL 763-805MHZ | Each | N/A | 1-Year | 245 | 25% | 183.75
2960 | NOTIFIER By Honeywell - Fire Alarm | BDA-DA-7800-1 | DONOR ANTENNA, YAGI DIRECTIONAL 763-869MHZ | Each | N/A | 1-Year | 245 | 25% | 183.75
2961 | NOTIFIER By Honeywell - Fire Alarm | BDA-DA-800-1 | DONOR ANTENNA, YAGI DIRECTIONAL 806-869MHZ | Each | N/A | 1-Year | 245 | 25% | 183.75
2962 | NOTIFIER By Honeywell - Fire Alarm | BDA-DA-LP582700-1 | DAS ANTENNA. LOG-PERIODIC DIRECTIONAL BROADBAND 580-2700MHZ, HIGH FB RATIO | Each | N/A | 1-Year | 1950 | 25% | 1462.5
2963 | NOTIFIER By Honeywell - Fire Alarm | BDA-DC10-1317-1 | DIRECTIONAL COUPLER 10DB, 136-174MHZ | Each | N/A | 1-Year | 190 | 25% | 142.5
2964 | NOTIFIER By Honeywell - Fire Alarm | BDA-DC10-3588-1 | DIRECTIONAL COUPLER 10DB, 350-880MHZ | Each | N/A | 1-Year | 172 | 25% | 129
2965 | NOTIFIER By Honeywell - Fire Alarm | BDA-DC15-1317-1 | DIRECTIONAL COUPLER 15DB, 136-174MHZ | Each | N/A | 1-Year | 190 | 25% | 142.5
2966 | NOTIFIER By Honeywell - Fire Alarm | BDA-DC15-3588-1 | DIRECTIONAL COUPLER 15DB, 350-880MHZ | Each | N/A | 1-Year | 172 | 25% | 129
2967 | NOTIFIER By Honeywell - Fire Alarm | BDA-DC20-3588-1 | DIRECTIONAL COUPLER 20DB, 350-880MHZ | Each | N/A | 1-Year | 172 | 25% | 129
2968 | NOTIFIER By Honeywell - Fire Alarm | BDA-DC6-1317-1 | DIRECTIONAL COUPLER 6DB, 136-174MHZ | Each | N/A | 1-Year | 190 | 25% | 142.5
2969 | NOTIFIER By Honeywell - Fire Alarm | BDA-DC6-3588-1 | DIRECTIONAL COUPLER 6DB, 350-880MHZ | Each | N/A | 1-Year | 172 | 25% | 129
2970 | NOTIFIER By Honeywell - Fire Alarm | BDA-DP-400-2 | DAS ANTENNA, DIRECTIONAL PANEL UHF | Each | N/A | 1-Year | 105 | 25% | 78.75
2971 | NOTIFIER By Honeywell - Fire Alarm | BDA-DP-7800-2 | DAS ANTENNA, DIRECTIONAL PANEL 763-869MHZ | Each | N/A | 1-Year | 105 | 25% | 78.75
2972 | NOTIFIER By Honeywell - Fire Alarm | BDA-EOL-10 | ANTENNA SENSOR / END OF THE LINE TERMINATION | Each | N/A | 1-Year | 115 | 25% | 86.25
2973 | NOTIFIER By Honeywell - Fire Alarm | BDA-FA-150175-1 | DAS ANTENNA, FIBERGLASS 150-175MHZ | Each | N/A | 1-Year | 155 | 25% | 116.25
2974 | NOTIFIER By Honeywell - Fire Alarm | BDA-FA-450470-1 | DAS ANTENNA, FIBERGLASS 450-470MHZ | Each | N/A | 1-Year | 105 | 25% | 78.75
2975 | NOTIFIER By Honeywell - Fire Alarm | BDA-FA-465490-1 | DAS ANTENNA, FIBERGLASS 470-490MHZ | Each | N/A | 1-Year | 105 | 25% | 78.75
2976 | NOTIFIER By Honeywell - Fire Alarm | BDA-FA-700-1 | DAS ANTENNA, FIBERGLASS 763-805MHZ | Each | N/A | 1-Year | 105 | 25% | 78.75
2977 | NOTIFIER By Honeywell - Fire Alarm | BDA-FA-7800-1 | DAS ANTENNA, FIBERGLASS 763-869MHZ | Each | N/A | 1-Year | 105 | 25% | 78.75
2978 | NOTIFIER By Honeywell - Fire Alarm | BDA-FA-7800-2 | DAS ANTENNA, FIBERGLASS 763-869MHZ | Each | N/A | 1-Year | 98 | 25% | 73.5
2979 | NOTIFIER By Honeywell - Fire Alarm | BDA-FA-800-1 | DAS ANTENNA, FIBERGLASS 806-869MHZ | Each | N/A | 1-Year | 105 | 25% | 78.75
2980 | NOTIFIER By Honeywell - Fire Alarm | BDA-GKCK-10 | COAXIAL CABLE GROUNDING KIT | Each | N/A | 1-Year | 39 | 25% | 29.25
2981 | NOTIFIER By Honeywell - Fire Alarm | BDA-JMPRG-10 | COAXIAL CABLE JUMPER NM-NM RG58, 18" LONG | Each | N/A | 1-Year | 15 | 25% | 11.25
2982 | NOTIFIER By Honeywell - Fire Alarm | BDA-JMPRG-11 | COAXIAL CABLE JUMPER NM-NM RG58, 37" LONG | Each | N/A | 1-Year | 16 | 25% | 12
2983 | NOTIFIER By Honeywell - Fire Alarm | BDA-JMPRG-12 | COAXIAL CABLE JUMPER NM-NM FLEXIBLE RG8, 24" LONG, FOR DONOR ANTENNA | Each | N/A | 1-Year | 23 | 25% | 17.25
2984 | NOTIFIER By Honeywell - Fire Alarm | BDA-LA-P8AX-6G | COAXIAL SURGE PROTECTOR, UL LISTED | Each | N/A | 1-Year | 78 | 25% | 58.5
2985 | NOTIFIER By Honeywell - Fire Alarm | BDA-LPA-150175-1 | DAS ANTENNA, LOW PROFILE 150-175MHZ | Each | N/A | 1-Year | 155 | 25% | 116.25
2986 | NOTIFIER By Honeywell - Fire Alarm | BDA-LPA-4502700-1 | DAS ANTENNA, LOW PROFILE ULTRA BROADBAND 450-2700MHZ | Each | N/A | 1-Year | 145 | 25% | 108.75
2987 | NOTIFIER By Honeywell - Fire Alarm | BDA-LPA-7800-1 | DAS ANTENNA, LOW PROFILE 763-869MHZ | Each | N/A | 1-Year | 105 | 25% | 78.75
2988 | NOTIFIER By Honeywell - Fire Alarm | BDA-NFC-11 | N-FEMALE CONNECTOR FOR 1/2" CABLE, RSI BRAND | Each | N/A | 1-Year | 21 | 25% | 15.75
2989 | NOTIFIER By Honeywell - Fire Alarm | BDA-NFC-21 | N-FEMALE CONNECTOR FOR 1/2" CABLE, RFS OMNI-FIT BRAND | Each | N/A | 1-Year | 23 | 25% | 17.25
2990 | NOTIFIER By Honeywell - Fire Alarm | BDA-NFC-31A | N-FEMALE CONNECTOR FOR 1/4" COOAXIAL CABLE, COMMSCOPE | Each | N/A | 1-Year | 23 | 25% | 17.25
2991 | NOTIFIER By Honeywell - Fire Alarm | BDA-NFC-41A | N-FEMALE CONNECTOR FOR 1/4" COOAXIAL CABLE, RSI | Each | N/A | 1-Year | 14.5 | 25% | 10.875
2992 | NOTIFIER By Honeywell - Fire Alarm | BDA-NMC-10 | N-MALE CONNECTOR FOR 1/2" CABLE, RSI BRAND | Each | N/A | 1-Year | 14.5 | 25% | 10.875
2993 | NOTIFIER By Honeywell - Fire Alarm | BDA-NMC-20 | N-MALE CONNECTOR FOR 1/2" CABLE, RFS OMNI-FIT BRAND | Each | N/A | 1-Year | 16.5 | 25% | 12.375
2994 | NOTIFIER By Honeywell - Fire Alarm | BDA-NMC-30A | N-MALE CONNECTOR FOR 1/4" COOAXIAL CABLE, COMMSCOPE | Each | N/A | 1-Year | 19.5 | 25% | 14.625
2995 | NOTIFIER By Honeywell - Fire Alarm | BDA-NMC-40A | N-MALE CONNECTOR FOR 1/4" COOAXIAL CABLE, RSI | Each | N/A | 1-Year | 14.5 | 25% | 10.875
2996 | NOTIFIER By Honeywell - Fire Alarm | BDA-PD2-1552-1 | 2-WAY POWER DIVIDER / COMBINER, 150-520MHZ, 50W, WILKINSON TYPE | Each | N/A | 1-Year | 165 | 25% | 123.75
2997 | NOTIFIER By Honeywell - Fire Alarm | BDA-PD2-4588-1 | 2-WAY POWER DIVIDER / COMBINER, 450-880MHZ, 50W, WILKINSON TYPE | Each | N/A | 1-Year | 112 | 25% | 84
2998 | NOTIFIER By Honeywell - Fire Alarm | BDA-PD3-1552-1 | 3-WAY POWER DIVIDER / COMBINER, 150-520MHZ, 50W, WILKINSON TYPE | Each | N/A | 1-Year | 265 | 25% | 198.75
2999 | NOTIFIER By Honeywell - Fire Alarm | BDA-PD3-4588-1 | 3-WAY POWER DIVIDER / COMBINER, 450-880MHZ, 50W, WILKINSON TYPE | Each | N/A | 1-Year | 128 | 25% | 96
3000 | NOTIFIER By Honeywell - Fire Alarm | BDA-PD4-1552-1 | 4-WAY POWER DIVIDER / COMBINER, 150-520MHZ, 50W, WILKINSON TYPE | Each | N/A | 1-Year | 295 | 25% | 221.25
3001 | NOTIFIER By Honeywell - Fire Alarm | BDA-PD4-4588-1 | 4-WAY POWER DIVIDER / COMBINER, 450-880MHZ, 50W, WILKINSON TYPE | Each | N/A | 1-Year | 143 | 25% | 107.25
3002 | NOTIFIER By Honeywell - Fire Alarm | BDA-SBR-10-UL3R | SEISMIC BRACKET KIT FOR BDA BATTERY ENCLOSURE. INCLUDES A PAIR OF BRACKETS FOR TWO 75AH BATTERIES AND THE MOUNTING HARDWARE. | Each | N/A | 1-Year | 158 | 25% | 118.5
3003 | NOTIFIER By Honeywell - Fire Alarm | HON-BDA150-1B | NFPA COMPLIANT, UL2524 1ST EDITION LISTED BAND SELECTIVE HONEYWELL CLASS B SIGNAL BOOSTER / BDA, 150-174MHZ WITH SINGLE VHF SUB-BAND. INCLUDES INTEGRATED BATTERY CHARGER AND NFPA COMPLIANT ALARM OUTPUTS. INCLUDES SIX ALARM RELAY OUTPUTS FOR (NON NOTIFIER) FIRE ALARM PANEL CONNECTION FOR MONITORING BDA.HOUSED IN A RED ALUMINUM NEMA-4 ENCLOSURE. INCLUDES NFPA COMPLIANT ANNUNCIATOR PANEL. | Each | N/A | 1-Year | 30115 | 25% | 22586.25
3004 | NOTIFIER By Honeywell - Fire Alarm | HON-BDA400-1B | NFPA COMPLIANT, UL2524 1ST EDITION LISTED BAND SELECTIVE HONEYWELL CLASS B SIGNAL BOOSTER / BDA, 450-490MHZ WITH SINGLE UHF SUB-BAND. INCLUDES INTEGRATED BATTERY CHARGER AND NFPA COMPLIANT ALARM OUTPUTS. INCLUDES SIX ALARM RELAY OUTPUTS FOR (NON NOTIFIER) FIRE ALARM PANEL CONNECTION FOR MONITORING BDA. HOUSED IN A RED ALUMINUM NEMA-4 ENCLOSURE. INCLUDES NFPA COMPLIANT ANNUNCIATOR PANEL. | Each | N/A | 1-Year | 20885 | 25% | 15663.75
3005 | NOTIFIER By Honeywell - Fire Alarm | HON-BDA400-2B | NFPA COMPLIANT, UL2524 1ST EDITION LISTED BAND SELECTIVE HONEYWELL CLASS B SIGNAL BOOSTER / BDA, 450-490MHZ WITH DUAL UHF SUB-BAND. INCLUDES INTEGRATED BATTERY CHARGER AND NFPA COMPLIANT ALARM OUTPUTS.INCLUDES SIX ALARM RELAY OUTPUTS FOR (NON NOTIFIER) FIRE ALARM PANEL CONNECTION FOR MONITORING BDA. HOUSED IN A RED ALUMINUM NEMA-4 ENCLOSURE. INCLUDES NFPA COMPLIANT ANNUNCIATOR PANEL. | Each | N/A | 1-Year | 34730 | 25% | 26047.5
3006 | NOTIFIER By Honeywell - Fire Alarm | HON-BDA700-1B | NFPA COMPLIANT, UL2524 1ST EDITION LISTED BAND SELECTIVE HONEYWELL CLASS B SIGNAL BOOSTER / BDA, FULL 700MHZ FIRSTNET PUBLIC SAFETY BAND COVERAGE. INCLUDES INTEGRATED BATTERY CHARGER AND NFPA COMPLIANT ALARM OUTPUTS.INCLUDES SIX ALARM RELAY OUTPUTS FOR (NON NOTIFIER) FIRE ALARM PANEL CONNECTION FOR MONITORING BDA. HOUSED IN A RED ALUMINUM NEMA-4 ENCLOSURE. INCLUDES NFPA COMPLIANT ANNUNCIATOR PANEL. | Each | N/A | 1-Year | 16270 | 25% | 12202.5
3007 | NOTIFIER By Honeywell - Fire Alarm | HON-BDA7800-2B | NFPA COMPLIANT, UL2524 1ST EDITION LISTED BAND SELECTIVE HONEYWELL CLASS B SIGNAL BOOSTER / BDA, FULL 700MHZ FIRSTNET AND 800MHZ PUBLIC SAFETY BAND COVERAGE. INCLUDES INTEGRATED BATTERY CHARGER AND NFPA COMPLIANT ALARM OUTPUTS.INCLUDES SIX ALARM RELAY OUTPUTS FOR (NON NOTIFIER) FIRE ALARM PANEL CONNECTION FOR MONITORING BDA. HOUSED IN A RED ALUMINUM NEMA-4 ENCLOSURE. INCLUDES NFPA COMPLIANT ANNUNCIATOR PANEL. | Each | N/A | 1-Year | 19345 | 25% | 14508.75
3008 | NOTIFIER By Honeywell - Fire Alarm | HON-BDA800-1B | NFPA COMPLIANT, UL2524 1ST EDITION LISTED BAND SELECTIVE HONEYWELL CLASS B SIGNAL BOOSTER / BDA, FULL 800MHZ PUBLIC SAFETY BAND COVERAGE. INCLUDES INTEGRATED BATTERY CHARGER AND NFPA COMPLIANT ALARM OUTPUTS. INCLUDES SIX ALARM RELAY OUTPUTS FOR (NON NOTIFIER) FIRE ALARM PANEL CONNECTION FOR MONITORING BDA.HOUSED IN A RED ALUMINUM NEMA-4 ENCLOSURE. INCLUDES NFPA COMPLIANT ANNUNCIATOR PANEL. | Each | N/A | 1-Year | 16270 | 25% | 12202.5
3009 | NOTIFIER By Honeywell - Fire Alarm | NF-BDA150-1B | NFPA COMPLIANT, UL2524 1ST EDITION LISTED BAND SELECTIVE NOTIFIER CLASS B SIGNAL BOOSTER / BDA, 150-174MHZ WITH SINGLE VHF SUB-BAND. INCLUDES INTEGRATED BATTERY CHARGER AND NFPA COMPLIANT ALARM OUTPUTS. INCLUDES INTEGRATED 10-INPUT NOTIFIER ADDRESSABLE MONITOR FACP MODULE. HOUSED IN A RED ALUMINUM NEMA-4 ENCLOSURE. INCLUDES NFPA COMPLIANT ANNUNCIATOR PANEL. | Each | N/A | 1-Year | 30730 | 25% | 23047.5
3010 | NOTIFIER By Honeywell - Fire Alarm | NF-BDA400-1B | NFPA COMPLIANT, UL2524 1ST EDITION LISTED BAND SELECTIVE NOTIFIER CLASS B SIGNAL BOOSTER / BDA, 450-490MHZ WITH SINGLE UHF SUB-BAND. INCLUDES INTEGRATED BATTERY CHARGER AND NFPA COMPLIANT ALARM OUTPUTS. INCLUDES INTEGRATED 10-INPUT NOTIFIER ADDRESSABLE MONITOR FACP MODULE. HOUSED IN A RED ALUMINUM NEMA-4 ENCLOSURE. INCLUDES NFPA COMPLIANT ANNUNCIATOR PANEL. | Each | N/A | 1-Year | 21500 | 25% | 16125
3011 | NOTIFIER By Honeywell - Fire Alarm | NF-BDA400-2B | NFPA COMPLIANT, UL2524 1ST EDITION LISTED BAND SELECTIVE NOTIFIER CLASS B SIGNAL BOOSTER / BDA, 450-490MHZ WITH DUAL UHF SUB-BAND. INCLUDES INTEGRATED BATTERY CHARGER AND NFPA COMPLIANT ALARM OUTPUTS. INCLUDES INTEGRATED 10-INPUT NOTIFIER ADDRESSABLE MONITOR FACP MODULE. HOUSED IN A RED ALUMINUM NEMA-4 ENCLOSURE. INCLUDES NFPA COMPLIANT ANNUNCIATOR PANEL. | Each | N/A | 1-Year | 35350 | 25% | 26512.5
3012 | NOTIFIER By Honeywell - Fire Alarm | NF-BDA700-1B | NFPA COMPLIANT, UL2524 1ST EDITION LISTED BAND SELECTIVE NOTIFIER CLASS B SIGNAL BOOSTER / BDA, FULL 700MHZ FIRSTNET PUBLIC SAFETY BAND COVERAGE. INCLUDES INTEGRATED BATTERY CHARGER AND NFPA COMPLIANT ALARM OUTPUTS. INCLUDES INTEGRATED 10-INPUT NOTIFIER ADDRESSABLE MONITOR FACP MODULE. HOUSED IN A RED ALUMINUM NEMA-4 ENCLOSURE. INCLUDES NFPA COMPLIANT ANNUNCIATOR PANEL. | Each | N/A | 1-Year | 16885 | 25% | 12663.75
3013 | NOTIFIER By Honeywell - Fire Alarm | NF-BDA7800-2B | NFPA COMPLIANT, UL2524 1ST EDITION LISTED BAND SELECTIVE NOTIFIER CLASS B SIGNAL BOOSTER / BDA, FULL 700MHZ FIRSTNET AND 800MHZ PUBLIC SAFETY BAND COVERAGE. INCLUDES INTEGRATED BATTERY CHARGER AND NFPA COMPLIANT ALARM OUTPUTS. INCLUDES INTEGRATED 10-INPUT NOTIFIER ADDRESSABLE MONITOR FACP MODULE. HOUSED IN A RED ALUMINUM NEMA-4 ENCLOSURE. INCLUDES NFPA COMPLIANT ANNUNCIATOR PANEL. | Each | N/A | 1-Year | 19960 | 25% | 14970
3014 | NOTIFIER By Honeywell - Fire Alarm | NF-BDA800-1B | NFPA COMPLIANT, UL2524 1ST EDITION LISTED BAND SELECTIVE NOTIFIER CLASS B SIGNAL BOOSTER / BDA, FULL 800MHZ PUBLIC SAFETY BAND COVERAGE. INCLUDES INTEGRATED BATTERY CHARGER AND NFPA COMPLIANT ALARM OUTPUTS. INCLUDES INTEGRATED 10-INPUT NOTIFIER ADDRESSABLE MONITOR FACP MODULE. HOUSED IN A RED ALUMINUM NEMA-4 ENCLOSURE. INCLUDES NFPA COMPLIANT ANNUNCIATOR PANEL. | Each | N/A | 1-Year | 16885 | 25% | 12663.75
3015 | NOTIFIER By Honeywell - Fire Alarm | NF-DEMOBDA800-1B | NFPA COMPLIANT, UL2524 1ST EDITION LISTED BAND SELECTIVE NOTIFIER CLASS B SIGNAL BOOSTER / BDA,FULL 800 MHZ PUBLIC SAFETY BAND, DEMO BDA UNIT (INCLUDES PELICAN CASE).INCLUDES INTEGRATED 10-INPUT NOTIFIER ADDRESSABLE MONITOR FACP MODULE. NOTE: AVAILABLE ONLY FOR ESDS WHO HAVE COMPLETED THE BDA TECHNICAL TRAINING. | Each | N/A | 1-Year | 13885 | 25% | 10413.75
3016 | NOTIFIER By Honeywell - Fire Alarm | BDA-EPSU-2410A | UL2524 STANDARD LISTED (PENDING) EXTERNAL POWER SUPPLY FOR BDA, TYPE-4 CERTIFIED ENCLOSURE. | Each | N/A | 1-Year | 3850 | 25% | 2887.5
3017 | NOTIFIER By Honeywell - Fire Alarm | HON-BDA400-1AB | UL2524 STANDARD LISTED (PENDING),NFPA COMPLIANT CLASS A OR B DIGITAL, CHANNELIZED SIGNAL BOOSTER / BDA. INCLUDES SELECTABLE CLASS A AND CLASS B MODE OF OPERATION. 406-512MHZ BAND COVERAGE, 32 CHANNELS. INCLUDES INTEGRATED BATTERY CHARGER AND NFPA COMPLIANT ALARM OUTPUTS.INCLUDES SIX ALARM RELAY OUTPUTS FOR (NON NOTIFIER) FIRE ALARM PANEL CONNECTION FOR MONITORING BDA.HOUSED IN A RED ALUMINUM NEMA-4 TYPE UL LISTED ENCLOSURE. INCLUDES NFPA COMPLIANT ANNUNCIATOR PANEL. NOTE: ONE EXTERNAL POWER SUPPLY BDA-EPSU-2410A IS REQUIRED FOR EACH CLASS A/B BDA. | Each | N/A | 1-Year | 21285 | 25% | 15963.75
3018 | NOTIFIER By Honeywell - Fire Alarm | HON-BDA400-2AB | UL2524 STANDARD LISTED (PENDING),NFPA COMPLIANT CLASS A OR B DIGITAL, CHANNELIZED SIGNAL BOOSTER / BDA. INCLUDES SELECTABLE CLASS A AND CLASS B MODE OF OPERATION. DUAL SUB-BAND 406-512MHZ BAND COVERAGE, 32 CHANNELS. INCLUDES INTEGRATED BATTERY CHARGER AND NFPA COMPLIANT ALARM OUTPUTS.INCLUDES SIX ALARM RELAY OUTPUTS FOR (NON NOTIFIER) FIRE ALARM PANEL CONNECTION FOR MONITORING BDA.HOUSED IN A RED ALUMINUM NEMA-4 TYPE UL LISTED ENCLOSURE. INCLUDES NFPA COMPLIANT ANNUNCIATOR PANEL. NOTE: ONE EXTERNAL POWER SUPPLY BDA-EPSU-2410A IS REQUIRED FOR EACH CLASS A/B BDA. | Each | N/A | 1-Year | 30230 | 25% | 22672.5
3019 | NOTIFIER By Honeywell - Fire Alarm | HON-BDA700-1AB | UL2524 STANDARD LISTED (PENDING),NFPA COMPLIANT CLASS A OR B DIGITAL, CHANNELIZED SIGNAL BOOSTER / BDA. INCLUDES SELECTABLE CLASS A AND CLASS B MODE OF OPERATION. 700MHZ PUBLIC SAFETY BAND COVERAGE, 32 CHANNELS. INCLUDES INTEGRATED BATTERY CHARGER AND NFPA COMPLIANT ALARM OUTPUTS.INCLUDES SIX ALARM RELAY OUTPUTS FOR (NON NOTIFIER) FIRE ALARM PANEL CONNECTION FOR MONITORING BDA.HOUSED IN A RED ALUMINUM NEMA-4 TYPE UL LISTED ENCLOSURE. INCLUDES NFPA COMPLIANT ANNUNCIATOR PANEL. NOTE: ONE EXTERNAL POWER SUPPLY BDA-EPSU-2410A IS REQUIRED FOR EACH CLASS A/B BDA. | Each | N/A | 1-Year | 17830 | 25% | 13372.5
3020 | NOTIFIER By Honeywell - Fire Alarm | HON-BDA7800-2AB | UL2524 STANDARD LISTED (PENDING),NFPA COMPLIANT CLASS A OR B DIGITAL, CHANNELIZED SIGNAL BOOSTER / BDA. INCLUDES SELECTABLE CLASS A AND CLASS B MODE OF OPERATION. DUAL BAND 700MHZ AND 800MHZ PUBLIC SAFETY BAND COVERAGE. 32 CHANNELS PER BAND. INCLUDES INTEGRATED BATTERY CHARGER AND NFPA COMPLIANT ALARM OUTPUTS.INCLUDES SIX ALARM RELAY OUTPUTS FOR (NON NOTIFIER) FIRE ALARM PANEL CONNECTION FOR MONITORING BDA.HOUSED IN A RED ALUMINUM NEMA-4 TYPE UL LISTED ENCLOSURE. INCLUDES NFPA COMPLIANT ANNUNCIATOR PANEL. NOTE: ONE EXTERNAL POWER SUPPLY BDA-EPSU-2410A IS REQUIRED FOR EACH CLASS A/B BDA. | Each | N/A | 1-Year | 21885 | 25% | 16413.75
3021 | NOTIFIER By Honeywell - Fire Alarm | HON-BDA800-1AB | UL2524 STANDARD LISTED (PENDING),NFPA COMPLIANT CLASS A OR B DIGITAL, CHANNELIZED SIGNAL BOOSTER / BDA. INCLUDES SELECTABLE CLASS A AND CLASS B MODE OF OPERATION. 800MHZ PUBLIC SAFETY BAND COVERAGE, 32 CHANNELS. INCLUDES INTEGRATED BATTERY CHARGER AND NFPA COMPLIANT ALARM OUTPUTS.INCLUDES SIX ALARM RELAY OUTPUTS FOR (NON NOTIFIER) FIRE ALARM PANEL CONNECTION FOR MONITORING BDA.HOUSED IN A RED ALUMINUM NEMA-4 TYPE UL LISTED ENCLOSURE. INCLUDES NFPA COMPLIANT ANNUNCIATOR PANEL. NOTE: ONE EXTERNAL POWER SUPPLY BDA-EPSU-2410A IS REQUIRED FOR EACH CLASS A/B BDA. | Each | N/A | 1-Year | 17830 | 25% | 13372.5
3022 | NOTIFIER By Honeywell - Fire Alarm | NF-BDA400-1AB | UL2524 STANDARD LISTED (PENDING),NFPA COMPLIANT CLASS A OR B DIGITAL, CHANNELIZED SIGNAL BOOSTER / BDA. INCLUDES SELECTABLE CLASS A AND CLASS B MODE OF OPERATION. 406-512MHZ BAND COVERAGE, 32 CHANNELS. INCLUDES INTEGRATED BATTERY CHARGER AND NFPA COMPLIANT ALARM OUTPUTS.INCLUDES INTEGRATED 10-INPUT NOTIFIER ADDRESSABLE MONITOR FACP MODULE.HOUSED IN A RED ALUMINUM NEMA-4 TYPE UL LISTED ENCLOSURE. INCLUDES NFPA COMPLIANT ANNUNCIATOR PANEL. NOTE: ONE EXTERNAL POWER SUPPLY BDA-EPSU-2410A IS REQUIRED FOR EACH CLASS A/B BDA. | Each | N/A | 1-Year | 21900 | 25% | 16425
3023 | NOTIFIER By Honeywell - Fire Alarm | NF-BDA400-2AB | UL2524 STANDARD LISTED (PENDING),NFPA COMPLIANT CLASS A OR B DIGITAL, CHANNELIZED SIGNAL BOOSTER / BDA. INCLUDES SELECTABLE CLASS A AND CLASS B MODE OF OPERATION. DUAL SUB-BAND 406-512MHZ BAND COVERAGE, 32 CHANNELS. INCLUDES INTEGRATED BATTERY CHARGER AND NFPA COMPLIANT ALARM OUTPUTS.INCLUDES INTEGRATED 10-INPUT NOTIFIER ADDRESSABLE MONITOR FACP MODULE.HOUSED IN A RED ALUMINUM NEMA-4 TYPE UL LISTED ENCLOSURE. INCLUDES NFPA COMPLIANT ANNUNCIATOR PANEL. NOTE: ONE EXTERNAL POWER SUPPLY BDA-EPSU-2410A IS REQUIRED FOR EACH CLASS A/B BDA. | Each | N/A | 1-Year | 30900 | 25% | 23175
3024 | NOTIFIER By Honeywell - Fire Alarm | NF-BDA700-1AB | UL2524 STANDARD LISTED (PENDING),NFPA COMPLIANT CLASS A OR B DIGITAL, CHANNELIZED SIGNAL BOOSTER / BDA. INCLUDES SELECTABLE CLASS A AND CLASS B MODE OF OPERATION. 700MHZ PUBLIC SAFETY BAND COVERAGE, 32 CHANNELS. INCLUDES INTEGRATED BATTERY CHARGER AND NFPA COMPLIANT ALARM OUTPUTS.INCLUDES INTEGRATED 10-INPUT NOTIFIER ADDRESSABLE MONITOR FACP MODULE.HOUSED IN A RED ALUMINUM NEMA-4 TYPE UL LISTED ENCLOSURE. INCLUDES NFPA COMPLIANT ANNUNCIATOR PANEL. NOTE: ONE EXTERNAL POWER SUPPLY BDA-EPSU-2410A IS REQUIRED FOR EACH CLASS A/B BDA. | Each | N/A | 1-Year | 18500 | 25% | 13875
3025 | NOTIFIER By Honeywell - Fire Alarm | NF-BDA7800-2AB | UL2524 STANDARD LISTED (PENDING),NFPA COMPLIANT CLASS A OR B DIGITAL, CHANNELIZED SIGNAL BOOSTER / BDA. INCLUDES SELECTABLE CLASS A AND CLASS B MODE OF OPERATION. DUAL BAND 700MHZ AND 800MHZ PUBLIC SAFETY BAND COVERAGE. 32 CHANNELS PER BAND. INCLUDES INTEGRATED BATTERY CHARGER AND NFPA COMPLIANT ALARM OUTPUTS.INCLUDES INTEGRATED 10-INPUT NOTIFIER ADDRESSABLE MONITOR FACP MODULE.HOUSED IN A RED ALUMINUM NEMA-4 TYPE UL LISTED ENCLOSURE. INCLUDES NFPA COMPLIANT ANNUNCIATOR PANEL. NOTE: ONE EXTERNAL POWER SUPPLY BDA-EPSU-2410A IS REQUIRED FOR EACH CLASS A/B BDA. | Each | N/A | 1-Year | 22500 | 25% | 16875
3026 | NOTIFIER By Honeywell - Fire Alarm | NF-BDA800-1AB | UL2524 STANDARD LISTED (PENDING),NFPA COMPLIANT CLASS A OR B DIGITAL, CHANNELIZED SIGNAL BOOSTER / BDA. INCLUDES SELECTABLE CLASS A AND CLASS B MODE OF OPERATION. 800MHZ PUBLIC SAFETY BAND COVERAGE, 32 CHANNELS. INCLUDES INTEGRATED BATTERY CHARGER AND NFPA COMPLIANT ALARM OUTPUTS.INCLUDES INTEGRATED 10-INPUT NOTIFIER ADDRESSABLE MONITOR FACP MODULE.HOUSED IN A RED ALUMINUM NEMA-4 TYPE UL LISTED ENCLOSURE. INCLUDES NFPA COMPLIANT ANNUNCIATOR PANEL. NOTE: ONE EXTERNAL POWER SUPPLY BDA-EPSU-2410A IS REQUIRED FOR EACH CLASS A/B BDA. | Each | N/A | 1-Year | 18500 | 25% | 13875
3027 | Fire-Lite By Honeywell- Fire Alarm | 005220 | CITY BOX TRANSMITTER MODULE; USED WITH MS-25, E | Each | N/A | 1-Year | 148.5 | 25% | 111.375
3028 | Fire-Lite By Honeywell- Fire Alarm | 02-FL53 | XTRALIS - REPLACEMENT XAS INLET AIR FILTER (PACKAGE OF TEN 10 MODEL 80-0020-0 FILTERS) | Each | N/A | 1-Year | 84.25 | 25% | 63.1875
3029 | Fire-Lite By Honeywell- Fire Alarm | 06-0000-L8 | XTRALIS - BLANKING BAFFLE (PACKAGE OF TEN 10 BAFFLES) FOR REPLACEMENT PURPOSES. XAS-1-US UNIT IS SUPPLIED WITH ONE BLANKING BAFFLE IN THE RIGHT SIDE MOUNTING LOCATION. | Each | N/A | 1-Year | 49.1 | 25% | 36.825
3030 | Fire-Lite By Honeywell- Fire Alarm | 06-AP10 | XTRALIS - BAFFLE FOR USE WITH APOLLO POINT DETECTORS (PACKAGE OF 10 BAFFLES) | Each | N/A | 1-Year | 59.75 | 25% | 44.8125
3031 | Fire-Lite By Honeywell- Fire Alarm | 06-HK10 | XTRALIS - BAFFLE FOR USE WITH HOCHIKI POINT DETECTOR (PACKAGE OF 10 BAFFLES) | Each | N/A | 1-Year | 132.5 | 25% | 99.375
3032 | Fire-Lite By Honeywell- Fire Alarm | 06-SE10 | XTRALIS - BAFFLE FOR USE WITH SIEMENS HFP-11 SENSOR (PACKAGE OF 10 BAFFLES) | Each | N/A | 1-Year | 60.5 | 25% | 45.375
3033 | Fire-Lite By Honeywell- Fire Alarm | 109-7000 | LOCK,W/ KEY TYPE CAT 30 | Each | N/A | 1-Year | 38.75 | 25% | 29.0625
3034 | Fire-Lite By Honeywell- Fire Alarm | 17003 | SPARE FIRE-LITE KEY SET (2) | Each | N/A | 1-Year | 15.5 | 25% | 11.625
3035 | Fire-Lite By Honeywell- Fire Alarm | 17044 | LOCK ONLY, CAB-A3F, CAB-B3F, MS-9200, MS-5210UD, MS-5012, MS-5024, MS-5024UD, MP-12, MP-24, BB-55F, MS-4412B, MS-4424B, FCPS-24, 411UDAC, MS-2, MS-4, FC-25/50X, MS-2404, MS-2410B, 9200UD, 9600 | Each | N/A | 1-Year | 23.75 | 25% | 17.8125
3036 | Fire-Lite By Honeywell- Fire Alarm | 302-135 | 135 °F (57° C) VERTICAL MOUNT | Each | N/A | 1-Year | 47.25 | 25% | 35.4375
3037 | Fire-Lite By Honeywell- Fire Alarm | 302-194 | 194 °F (90° C) VERTICAL MOUNT | Each | N/A | 1-Year | 47.25 | 25% | 35.4375
3038 | Fire-Lite By Honeywell- Fire Alarm | 302-AW-135 | 135 °F (57° C) VERTICAL MOUNT, FOR INDOOR OR OUTDOOR USE | Each | N/A | 1-Year | 52.25 | 25% | 39.1875
3039 | Fire-Lite By Honeywell- Fire Alarm | 302-AW-194 | 194 °F (90° C) VERTICAL MOUNT, FOR INDOOR OR OUTDOOR USE | Each | N/A | 1-Year | 52.25 | 25% | 39.1875
3040 | Fire-Lite By Honeywell- Fire Alarm | 302-EPM-135 | 135 °F (57° C) EXPLOSION-PROOF | Each | N/A | 1-Year | 99.5 | 25% | 74.625
3041 | Fire-Lite By Honeywell- Fire Alarm | 302-EPM-194 | 194 °F (90° C) EXPLOSION-PROOF | Each | N/A | 1-Year | 99.5 | 25% | 74.625
3042 | Fire-Lite By Honeywell- Fire Alarm | 302-ET-135 | 135 °F (57° C) VERTICAL MOUNT, INDOOR OR OUTDOOR USE | Each | N/A | 1-Year | 52.25 | 25% | 39.1875
3043 | Fire-Lite By Honeywell- Fire Alarm | 302-ET-194 | 194 °F (90° C) VERTICAL MOUNT, INDOOR OR OUTDOOR USE | Each | N/A | 1-Year | 52.25 | 25% | 39.1875
3044 | Fire-Lite By Honeywell- Fire Alarm | 30-3013 | Optical Smoke Detector Explosion Proof | Each | N/A | 1-Year | 4239 | 25% | 3179.25
3045 | Fire-Lite By Honeywell- Fire Alarm | 411 | 3-CHANNEL, DUAL LINE SLAVE DACT. REQUIRES PRO-411 HAND HELD PROGRAMMER. | Each | N/A | 1-Year | 308.5 | 25% | 231.375
3046 | Fire-Lite By Honeywell- Fire Alarm | 411UD | 4-CHANNEL, DUAL LINE SLAVE DACT, FORM-C RELAY AND UP/DOWNLOAD CAPABILITY. PROGRAMMABLE USING HAND HELD PRO-411 PROGRAMMER OR PK-CD SOFTWARE PACKAGE. | Each | N/A | 1-Year | 409.5 | 25% | 307.125
3047 | Fire-Lite By Honeywell- Fire Alarm | 411UDAC | 4-CHANNEL, DUAL LINE, STAND-ALONE OR SLAVE FIRE ALARM COMMUNICATOR. 1 AMP OF NAC POWER, INTEGRAL BATTERY CHARGER, UPLOAD/DOWNLOAD CAPABILITY. PROGRAMMABLE USING PRO-411 OR PK-CD. | Each | N/A | 1-Year | 478.5 | 25% | 358.875
3048 | Fire-Lite By Honeywell- Fire Alarm | 4XLMF | REMOTE ANNUNCIATOR DRIVER, 24VDC, SUPPORTS RZA-4XF | Each | N/A | 1-Year | 107.75 | 25% | 80.8125
3049 | Fire-Lite By Honeywell- Fire Alarm | 4XTMF | REMOTE STATION OUTPUT OR MUNICIPAL BOX CONNECTION FOR THE MS-4, 24VDC | Each | N/A | 1-Year | 129.5 | 25% | 97.125
3050 | Fire-Lite By Honeywell- Fire Alarm | 4XZMF | RELAY MODULE, 4 RELAYS-BY-ZONE, ALARM AND TROUBLE CONTACTS FOR THE MS-4,24VDC | Each | N/A | 1-Year | 125.25 | 25% | 93.9375
3051 | Fire-Lite By Honeywell- Fire Alarm | 50124429-001 | KIT,HDWR,9200UDLS/U200UDLS/NFW2 W/DIALX | Each | N/A | 1-Year | 20.9 | 25% | 15.675
3052 | Fire-Lite By Honeywell- Fire Alarm | 71252 | ACCESS 4.7K ELR ASY | Each | N/A | 1-Year | 11.5 | 25% | 8.625
3053 | Fire-Lite By Honeywell- Fire Alarm | 75203 | ASSY,CBL,4X BATT,.250 LUG | Each | N/A | 1-Year | 11.5 | 25% | 8.625
3054 | Fire-Lite By Honeywell- Fire Alarm | 7626-25HC | RF EXTENSION CABLE HEX CRIMP | Each | N/A | 1-Year | 130 | 25% | 97.5
3055 | Fire-Lite By Honeywell- Fire Alarm | 7626-50HC | 50 FT. ANTENNA CABLE, LOW LOSS | Each | N/A | 1-Year | 204.25 | 25% | 153.1875
3056 | Fire-Lite By Honeywell- Fire Alarm | 7720P | HANDHELD PROGRAMMER FOR IPGSM SERIES COMMUNICATOR | Each | N/A | 1-Year | 371 | 25% | 278.25
3057 | Fire-Lite By Honeywell- Fire Alarm | 90285 | HARDWARE KIT USED WITH FCPS-24S POWER SUPPLIES | Each | N/A | 1-Year | 39.4 | 25% | 29.55
3058 | Fire-Lite By Honeywell- Fire Alarm | 90286 | FCPS-24S MODULE MOUNTING KIT; USED WITH ZNAC-4 | Each | N/A | 1-Year | 13.9 | 25% | 10.425
3059 | Fire-Lite By Honeywell- Fire Alarm | 90442 | KIT,SHIP,MS-9050UD | Each | N/A | 1-Year | 37.1 | 25% | 27.825
3060 | Fire-Lite By Honeywell- Fire Alarm | 9050UDRB | ASSY,FNL,REPLCMNT BD,MS-9050UD | Each | N/A | 1-Year | 859 | 25% | 644.25
3061 | Fire-Lite By Honeywell- Fire Alarm | 9200UDRB | ASSY,FNL,9200UD/UDLS REPL.BRD. | Each | N/A | 1-Year | 997 | 25% | 747.75
3062 | Fire-Lite By Honeywell- Fire Alarm | ABF-1F | ANNUNICATOR FLUSH BOX,1 MOD | Each | N/A | 1-Year | 158 | 25% | 118.5
3063 | Fire-Lite By Honeywell- Fire Alarm | ACC-MCB | ACC-25/50, ACC-25/50ZS REPLACEMENT BOARD | Each | N/A | 1-Year | 1854 | 25% | 1390.5
3064 | Fire-Lite By Honeywell- Fire Alarm | ACM-8RF | ANNUNCIATOR CONTROL RELAY MODULE | Each | N/A | 1-Year | 450 | 25% | 337.5
3065 | Fire-Lite By Honeywell- Fire Alarm | AD355 | ADAPT, ADDRESSABLE MULTI-SENSING DETECTOR, LOW-PROFILE PHOTOELECTRIC SMOKE DETECTOR AND THERMAL, CAPABLE OF HEAT-ONLY ALARM MODE. CLIP MODE ONLY; INCLUDES B210LP BASE | Each | N/A | 1-Year | 112.5 | 25% | 84.375
3066 | Fire-Lite By Honeywell- Fire Alarm | ALMSC119 | PC SERIAL PORT PROGRAMMING CABLE (RJ45-DB9F) FOR IPDACT OR MIP | Each | N/A | 1-Year | 51.25 | 25% | 38.4375
3067 | Fire-Lite By Honeywell- Fire Alarm | ANN-100 | 100-PT REMOTE ANNUNCIATOR | Each | N/A | 1-Year | 600 | 25% | 450
3068 | Fire-Lite By Honeywell- Fire Alarm | ANN-80 | 80 CHAR LCD SERIAL ANNUNCIATOR, RED | Each | N/A | 1-Year | 455.75 | 25% | 341.8125
3069 | Fire-Lite By Honeywell- Fire Alarm | ANN-80-W | 80 CHAR LCD SERIAL ANNUNCIATOR, WHITE | Each | N/A | 1-Year | 446.75 | 25% | 335.0625
3070 | Fire-Lite By Honeywell- Fire Alarm | ANN-I/O | I/O AND LAMP DRIVER | Each | N/A | 1-Year | 460.25 | 25% | 345.1875
3071 | Fire-Lite By Honeywell- Fire Alarm | ANN-LC | LITE-CONNECT FIBER MODULE. SHIPS WITH A HARDWARE KIT CONTAINING A GROUND CABLE, A 21” LONG RIBBON CABLE, 2 HEX NUTS, AND 1 SELF-TAPPING SCREW. | Each | N/A | 1-Year | 547.75 | 25% | 410.8125
3072 | Fire-Lite By Honeywell- Fire Alarm | ANN-LED | ANNUNCIATOR MODULE, 10 INPUT ZONES, ALARM(RED), TROUBLE(YELLOW), SUPERVISORY(YELLOW) | Each | N/A | 1-Year | 434.25 | 25% | 325.6875
3073 | Fire-Lite By Honeywell- Fire Alarm | ANN-LED-W | ANNUNCIATOR MODULE, 10 INPUT ZONES, ALARM(RED), TROUBLE(YELLOW), SUPERVISORY(YELLOW), WHITE BOX | Each | N/A | 1-Year | 460.25 | 25% | 345.1875
3074 | Fire-Lite By Honeywell- Fire Alarm | ANN-MBRLY | OPTIONAL MOUNTING BRACKET (ANN-RLY) | Each | N/A | 1-Year | 40.5 | 25% | 30.375
3075 | Fire-Lite By Honeywell- Fire Alarm | ANN-RLED | ANNUNCIATOR MODULE, 30 INPUT ZONES, RED LEDS ONLY | Each | N/A | 1-Year | 434.25 | 25% | 325.6875
3076 | Fire-Lite By Honeywell- Fire Alarm | ANN-RLY | 10 RELAY BOARD, MOUNTS IN COMMON ENCLOSURE MS-5UD-3, MS-10UD-7, MRP-2001, MRP-2002, MS-9050, MS-9200UDLS, MS-9600LS & MS-9600UDLS | Each | N/A | 1-Year | 318.25 | 25% | 238.6875
3077 | Fire-Lite By Honeywell- Fire Alarm | ANN-S/PG | SERIAL/PARALLEL PRINTER GATEWAY MODULE | Each | N/A | 1-Year | 422 | 25% | 316.5
3078 | Fire-Lite By Honeywell- Fire Alarm | ANN-SB80KIT-R | BACKBOX KIT, SURFACE MOUNT USED WITH ANN-80, RED | Each | N/A | 1-Year | 40.8 | 25% | 30.6
3079 | Fire-Lite By Honeywell- Fire Alarm | ANN-SB80KIT-W | ASSY,FNL,ANN-SB80KIT-W,WHITE | Each | N/A | 1-Year | 42.35 | 25% | 31.7625
3080 | Fire-Lite By Honeywell- Fire Alarm | AP-P | PLASTIC ADAPTER PLATE FOR 302 AND 302AW | Each | N/A | 1-Year | 10.5 | 25% | 7.875
3081 | Fire-Lite By Honeywell- Fire Alarm | B200S | ADDR SNDR BASE **SP PANEL SW REQ'D** | Each | N/A | 1-Year | 86.75 | 25% | 65.0625
3082 | Fire-Lite By Honeywell- Fire Alarm | B200S-IV | ADDRESSABLE SOUNDER BASE IVORY | Each | N/A | 1-Year | 86.75 | 25% | 65.0625
3083 | Fire-Lite By Honeywell- Fire Alarm | B200S-LF | ADDR SNDR BASE LO FREQ *SP PANEL SW REQ* | Each | N/A | 1-Year | 140 | 25% | 105
3084 | Fire-Lite By Honeywell- Fire Alarm | B200S-LF-IV | LOW FREQ ADDR SNDR BASE; IVORY | Each | N/A | 1-Year | 140 | 25% | 105
3085 | Fire-Lite By Honeywell- Fire Alarm | B200S-LF-WH | LOW FREQ ADDR SNDR BASE; WHITE | Each | N/A | 1-Year | 134 | 25% | 100.5
3086 | Fire-Lite By Honeywell- Fire Alarm | B200SR | SOUNDER BASE ASSEMBLY, REVERSE COMPATIBLE | Each | N/A | 1-Year | 83 | 25% | 62.25
3087 | Fire-Lite By Honeywell- Fire Alarm | B200SR-IV | SOUNDER BASE; IVORY | Each | N/A | 1-Year | 83 | 25% | 62.25
3088 | Fire-Lite By Honeywell- Fire Alarm | B200SR-LF | LOW FREQUENCY SOUNDER BASE ASSEMBLY, BACKWARDS COMPATIBLE | Each | N/A | 1-Year | 137.5 | 25% | 103.125
3089 | Fire-Lite By Honeywell- Fire Alarm | B200SR-LF-IV | LOW FREQ SOUNDER BASE; IVORY | Each | N/A | 1-Year | 137.5 | 25% | 103.125
3090 | Fire-Lite By Honeywell- Fire Alarm | B200SR-LF-WH | LOW FREQ SOUNDER BASE; WHITE | Each | N/A | 1-Year | 132 | 25% | 99
3091 | Fire-Lite By Honeywell- Fire Alarm | B200SR-WH | SOUNDER BASE; WHITE | Each | N/A | 1-Year | 77.5 | 25% | 58.125
3092 | Fire-Lite By Honeywell- Fire Alarm | B200S-WH | ADDRESSABLE SOUNDER BASE WHITE | Each | N/A | 1-Year | 81 | 25% | 60.75
3093 | Fire-Lite By Honeywell- Fire Alarm | B210LP | FLANGED MOUNTING BASE FOR INTELLIGENT DETECTORS (355 SERIES) | Each | N/A | 1-Year | 22.75 | 25% | 17.0625
3094 | Fire-Lite By Honeywell- Fire Alarm | B224BI | PLUG-IN ISOLATOR DETECTOR BASE. | Each | N/A | 1-Year | 63.5 | 25% | 47.625
3095 | Fire-Lite By Honeywell- Fire Alarm | B224BI-IV | ISOLATOR BASE; IVORY | Each | N/A | 1-Year | 63.5 | 25% | 47.625
3096 | Fire-Lite By Honeywell- Fire Alarm | B224BI-WH | ISOLATOR BASE; WHITE | Each | N/A | 1-Year | 57.75 | 25% | 43.3125
3097 | Fire-Lite By Honeywell- Fire Alarm | B224RB | PLUG-IN RELAY DETECTOR BASE. | Each | N/A | 1-Year | 64.5 | 25% | 48.375
3098 | Fire-Lite By Honeywell- Fire Alarm | B224RB-IV | RELAY BASE; IVORY | Each | N/A | 1-Year | 64.5 | 25% | 48.375
3099 | Fire-Lite By Honeywell- Fire Alarm | B224RB-WH | RELAY BASE; WHITE | Each | N/A | 1-Year | 59 | 25% | 44.25
3100 | Fire-Lite By Honeywell- Fire Alarm | B300-6 | 6" BASE; WHITE | Each | N/A | 1-Year | 18 | 25% | 13.5
3101 | Fire-Lite By Honeywell- Fire Alarm | B300-6-BP | 6" BASE; WHITE; BULK PACK | Each | N/A | 1-Year | 157 | 25% | 117.75
3102 | Fire-Lite By Honeywell- Fire Alarm | B300-6-IV | 6" BASE; IVORY | Each | N/A | 1-Year | 24 | 25% | 18
3103 | Fire-Lite By Honeywell- Fire Alarm | B501 | INTELLIGENT DETECTOR BASE, WITHOUT FLANGE. | Each | N/A | 1-Year | 30 | 25% | 22.5
3104 | Fire-Lite By Honeywell- Fire Alarm | B501-BL | 4" BASE BLACK | Each | N/A | 1-Year | 30 | 25% | 22.5
3105 | Fire-Lite By Honeywell- Fire Alarm | B501-IV | 4" BASE IVORY | Each | N/A | 1-Year | 30 | 25% | 22.5
3106 | Fire-Lite By Honeywell- Fire Alarm | B501-WHITE | 4" BASE; WHITE | Each | N/A | 1-Year | 23.75 | 25% | 17.8125
3107 | Fire-Lite By Honeywell- Fire Alarm | BAT-121000 | BATTERY, 12 VOLT, 100 AH. | Each | N/A | 1-Year | 750 | 25% | 562.5
3108 | Fire-Lite By Honeywell- Fire Alarm | BAT-12120-BP | FOUR (4) BAT-12120 BAT-12120 (12V, 12AH) SHIPPED IN EACH BULK PACK | Each | N/A | 1-Year | 512 | 25% | 384
3109 | Fire-Lite By Honeywell- Fire Alarm | BAT-12180-BP | TWO (2) BAT-12180 (12V, 18AH) SHIPPED IN EACH BULK PACK | Each | N/A | 1-Year | 277.5 | 25% | 208.125
3110 | Fire-Lite By Honeywell- Fire Alarm | BAT-12260-BP | TWO (2) BAT-12660 (12V, 26AH) SHIPPED IN EACH BULK PACK | Each | N/A | 1-Year | 415 | 25% | 311.25
3111 | Fire-Lite By Honeywell- Fire Alarm | BAT-12550 | BATTERY, 12 VOLT, 55 AH PS-12550 (POWER SONIC), XSA12550 (JOLT) | Each | N/A | 1-Year | 407.5 | 25% | 305.625
3112 | Fire-Lite By Honeywell- Fire Alarm | BAT-1270-BP | FIVE (5) BAT-1270 (12V, 7AH) SHIPPED IN EACH BULK PACK | Each | N/A | 1-Year | 377 | 25% | 282.75
3113 | Fire-Lite By Honeywell- Fire Alarm | BB-100 | OPTIONAL COMBINATION POWER SUPPLY AND BATTERY ENCLOSURE FOR WHEN LARGER BATTERIES ARE REQUIRED. WILL HOLD FOUR 55 AH BATTERIES OR TWO 100 AH BATTERIES. | Each | N/A | 1-Year | 483 | 25% | 362.25
3114 | Fire-Lite By Honeywell- Fire Alarm | BB-17F | BATTERY BOX, MOUNTS UP TO 2, BAT-12120 OR BAT-12180’S | Each | N/A | 1-Year | 103 | 25% | 77.25
3115 | Fire-Lite By Honeywell- Fire Alarm | BB-26 | BATTERY BACKBOX – MOUNTS UP TO 2, BAT-12260 BATTERIES | Each | N/A | 1-Year | 196 | 25% | 147
3116 | Fire-Lite By Honeywell- Fire Alarm | BB-2F | CABINET, HOLDS 1 OR 2 MULTI-ADDRESSABLE MODULES | Each | N/A | 1-Year | 120.5 | 25% | 90.375
3117 | Fire-Lite By Honeywell- Fire Alarm | BB-55F | BATTERY BOX -- MOUNTS UP TO 2, BAT-12260 OR BAT-12550’S | Each | N/A | 1-Year | 345.25 | 25% | 258.9375
3118 | Fire-Lite By Honeywell- Fire Alarm | BB-6F | CABINET HOLDS UP TO 6 MULTI-ADDRESSABLE MODULES ON CH-6 (SOLD SEPARATELY). | Each | N/A | 1-Year | 312.25 | 25% | 234.1875
3119 | Fire-Lite By Honeywell- Fire Alarm | BCK-200B | BLACK DETECTOR KIT, FITS SD355 & CP355. PACKAGE OF 10 | Each | N/A | 1-Year | 129.5 | 25% | 97.125
3120 | Fire-Lite By Honeywell- Fire Alarm | BEAM355 | ADDRESSABLE BEAM DETECTOR | Each | N/A | 1-Year | 1512.25 | 25% | 1134.1875
3121 | Fire-Lite By Honeywell- Fire Alarm | BEAM355S | ADDRESSABLE BEAM DETECTOR | Each | N/A | 1-Year | 1735.75 | 25% | 1301.8125
3122 | Fire-Lite By Honeywell- Fire Alarm | BEAMHK | HEATING KIT FOR USE WITH THE TRANSMITTER/RECEIVER UNIT ON REFLECTIVE PROJECTED BEAM SMOKE DETECTORS | Each | N/A | 1-Year | 42.75 | 25% | 32.0625
3123 | Fire-Lite By Honeywell- Fire Alarm | BEAMHKR | HEATING KIT FOR USE WITH THE REFLECTOR ON REFLECTIVE PROJECTED BEAM SMOKE DETECTORS (4 REQUIRED WHEN USING LONG RANGE KIT, BEAMLRK) | Each | N/A | 1-Year | 214.5 | 25% | 160.875
3124 | Fire-Lite By Honeywell- Fire Alarm | BEAMLRK | PROJECTED BEAM SMOKE DETECTOR LONG RANGE KIT, INCREASES DISTANCE | Each | N/A | 1-Year | 167 | 25% | 125.25
3125 | Fire-Lite By Honeywell- Fire Alarm | BEAMMMK | PROJECTED BEAM SMOKE DETECTOR MULTI-MOUNT KIT, WALL OR CEILING | Each | N/A | 1-Year | 93.75 | 25% | 70.3125
3126 | Fire-Lite By Honeywell- Fire Alarm | BEAMSMK | PROJECTED BEAM SMOKE DETECTOR SURFACE MOUNT KIT | Each | N/A | 1-Year | 56.25 | 25% | 42.1875
3127 | Fire-Lite By Honeywell- Fire Alarm | BG-12 | DUAL ACTION STATION, RED, TERMINAL BLOCK, HEX KEY | Each | N/A | 1-Year | 43.1 | 25% | 32.325
3128 | Fire-Lite By Honeywell- Fire Alarm | BG-12L | DUAL ACTION STATION, RED, TERMINAL BLOCK, KEY LOCK | Each | N/A | 1-Year | 47.05 | 25% | 35.2875
3129 | Fire-Lite By Honeywell- Fire Alarm | BG-12LA | DUAL ACTION, , RED, TERMINALS, KEY LOCK, AUXILIARY CONTACTS | Each | N/A | 1-Year | 73.25 | 25% | 54.9375
3130 | Fire-Lite By Honeywell- Fire Alarm | BG-12LAO | DUAL ACTION, , RED, TERMINAL BLOCK, KEY LOCK, AUXILIARY CONTACTS, LISTED FOR OUTDOORS USING A WBB, OR SB-I/O OUTDOOR BACKBOX. | Each | N/A | 1-Year | 140.75 | 25% | 105.5625
3131 | Fire-Lite By Honeywell- Fire Alarm | BG-12LAOB | SAME AS BG-12LAO, INCLUDES A SB-I/O OUTDOOR BACKBOX | Each | N/A | 1-Year | 160 | 25% | 120
3132 | Fire-Lite By Honeywell- Fire Alarm | BG-12LO | DUAL ACTION, RED, TERMINAL BLOCK, KEY LOCK, W/GASKET, LISTED FOR OUTDOOR USE | Each | N/A | 1-Year | 126.75 | 25% | 95.0625
3133 | Fire-Lite By Honeywell- Fire Alarm | BG-12LOB | DUAL ACTION STATION, RED, TERMINAL BLOCK, KEY LOCK, WITH GASKET AND SB-I/O OUTDOOR BACKBOX, LISTED FOR OUTDOOR USE | Each | N/A | 1-Year | 153.5 | 25% | 115.125
3134 | Fire-Lite By Honeywell- Fire Alarm | BG-12LR | DUAL ACTION, , RED, TERMINAL BLOCK, KEY LOCK, FOR AGENT RELEASE APPLICATIONS | Each | N/A | 1-Year | 63.5 | 25% | 47.625
3135 | Fire-Lite By Honeywell- Fire Alarm | BG-12LRA | DUAL ACTION , RED, TERMINAL BLOCK, KEY LOCK, W/ABORT SWITCH AND LED ANNUNCIATION, FOR AGENT RELEASE APPLICATIONS, USE WITH SBA-10 SURFACE MOUNT BACKBOX | Each | N/A | 1-Year | 201 | 25% | 150.75
3136 | Fire-Lite By Honeywell- Fire Alarm | BG-12LSP | SAME AS BG-12L, SPANISH/ENGLISH INSTRUCTIONS ON COVER | Each | N/A | 1-Year | 47.05 | 25% | 35.2875
3137 | Fire-Lite By Honeywell- Fire Alarm | BG-12LX | ADDRESSABLE MANUAL PULL STATION, WITH BG-12L FEATURES AND ADDRESSABLE INTERFACE MOUNTED INSIDE THE PULL STATION. | Each | N/A | 1-Year | 134.5 | 25% | 100.875
3138 | Fire-Lite By Honeywell- Fire Alarm | BG-12LXSP | ADDRESSABLE MANUAL PULL STATION, WITH BG-12L FEATURES AND ADDRESSABLE INTERFACE MOUNTED INSIDE THE PULL STATION. SPANISH | Each | N/A | 1-Year | 134.5 | 25% | 100.875
3139 | Fire-Lite By Honeywell- Fire Alarm | BG-12S | SINGLE ACTION STATION, RED, PIG TAIL LEADS, HEX KEY | Each | N/A | 1-Year | 37.25 | 25% | 27.9375
3140 | Fire-Lite By Honeywell- Fire Alarm | BG-12SL | SINGLE ACTION, STATION, RED, PIG TAIL LEADS, KEY LOCK | Each | N/A | 1-Year | 39.2 | 25% | 29.4
3141 | Fire-Lite By Honeywell- Fire Alarm | BG12TR | TRIM RING FOR ALL BG12 SERIES PULL STATIONS | Each | N/A | 1-Year | 20 | 25% | 15
3142 | Fire-Lite By Honeywell- Fire Alarm | BG-2R | SURFACE MOUNTING BACKBOX, RED, TAPPED FOR 1/2" CONDUIT | Each | N/A | 1-Year | 40 | 25% | 30
3143 | Fire-Lite By Honeywell- Fire Alarm | BG-8 | MANUAL PULL STATION, SINGLE-ACTION, ALUMINUM, SPST | Each | N/A | 1-Year | 42.95 | 25% | 32.2125
3144 | Fire-Lite By Honeywell- Fire Alarm | BRKT-9600 | BRACKET F/INSTL UDACT-F/ACM-8RF | Each | N/A | 1-Year | 49.9 | 25% | 37.425
3145 | Fire-Lite By Honeywell- Fire Alarm | C58-237-00 | REPLACEMENT DUST COVER FOR SD355 | Each | N/A | 1-Year | 5 | 25% | 3.75
3146 | Fire-Lite By Honeywell- Fire Alarm | CAC-4 | CLASS A CONVERTER FOR INITIATING DEVICE CIRCUITS (IDC) AND NOTIFICATION APPLIANCE CIRCUITS (NAC) | Each | N/A | 1-Year | 320 | 25% | 240
3147 | Fire-Lite By Honeywell- Fire Alarm | CAC-5X | CLASS A CONVERTER MODULE | Each | N/A | 1-Year | 317.5 | 25% | 238.125
3148 | Fire-Lite By Honeywell- Fire Alarm | CB500 | CONTROL MODULE BARRIER. REQUIRED TO SEPARATE HIGH VOLTAGE FROM LOW VOLTAGE WHEN MODULE IS INSTALLED IN A 4" BOX | Each | N/A | 1-Year | 16.5 | 25% | 12.375
3149 | Fire-Lite By Honeywell- Fire Alarm | CDRM-300 | ADDRESSABLE DUAL RELAY/MONITOR MODULE - TWO INDIVIDUAL RELAY CONTROL AND TWO CLASS B MONITOR CIRCUITS | Each | N/A | 1-Year | 335.75 | 25% | 251.8125
3150 | Fire-Lite By Honeywell- Fire Alarm | CELL-CAB-FL | FIRE CELLULAR COMM (METAL) | Each | N/A | 1-Year | 437 | 25% | 327.75
3151 | Fire-Lite By Honeywell- Fire Alarm | CELL-MOD | FIRE CELLULAR COMM (PLASTIC) | Each | N/A | 1-Year | 351 | 25% | 263.25
3152 | Fire-Lite By Honeywell- Fire Alarm | CH-6 | CHASSIS, HOLDS UP TO SIX MULTI-MODULES IN THE BB-6F. | Each | N/A | 1-Year | 68.5 | 25% | 51.375
3153 | Fire-Lite By Honeywell- Fire Alarm | CHG-120F | BATTERY CHARGER, 25 - 120 AH SEALED LEAD ACID, MOUNTS ON CHS CHASSIS OR IN BB-55F BOX | Each | N/A | 1-Year | 1166.75 | 25% | 875.0625
3154 | Fire-Lite By Honeywell- Fire Alarm | CHG-75 | BATTERY CHARGER, 25 – 75 AMP HOUR SEALED LEAD ACID, MOUNTS IN A BB-26, BB-55F, MS-9050UD, MS-9200UDLS OR MS-9600 SERIES ENCLOSURE, DIAGNOSTIC LED’S FOR MONITORING. | Each | N/A | 1-Year | 707 | 25% | 530.25
3155 | Fire-Lite By Honeywell- Fire Alarm | CHS-4L | CHASSIS, LOW-PROFILE, FOR MOUNTING LDM | Each | N/A | 1-Year | 104 | 25% | 78
3156 | Fire-Lite By Honeywell- Fire Alarm | CHS-6 | ASSY,FNL,CHS-6 | Each | N/A | 1-Year | 56.25 | 25% | 42.1875
3157 | Fire-Lite By Honeywell- Fire Alarm | CK300 | COLOR KIT; WHITE | Each | N/A | 1-Year | 139 | 25% | 104.25
3158 | Fire-Lite By Honeywell- Fire Alarm | CK300-BL | COLOR KIT; BLACK | Each | N/A | 1-Year | 201 | 25% | 150.75
3159 | Fire-Lite By Honeywell- Fire Alarm | CK300-IV | COLOR KIT; IVORY | Each | N/A | 1-Year | 201 | 25% | 150.75
3160 | Fire-Lite By Honeywell- Fire Alarm | CMF-300 | ADDRESSABLE CONTROL MODULE -- ONE SUPERVISED, STYLE Y/Z (CLASS A/B) NOTIFICATION APPLIANCE (BELL) CIRCUIT. | Each | N/A | 1-Year | 118.25 | 25% | 88.6875
3161 | Fire-Lite By Honeywell- Fire Alarm | CMF-300-6 | 6-INPUT (CLASS B) OR 3-INPUT (CLASS A) NAC/CONTROL MODULE | Each | N/A | 1-Year | 639.25 | 25% | 479.4375
3162 | Fire-Lite By Honeywell- Fire Alarm | CRF-300 | ADDRESSABLE RELAY MODULE -BUILT-IN TWO FORM-C RELAYS | Each | N/A | 1-Year | 118.25 | 25% | 88.6875
3163 | Fire-Lite By Honeywell- Fire Alarm | CRF-300-6 | 6-FORM-C RELAYS MODULE | Each | N/A | 1-Year | 596 | 25% | 447
3164 | Fire-Lite By Honeywell- Fire Alarm | D355PL | FIRE-LITE INTELLIGENT NON-RELAY DUCT DETECTOR INCLUDES SD355R DETECTOR | Each | N/A | 1-Year | 281.75 | 25% | 211.3125
3165 | Fire-Lite By Honeywell- Fire Alarm | DACT-UD2 | OPTIONAL COMMUNICATOR FOR REMOTE MONITORING (STANDARD WITH MS-9600UDLS). | Each | N/A | 1-Year | 434.75 | 25% | 326.0625
3166 | Fire-Lite By Honeywell- Fire Alarm | DCOIL | INNOVAIRFLEX DUCT ACCESSORY COIL, REQUIRED ON D2 AND DNR IF A REMOTE TEST STATION IS USED. | Each | N/A | 1-Year | 42.75 | 25% | 32.0625
3167 | Fire-Lite By Honeywell- Fire Alarm | DH400OE-1 | WEATHERPROOF ENCLOSURE | Each | N/A | 1-Year | 391 | 25% | 293.25
3168 | Fire-Lite By Honeywell- Fire Alarm | DNR | INNOVAIRFLEX INTELLIGENT DUCT DETECTOR, NON-RELAY, DOES NOT INCLUDE HEAD. | Each | N/A | 1-Year | 141.5 | 25% | 106.125
3169 | Fire-Lite By Honeywell- Fire Alarm | DNRW | INNOVAIRFLEX DUCT DETECTOR, NON-RELAY, DOES NOT INCLUDE HEAD, WATERTIGHT. | Each | N/A | 1-Year | 246.5 | 25% | 184.875
3170 | Fire-Lite By Honeywell- Fire Alarm | DP-2 | 411UDAC INTERNAL DRESS PANEL. REQUIRED FOR CANADIAN APPLICATIONS. | Each | N/A | 1-Year | 107.25 | 25% | 80.4375
3171 | Fire-Lite By Honeywell- Fire Alarm | DP-4-R | DRESS PANEL -- FOR MS-5210UD | Each | N/A | 1-Year | 131.25 | 25% | 98.4375
3172 | Fire-Lite By Honeywell- Fire Alarm | DP-51050 | DRESS PANEL FOR MRP-2001(E ) AND MRP-2002(E) | Each | N/A | 1-Year | 132 | 25% | 99
3173 | Fire-Lite By Honeywell- Fire Alarm | DP-9692 | DRESS PANEL FOR THE MS-9200UDLS | Each | N/A | 1-Year | 152.5 | 25% | 114.375
3174 | Fire-Lite By Honeywell- Fire Alarm | DP-ES-R | DRESS PANEL FOR THE ES-50X AND ES-200X | Each | N/A | 1-Year | 140 | 25% | 105
3175 | Fire-Lite By Honeywell- Fire Alarm | DP-MS2/4 | DRESS PANEL FOR THE MS-2/MS-4 | Each | N/A | 1-Year | 115.25 | 25% | 86.4375
3176 | Fire-Lite By Honeywell- Fire Alarm | DST1 | INNOVAIRFLEX SAMPLING TUBE, STEEL, 1' WITH HOLES | Each | N/A | 1-Year | 12.25 | 25% | 9.1875
3177 | Fire-Lite By Honeywell- Fire Alarm | DST1.5 | INNOVAIRFLEX SAMPLING TUBE, STEEL, 1.5' WITH HOLES | Each | N/A | 1-Year | 15.5 | 25% | 11.625
3178 | Fire-Lite By Honeywell- Fire Alarm | DST10 | INNOVAIRFLEX SAMPLING TUBE, STEEL, 10' WITH HOLES | Each | N/A | 1-Year | 47.5 | 25% | 35.625
3179 | Fire-Lite By Honeywell- Fire Alarm | DST3 | INNOVAIRFLEX SAMPLING TUBE, STEEL, 3' WITH HOLES | Each | N/A | 1-Year | 21 | 25% | 15.75
3180 | Fire-Lite By Honeywell- Fire Alarm | DST5 | INNOVAIRFLEX SAMPLING TUBE, STEEL, 5' WITH HOLES | Each | N/A | 1-Year | 23.25 | 25% | 17.4375
3181 | Fire-Lite By Honeywell- Fire Alarm | E700-CAPKIT | XTRALIS - PLASTIC CONNECTOR KIT FOR MINIATURE SAMPLING POINT AND CAPILLARY TUBE ARRANGEMENT. INCLUDES (1) MALE CONNECTOR, (1/2” THREAD X 1/2” OD COMPRESSION) AND (1) FEMALE CONNECTOR, (1/2” OD COMPRESSION). | Each | N/A | 1-Year | 17.5 | 25% | 13.125
3182 | Fire-Lite By Honeywell- Fire Alarm | E700-SP | XTRALIS - MINIATURE SAMPLING POINT | Each | N/A | 1-Year | 15.3 | 25% | 11.475
3183 | Fire-Lite By Honeywell- Fire Alarm | E700-SP-DCL | XTRALIS - SAMPLING POINT DECAL, WRAP AROUND STYLE. PLACE CENTER AREA OVER SAMPLING POINT AND WRAP DECAL AROUND DIAMETER OF PIPE. ENTER QUANTITY IN NUMBER OF PIECES REQUIRED FOR PROJECT. SOLD IN ROLL QUANTITY OF 200. PRICE SHOWN PER ROLL. (OLD P/N E700 - SP - DCL - A) | Each | N/A | 1-Year | 80.8 | 25% | 60.6
3184 | Fire-Lite By Honeywell- Fire Alarm | E700-SP-DCLPIPE | XTRALIS - SAMPLING PIPE LABELS. ENTER QUANTITY IN NUMBER OF PIECES REQUIRED FOR PROJECT. SOLD IN ROLL QUANTITY OF 35. PRICE SHOWN PER ROLL. | Each | N/A | 1-Year | 15.3 | 25% | 11.475
3185 | Fire-Lite By Honeywell- Fire Alarm | E700-SP-DCL-PNT | XTRALIS - ROUND STYLE POINT LABELS, WHITE. ENTER QUANTITY IN NUMBER OF PIECES REQUIRED FOR PROJECT. SOLD IN 50 QUANTITY ROLL. PRICE SHOWN PER ROLL. | Each | N/A | 1-Year | 15.3 | 25% | 11.475
3186 | Fire-Lite By Honeywell- Fire Alarm | E700-SPLG | XTRALIS - MINIATURE SAMPLING POINT LABEL, ROUND STYLE, GREY. ENTER QUANTITY IN NUMBER OF PIECES REQUIRED FOR PROJECT. SOLD BY SHEET WITH 12 LABELS PER SHEET. PRICE SHOWN PER SHEET. | Each | N/A | 1-Year | 21.8 | 25% | 16.35
3187 | Fire-Lite By Honeywell- Fire Alarm | E700-SPLR | XTRALIS - MINIATURE SAMPLING POINT LABEL, ROUND STYLE, RED. ENTER QUANTITY IN NUMBER OF PIECES REQUIRED FOR PROJECT. SOLD BY SHEET WITH 12 LABELS PER SHEET. PRICE SHOWN PER SHEET. | Each | N/A | 1-Year | 21.8 | 25% | 16.35
3188 | Fire-Lite By Honeywell- Fire Alarm | E700-TUBE | XTRALIS - POLYETHYLENE TUBING, BLACK, 1/2” OD X 3/8” ID, FPE RATED. ENTER QUANTITY IN LINEAR FEET REQUIRED FOR PROJECT. SOLD IN 50 FOOT ROLL. PRICE SHOWN PER ROLL. | Each | N/A | 1-Year | 143.5 | 25% | 107.625
3189 | Fire-Lite By Honeywell- Fire Alarm | ECC-125DA | DISTRIBUTED AUDIO AMPLIFIER. EXTERNALLY MOUNTED AMPLIFIER PROVIDES AN ADDITIONAL 125 WATTS OF ADDRESSABLE AUDIO POWER WHEN CONNECTED TO THE ECC-50/100. 120VAC, 60HZ, 2200MA (MAX) | Each | N/A | 1-Year | 2793.75 | 25% | 2095.3125
3190 | Fire-Lite By Honeywell- Fire Alarm | ECC-50/100 | MULTI-PURPOSE EMERGENCY COMMUNICATION/MASS NOTIFICATION SYSTEM. MAY BE USED WITH ANY UL-LISTED FIRE ALARM CONTROL PANEL OR ECC-50/100 SEAMLESSLY INTEGRATES WITH FIRE-LITE ADDRESSABLE PANELS. | Each | N/A | 1-Year | 3307 | 25% | 2480.25
3191 | Fire-Lite By Honeywell- Fire Alarm | ECC-50/100E | MULTI-PURPOSE EMERGENCY COMMUNICATION/MASS NOTIFICATION SYSTEM. MAY BE USED WITH ANY UL-LISTED FIRE ALARM CONTROL PANEL OR ECC-50/100 SEAMLESSLY INTEGRATES WITH FIRE-LITE ADDRESSABLE PANELS. | Each | N/A | 1-Year | 3307 | 25% | 2480.25
3192 | Fire-Lite By Honeywell- Fire Alarm | ECC-50BDA | DISTRIBUTED (REMOTE) AUDIO AMPLIFIER WITH BACKUP, 50 WATTS/100 WATTS AT 25VRMS OR 70VRMS. | Each | N/A | 1-Year | 3342.25 | 25% | 2506.6875
3193 | Fire-Lite By Honeywell- Fire Alarm | ECC-50DA | DISTRIBUTED AUDIO AMPLIFIER. EXTERNALLY MOUNTED AMPLIFIER PROVIDES AN ADDITIONAL 50 WATTS OF ADDRESSABLE AUDIO POWER WHEN CONNECTED TO THE ECC-50/100. 120VAC, 60HZ, 1200MA (MAX) | Each | N/A | 1-Year | 1430.25 | 25% | 1072.6875
3194 | Fire-Lite By Honeywell- Fire Alarm | ECC-50DAE | DISTRIBUTED AUDIO AMPLIFIER. EXTERNALLY MOUNTED AMPLIFIER PROVIDES AN ADDITIONAL 50 WATTS OF ADDRESSABLE AUDIO POWER WHEN CONNECTED TO THE ECC-50/100. 240VAC, 50HZ, 600MA (MAX) | Each | N/A | 1-Year | 1395.25 | 25% | 1046.4375
3195 | Fire-Lite By Honeywell- Fire Alarm | ECC-50W-25V | 25V, 50 WATT AUDIO AMPLIFIER MODULE. INCREASES THE TOTAL ECC-50/100 POWER OUTPUT TO 100 WATTS OR CAN ALSO BE USED AS A BACK UP AMPLIFIER. | Each | N/A | 1-Year | 587 | 25% | 440.25
3196 | Fire-Lite By Honeywell- Fire Alarm | ECC-50W-70V | 70V, 50 WATT AUDIO AMPLIFIER MODULE. INCREASES THE TOTAL ECC-50/100 POWER OUTPUT TO 100 WATTS OR CAN ALSO BE USED AS A BACK UP AMPLIFIER. | Each | N/A | 1-Year | 587 | 25% | 440.25
3197 | Fire-Lite By Honeywell- Fire Alarm | ECC-50WBU | EXPANDER CARD FOR ECC-50BDA REMOTE AMPLIFIER FOR 100 WATT PRIMARY / 50 WATT BACKUP OPERATION. | Each | N/A | 1-Year | 912.75 | 25% | 684.5625
3198 | Fire-Lite By Honeywell- Fire Alarm | ECC-CE4 | DISTRIBUTED AUDIO SPEAKER CIRCUIT/ZONE EXPANDER MODULE. | Each | N/A | 1-Year | 345.25 | 25% | 258.9375
3199 | Fire-Lite By Honeywell- Fire Alarm | ECC-CE6 | CIRCUIT EXPANDER MODULE - PROVIDES CONNECTIONS FOR UP TO SIX STYLE Z (CLAS A) OR STYLE Y (CLASS B) SPEAKER CIRCUITS. | Each | N/A | 1-Year | 560.75 | 25% | 420.5625
3200 | Fire-Lite By Honeywell- Fire Alarm | ECC-FFT | FIRE FIGHTER TELEPHONE. SYSTEM PROVIDES SECUR AND RELIABLE COMMUNICATIONS FOR FIREFIGHTERS. | Each | N/A | 1-Year | 2005.5 | 25% | 1504.125
3201 | Fire-Lite By Honeywell- Fire Alarm | ECC-LOC | LOCAL OPERATOR CONSOLE. PROVIES A COMPLETE CONTROL INTERFACE LIKE THE ECC-50/100. INCLUDES BUILT IN MICROPHONE FOR ALL CALL PAGING ALONG WITH MESSAGE AND ZONE CONTROL. | Each | N/A | 1-Year | 1939 | 25% | 1454.25
3202 | Fire-Lite By Honeywell- Fire Alarm | ECC-MICROPHONE | REPLACEMENT MICROPHONE ONLY. | Each | N/A | 1-Year | 235.5 | 25% | 176.625
3203 | Fire-Lite By Honeywell- Fire Alarm | ECC-RM | REMOTE MICROPHONE BUILT IN A SMALL ENCLOSURE FOR ALL CALL PAGING. | Each | N/A | 1-Year | 879.75 | 25% | 659.8125
3204 | Fire-Lite By Honeywell- Fire Alarm | ECC-RPU | REMOTE PAGE UNIT. INCLUDES BUILT-IN MICROPHONE FOR ALL CALL PAGING ALONG WITH MESSAGE CONTROL. | Each | N/A | 1-Year | 1604.75 | 25% | 1203.5625
3205 | Fire-Lite By Honeywell- Fire Alarm | ECC-RTZM | REMOTE TELEPHONE ZONE MODULE | Each | N/A | 1-Year | 706.5 | 25% | 529.875
3206 | Fire-Lite By Honeywell- Fire Alarm | ECC-XRM-70V | 70V TRANSFORMER CONVERSION MODULE. CONVERTS THE ECC-50/100(E) PRIMARY AMPLIFIER TO A 70V OUTPUT. | Each | N/A | 1-Year | 284 | 25% | 213
3207 | Fire-Lite By Honeywell- Fire Alarm | ELR-47K | RESISTOR 47K OHMS | Each | N/A | 1-Year | 6.6 | 25% | 4.95
3208 | Fire-Lite By Honeywell- Fire Alarm | EQBB-D4 | D SIZE,EQUIPMENT CABINET, FOUR TIERS | Each | N/A | 1-Year | 552 | 25% | 414
3209 | Fire-Lite By Honeywell- Fire Alarm | EQDR-D4-H | D SIZE,EQUIPMENT DOOR,VENTED | Each | N/A | 1-Year | 642.25 | 25% | 481.6875
3210 | Fire-Lite By Honeywell- Fire Alarm | ES-200X | 198-PT ADDRESSABLE FACP | Each | N/A | 1-Year | 1505 | 25% | 1128.75
3211 | Fire-Lite By Honeywell- Fire Alarm | ES-50X | 50-PT ADDRESSABLE FACP | Each | N/A | 1-Year | 1075 | 25% | 806.25
3212 | Fire-Lite By Honeywell- Fire Alarm | ETX | INNOVAIRFLEX EXHAUST TUBE, STEEL, 1' | Each | N/A | 1-Year | 17 | 25% | 12.75
3213 | Fire-Lite By Honeywell- Fire Alarm | F110 | RETROFIT FLANGE FOR BX-501 BASE; CONVERTS CLASSIC HIGH PROFILE TO LOW PROFILE BASE. | Each | N/A | 1-Year | 9 | 25% | 6.75
3214 | Fire-Lite By Honeywell- Fire Alarm | F210 | FLANGE RING SMALL, FOR 6" BASE | Each | N/A | 1-Year | 8.5 | 25% | 6.375
3215 | Fire-Lite By Honeywell- Fire Alarm | FCPS-24FS6 | REMOTE POWER SUPPLY/SIGNAL CIRCUIT EXPANDER, 6 AMPS, 2 CLASS A & 2 CLASS B OR 4 CLASS B NACS, INTEGRAL BATTERY CHARGER CAPABLE OF 18 AH, SUPPORTS SYSTEM SENSOR, WHEELOCK, & GENTEX (UP TO COMMANDER 2 ONLY) SYNC PROTOCOL | Each | N/A | 1-Year | 605.5 | 25% | 454.125
3216 | Fire-Lite By Honeywell- Fire Alarm | FCPS-24FS6E | REMOTE POWER SUPPLY/SIGNAL CIRCUIT EXPANDER, 6 AMPS, 2 CLASS A & 2 CLASS B OR 4 CLASS B NACS, INTEGRAL BATTERY CHARGER CAPABLE OF 18 AH, SUPPORTS SYSTEM SENSOR, WHEELOCK, & GENTEX (UP TO COMMANDER 2 ONLY) SYNC PROTOCOL; 220VAC | Each | N/A | 1-Year | 605.5 | 25% | 454.125
3217 | Fire-Lite By Honeywell- Fire Alarm | FCPS-24FS8 | REMOTE POWER SUPPLY/SIGNAL CIRCUIT EXPANDER, 8 AMPS, 2 CLASS A/ 2 CLASS B OR 4 CLASS B NACS, INTEGRAL BATTERY CHARGER UP TO 18 AH, SUPPORTS SYSTEM SENSOR, WHEELOCK, & GENTEX (UP TO COMMANDER 2 ONLY) SYNC PROTOCOL | Each | N/A | 1-Year | 700.5 | 25% | 525.375
3218 | Fire-Lite By Honeywell- Fire Alarm | FCPS-24FS8E | REMOTE POWER SUPPLY/SIGNAL CIRCUIT EXPANDER, 8 AMPS, 2 CLASS A/ 2 CLASS B OR 4 CLASS B NACS, INTEGRAL BATTERY CHARGER UP TO 18 AH, SUPPORTS SYSTEM SENSOR, WHEELOCK, & GENTEX (UP TO COMMANDER 2 ONLY) SYNC PROTOCOL; 220VAC | Each | N/A | 1-Year | 700.5 | 25% | 525.375
3219 | Fire-Lite By Honeywell- Fire Alarm | FCPS-24S6RB | FCPS-24FS6, MASTER CONTROL REPLACEMENT BOARD | Each | N/A | 1-Year | 566 | 25% | 424.5
3220 | Fire-Lite By Honeywell- Fire Alarm | FCPS-24S8RB | FCPS-24FS8, MASTER CONTROL REPLACEMENT BOARD | Each | N/A | 1-Year | 629 | 25% | 471.75
3221 | Fire-Lite By Honeywell- Fire Alarm | FC-TR | TRIM RING -- FOR SEMI-FLUSH MOUNTING MS-9600 | Each | N/A | 1-Year | 72.5 | 25% | 54.375
3222 | Fire-Lite By Honeywell- Fire Alarm | FHSC-RF | FIRE FIGHTER HANDSET CABINET (RECESS MOUNT) USED TO STORE FIVE FIRE FIGHTER HANDSETS (FHS-F) | Each | N/A | 1-Year | 406.5 | 25% | 304.875
3223 | Fire-Lite By Honeywell- Fire Alarm | FHSC-SF | OPTIONAL FIRE FIGHTER HANDSET CABINET (SURFACE MOUNT) USED TO STORE FIVE FIRE FIGHTER HANDSETS (FHS-F) | Each | N/A | 1-Year | 406.5 | 25% | 304.875
3224 | Fire-Lite By Honeywell- Fire Alarm | FHS-F | FIRE FIGHTER HANDSET USED TO COMMUNICATE OVER THE TELEPHONE CIRCUIT CONNECTED TO THE ECC-FFT. | Each | N/A | 1-Year | 160.5 | 25% | 120.375
3225 | Fire-Lite By Honeywell- Fire Alarm | FM900 | DOOR HOLDER EXTENSION KIT | Each | N/A | 1-Year | 14.6 | 25% | 10.95
3226 | Fire-Lite By Honeywell- Fire Alarm | FM900-100 | DOOR HOLDER SPACER, 1-INCH | Each | N/A | 1-Year | 12.5 | 25% | 9.375
3227 | Fire-Lite By Honeywell- Fire Alarm | FM900-50 | DOOR HOLDER SPACER, ½ - INCH | Each | N/A | 1-Year | 14.6 | 25% | 10.95
3228 | Fire-Lite By Honeywell- Fire Alarm | FM900-75 | DOOR HOLDER SPACER, ¾ - INCH | Each | N/A | 1-Year | 11.5 | 25% | 8.625
3229 | Fire-Lite By Honeywell- Fire Alarm | FM900-Z | DOOR HOLDER SPACER KIT, 90-DEGREE | Each | N/A | 1-Year | 14.6 | 25% | 10.95
3230 | Fire-Lite By Honeywell- Fire Alarm | FM980 | ELECTROMAGNETIC DOOR HOLDER, QUAD VOLTAGE, FLOOR MOUNT | Each | N/A | 1-Year | 121.5 | 25% | 91.125
3231 | Fire-Lite By Honeywell- Fire Alarm | FM996-L8 | DR HOLDER,QUAD V,SURF,WALL | Each | N/A | 1-Year | 99.3 | 25% | 74.475
3232 | Fire-Lite By Honeywell- Fire Alarm | FM998 | ELECTROMAGNETIC DOOR HOLDER, QUAD VOLTAGE, RECESSED MOUNT | Each | N/A | 1-Year | 98.2 | 25% | 73.65
3233 | Fire-Lite By Honeywell- Fire Alarm | FP-IVORY-BP | IVORY FACEPLATE 10-PACK | Each | N/A | 1-Year | 81.5 | 25% | 61.125
3234 | Fire-Lite By Honeywell- Fire Alarm | FPJ-F | REMOTE PHONE JACK WHICH MOUNTS TO A SINGLE-GANG ELECTRICAL BOX. | Each | N/A | 1-Year | 141 | 25% | 105.75
3235 | Fire-Lite By Honeywell- Fire Alarm | FP-WHITE-2-BP | WHITE FACEPLATE 2 IN/2 OUT 10-PACK | Each | N/A | 1-Year | 81.5 | 25% | 61.125
3236 | Fire-Lite By Honeywell- Fire Alarm | FP-WHITE-BP | WHITE FACEPLATE 10-PACK | Each | N/A | 1-Year | 69.75 | 25% | 52.3125
3237 | Fire-Lite By Honeywell- Fire Alarm | FP-WHITE-SWIFT-BP | WHITE FACEPLATE SWIFT 10-PACK | Each | N/A | 1-Year | 93 | 25% | 69.75
3238 | Fire-Lite By Honeywell- Fire Alarm | GSM-ANT3DB | 3DB GAIN EXTERNAL/REMOTE ANTENNA | Each | N/A | 1-Year | 189 | 25% | 141.75
3239 | Fire-Lite By Honeywell- Fire Alarm | H355 | ADDRESSABLE HEAT DETECTOR; INCLUDES B210LP BASE | Each | N/A | 1-Year | 88.25 | 25% | 66.1875
3240 | Fire-Lite By Honeywell- Fire Alarm | H355HT | ADDRESSABLE HIGH HEAT DETECTOR; INCLUDES B210LP BASE | Each | N/A | 1-Year | 90.75 | 25% | 68.0625
3241 | Fire-Lite By Honeywell- Fire Alarm | H355R | ADDRESSABLE HEAT DETECTOR W/RATE-OF-RISE THERMAL SENSOR; INCLUDES B210LP BASE | Each | N/A | 1-Year | 88.25 | 25% | 66.1875
3242 | Fire-Lite By Honeywell- Fire Alarm | H365 | ADDRESSABLE HEAT DETECTOR; WHITE; LITESPEED; INCLUDES BASE | Each | N/A | 1-Year | 85 | 25% | 63.75
3243 | Fire-Lite By Honeywell- Fire Alarm | H365HT | ADDRESSABLE HIGH HEAT DETECTOR; WHITE; LITESPEED ONLY; INCLUDES BASE | Each | N/A | 1-Year | 85 | 25% | 63.75
3244 | Fire-Lite By Honeywell- Fire Alarm | H365HT-IV | ADDRESSABLE HIGH HEAT DETECTOR; IVORY; CLIP & LITESPEED; INCLUDES BASE | Each | N/A | 1-Year | 96 | 25% | 72
3245 | Fire-Lite By Honeywell- Fire Alarm | H365-IV | ADDRESSABLE HEAT DETECTOR; IVORY; CLIP & LITESPEED; INCLUDES BASE | Each | N/A | 1-Year | 96 | 25% | 72
3246 | Fire-Lite By Honeywell- Fire Alarm | H365R | ADDRESSABLE HEAT DETECTOR W/RATE-OF-RISE THERMAL SENSOR; WHITE; LITESPEED ONLY; INCLUDES BASE | Each | N/A | 1-Year | 85 | 25% | 63.75
3247 | Fire-Lite By Honeywell- Fire Alarm | H365R-IV | ADDRESSABLE HEAT DETECTOR W/RATE-OF-RISE THERMAL SENSOR; IVORY; CLIP & LITESPEED; INCLUDES BASE | Each | N/A | 1-Year | 96 | 25% | 72
3248 | Fire-Lite By Honeywell- Fire Alarm | HP300ULM | 2.5A 12/24VDC 5 OUT UL LISTED PS W/FIRE | Each | N/A | 1-Year | 334 | 25% | 250.5
3249 | Fire-Lite By Honeywell- Fire Alarm | HP300ULPD4CB | 2.5A 12/24VDC PS W/HPD4CB DISTRIBUTION | Each | N/A | 1-Year | 328.5 | 25% | 246.375
3250 | Fire-Lite By Honeywell- Fire Alarm | HP300ULPD8CB | 2.5A 12/24VDC PS W/HPD8CB DISTRIBUTION | Each | N/A | 1-Year | 328.5 | 25% | 246.375
3251 | Fire-Lite By Honeywell- Fire Alarm | HP300ULX | AUXILIARY POWER SUPPLY FOR IPDACT SERIES | Each | N/A | 1-Year | 267 | 25% | 200.25
3252 | Fire-Lite By Honeywell- Fire Alarm | HP400ULACM4 | 4A 12/24VDC 4 OUT UL LISTED PS W/ACCESS | Each | N/A | 1-Year | 417 | 25% | 312.75
3253 | Fire-Lite By Honeywell- Fire Alarm | HP400ULM | 4A 12/24VDC 6 OUT UL LISTED PS W/FIRE | Each | N/A | 1-Year | 390 | 25% | 292.5
3254 | Fire-Lite By Honeywell- Fire Alarm | HP400ULPD4CB | 4A 12VDC OR 3A 24VDC PS W/HPD4CB | Each | N/A | 1-Year | 336 | 25% | 252
3255 | Fire-Lite By Honeywell- Fire Alarm | HP400ULPD8CB | 4A 12VDC OR 3A 24VDC PS W/HPD8CB | Each | N/A | 1-Year | 336 | 25% | 252
3256 | Fire-Lite By Honeywell- Fire Alarm | HP400ULX | 4A 12VDC OR 3A 24VDC UL LISTED PS & ENCL | Each | N/A | 1-Year | 328.5 | 25% | 246.375
3257 | Fire-Lite By Honeywell- Fire Alarm | HP600ULACM8 | 6A 12/24VDC 8 OUT UL LISTED PS W/ACCESS | Each | N/A | 1-Year | 562 | 25% | 421.5
3258 | Fire-Lite By Honeywell- Fire Alarm | HP600ULM | 6A 12/24VDC 6 OUT UL LISTED PS W/FIRE | Each | N/A | 1-Year | 536 | 25% | 402
3259 | Fire-Lite By Honeywell- Fire Alarm | HP600ULPD16CB | 6A 12/24VDC PS W/2 HPD8CB DISTRIBUTION | Each | N/A | 1-Year | 584 | 25% | 438
3260 | Fire-Lite By Honeywell- Fire Alarm | HP600ULX | 6A 12/24VDC UL LISTED PS & ENCL | Each | N/A | 1-Year | 463 | 25% | 347.25
3261 | Fire-Lite By Honeywell- Fire Alarm | HPACM8 | 8 FUSED ACCESS POWER CONTROLLER UL | Each | N/A | 1-Year | 150.5 | 25% | 112.875
3262 | Fire-Lite By Honeywell- Fire Alarm | HPF24S6 | 6A 24VDC F/A NAC POWER SUPPLY | Each | N/A | 1-Year | 631 | 25% | 473.25
3263 | Fire-Lite By Honeywell- Fire Alarm | HPF24S6C | REMOTE 6 AMP POWER SUPPLY WITH BATTERY | Each | N/A | 1-Year | 631 | 25% | 473.25
3264 | Fire-Lite By Honeywell- Fire Alarm | HPF24S6E | 6A 24VDC F/A 220 POWER SUPPLY | Each | N/A | 1-Year | 631 | 25% | 473.25
3265 | Fire-Lite By Honeywell- Fire Alarm | HPF24S8 | 8A 24VDC F/A NAC POWER SUPPLY | Each | N/A | 1-Year | 694 | 25% | 520.5
3266 | Fire-Lite By Honeywell- Fire Alarm | HPF24S8C | 8A 24VDC F/A NAC POWER SUPPLY | Each | N/A | 1-Year | 672 | 25% | 504
3267 | Fire-Lite By Honeywell- Fire Alarm | HPF24S8E | 8A 24VDC F/A NAC POWER SUPPLY | Each | N/A | 1-Year | 694 | 25% | 520.5
3268 | Fire-Lite By Honeywell- Fire Alarm | HPF602ULADA | 6A 24VDC UL LISTED FIRE ALARM NAC EXPANDER | Each | N/A | 1-Year | 525 | 25% | 393.75
3269 | Fire-Lite By Honeywell- Fire Alarm | HPF902ULADA | 9A 24VDC UL LISTED FIRE ALARM NAC EXPANDER | Each | N/A | 1-Year | 649 | 25% | 486.75
3270 | Fire-Lite By Honeywell- Fire Alarm | HPFF12 | 12A,HPFF12 NAC SUPPLY | Each | N/A | 1-Year | 1007 | 25% | 755.25
3271 | Fire-Lite By Honeywell- Fire Alarm | HPFF12CM | 12A HFF12CM NAC SUPPLY,CHASSIS MNT | Each | N/A | 1-Year | 1022 | 25% | 766.5
3272 | Fire-Lite By Honeywell- Fire Alarm | HPFF12CME | 12A HFF12CM NAC SUPPLY,CHASSIS MNT EXPORT | Each | N/A | 1-Year | 1022 | 25% | 766.5
3273 | Fire-Lite By Honeywell- Fire Alarm | HPFF12E | 12A,HPFF12 NAC SUPPLY,EXPORT | Each | N/A | 1-Year | 996 | 25% | 747
3274 | Fire-Lite By Honeywell- Fire Alarm | HPFF8 | 8A,24VDC,F/A NAC POWER SUPPLY | Each | N/A | 1-Year | 776 | 25% | 582
3275 | Fire-Lite By Honeywell- Fire Alarm | HPFF8CM | 8A,24VDC,F/A NAC P/S CHASSIS | Each | N/A | 1-Year | 796 | 25% | 597
3276 | Fire-Lite By Honeywell- Fire Alarm | HPFF8CME | 8A,24VDC,F/A NAC P/S CHASS EX | Each | N/A | 1-Year | 796 | 25% | 597
3277 | Fire-Lite By Honeywell- Fire Alarm | HPFF8E | 8A,24VDC,F/A NAC PWR SUPPLY EX | Each | N/A | 1-Year | 768 | 25% | 576
3278 | Fire-Lite By Honeywell- Fire Alarm | HPP31076 | CLASS A ADAPTER FF8 | Each | N/A | 1-Year | 140.5 | 25% | 105.375
3279 | Fire-Lite By Honeywell- Fire Alarm | HPTCOVER | PLUG IN TRANSFORMER BOX FOR IPGSM COMMUNICATOR | Each | N/A | 1-Year | 50 | 25% | 37.5
3280 | Fire-Lite By Honeywell- Fire Alarm | I300 | ISOLATOR MODULE -- REQUIRED FOR STYLE 7 (CLASS A) SLC | Each | N/A | 1-Year | 96.75 | 25% | 72.5625
3281 | Fire-Lite By Honeywell- Fire Alarm | IPBRKT | USED FOR MOUNTING IP COMMUNICATORS IN COMMON ENCLOSURE FOR MS-5UD-3, MS-10UD-7, MS-9050UD, MS-9200UDLS & MS-9600UDLS | Each | N/A | 1-Year | 67 | 25% | 50.25
3282 | Fire-Lite By Honeywell- Fire Alarm | IPDACT-2 | INTERNET COMMUNICATOR. REQUIRES COMPATIBLE FIRE-LITE PANEL EQUIPPED WITH ON-BOARD OR OPTIONAL DACT. | Each | N/A | 1-Year | 592.5 | 25% | 444.375
3283 | Fire-Lite By Honeywell- Fire Alarm | IPDACT-2UD | INTERNET COMMUNICATOR WITH UPLOAD DOWNLOAD CAPABILITY. REQUIRES COMPATIBLE FIRE-LITE PANEL EQUIPPED WITH ON-BOARD OR OPTIONAL DACT. | Each | N/A | 1-Year | 700 | 25% | 525
3284 | Fire-Lite By Honeywell- Fire Alarm | IPENC | ENCLOSURE USED FOR MOUNTING IP COMMUNICATORS NEXT TO LEGACY FACP ENCLOSURES | Each | N/A | 1-Year | 124 | 25% | 93
3285 | Fire-Lite By Honeywell- Fire Alarm | IPENC-B | ENCLOSURE FOR IP CMMNCTR BLACK | Each | N/A | 1-Year | 122.5 | 25% | 91.875
3286 | Fire-Lite By Honeywell- Fire Alarm | IPOTS-COM | POTS/IP COMMUNICATOR CARD | Each | N/A | 1-Year | 294 | 25% | 220.5
3287 | Fire-Lite By Honeywell- Fire Alarm | IPSPLT | SPLITTER: DUAL 8TPC TO SINGLE 8TPC "Y" SPLITTER WITH 2 EA. 9" CABLES FOR COMBINING PANEL PHONE JACKS TO ONE IPDACT INPUT. | Each | N/A | 1-Year | 24.75 | 25% | 18.5625
3288 | Fire-Lite By Honeywell- Fire Alarm | ISO-6 | 6 ISOLATOR MODULE -- REQUIRED FOR STYLE 7 (CLASS A) SLC | Each | N/A | 1-Year | 475.75 | 25% | 356.8125
3289 | Fire-Lite By Honeywell- Fire Alarm | LCD-80F | 80-CHARACTER REMOTE ANNUNCIATOR | Each | N/A | 1-Year | 760.5 | 25% | 570.375
3290 | Fire-Lite By Honeywell- Fire Alarm | LF42241 | XTRALIS - SINGLE ZONE SAMPLING KIT - INCLUDES (2) TUBE MOUNTING PLATES, COMPRESSION FITTINGS, ADAPTORS , ELBOWS AND REDUCERS FOR USE WITH XAS-1-US INLET AND EXHAUST TUBES AND FLEXIBLE TUBING. | Each | N/A | 1-Year | 144.5 | 25% | 108.375
3291 | Fire-Lite By Honeywell- Fire Alarm | LF42243 | XTRALIS - DUAL ZONE SAMPLING KIT - INCLUDES (3) TUBE MOUNTING PLATES, COMPRESSION FITTINGS, ADAPTORS, ELBOWS AND REDUCERS FOR USE WITH XAS-2-US , INLET & EXHAUST TUBES AND FLEXIBLE TUBING. | Each | N/A | 1-Year | 197 | 25% | 147.75
3292 | Fire-Lite By Honeywell- Fire Alarm | LF42249 | XTRALIS - 50' FLEXIBLE SINGLE CORE TUBE - PROVIDES ONE 50 FOOT LONG 1/2" I.D. FLEXIBLE TUBE FOR USE WITH XAS UNITS IN DUCT SAMPLING ARRANGEMENTS. | Each | N/A | 1-Year | 98.3 | 25% | 73.725
3293 | Fire-Lite By Honeywell- Fire Alarm | LF42250 | XTRALIS - 25' FLEXIBLE SINGLE CORE TUBE - PROVIDES ONE 25 FOOT LONG 1/2" I.D. FLEXIBLE TUBE FOR USE WITH XAS UNITS IN DUCT SAMPLING ARRANGEMENTS. | Each | N/A | 1-Year | 166.5 | 25% | 124.875
3294 | Fire-Lite By Honeywell- Fire Alarm | LF42282 | XTRALIS - SINGLE ZONE WATER TRAP KIT. FOR USE WITH XAS-1-US - INCLUDES 3/4" CPVC PIPE, FITTINGS AND BALL VALVE TO PROVIDE WATER TRAP FUNCTION ON INSTALLATIONS WHICH ARE SUBJECT TO HIGH HUMIDITY AND/OR CONDENSATION. | Each | N/A | 1-Year | 115 | 25% | 86.25
3295 | Fire-Lite By Honeywell- Fire Alarm | LF42283 | XTRALIS - DUAL ZONE WATER TRAP KIT. FOR USE WITH XAS-2-US - INCLUDES 3/4" CPVC PIPE, FITTINGS AND BALL VALVE TO PROVIDE WATER TRAP FUNCTION ON INSTALLATIONS WHICH ARE SUBJECT TO HIGH HUMIDITY AND/OR CONDENSATION. | Each | N/A | 1-Year | 158.5 | 25% | 118.875
3296 | Fire-Lite By Honeywell- Fire Alarm | LF42285 | XTRALIS - 18" - 2 HOLE SAMPLE & EXHAUST TUBE KIT | Each | N/A | 1-Year | 36.2 | 25% | 27.15
3297 | Fire-Lite By Honeywell- Fire Alarm | LF42286 | XTRALIS - 36" - 3 HOLE SAMPLE & EXHAUST TUBE KIT | Each | N/A | 1-Year | 32.8 | 25% | 24.6
3298 | Fire-Lite By Honeywell- Fire Alarm | LF42287 | XTRALIS - 60" - 4 HOLE SAMPLE & EXHAUST TUBE KIT | Each | N/A | 1-Year | 45.9 | 25% | 34.425
3299 | Fire-Lite By Honeywell- Fire Alarm | LF42288 | XTRALIS - 18" - 2 HOLE SAMPLE & EXHAUST TUBE KIT | Each | N/A | 1-Year | 41.5 | 25% | 31.125
3300 | Fire-Lite By Honeywell- Fire Alarm | LF42289 | XTRALIS - 36" - 3 HOLE SAMPLE & EXHAUST TUBE KIT | Each | N/A | 1-Year | 65.5 | 25% | 49.125
3301 | Fire-Lite By Honeywell- Fire Alarm | LF42290 | XTRALIS - 60" - 4 HOLE SAMPLE & EXHAUST TUBE KIT | Each | N/A | 1-Year | 91.7 | 25% | 68.775
3302 | Fire-Lite By Honeywell- Fire Alarm | M02-04-00 | REPLACEMENT TEST MAGNET | Each | N/A | 1-Year | 8.5 | 25% | 6.375
3303 | Fire-Lite By Honeywell- Fire Alarm | M02-09-00 | TELESCOPE HANDLE W/ TEST MAGNET | Each | N/A | 1-Year | 38.5 | 25% | 28.875
3304 | Fire-Lite By Honeywell- Fire Alarm | MBT-1 | CITY BOX MODULE USED WITH ADDRESSABLE PANELS. | Each | N/A | 1-Year | 117 | 25% | 87.75
3305 | Fire-Lite By Honeywell- Fire Alarm | MCBL-7 | DACT PHONE CORD – 7 FEET | Each | N/A | 1-Year | 11.25 | 25% | 8.4375
3306 | Fire-Lite By Honeywell- Fire Alarm | MDF-300 | SAME AS MMF-300, W/ONE ADDITIONAL STYLE B/D (CLASS A/B) INITIATING DEVICE CIRCUIT | Each | N/A | 1-Year | 161.25 | 25% | 120.9375
3307 | Fire-Lite By Honeywell- Fire Alarm | MIP-2 | IP COMMUNICATOR, SECURITY NO UD | Each | N/A | 1-Year | 652 | 25% | 489
3308 | Fire-Lite By Honeywell- Fire Alarm | MIP-2UD | IP COMMUNICATOR, SECURITY WITH UD | Each | N/A | 1-Year | 769.5 | 25% | 577.125
3309 | Fire-Lite By Honeywell- Fire Alarm | MMF-300 | ADDRESSABLE MONITOR MODULE, ONE STYLE B/D (CLASS A/B) INITIATING DEVICE CIRCUIT FOR MONITORING N/O CONTACT DEVICES, INCLUDES POLLING LED | Each | N/A | 1-Year | 88.75 | 25% | 66.5625
3310 | Fire-Lite By Honeywell- Fire Alarm | MMF-300-10 | 10-INPUT (CLASS B) OR 5-INPUT (CLASS A) MONITOR MODULE CARD | Each | N/A | 1-Year | 722.25 | 25% | 541.6875
3311 | Fire-Lite By Honeywell- Fire Alarm | MMF-300-10A | 10 INPUT MONITOR MODULE CARD | Each | N/A | 1-Year | 4625 | 25% | 3468.75
3312 | Fire-Lite By Honeywell- Fire Alarm | MMF-301 | ADDRESSABLE MINI-MONITOR MODULE, ONE STYLE B (CLASS B) INITIATING DEVICE CIRCUIT FOR MONITORING N/O CONTACT DEVICES, DOES NOT INCLUDE A POLLING LED | Each | N/A | 1-Year | 75.25 | 25% | 56.4375
3313 | Fire-Lite By Honeywell- Fire Alarm | MMF-302 | ADDRESSABLE MONITOR MODULE, ONE STYLE B (CLASS B) INITIATING DEVICE CIRCUIT FOR MONITORING COMPATIBLE 2-WIRE SMOKE DETECTORS, INCLUDES POLLING LED. REFER TO THE FIRE-LITE ALARMS DEVICE COMPATIBILITY DOCUMENT #15384 FOR LIST OF COMPATIBLE DETECTORS. | Each | N/A | 1-Year | 155.75 | 25% | 116.8125
3314 | Fire-Lite By Honeywell- Fire Alarm | MMF-302-6 | 6-INPUT (CLASS B) OR 3-INPUT (CLASS A) 2-WIRE DET. ZONE MODULE | Each | N/A | 1-Year | 759.75 | 25% | 569.8125
3315 | Fire-Lite By Honeywell- Fire Alarm | MR-101/CR | SPDT RELAY IN A RED METAL ENCLOSURE | Each | N/A | 1-Year | 41 | 25% | 30.75
3316 | Fire-Lite By Honeywell- Fire Alarm | MR-101/T | RELAY, SPDT, TRACK MOUNT | Each | N/A | 1-Year | 24.8 | 25% | 18.6
3317 | Fire-Lite By Honeywell- Fire Alarm | MR-104/CR | 4 SPDT RELAYS, IN A RED METAL ENCLOSURE | Each | N/A | 1-Year | 132 | 25% | 99
3318 | Fire-Lite By Honeywell- Fire Alarm | MR-104/T | RELAY, 4 SPDT, TRACK MOUNT | Each | N/A | 1-Year | 77.1 | 25% | 57.825
3319 | Fire-Lite By Honeywell- Fire Alarm | MR-199X-13C | RELAY, DPDT, 24VDC, METAL ENCLOSURE | Each | N/A | 1-Year | 137.5 | 25% | 103.125
3320 | Fire-Lite By Honeywell- Fire Alarm | MR-199X-14C | RELAY, DPDT, 120VAC, METAL ENCLOSURE | Each | N/A | 1-Year | 137.5 | 25% | 103.125
3321 | Fire-Lite By Honeywell- Fire Alarm | MR-201/CR | DPDT RELAY IN A RED METAL ENCLOSURE. | Each | N/A | 1-Year | 44.2 | 25% | 33.15
3322 | Fire-Lite By Honeywell- Fire Alarm | MR-201/T | RELAY, DPDT, TRACK MOUNT | Each | N/A | 1-Year | 29 | 25% | 21.75
3323 | Fire-Lite By Honeywell- Fire Alarm | MR-204/CR | 4 DPDT RELAYS IN A RED METAL ENCLOSURE. | Each | N/A | 1-Year | 149.5 | 25% | 112.125
3324 | Fire-Lite By Honeywell- Fire Alarm | MR-204/T | RELAY, 4 DPDT, TRACK MOUNT | Each | N/A | 1-Year | 96.9 | 25% | 72.675
3325 | Fire-Lite By Honeywell- Fire Alarm | MRP-2001 | PRE-ACTION DELUGE CONTROL PANEL, 120 VAC | Each | N/A | 1-Year | 1271.75 | 25% | 953.8125
3326 | Fire-Lite By Honeywell- Fire Alarm | MRP-2001E | PRE-ACTION DELUGE CONTROL PANEL, 220 VOLTS | Each | N/A | 1-Year | 1235.25 | 25% | 926.4375
3327 | Fire-Lite By Honeywell- Fire Alarm | MRP-2002 | AGENT RELEASE CONTROL PANEL, 120 VAC | Each | N/A | 1-Year | 1494.5 | 25% | 1120.875
3328 | Fire-Lite By Honeywell- Fire Alarm | MRP-2002E | AGENT RELEASE CONTROL PANEL, 220 VOLTS | Each | N/A | 1-Year | 1494.5 | 25% | 1120.875
3329 | Fire-Lite By Honeywell- Fire Alarm | MS-10UD-7 | 10 ZONE CONVENTIONAL FIRE CONTROL PANEL WITH 7 AMP POWER SUPPLY. | Each | N/A | 1-Year | 1500.75 | 25% | 1125.5625
3330 | Fire-Lite By Honeywell- Fire Alarm | MS-10UD-7C | 10 ZONE CONVENTIONAL FIRE CONTROL PANEL WITH DACT AND 7 AMP POWER SUPPLY, INCLUDES N-ANN-LED AND DRESS PLATE | Each | N/A | 1-Year | 2040.75 | 25% | 1530.5625
3331 | Fire-Lite By Honeywell- Fire Alarm | MS-10UD-7E | 10 ZONE CONVENTIONAL FIRE CONTROL PANEL WITH 7 AMP POWER SUPPLY. 220 VOLTS | Each | N/A | 1-Year | 1500.75 | 25% | 1125.5625
3332 | Fire-Lite By Honeywell- Fire Alarm | MS-2E | EXPORT VERSION OF MS-2; 220 VOLTS | Each | N/A | 1-Year | 568 | 25% | 426
3333 | Fire-Lite By Honeywell- Fire Alarm | MS-2-L8 | FIRE ALARM CONTROL PANEL, 2-ZONE, CLASS B, 24VDC, ONE CLASS B NAC | Each | N/A | 1-Year | 503.75 | 25% | 377.8125
3334 | Fire-Lite By Honeywell- Fire Alarm | MS-4 | FIRE ALARM CONTROL PANEL, 4-ZONE, CLASS B/A (USE CAC-4 FOR CLASS A), 24VDC, ONE CLASS B/A (USE CAC-4 FOR CLASS A) NAC | Each | N/A | 1-Year | 697.25 | 25% | 522.9375
3335 | Fire-Lite By Honeywell- Fire Alarm | MS-4E | EXPORT VERSION OF MS-4; 220 VOLTS | Each | N/A | 1-Year | 697.25 | 25% | 522.9375
3336 | Fire-Lite By Honeywell- Fire Alarm | MS-5UD-3 | 5 ZONE CONVENTIONAL FIRE CONTROL PANEL WITH 3 AMP POWER SUPPLY. | Each | N/A | 1-Year | 1188.5 | 25% | 891.375
3337 | Fire-Lite By Honeywell- Fire Alarm | MS-5UD-3E | 5 ZONE CONVENTIONAL FIRE CONTROL PANEL WITH 3 AMP POWER SUPPLY. 220 VOLTS | Each | N/A | 1-Year | 1186.5 | 25% | 889.875
3338 | Fire-Lite By Honeywell- Fire Alarm | MS-9600LS | ADDRESSABLE FIRE ALARM CONTROL, 636-POINTS ON TWO SIGNALING LINE CIRCUIT’S (SLC’S), (2ND SLC OPTIONAL), 24VDC | Each | N/A | 1-Year | 2214.25 | 25% | 1660.6875
3339 | Fire-Lite By Honeywell- Fire Alarm | MS-9600LSE | ADDRESSABLE FIRE ALARM CONTROL, 636-POINTS ON TWO SIGNALING LINE CIRCUIT’S (SLC’S), (2ND SLC OPTIONAL), 24VDC, 220VAC | Each | N/A | 1-Year | 2214.25 | 25% | 1660.6875
3340 | Fire-Lite By Honeywell- Fire Alarm | MS-9600UDLS | ADDRESSABLE FIRE ALARM CONTROL, WITH UPLOAD/DOWNLOAD, 636-POINTS ON TWO SIGNALING LINE CIRCUIT’S (SLC’S),W/BUILT IN DIALER, (2ND SLC OPTIONAL), 24VDC | Each | N/A | 1-Year | 2591.5 | 25% | 1943.625
3341 | Fire-Lite By Honeywell- Fire Alarm | MS-9600UDLSE | ADDRESSABLE FIRE ALARM CONTROL, WITH UPLOAD/DOWNLOAD, 636-POINTS ON TWO SIGNALING LINE CIRCUIT’S (SLC’S), W/BUILT IN DIALER, (2ND SLC OPTIONAL), 24VDC, 220VAC | Each | N/A | 1-Year | 2591.5 | 25% | 1943.625
3342 | Fire-Lite By Honeywell- Fire Alarm | MULTIMOD-BRKT | MOD MOUNTING PLATE | Each | N/A | 1-Year | 54 | 25% | 40.5
3343 | Fire-Lite By Honeywell- Fire Alarm | NAC-REM | NOTIFICATION APPLIANCE CIRCUIT/RELAY EXPANDER MODULE (INCLUDES DUAL NACS & 2 FORM-C RELAYS FOR EXPANSION) | Each | N/A | 1-Year | 353 | 25% | 264.75
3344 | Fire-Lite By Honeywell- Fire Alarm | NY-PLATE | PULL STATION TRIM PLATE FOR NEW YORK CITY, FOR USE WITH ALL BG SERIES PULL STATIONS | Each | N/A | 1-Year | 39.5 | 25% | 29.625
3345 | Fire-Lite By Honeywell- Fire Alarm | OSE-ACF | XTRALIS - ANTI-CONDENSATION FILM FOR EMITTER - 10 UNITS | Each | N/A | 1-Year | 182.5 | 25% | 136.875
3346 | Fire-Lite By Honeywell- Fire Alarm | OSEH-ACF | XTRALIS - ANTI-CONDENSATION FILM FOR OSID-EH HOUSINGS - 10 UNITS | Each | N/A | 1-Year | 699 | 25% | 524.25
3347 | Fire-Lite By Honeywell- Fire Alarm | OSE-HPW-L8 | XTRALIS - EMITTER - HIGH POWER, WIRED AT 24V DC | Each | N/A | 1-Year | 801 | 25% | 600.75
3348 | Fire-Lite By Honeywell- Fire Alarm | OSE-RBA | XTRALIS - EMITTER SPARE BATTERY ALKALINE | Each | N/A | 1-Year | 85.2 | 25% | 63.9
3349 | Fire-Lite By Honeywell- Fire Alarm | OSE-RBL | Emitter Lithium battery exchange unit | Each | N/A | 1-Year | 140 | 25% | 105
3350 | Fire-Lite By Honeywell- Fire Alarm | OSE-RBL | XTRALIS - EMITTER LITHIUM BATTERY EXCHANGE UNIT | Each | N/A | 1-Year | 145.5 | 25% | 109.125
3351 | Fire-Lite By Honeywell- Fire Alarm | OSE-SP-L8 | XTRALIS - EMITTER -STANDARD POWER, BATTERY | Each | N/A | 1-Year | 364 | 25% | 273
3352 | Fire-Lite By Honeywell- Fire Alarm | OSE-SPW-L8 | XTRALIS - EMITTER - STANDARD POWER, WIRED AT 24V DC | Each | N/A | 1-Year | 364 | 25% | 273
3353 | Fire-Lite By Honeywell- Fire Alarm | OSI-10-L8 | XTRALIS - IMAGER - 7º COVERAGE, 24V DC | Each | N/A | 1-Year | 753 | 25% | 564.75
3354 | Fire-Lite By Honeywell- Fire Alarm | OSI-90-L8 | XTRALIS - IMAGER - 80º COVERAGE, 24V DC | Each | N/A | 1-Year | 777 | 25% | 582.75
3355 | Fire-Lite By Honeywell- Fire Alarm | OSID-EHE | XTRALIS - EMITTER ENVIRONMENTAL HOUSING | Each | N/A | 1-Year | 230.5 | 25% | 172.875
3356 | Fire-Lite By Honeywell- Fire Alarm | OSID-EHI | XTRALIS - IMAGER ENVIRONMENTAL HOUSING | Each | N/A | 1-Year | 296 | 25% | 222
3357 | Fire-Lite By Honeywell- Fire Alarm | OSID-INST | XTRALIS - OSID INSTALLATION KIT. INCL: LASER ALIGNMENT TOOL, TEST FILTER, PC CABLE, CLEANING CLOTH, MANUAL | Each | N/A | 1-Year | 277.5 | 25% | 208.125
3358 | Fire-Lite By Honeywell- Fire Alarm | OSID-WG | XTRALIS - WIRE GUARD | Each | N/A | 1-Year | 67.7 | 25% | 50.775
3359 | Fire-Lite By Honeywell- Fire Alarm | OSI-LS | XTRALIS - LIGHT SHIELD FOR OSI-10 | Each | N/A | 1-Year | 54.6 | 25% | 40.95
3360 | Fire-Lite By Honeywell- Fire Alarm | OSP-001 | XTRALIS - FTDI CABLE 1.5M | Each | N/A | 1-Year | 73.2 | 25% | 54.9
3361 | Fire-Lite By Honeywell- Fire Alarm | OSP-002 | XTRALIS - LASER ALIGNMENT TOOL | Each | N/A | 1-Year | 107 | 25% | 80.25
3362 | Fire-Lite By Honeywell- Fire Alarm | OSP-003 | XTRALIS - ACRYLIC TEST FILTER - 10 PACK | Each | N/A | 1-Year | 107 | 25% | 80.25
3363 | Fire-Lite By Honeywell- Fire Alarm | OSP-003-200 | XTRALIS - ACRYLIC TEST FILTER - BULK PACK 200 UNITS | Each | N/A | 1-Year | 1748 | 25% | 1311
3364 | Fire-Lite By Honeywell- Fire Alarm | P48-21-00 | END CAP FOR METAL SAMPLING TUBES | Each | N/A | 1-Year | 6.8 | 25% | 5.1
3365 | Fire-Lite By Honeywell- Fire Alarm | PAM-1 | ENCAPSULATED, 24 VAC/24VDC/115VAC RELAY, 10 AMP, FORM-C | Each | N/A | 1-Year | 17.5 | 25% | 13.125
3366 | Fire-Lite By Honeywell- Fire Alarm | PAM-2 | ENCAPSULATED, 12/24VDC RELAY, 7 AMP, FORM-C | Each | N/A | 1-Year | 17.5 | 25% | 13.125
3367 | Fire-Lite By Honeywell- Fire Alarm | PAM-4 | ENCAPSULATED, 12/24VDC (9VDC -40VDC) RELAY, 7 OR 10 AMP, FORM-C | Each | N/A | 1-Year | 17.5 | 25% | 13.125
3368 | Fire-Lite By Honeywell- Fire Alarm | PCI-24 | INTERFACE BOX USED FOR INTERROGATING FS7-2173-2RP/FS10R FIRE DETECTORS (INCLUDES UNIVERSAL CHARGER) | Each | N/A | 1-Year | 874 | 25% | 655.5
3369 | Fire-Lite By Honeywell- Fire Alarm | PIP-015 | XTRALIS - FLUSH SAMPLING POINT | Each | N/A | 1-Year | 38.2 | 25% | 28.65
3370 | Fire-Lite By Honeywell- Fire Alarm | PK-CD | UPLOAD / DOWNLOAD SOFTWARE CD | Each | N/A | 1-Year | 138.5 | 25% | 103.875
3371 | Fire-Lite By Honeywell- Fire Alarm | PRN-7 | 24-PIN DOT-MATRIX PRINTER, 110-230 VAC POWER. | Each | N/A | 1-Year | 2158 | 25% | 1618.5
3372 | Fire-Lite By Honeywell- Fire Alarm | PRN9200-CABLE | KIT, CABLE ASSEMBLY, WITH DB9M/25F ADAPTER | Each | N/A | 1-Year | 72.75 | 25% | 54.5625
3373 | Fire-Lite By Honeywell- Fire Alarm | PRO-411 | HAND-HELD PROGRAMMER FOR LOCAL PROGRAMMING OF 411, 411UD OR 411UDAC | Each | N/A | 1-Year | 264 | 25% | 198
3374 | Fire-Lite By Honeywell- Fire Alarm | PRT/PK-CABLE | CABLE PRINTER/PERSONAL COMPUTER INTERFACE CABLE | Each | N/A | 1-Year | 40.5 | 25% | 30.375
3375 | Fire-Lite By Honeywell- Fire Alarm | PWRMOD24 | 3 AMP NAC POWER BOOSTER | Each | N/A | 1-Year | 155 | 25% | 116.25
3376 | Fire-Lite By Honeywell- Fire Alarm | RA100Z | REMOTE LED. MOUNTS TO SINGLE GANG BOX. | Each | N/A | 1-Year | 30.25 | 25% | 22.6875
3377 | Fire-Lite By Honeywell- Fire Alarm | REL-4.7K | REMOTE END OF LINE RESISTOR 4.7K OHMS | Each | N/A | 1-Year | 18 | 25% | 13.5
3378 | Fire-Lite By Honeywell- Fire Alarm | REL-4.7K-BP | REMOTE END OF LINE RESISTOR 4.7K OHMS; PKG. OF 10 | Each | N/A | 1-Year | 164.5 | 25% | 123.375
3379 | Fire-Lite By Honeywell- Fire Alarm | REL-47K | REMOTE END OF LINE RESISTOR 47K OHMS | Each | N/A | 1-Year | 25.25 | 25% | 18.9375
3380 | Fire-Lite By Honeywell- Fire Alarm | REL-47K-BP | REMOTE END OF LINE RESISTOR 47K OHMS; PKG. OF 10 | Each | N/A | 1-Year | 223 | 25% | 167.25
3381 | Fire-Lite By Honeywell- Fire Alarm | ROME | RELAY OPTION MODULE ENCLOSURE, SHIPPED WITH ONE ANN-RLY | Each | N/A | 1-Year | 464 | 25% | 348
3382 | Fire-Lite By Honeywell- Fire Alarm | RP-3.3K | REVERSE POLARITY KIT REQUIRED FOR CITY OF CHICAGO AND MS-9050UD WHEN USED WITH MASTERBOX | Each | N/A | 1-Year | 32 | 25% | 24
3383 | Fire-Lite By Honeywell- Fire Alarm | RTM-8F | RELAY TRANSMITTER MODULE, 8 FORM-C RELAYS (SOFTWARE ZONES 1-8), REMOTE STATION OR MUNICIPAL BOX CONNECTIONS | Each | N/A | 1-Year | 452.75 | 25% | 339.5625
3384 | Fire-Lite By Honeywell- Fire Alarm | RTS151 | REMOTE TEST STATION; WITH SWITCH | Each | N/A | 1-Year | 62 | 25% | 46.5
3385 | Fire-Lite By Honeywell- Fire Alarm | RTS151KEY | REMOTE TEST STATION; WITH SWITCH, KEY RESET. | Each | N/A | 1-Year | 91.75 | 25% | 68.8125
3386 | Fire-Lite By Honeywell- Fire Alarm | RZA-4XF | REMOTE ANNUNCIATOR FOR THE MS-4, 4 ALARM - 1 TROUBLE, REQUIRES 4XLMF DRIVER | Each | N/A | 1-Year | 125 | 25% | 93.75
3387 | Fire-Lite By Honeywell- Fire Alarm | RZA-5F | REMOTE ANNUNCIATOR, 5 ALRM-1 TROUBLE, USE W/ADM-12 DRIVER | Each | N/A | 1-Year | 138.25 | 25% | 103.6875
3388 | Fire-Lite By Honeywell- Fire Alarm | SB-10 | SURFACE MOUNT BACKBOX | Each | N/A | 1-Year | 16.75 | 25% | 12.5625
3389 | Fire-Lite By Honeywell- Fire Alarm | SBA-10 | SURFACE MOUNT BACKBOX, FOR USE WITH BG-12LRA ONLY. | Each | N/A | 1-Year | 21.25 | 25% | 15.9375
3390 | Fire-Lite By Honeywell- Fire Alarm | SBB-3 | SURFACE MOUNT BACKBOX FOR LCD-80F | Each | N/A | 1-Year | 63 | 25% | 47.25
3391 | Fire-Lite By Honeywell- Fire Alarm | SB-I/O | SURFACE MOUNT BACKBOX FOR INDOOR OR OUTDOOR (UL LISTED) APPLICATIONS. SHIPPED WITH THE BG-12LOB, | Each | N/A | 1-Year | 18.5 | 25% | 13.875
3392 | Fire-Lite By Honeywell- Fire Alarm | SD355 | ADDRESSABLE LOW-PROFILE PHOTOELECTRIC SMOKE DETECTOR; INCLUDES B210LP BASE | Each | N/A | 1-Year | 93.25 | 25% | 69.9375
3393 | Fire-Lite By Honeywell- Fire Alarm | SD355CO | FIRE/CO ADDRESSABLE DETECTOR | Each | N/A | 1-Year | 246 | 25% | 184.5
3394 | Fire-Lite By Honeywell- Fire Alarm | SD355R | INTELLIGENT PHOTOELECTRIC REPLACEMENT DUCT SMOKE DETECTOR WITH REMOTE TEST CAPABILITY | Each | N/A | 1-Year | 96.75 | 25% | 72.5625
3395 | Fire-Lite By Honeywell- Fire Alarm | SD355T | ADDRESSABLE LOW-PROFILE PHOTOELECTRIC SMOKE DETECTOR W/THERMAL SENSOR; INCLUDES B210LP BASE | Each | N/A | 1-Year | 103 | 25% | 77.25
3396 | Fire-Lite By Honeywell- Fire Alarm | SD365 | ADDRESSABLE LOW-PROFILE PHOTOELECTRIC SMOKE DETECTOR; WHITE; LITESPEED ONLY; INCLUDES BASE | Each | N/A | 1-Year | 93 | 25% | 69.75
3397 | Fire-Lite By Honeywell- Fire Alarm | SD365-IV | ADDRESSABLE LOW-PROFILE PHOTOELECTRIC SMOKE DETECTOR; IVORY; CLIP & LITESPEED; INCLUDES BASE | Each | N/A | 1-Year | 105 | 25% | 78.75
3398 | Fire-Lite By Honeywell- Fire Alarm | SD365R | INTELLIGENT PHOTOELECTRIC REPLACEMENT DUCT SMOKE DETECTOR WITH REMOTE TEST CAPABILITY; WHITE; LITESPEED ONLY | Each | N/A | 1-Year | 97 | 25% | 72.75
3399 | Fire-Lite By Honeywell- Fire Alarm | SD365R-IV | INTELLIGENT PHOTOELECTRIC REPLACEMENT DUCT SMOKE DETECTOR WITH REMOTE TEST CAPABILITY; IVORY; CLIP & LITESPEED | Each | N/A | 1-Year | 108 | 25% | 81
3400 | Fire-Lite By Honeywell- Fire Alarm | SD365T | ADDRESSABLE LOW-PROFILE PHOTOELECTRIC SMOKE DETECTOR W/THERMAL SENSOR; WHITE; LITESPEED ONLY; INCLUDES BASE | Each | N/A | 1-Year | 103 | 25% | 77.25
3401 | Fire-Lite By Honeywell- Fire Alarm | SD365T-IV | ADDRESSABLE LOW-PROFILE PHOTOELECTRIC SMOKE DETECTOR W/THERMAL SENSOR; IVORY; CLIP & LITESPEED; INCLUDES BASE | Each | N/A | 1-Year | 115 | 25% | 86.25
3402 | Fire-Lite By Honeywell- Fire Alarm | SEISKIT-320/B26 | SEISMIC KIT FOR BB26-KIT,SEISMIC,NFS-320/B26 | Each | N/A | 1-Year | 170 | 25% | 127.5
3403 | Fire-Lite By Honeywell- Fire Alarm | SEISKIT-BB100 | SEISMIC KIT FOR BB100 - KIT,SEISMIC,BB100/200 | Each | N/A | 1-Year | 258 | 25% | 193.5
3404 | Fire-Lite By Honeywell- Fire Alarm | SEISKIT-BB17 | SEISMIC KIT FOR BB17F-KIT,SEISMIC,BB17 SERIES | Each | N/A | 1-Year | 217.5 | 25% | 163.125
3405 | Fire-Lite By Honeywell- Fire Alarm | SENS-RDR | I3 SMOKE DETECTOR SENSITIVITY READER | Each | N/A | 1-Year | 392 | 25% | 294
3406 | Fire-Lite By Honeywell- Fire Alarm | SLC-2 | OPTIONAL SECOND SLC, EXPANSION MODULE, INCREASES POINT CAPACITY FROM 319 TO 636 ADDRESSABLE POINTS. | Each | N/A | 1-Year | 832.5 | 25% | 624.375
3407 | Fire-Lite By Honeywell- Fire Alarm | SLC-2LS | ADDS SECOND SLC LOOP TO MS-9600LS OR MS-9600UDLS; INCREASES POINT CAPACITY FROM 318 TO 636 ADDRESSABLE POINTS. | Each | N/A | 1-Year | 793.75 | 25% | 595.3125
3408 | Fire-Lite By Honeywell- Fire Alarm | SM4 | STAINLESS STEEL SWIVEL MOUNTING ASSEMBLY FOR FS24X, FS18X, SS4, SS2 DETECTORS | Each | N/A | 1-Year | 200 | 25% | 150
3409 | Fire-Lite By Honeywell- Fire Alarm | SMB500-WH | WHITE BACK BOX | Each | N/A | 1-Year | 15.5 | 25% | 11.625
3410 | Fire-Lite By Honeywell- Fire Alarm | SMB600 | SURFACE MOUNTING KIT -- 400 SERIES DETECTORS WITH 6 INCH BASE | Each | N/A | 1-Year | 18 | 25% | 13.5
3411 | Fire-Lite By Honeywell- Fire Alarm | STI1100 | MANUAL PULL STATION COVER, STOPPER II WITH HORN, FLUSH | Each | N/A | 1-Year | 136 | 25% | 102
3412 | Fire-Lite By Honeywell- Fire Alarm | STI1130 | MANUAL PULL STATION COVER, STOPPER II WITH HORN, SURFACE | Each | N/A | 1-Year | 151.5 | 25% | 113.625
3413 | Fire-Lite By Honeywell- Fire Alarm | STI1200 | MANUAL PULL STATION COVER, STOPPER II, FLUSH | Each | N/A | 1-Year | 74.2 | 25% | 55.65
3414 | Fire-Lite By Honeywell- Fire Alarm | STI1210D | HORN STROBE COVER, SURFACE MOUNT | Each | N/A | 1-Year | 75.2 | 25% | 56.4
3415 | Fire-Lite By Honeywell- Fire Alarm | STI1210E | HORN STROBE COVER, FLUSH MOUNT | Each | N/A | 1-Year | 62.7 | 25% | 47.025
3416 | Fire-Lite By Honeywell- Fire Alarm | STI1221D | STROBE COVER, SURFACE MOUNT | Each | N/A | 1-Year | 75.2 | 25% | 56.4
3417 | Fire-Lite By Honeywell- Fire Alarm | STI1221E | STROBE COVER, FLUSH MOUNT | Each | N/A | 1-Year | 53.3 | 25% | 39.975
3418 | Fire-Lite By Honeywell- Fire Alarm | STI1230 | MANUAL PULL STATION COVER, STOPPER II, SURFACE | Each | N/A | 1-Year | 104.5 | 25% | 78.375
3419 | Fire-Lite By Honeywell- Fire Alarm | STI1250 | MANUAL PULL STATION COVER, WEATHER STOPPER II, FLUSH | Each | N/A | 1-Year | 90.9 | 25% | 68.175
3420 | Fire-Lite By Honeywell- Fire Alarm | STI1280 | BACK PLATE FOR STOPPER II SERIES | Each | N/A | 1-Year | 30.3 | 25% | 22.725
3421 | Fire-Lite By Honeywell- Fire Alarm | STI3002 | WEATHER GASKET | Each | N/A | 1-Year | 10.5 | 25% | 7.875
3422 | Fire-Lite By Honeywell- Fire Alarm | STI3003 | CONDUIT GASKET | Each | N/A | 1-Year | 11.5 | 25% | 8.625
3423 | Fire-Lite By Honeywell- Fire Alarm | STI3100 | CONDUIT SPACER -- SURFACE MOUNT | Each | N/A | 1-Year | 31.4 | 25% | 23.55
3424 | Fire-Lite By Honeywell- Fire Alarm | STI3150 | MANUAL PULL STATION COVER, WEATHER STOPPER II, SURFACE | Each | N/A | 1-Year | 121.5 | 25% | 91.125
3425 | Fire-Lite By Honeywell- Fire Alarm | STI4100 | MANUAL PULL STATION COVER, STOPPER G, LARGE BREAK-GLASS COVER | Each | N/A | 1-Year | 73.2 | 25% | 54.9
3426 | Fire-Lite By Honeywell- Fire Alarm | STI6100 | MANUAL PULL STATION COVER, STOPPER G, STANDARD BREAK-GLASS COVER | Each | N/A | 1-Year | 83.6 | 25% | 62.7
3427 | Fire-Lite By Honeywell- Fire Alarm | STI7500A | LOCKABLE ENCLOSURE, INTERNAL DIMENSIONS 8.5 L X 5.4W X 4.2D, WITH KEY LOCK | Each | N/A | 1-Year | 91 | 25% | 68.25
3428 | Fire-Lite By Honeywell- Fire Alarm | STI7501A | LOCKABLE ENCLOSURE, INTERNAL DIMENSIONS 8.5 L X 5.4W X 4.2D, WITH THUMB LOCK | Each | N/A | 1-Year | 91 | 25% | 68.25
3429 | Fire-Lite By Honeywell- Fire Alarm | STI7510A | LOCKABLE ENCLOSURE, INTERNAL DIMENSIONS 8.5 L X 6.5W X 4.6D, WITH KEY LOCK | Each | N/A | 1-Year | 79.4 | 25% | 59.55
3430 | Fire-Lite By Honeywell- Fire Alarm | STI7520 | LOCKABLE ENCLOSURE, INTERNAL DIMENSIONS 10.9 L X 8.9W X 3.1W, WITH KEY LOCK | Each | N/A | 1-Year | 193 | 25% | 144.75
3431 | Fire-Lite By Honeywell- Fire Alarm | STI7530 | LOCKABLE ENCLOSURE, INTERNAL DIMENSIONS 14.2 L X 12.2W X 6.4D, WITH KEY LOCK | Each | N/A | 1-Year | 227 | 25% | 170.25
3432 | Fire-Lite By Honeywell- Fire Alarm | STI-7550 | LOCKABLE ENCLOSURE, INTERNAL DIMENSIONS 24.7 L X 19.7W X 7.3D, WITH KEY LOCK | Each | N/A | 1-Year | 959.75 | 25% | 719.8125
3433 | Fire-Lite By Honeywell- Fire Alarm | STI-7551 | LOCKABLE ENCLOSURE, INTERNAL DIMENSIONS 24.7 L X 19.7W X 7.3D, WITH THUMB LOCK | Each | N/A | 1-Year | 732 | 25% | 549
3434 | Fire-Lite By Honeywell- Fire Alarm | STI9601 | STEEL WEB STOPPER, LOW-PROFILE | Each | N/A | 1-Year | 54.3 | 25% | 40.725
3435 | Fire-Lite By Honeywell- Fire Alarm | STI9602 | STEEL WEB STOPPER, LOW-PROFILE, SURFACE MOUNT | Each | N/A | 1-Year | 51.2 | 25% | 38.4
3436 | Fire-Lite By Honeywell- Fire Alarm | STI9604 | STEEL WEB STOPPER, MEDIUM-PROFILE | Each | N/A | 1-Year | 54.3 | 25% | 40.725
3437 | Fire-Lite By Honeywell- Fire Alarm | STI9605 | STEEL WEB STOPPER, MEDIUM-PROFILE, SURFACE MOUNT | Each | N/A | 1-Year | 51.2 | 25% | 38.4
3438 | Fire-Lite By Honeywell- Fire Alarm | STI9609 | STEEL WEB STOPPER, HIGH-PROFILE | Each | N/A | 1-Year | 54.3 | 25% | 40.725
3439 | Fire-Lite By Honeywell- Fire Alarm | STI9610 | STEEL WEB STOPPER, HIGH-PROFILE, SURFACE MOUNT | Each | N/A | 1-Year | 51.2 | 25% | 38.4
3440 | Fire-Lite By Honeywell- Fire Alarm | STI9625 | BEAM DETECTOR GUARD | Each | N/A | 1-Year | 137 | 25% | 102.75
3441 | Fire-Lite By Honeywell- Fire Alarm | STI9706 | STEEL WEB STOPPER, FLUSH MOUNT, USE WITH PROJECTED BEAM DETECTOR, (BEAM355, BEAM355S, BEAM1224, AND BEAM1224S) | Each | N/A | 1-Year | 87.8 | 25% | 65.85
3442 | Fire-Lite By Honeywell- Fire Alarm | STI9707 | STEEL WEB STOPPER, SURFACE MOUNT, USE WITH PROJECTED BEAM DETECTOR, (BEAM355, BEAM355S, BEAM1224, AND BEAM1224S) | Each | N/A | 1-Year | 87.8 | 25% | 65.85
3443 | Fire-Lite By Honeywell- Fire Alarm | STI9713 | STEEL WEB STOPPER, LOW-PROFILE, UL LISTED FOR USE WITH SD355 ONLY | Each | N/A | 1-Year | 53.3 | 25% | 39.975
3444 | Fire-Lite By Honeywell- Fire Alarm | SYNC-1 | SYNCHRONIZATION DAUGHTER MODULE FOR CMF-300-6 | Each | N/A | 1-Year | 76.5 | 25% | 57.375
3445 | Fire-Lite By Honeywell- Fire Alarm | TL-1055 | IR TEST LAMP FOR TESTING FSX DETECTORS, NON-EXPLOSION PROOF VERSION. INCL UNIVERSAL CHARGER | Each | N/A | 1-Year | 1225 | 25% | 918.75
3446 | Fire-Lite By Honeywell- Fire Alarm | TL-2055 | IR TEST LAMP FOR TESTING FSX DETECTORS, EXPLOSION PROOF VERSION. INCL UNIVERSAL CHARGER | Each | N/A | 1-Year | 2843 | 25% | 2132.25
3447 | Fire-Lite By Honeywell- Fire Alarm | TR-1-R | TRIM RING FOR SEMI-FLUSH MOUNTING MS-2/MS-4 | Each | N/A | 1-Year | 79.5 | 25% | 59.625
3448 | Fire-Lite By Honeywell- Fire Alarm | TR300 | TRIM RING; WHITE | Each | N/A | 1-Year | 6 | 25% | 4.5
3449 | Fire-Lite By Honeywell- Fire Alarm | TR300-IV | TRIM RING; IVORY | Each | N/A | 1-Year | 13 | 25% | 9.75
3450 | Fire-Lite By Honeywell- Fire Alarm | TR-6-R | TRIM RING FOR ECC-RPU; RED | Each | N/A | 1-Year | 115.75 | 25% | 86.8125
3451 | Fire-Lite By Honeywell- Fire Alarm | TR-CE | TRIM RING; RED | Each | N/A | 1-Year | 115 | 25% | 86.25
3452 | Fire-Lite By Honeywell- Fire Alarm | TUBING-250 | XTRALIS - POLYETHYLENE TUBING, BLACK, 1/2” OD X 3/8” ID, FPE RATED. ENTER QUANTITY IN LINEAR FEET REQUIRED FOR PROJECT. SOLD IN 250 FOOT ROLL. PRICE SHOWN PER ROLL. | Each | N/A | 1-Year | 359.5 | 25% | 269.625
3453 | Fire-Lite By Honeywell- Fire Alarm | VBC-001 | XTRALIS - BATTERY CABINET (HOLDS 4 BATTERIES) | Each | N/A | 1-Year | 249 | 25% | 186.75
3454 | Fire-Lite By Honeywell- Fire Alarm | VBT-012 | XTRALIS - BATTERY, SEALED, LEAD ACID, 12VDC, 12 AMP/HOUR (2 REQUIRED PER DETECTOR) | Each | N/A | 1-Year | 150 | 25% | 112.5
3455 | Fire-Lite By Honeywell- Fire Alarm | VIC-020 | XTRALIS - VESDA MULTI-FUNCTION CONTROL CARD PROVIDES ADDITIONAL 2 RELAYS & GENERAL PURPOSE OUTPUT (GPI) | Each | N/A | 1-Year | 349.5 | 25% | 262.125
3456 | Fire-Lite By Honeywell- Fire Alarm | VISORALARM-PLUS | CENTRAL STATION RECEIVER UL FOR FIRE AND SECURITY | Each | N/A | 1-Year | 4504 | 25% | 3378
3457 | Fire-Lite By Honeywell- Fire Alarm | VKT-020 | XTRALIS - VESDA VLF - 250 DEMO UNIT ONLY, DEMO UNIT WITH POWER CONNECTOR PLUG INSTALLED AND SHORT LENGTH OF PIPE, ELBOW, END CAP AND TWO PIPE LABELS. | Each | N/A | 1-Year | 2145 | 25% | 1608.75
3458 | Fire-Lite By Honeywell- Fire Alarm | VKT-050 | XTRALIS - VESDA VLF - 500 DEMO UNIT ONLY, DEMO UNIT WITH POWER CONNECTOR PLUG INSTALLED AND SHORT LENGTH OF PIPE, ELBOW, END CAP AND TWO PIPE LABELS. | Each | N/A | 1-Year | 2622 | 25% | 1966.5
3459 | Fire-Lite By Honeywell- Fire Alarm | VKT-301 | XTRALIS - OSID DEMO KIT CONSISTING OF 2 X OSE-SPW (FITTED WITH ALKALINE BATTERIES), 1 X OSI-90, 1 X OSID-INST, FITTED IN A CARRY CASE WITH MOUNTING PLATES | Each | N/A | 1-Year | 2958 | 25% | 2218.5
3460 | Fire-Lite By Honeywell- Fire Alarm | VLF-250 | XTRALIS - VLF-250 COMPATIBLE WITH THE ENTIRE FAMILY OF VESDA LASER PRODUCTS (VLP, VLS, VLC, ETC...). ADJUSTABLE SENSITIVITY RANGE IS 0.008 - 6% RO 6.4 /FT. OBS., BUILT - IN CIRCULAR DISPLAY, 3 LEVELS OF ALARM PROVIDED. USE FOR AREAS UP TO 2,500 SQUARE FEET. | Each | N/A | 1-Year | 2284 | 25% | 1713
3461 | Fire-Lite By Honeywell- Fire Alarm | VLF-500 | XTRALIS - VLF-500 COMPATIBLE WITH THE ENTIRE FAMILY OF VESDA LASER PRODUCTS (VLP, VLS, VLC, ETC...). ADJUSTABLE SENSITIVITY RANGE IS 0.008 - 6% OR 6.4 FT./OBS., BUILT - IN CIRCULAR DISPLAY, 3 LEVELS OF ALARM PROVIDED. USE FOR AREAS UP TO 5,000 SQUARE FEET. | Each | N/A | 1-Year | 2816 | 25% | 2112
3462 | Fire-Lite By Honeywell- Fire Alarm | VP-CLIP-US | XTRALIS - 3/4" PIPE SUPPORT CLAMP (REQUIRED FOR EACH 5 FEET OF PIPE). ENTER QUANTITY IN NUMBER OF PIECES REQUIRED FOR PROJECT. SOLD IN BOX QUANTITIES OF 50. PRICE SHOWN PER BOX. | Each | N/A | 1-Year | 136.5 | 25% | 102.375
3463 | Fire-Lite By Honeywell- Fire Alarm | VP-COUP | XTRALIS - COUPLING, 3/4” , SOCKET TO SOCKET CPVC COUPLINGS. ENTER QUANTITY IN NUMBER OF PIECES REQUIRED FOR PROJECT. SOLD IN BOX QUANTITIES OF 15. PRICE SHOWN PER BOX. | Each | N/A | 1-Year | 28.4 | 25% | 21.3
3464 | Fire-Lite By Honeywell- Fire Alarm | VP-CUTTER | XTRALIS - CPVC PIPE CUTTERS. CUTS UP TO 1 1/2” PIPE. | Each | N/A | 1-Year | 187 | 25% | 140.25
3465 | Fire-Lite By Honeywell- Fire Alarm | VP-EC | XTRALIS - END CAP, 3/4” CPVC. ENTER QUANTITY IN NUMBER OF PIECES REQUIRED FOR PROJECT. SOLD IN BOX QUANTITIES OF 25. PRICE SHOWN PER BOX. | Each | N/A | 1-Year | 30.6 | 25% | 22.95
3466 | Fire-Lite By Honeywell- Fire Alarm | VP-ELB-45 | XTRALIS - ELBOW - 45 DEGREE, 3/4”, SOCKET TO SOCKET, 45 DEGREE CPVC ELBOW. ENTER QUANTITY IN NUMBER OF PIECES REQUIRED FOR PROJECT. SOLD IN BOX QUANTITIES OF 10. PRICE SHOWN PER BOX. | Each | N/A | 1-Year | 27.3 | 25% | 20.475
3467 | Fire-Lite By Honeywell- Fire Alarm | VP-ELB-90 | XTRALIS - ELBOW - 90 DEGREE, 3/4”, SOCKET TO SOCKET, 90 DEGREE CPVC ELBOW. ENTER QUANTITY IN NUMBER OF PIECES REQUIRED FOR PROJECT. SOLD IN BOX QUANTITIES OF 20. PRICE SHOWN PER BOX. | Each | N/A | 1-Year | 39.3 | 25% | 29.475
3468 | Fire-Lite By Honeywell- Fire Alarm | VP-P-210 | XTRALIS - VESDA CPVC PIPE. ENTER QUANTITY IN LINEAR FEET REQUIRED FOR PROJECT. 15' LENGTHS OF CPVC PIPE WITH 0.874 ID / 1.05 OD. SOLD IN BOX QUANTITIES OF 210 LINEAR FEET. PRICE SHOWN PER BOX. | Each | N/A | 1-Year | 364 | 25% | 273
3469 | Fire-Lite By Honeywell- Fire Alarm | VP-P-420 | XTRALIS - VESDA CPVC PIPE. ENTER QUANTITY IN LINEAR FEET REQUIRED FOR PROJECT. 15' LENGTHS OF CPVC PIPE WITH 0.874 ID / 1.05 OD. SOLD IN BOX QUANTITIES OF 420 LINEAR FEET. PRICE SHOWN PER BOX. | Each | N/A | 1-Year | 727 | 25% | 545.25
3470 | Fire-Lite By Honeywell- Fire Alarm | VPS-100US-120 | XTRALIS - POWER SUPPLY, SINGLE ZONE WITH HOUSING, 120 VAC VERSION POWERS UP TO 5 REMOTE (SINGLE BOX) UNITS OR 1 REMOTE 19” SUBRACK, OR 2 VLC/ 2 VLF-250 UNITS, OR 1 VLP, VLF-500 OR VLS UNIT. VPS - 100US - XXX REQUIRES (2) 12 VDC, 12 AMP/HOUR BATTERIES. | Each | N/A | 1-Year | 621 | 25% | 465.75
3471 | Fire-Lite By Honeywell- Fire Alarm | VPS-300US-120 | XTRALIS - POWER SUPPLY, MULTI ZONE WITH HOUSING, INCLUDES BATTERY CABINET, 120VAC VERSION CONSISTS OF VPS - 100US - XXX AND BATTERY CABINET VBC - 001. HOLDS UP TO (6) 12 VDC, 12 AMP/HOUR BATTERIES (MAXIMUM) AND 4 BATTERIES (MINIMUM). WITH FOUR BATTERIES - EACH VPS - 300US - XXX COMBINATION SUPPORTS UP TO 10 REMOTE SINGLE BOX UNITS, OR 2 REMOTE 19” SUBRACKS, OR 4 VLC/ 4 VLF-250 UNITS OR 2 VLP, VLF-500 OR VLS UNITS. WITH SIX BATTERIES - EACH VPS - 300US - XXX COMBINATION SUPPORTS UP TO 15 REMOTE SINGLE BOX UNITS, OR 3 REMOTE 19” SUBRACKS, OR 6 VLC/VLF-250 UNITS OR 3 VLP, VLF-500 OR VLS UNITS. | Each | N/A | 1-Year | 935 | 25% | 701.25
3472 | Fire-Lite By Honeywell- Fire Alarm | VP-TEE | XTRALIS - PIPE TEES, 3/4” CPVC PIPE TEES. ENTER QUANTITY IN NUMBER OF PIECES REQUIRED FOR PROJECT. SOLD IN BOX QUANTITIES OF 15. PRICE SHOWN PER BOX. | Each | N/A | 1-Year | 39.3 | 25% | 29.475
3473 | Fire-Lite By Honeywell- Fire Alarm | VP-TEE-FPT | XTRALIS - TEE, BOX OF 10, 3/4” X 1/2” FPT. ENTER QUANTITY IN NUMBER OF PIECES REQUIRED FOR PROJECT. SOLD IN BOX QUANTITIES OF 10. PRICE SHOWN PER BOX. | Each | N/A | 1-Year | 64.4 | 25% | 48.3
3474 | Fire-Lite By Honeywell- Fire Alarm | VP-UNION | XTRALIS - SOCKET UNION, 3/4” CPVC UNION. ENTER QUANTITY IN NUMBER OF PIECES REQUIRED FOR PROJECT. SOLD IN BOX QUANTITIES OF 10. PRICE SHOWN PER BOX. | Each | N/A | 1-Year | 53.5 | 25% | 40.125
3475 | Fire-Lite By Honeywell- Fire Alarm | VSP-005 | XTRALIS - FILTER CARTRIDGE (RECOMMEND REPLACING EVERY 2 YEARS) | Each | N/A | 1-Year | 110.5 | 25% | 82.875
3476 | Fire-Lite By Honeywell- Fire Alarm | VSP-025 | XTRALIS - FILTER CARTRIDGE (PACKAGE OF 20) | Each | N/A | 1-Year | 1564 | 25% | 1173
3477 | Fire-Lite By Honeywell- Fire Alarm | VSP-715 | XTRALIS - SPARE ASPIRATOR, VLF – 250 & VLF – 500 | Each | N/A | 1-Year | 569 | 25% | 426.75
3478 | Fire-Lite By Honeywell- Fire Alarm | VSP-722 | XTRALIS - VLF-250 ASPIRATOR ASSEMBLY (1 FAN) | Each | N/A | 1-Year | 510 | 25% | 382.5
3479 | Fire-Lite By Honeywell- Fire Alarm | VSP-850-G | XTRALIS - EXTERNAL IN LINE FILTER - GREY | Each | N/A | 1-Year | 204.5 | 25% | 153.375
3480 | Fire-Lite By Honeywell- Fire Alarm | VSP-850-R | XTRALIS - EXTERNAL IN LINE FILTER - RED | Each | N/A | 1-Year | 204.5 | 25% | 153.375
3481 | Fire-Lite By Honeywell- Fire Alarm | VSP-855-20 | XTRALIS - SPARES IN LINE FILTER - 20 PACK | Each | N/A | 1-Year | 328 | 25% | 246
3482 | Fire-Lite By Honeywell- Fire Alarm | VSP-855-4 | XTRALIS - SPARES IN LINE FILTER - 4 PACK | Each | N/A | 1-Year | 87.4 | 25% | 65.55
3483 | Fire-Lite By Honeywell- Fire Alarm | VSP-950 | XTRALIS - TEST POINT PIPE LABELS. ENTER QUANTITY IN NUMBER OF PIECES REQUIRED FOR PROJECT. SOLD BY SHEET WITH QUANTITY OF 12 PER SHEET. PRICE SHOWN PER SHEET. | Each | N/A | 1-Year | 52.4 | 25% | 39.3
3484 | Fire-Lite By Honeywell- Fire Alarm | VSPEXHAUST | XTRALIS - EXHAUST DEFLECTOR, GREY, FOR USE WITH VLF | Each | N/A | 1-Year | 13.1 | 25% | 9.825
3485 | Fire-Lite By Honeywell- Fire Alarm | VSP-TP-KIT-US | XTRALIS - VESDA BENCHMARK TEST POINT QUICK CONNECT KIT. COMPLETE WITH THREADED COUPLER, BRASS QUICK CONNECT FITTING, TEST PLUG, AND BENCHMARK TEST POINT LABEL. ONE KIT REQUIRED AT END OF EACH PIPE RUN. | Each | N/A | 1-Year | 182 | 25% | 136.5
3486 | Fire-Lite By Honeywell- Fire Alarm | VTT-10000-USA | XTRALIS - VESDA TEST TRANSFORMER (WIRE BURNER): PREVIOUSLY KNOWN AS THE HOT WIRE TEST, THIS POWER SUPPLY UNIT IS USED TO TEST VESDA EQUIPMENT. THE UNIT PROVIDES 6VAC OUTPUT FROM 220 - 240VAC OR 110 - 120VAC SUPPLY. A TIMER IS INCORPORATED TO PROVIDE A SELECTABLE BURN PERIOD OF UP TO 3 MINUTES. NOTE: EXCLUDES WIRE (P/N 251-001). PURCHASE WIRE SEPERATELY. | Each | N/A | 1-Year | 649 | 25% | 486.75
3487 | Fire-Lite By Honeywell- Fire Alarm | WA7626-CA | SMA TO N ADAPTER | Each | N/A | 1-Year | 92.75 | 25% | 69.5625
3488 | Fire-Lite By Honeywell- Fire Alarm | WCK-200B | WHITE DETECTOR KIT, FITS SD355 & CP355. PACKAGE OF 10 | Each | N/A | 1-Year | 139 | 25% | 104.25
3489 | Fire-Lite By Honeywell- Fire Alarm | W-CRF | WIRELESS RELAY MODULE FOR USE WITH THE W-GATE WIRELESS GATEWAY. RECOMMENDED FOR INSTALLATION IN A SMB500 BOX (ORDERED SEPARATELY) RATHER THAN A METAL BACKBOX FOR BEST PERFORMANCE. REQUIRES (4) CR-123A BATTERIES (INCLUDED). | Each | N/A | 1-Year | 350.5 | 25% | 262.875
3490 | Fire-Lite By Honeywell- Fire Alarm | W-DIS-D | LCD USER INTERFACE FOR USE WITH THE W-GATE WIRELESS GATEWAY AND AN ANN-80-W REMOTE ANNUNCIATOR. BOTH W-DIS-D AND ANN-80-W ARE REQUIRED TO DISPLAY TROUBLE AND SUPERVISORY CONDITIONS THAT ARE SPECIFIC TO THE W-GATE AND ITS DEVICES. | Each | N/A | 1-Year | 348.25 | 25% | 261.1875
3491 | Fire-Lite By Honeywell- Fire Alarm | W-GATE | FIRE-LITE WIRELESS SWIFT GATEWAY - 1 SWIFT GATEWAY IS REQUIRED FOR EACH WIRELESS MESH, AND SUPPORTS UP TO 48 SWIFT DETECTORS OR MODULES, AND ONE DISPLAY DRIVER. CONNECTS TO THE SLC LOOP OF A COMPATIBLE PANEL USING LITESPEED PROTOCOL. | Each | N/A | 1-Year | 442.5 | 25% | 331.875
3492 | Fire-Lite By Honeywell- Fire Alarm | W-H355 | WIRELESS FIXED-TEMPERATURE (135 DEGREE F) HEAT DETECTOR FOR USE WITH THE W-GATE WIRELESS GATEWAY, B501W BASE INCLUDED. REQUIRES (4) CR-123A BATTERIES (INCLUDED). | Each | N/A | 1-Year | 287 | 25% | 215.25
3493 | Fire-Lite By Honeywell- Fire Alarm | W-H355R | WIRELESS RATE-OF-RISE (135 DEGREE F) HEAT DETECTOR FOR USE WITH THE W-GATE WIRELESS GATEWAY, B501W BASE INCLUDED. REQUIRES (4) CR-123A BATTERIES (INCLUDED). | Each | N/A | 1-Year | 287 | 25% | 215.25
3494 | Fire-Lite By Honeywell- Fire Alarm | W-MMF | WIRELESS MONITOR MODULE FOR USE WITH THE W-GATE WIRELESS GATEWAY. RECOMMENDED FOR INSTALLATION IN A SMB500 BOX (ORDERED SEPARATELY) RATHER THAN A METAL BACKBOX FOR BEST PERFORMANCE. REQUIRES (4) CR-123A BATTERIES (INCLUDED). | Each | N/A | 1-Year | 301.25 | 25% | 225.9375
3495 | Fire-Lite By Honeywell- Fire Alarm | W-SD355 | WIRELESS PHOTOELECTRIC SMOKE DETECTOR FOR USE WITH THE W-GATE WIRELESS GATEWAY, B501W BASE INCLUDED. REQUIRES (4) CR-123A BATTERIES (INCLUDED). | Each | N/A | 1-Year | 329.5 | 25% | 247.125
3496 | Fire-Lite By Honeywell- Fire Alarm | W-SD355T | WIRELESS PHOTO/HEAT DETECTOR FOR USE WITH THE W-GATE WIRELESS GATEWAY, B501W BASE INCLUDED. REQUIRES (4) CR-123A BATTERIES (INCLUDED). | Each | N/A | 1-Year | 353 | 25% | 264.75
3497 | Fire-Lite By Honeywell- Fire Alarm | W-USB | SOFTWARE INTERFACE (VIA USB PORT) FOR COMPUTERS RUNNING THE SWIFT TOOLS PROGRAMMING UTILITY. | Each | N/A | 1-Year | 374 | 25% | 280.5
3498 | Fire-Lite By Honeywell- Fire Alarm | XAL-53 | PULL STATION -- EXPLOSION-PROOF, N/O & N/C CONTACTS | Each | N/A | 1-Year | 1257 | 25% | 942.75
3499 | Fire-Lite By Honeywell- Fire Alarm | XAS-1-US | XTRALIS - SINGLE ZONE AIR SAMPLING UNIT. UL LISTED FOR USE WITH SIEMENS, APOLLO & HOCHIKI SPOT DETECTORS AND ASSOCIATED MOUNTING BASES. REFER TO INSTALL INSTRUCTIONS FOR DETAILS ON DETECTORS AND MOUNTING BASES. UNIT REQUIRES USE OF BAFFLE FOR DETECTOR TO BE USED (ORDERED SEPERATELY) AND EXTERNAL 24 VDC POWER. | Each | N/A | 1-Year | 1065 | 25% | 798.75
3500 | Fire-Lite By Honeywell- Fire Alarm | XAS-2-US | XTRALIS - DUAL ZONE AIR SAMPLING UNIT. UL LISTED FOR USE WITH SIEMENS, APOLLO & HOCHIKI SPOT DETECTORS AND ASSOCIATED MOUNTING BASES. REFER TO INSTALL INSTRUCTIONS FOR DETAILS ON DETECTORS AND MOUNTING BASES. UNIT REQUIRES USE OF BAFFLE FOR DETECTORS TO BE USED (ORDERED SEPERATELY) AND EXTERNAL 24 VDC POWER. | Each | N/A | 1-Year | 1311 | 25% | 983.25
3501 | Fire-Lite By Honeywell- Fire Alarm | XP-4 | EXTENSION POLE | Each | N/A | 1-Year | 272.5 | 25% | 204.375
3502 | Fire-Lite By Honeywell- Fire Alarm | XR2B | DETECTOR INSTALLATION/REMOVAL TOOL KIT FOR 800 AND 355 SERIES DETECTORS. | Each | N/A | 1-Year | 207 | 25% | 155.25
3503 | Fire-Lite By Honeywell- Fire Alarm | XRM-24 | TRANSFORMER -EXPANDS NOTIFICATION APPLIANCE (BELL) CIRCUIT POWER FROM 3 TO 5 AMPS FOR THE MS-4 -- MOUNTS WITHIN CABINET; 110 VOLTS | Each | N/A | 1-Year | 174.5 | 25% | 130.875
3504 | Fire-Lite By Honeywell- Fire Alarm | XRM-24B | OPTIONAL TRANSFORMER. INCREASES SYSTEM POWER OUTPUT TO 6.0 AMPS. USE XRM-24BE WITH MS-9200UDLS REV2(E). | Each | N/A | 1-Year | 162 | 25% | 121.5
3505 | Fire-Lite By Honeywell- Fire Alarm | XRM-24BE | OPTIONAL TRANSFORMER. INCREASES SYSTEM POWER OUTPUT TO 6.0 AMPS. USE XRM-24BE WITH MS-9200UDLS REV2(E); 220 VOLTS | Each | N/A | 1-Year | 162 | 25% | 121.5
3506 | Fire-Lite By Honeywell- Fire Alarm | XRM-24E | TRANSFORMER -EXPANDS NOTIFICATION APPLIANCE (BELL) CIRCUIT POWER FROM 3 TO 6 AMPS FOR THE MS-4 – MOUNTS WITHIN CABINET; 220 VOLTS | Each | N/A | 1-Year | 172.5 | 25% | 129.375
3507 | Fire-Lite By Honeywell- Fire Alarm | ZNAC-4 | OUTPUT CLASS A CONVERTER, FCPS-24FS6 OR FCPS-24FS8 | Each | N/A | 1-Year | 136.5 | 25% | 102.375
3508 | Fire-Lite By Honeywell- Fire Alarm | ZNAC-92 | MS-9200UDLS MODULE CONVERTS 4 CLASS B TO 4 CLASS A NAC CIRCUITS | Each | N/A | 1-Year | 142.5 | 25% | 106.875
3509 | DMP - Fire and Security Alarm | 1076C | 1" DOOR CONTACT | Each | N/A | 1-Year | 10 | 25% | 7.5
3510 | DMP - Fire and Security Alarm | 1085TW | SURFACE MOUNT CONTACT, WIDE GAP | Each | N/A | 1-Year | 4.9 | 25% | 3.675
3511 | DMP - Fire and Security Alarm | 1085TW-M | SURFACE MOUNT CONTACT, WIDE GAP, BROWN | Each | N/A | 1-Year | 4.9 | 25% | 3.675
3512 | DMP - Fire and Security Alarm | 1100D-W | WIRELESS RECEIVER FOR XT PANEL | Each | N/A | 1-Year | 59.6 | 25% | 44.7
3513 | DMP - Fire and Security Alarm | 1100DE-W | WIRELESS ENCRYPTED RECEIVER | Each | N/A | 1-Year | 63.6 | 25% | 47.7
3514 | DMP - Fire and Security Alarm | 1100DH-W | WIRELESS HIGH POWER RECEIVER FOR XT PANEL | Each | N/A | 1-Year | 83.3 | 25% | 62.475
3515 | DMP - Fire and Security Alarm | 1100DHE-W | WIRELESS HIGH-POWER ENCRYPTED RECEIVER | Each | N/A | 1-Year | 87.3 | 25% | 65.475
3516 | DMP - Fire and Security Alarm | 1100DI-W | WIRELESS IN-LINE RECEIVER FOR XT PANEL | Each | N/A | 1-Year | 36 | 25% | 27
3517 | DMP - Fire and Security Alarm | 1100R-W | WIRELESS REPEATER | Each | N/A | 1-Year | 167.4 | 25% | 125.55
3518 | DMP - Fire and Security Alarm | 1100RBAT/8 | REPLACEMENT BATTERY FOR 1100R, 8 PK | Each | N/A | 1-Year | 47.4 | 25% | 35.55
3519 | DMP - Fire and Security Alarm | 1100RBAT800/8 | REPLACEMENT 800MAH BATTERY FOR 1100R, 8 PK | Each | N/A | 1-Year | 35.6 | 25% | 26.7
3520 | DMP - Fire and Security Alarm | 1100RE-W | WIRELESS ENCRYPTED REPEATER | Each | N/A | 1-Year | 171.4 | 25% | 128.55
3521 | DMP - Fire and Security Alarm | 1100X-W | WIRELESS RECEIVER FOR XR SERIES PANELS | Each | N/A | 1-Year | 71.8 | 25% | 53.85
3522 | DMP - Fire and Security Alarm | 1100XE-W | WIRELESS ENCRYPTED RECEIVER | Each | N/A | 1-Year | 75.8 | 25% | 56.85
3523 | DMP - Fire and Security Alarm | 1100XH-W | WLS HIGH POWER RCVR FOR XR SERIES PANELS | Each | N/A | 1-Year | 95.6 | 25% | 71.7
3524 | DMP - Fire and Security Alarm | 1100XHE-W | WIRELESS HIGH-POWER ENCRYPTED RECEIVER | Each | N/A | 1-Year | 99.6 | 25% | 74.7
3525 | DMP - Fire and Security Alarm | 1100XTANT/10 | REPLACEMENT ANTENNA FOR XT50, 10PKG | Each | N/A | 1-Year | 9.9 | 25% | 7.425
3526 | DMP - Fire and Security Alarm | 1101E-W | WIRELESS ENCRYPTED COMMERCIAL UNIVERSAL TRANSMITTER | Each | N/A | 1-Year | 32 | 25% | 24
3527 | DMP - Fire and Security Alarm | 1101-HSG-B/10 | WIRELESS TRANSMITTER HOUSING, 10PKG | Each | N/A | 1-Year | 16.8 | 25% | 12.6
3528 | DMP - Fire and Security Alarm | 1101-HSG-C/10 | WIRELESS TRANSMITTER HOUSING,10PKG | Each | N/A | 1-Year | 16.8 | 25% | 12.6
3529 | DMP - Fire and Security Alarm | 1101-HSG-W/10 | WIRELESS TRANSMITTER HOUSING,10PKG | Each | N/A | 1-Year | 16.8 | 25% | 12.6
3530 | DMP - Fire and Security Alarm | 1101-W | UNIVERSAL WIRELESS TRANSMITTER | Each | N/A | 1-Year | 26.7 | 25% | 20.025
3531 | DMP - Fire and Security Alarm | 1101-W/100 | UNIVERSAL WIRELESS TRANSMITTER,100PKG | Each | N/A | 1-Year | 2405.8 | 25% | 1804.35
3532 | DMP - Fire and Security Alarm | 1101MAG-W/10 | MAGNET W/MOUNTING ACCESSORIES,10PKG | Each | N/A | 1-Year | 32.1 | 25% | 24.075
3533 | DMP - Fire and Security Alarm | 1102-W | UNIVERSAL WLS TRNSMTR,EXTERNAL CONTACTS ONLY | Each | N/A | 1-Year | 24.9 | 25% | 18.675
3534 | DMP - Fire and Security Alarm | 1102-W/100 | UNIVERSAL WLS TRNSMTR,EXTERNAL CONTACTS ONLY, 100 PK | Each | N/A | 1-Year | 2230.3 | 25% | 1672.725
3535 | DMP - Fire and Security Alarm | 1103E-W | WIRELESS ENCRYPTED UNIVERSAL TRANSMITTER | Each | N/A | 1-Year | 54.1 | 25% | 40.575
3536 | DMP - Fire and Security Alarm | 1103-W | UNIVERSAL WLS TRNSMTR | Each | N/A | 1-Year | 48.9 | 25% | 36.675
3537 | DMP - Fire and Security Alarm | 1105-HSG-B/10 | UNIVERSAL WIRELESS TRANSMITTER HOUSING,10PKG | Each | N/A | 1-Year | 12.3 | 25% | 9.225
3538 | DMP - Fire and Security Alarm | 1105-HSG-C/10 | UNIVERSAL WIRELESS TRANSMITTER HOUSING,10PKG | Each | N/A | 1-Year | 12.3 | 25% | 9.225
3539 | DMP - Fire and Security Alarm | 1105-HSG-W/10 | UNIVERSAL WIRELESS TRANSMITTER HOUSING,10PKG | Each | N/A | 1-Year | 12.8 | 25% | 9.6
3540 | DMP - Fire and Security Alarm | 1106-HSG-C/10 | 1106 HOUSING,CHOC,10PK | Each | N/A | 1-Year | 12.3 | 25% | 9.225
3541 | DMP - Fire and Security Alarm | 1106-HSG-W/10 | 1106 HOUSING,WHITE,10PK | Each | N/A | 1-Year | 12.3 | 25% | 9.225
3542 | DMP - Fire and Security Alarm | 1106 | WLS UNVRSL,TRNSMTR EXT CNT,WHT, REPLACES 1105-W | Each | N/A | 1-Year | 26.7 | 25% | 20.025
3543 | DMP - Fire and Security Alarm | 1106/100 | WIRELESS TRANSMITTER, WHITE, 100 PK | Each | N/A | 1-Year | 2405.8 | 25% | 1804.35
3544 | DMP - Fire and Security Alarm | 1106E-W | WIRELESS ENCRYPTED UNIVERSAL TRANSMITTER | Each | N/A | 1-Year | 32 | 25% | 24
3545 | DMP - Fire and Security Alarm | 1106STDMAG-W/10 | STD MAGNET WITH MOUNT ACCESSORY, WHITE | Each | N/A | 1-Year | 24.4 | 25% | 18.3
3546 | DMP - Fire and Security Alarm | 1107-HSG-C/10 | REPLACEMENT WIRELESS TRANSMITTER HOUSING,PKG OF 10 | Each | N/A | 1-Year | 36 | 25% | 27
3547 | DMP - Fire and Security Alarm | 1107-HSG-W/10 | REPLACEMENT WIRELESS TRANSMITTER HOUSING,PKG OF 10 | Each | N/A | 1-Year | 9.9 | 25% | 7.425
3548 | DMP - Fire and Security Alarm | 1107-TAPE/10 | TRANSMITTER AND MAGNET REPLACEMENT TAPE, 10 PK | Each | N/A | 1-Year | 5.3 | 25% | 3.975
3549 | DMP - Fire and Security Alarm | 1107-W | UNIVERSAL WIRELESS MICRO WINDOW TRANSMITTER | Each | N/A | 1-Year | 31.2 | 25% | 23.4
3550 | DMP - Fire and Security Alarm | 1107-W/100 | WIRELESS MICRO TRANSMITTER, WHITE, 100 PK | Each | N/A | 1-Year | 2894.4 | 25% | 2170.8
3551 | DMP - Fire and Security Alarm | 1107COMMAG-W/10 | 1107 COMMERCIAL MAGNET, PK OF 10 | Each | N/A | 1-Year | 24.4 | 25% | 18.3
3552 | DMP - Fire and Security Alarm | 1107STDMAG-W/10 | 1107 STANDARD MAG, 10PKG | Each | N/A | 1-Year | 26.7 | 25% | 20.025
3553 | DMP - Fire and Security Alarm | 1114-W | WIRELESS ZONE EXPANDER | Each | N/A | 1-Year | 95.6 | 25% | 71.7
3554 | DMP - Fire and Security Alarm | 1115-W | WIRELESS TEMPERATURE/WATER SENSOR | Each | N/A | 1-Year | 35.9 | 25% | 26.925
3555 | DMP - Fire and Security Alarm | 1115-W/470PB | 1115-W WITH WATER SENSOR | Each | N/A | 1-Year | 50.6 | 25% | 37.95
3556 | DMP - Fire and Security Alarm | 1115-W/470PB/100 | 1115-W WITH WATER SENSOR, 100 PK | Each | N/A | 1-Year | 4773.9 | 25% | 3580.425
3557 | DMP - Fire and Security Alarm | 1115-W/T280R | 1115-W WITH TEMP SENSOR PROBE | Each | N/A | 1-Year | 49.7 | 25% | 37.275
3558 | DMP - Fire and Security Alarm | 1116-W | WIRELESS RELAY OUTPUT | Each | N/A | 1-Year | 95.6 | 25% | 71.7
3559 | DMP - Fire and Security Alarm | 1117R-W | WIRELESS LED ANNUNCIATOR | Each | N/A | 1-Year | 42.1 | 25% | 31.575
3560 | DMP - Fire and Security Alarm | 1118R-W | WIRELESS REMOTE INDICATOR LIGHT | Each | N/A | 1-Year | 95.6 | 25% | 71.7
3561 | DMP - Fire and Security Alarm | 1119-W | WIRELESS SOUNDER | Each | N/A | 1-Year | 107.8 | 25% | 80.85
3562 | DMP - Fire and Security Alarm | 1121-HSG-W | WIRELESS PIR HOUSING | Each | N/A | 1-Year | 7.6 | 25% | 5.7
3563 | DMP - Fire and Security Alarm | 1122 | WIRELESS PIR WITH PET IMMUNITY | Each | N/A | 1-Year | 47.6 | 25% | 35.7
3564 | DMP - Fire and Security Alarm | 1122/100 | WIRELESS PIR WITH PET IMMUNITY | Each | N/A | 1-Year | 4380 | 25% | 3285
3565 | DMP - Fire and Security Alarm | 1126R-W | WIRELESS CEILING MOUNT 360 PIR | Each | N/A | 1-Year | 120 | 25% | 90
3566 | DMP - Fire and Security Alarm | 1127-HSG-W | WIRELESS WALL MOUNT PIR HOUSING | Each | N/A | 1-Year | 16 | 25% | 12
3567 | DMP - Fire and Security Alarm | 1127C-W | WIRELESS WALL MOUNT CURTAIN PIR | Each | N/A | 1-Year | 111.6 | 25% | 83.7
3568 | DMP - Fire and Security Alarm | 1127W-W | WIRELESS WALL MOUNT PIR W/PET IMMUNITY | Each | N/A | 1-Year | 108.1 | 25% | 81.075
3569 | DMP - Fire and Security Alarm | 1128 | WIRELESS GLASSBREAK DETECTOR | Each | N/A | 1-Year | 49.7 | 25% | 37.275
3570 | DMP - Fire and Security Alarm | 1128/100 | WIRELESS GLASSBREAK DETECTOR, 100 PK | Each | N/A | 1-Year | 4567 | 25% | 3425.25
3571 | DMP - Fire and Security Alarm | 1131-HSG/10 | 1131 HOUSING, WHITE, NO MAGNET, PKG OF 10 | Each | N/A | 1-Year | 18.4 | 25% | 13.8
3572 | DMP - Fire and Security Alarm | 1131-W | WIRELESS RECESSED CONTACT | Each | N/A | 1-Year | 36 | 25% | 27
3573 | DMP - Fire and Security Alarm | 1131-W/100 | WIRELESS RECESSED CONTACT, 100 PK | Each | N/A | 1-Year | 3245.3 | 25% | 2433.975
3574 | DMP - Fire and Security Alarm | 1131MAG-W/10 | MAGNET W/HOUSING FOR RECESSED CONTACT,10PKG | Each | N/A | 1-Year | 24.4 | 25% | 18.3
3575 | DMP - Fire and Security Alarm | 1134 | WIRELESS WIEGAND INTERFACE MODULE | Each | N/A | 1-Year | 155.5 | 25% | 116.625
3576 | DMP - Fire and Security Alarm | 1135 | WIRELESS SIREN | Each | N/A | 1-Year | 42.1 | 25% | 31.575
3577 | DMP - Fire and Security Alarm | 1135/100 | WIRELESS SIREN, 100 PK | Each | N/A | 1-Year | 3896.8 | 25% | 2922.6
3578 | DMP - Fire and Security Alarm | 1135E-W | WIRELESS ENCRYPTED SIREN | Each | N/A | 1-Year | 48 | 25% | 36
3579 | DMP - Fire and Security Alarm | 1136 | WIRELESS PLUG-IN SOUNDER | Each | N/A | 1-Year | 35.9 | 25% | 26.925
3580 | DMP - Fire and Security Alarm | 1136/100 | WIRELESS PLUG-IN SOUNDER, 100 PK | Each | N/A | 1-Year | 3250 | 25% | 2437.5
3581 | DMP - Fire and Security Alarm | 1137-W | WIRELESS EMERGENCY LIGHT | Each | N/A | 1-Year | 47.4 | 25% | 35.55
3582 | DMP - Fire and Security Alarm | 1139 | WIRELESS BILL TRAP, BLACK | Each | N/A | 1-Year | 83.8 | 25% | 62.85
3583 | DMP - Fire and Security Alarm | 1141-W | WIRELESS EMERGENCY WALL BUTTON | Each | N/A | 1-Year | 28.3 | 25% | 21.225
3584 | DMP - Fire and Security Alarm | 1142-B | 2 BUTTON WIRELESS HOLD-UP DEVICE, BLACK | Each | N/A | 1-Year | 44.7 | 25% | 33.525
3585 | DMP - Fire and Security Alarm | 1142-HSG-B/10 | REPLACEMENT 1142 HOUSING | Each | N/A | 1-Year | 19.2 | 25% | 14.4
3586 | DMP - Fire and Security Alarm | 1142-HSG-W/10 | REPLACEMENT 1142 HOUSING | Each | N/A | 1-Year | 19.2 | 25% | 14.4
3587 | DMP - Fire and Security Alarm | 1142-W | 2 BUTTON WIRELESS HOLD-UP DEVICE, WHITE | Each | N/A | 1-Year | 44.7 | 25% | 33.525
3588 | DMP - Fire and Security Alarm | 1142BC-B | 2 BUTTON WIRELESS HOLD-UP DEVICE W/BELT CLIP, BLACK | Each | N/A | 1-Year | 44.7 | 25% | 33.525
3589 | DMP - Fire and Security Alarm | 1142BC-W | 2 BUTTON WIRELESS HOLD-UP DEVICE W/BELT CLIP, WHITE | Each | N/A | 1-Year | 44.7 | 25% | 33.525
3590 | DMP - Fire and Security Alarm | 1142E-W | WIRELESS ENCRYPTED 2-BUTTON HOLD-UP | Each | N/A | 1-Year | 50.8 | 25% | 38.1
3591 | DMP - Fire and Security Alarm | 1144-1 | WIRELESS 1-BUTTON KEY FOB | Each | N/A | 1-Year | 31.3 | 25% | 23.475
3592 | DMP - Fire and Security Alarm | 1144-1/100 | WIRELESS 1-BUTTON KEY FOB, 100 PK | Each | N/A | 1-Year | 2900 | 25% | 2175
3593 | DMP - Fire and Security Alarm | 1144-1E | WIRELESS ENCRYPTED 1-BUTTON KEY FOB | Each | N/A | 1-Year | 35.3 | 25% | 26.475
3594 | DMP - Fire and Security Alarm | 1144-1P | WIRELESS 1-BUTTON KEY FOB WITH PROX PATCH | Each | N/A | 1-Year | 40.6 | 25% | 30.45
3595 | DMP - Fire and Security Alarm | 1144-2 | WIRELESS 2-BUTTON KEY FOB | Each | N/A | 1-Year | 33.7 | 25% | 25.275
3596 | DMP - Fire and Security Alarm | 1144-2/100 | WIRELESS 2-BUTTON KEY FOB, 100 PK | Each | N/A | 1-Year | 3120 | 25% | 2340
3597 | DMP - Fire and Security Alarm | 1144-2E | WIRELESS ENCRYPTED 2-BUTTON KEY FOB | Each | N/A | 1-Year | 37.7 | 25% | 28.275
3598 | DMP - Fire and Security Alarm | 1114-W | WIRELESS ZONE EXPANDER | Each | N/A | 1-Year | 95.6 | 25% | 71.7
3599 | DMP - Fire and Security Alarm | 1115-W | WIRELESS TEMPERATURE/WATER SENSOR | Each | N/A | 1-Year | 35.9 | 25% | 26.925
3600 | DMP - Fire and Security Alarm | 1115-W/470PB | 1115-W WITH WATER SENSOR | Each | N/A | 1-Year | 50.6 | 25% | 37.95
3601 | DMP - Fire and Security Alarm | 1115-W/470PB/100 | 1115-W WITH WATER SENSOR, 100 PK | Each | N/A | 1-Year | 4773.9 | 25% | 3580.425
3602 | DMP - Fire and Security Alarm | 1115-W/T280R | 1115-W WITH TEMP SENSOR PROBE | Each | N/A | 1-Year | 49.7 | 25% | 37.275
3603 | DMP - Fire and Security Alarm | 1116-W | WIRELESS RELAY OUTPUT | Each | N/A | 1-Year | 95.6 | 25% | 71.7
3604 | DMP - Fire and Security Alarm | 1117R-W | WIRELESS LED ANNUNCIATOR | Each | N/A | 1-Year | 42.1 | 25% | 31.575
3605 | DMP - Fire and Security Alarm | 1118R-W | WIRELESS REMOTE INDICATOR LIGHT | Each | N/A | 1-Year | 95.6 | 25% | 71.7
3606 | DMP - Fire and Security Alarm | 1119-W | WIRELESS SOUNDER | Each | N/A | 1-Year | 107.8 | 25% | 80.85
3607 | DMP - Fire and Security Alarm | 1121-HSG-W | WIRELESS PIR HOUSING | Each | N/A | 1-Year | 7.6 | 25% | 5.7
3608 | DMP - Fire and Security Alarm | 1122 | WIRELESS PIR WITH PET IMMUNITY | Each | N/A | 1-Year | 47.6 | 25% | 35.7
3609 | DMP - Fire and Security Alarm | 1122/100 | WIRELESS PIR WITH PET IMMUNITY | Each | N/A | 1-Year | 4380 | 25% | 3285
3610 | DMP - Fire and Security Alarm | 1126R-W | WIRELESS CEILING MOUNT 360 PIR | Each | N/A | 1-Year | 120 | 25% | 90
3611 | DMP - Fire and Security Alarm | 1127-HSG-W | WIRELESS WALL MOUNT PIR HOUSING | Each | N/A | 1-Year | 16 | 25% | 12
3612 | DMP - Fire and Security Alarm | 1127C-W | WIRELESS WALL MOUNT CURTAIN PIR | Each | N/A | 1-Year | 111.6 | 25% | 83.7
3613 | DMP - Fire and Security Alarm | 1127W-W | WIRELESS WALL MOUNT PIR W/PET IMMUNITY | Each | N/A | 1-Year | 108.1 | 25% | 81.075
3614 | DMP - Fire and Security Alarm | 1128 | WIRELESS GLASSBREAK DETECTOR | Each | N/A | 1-Year | 49.7 | 25% | 37.275
3615 | DMP - Fire and Security Alarm | 1128/100 | WIRELESS GLASSBREAK DETECTOR, 100 PK | Each | N/A | 1-Year | 4567 | 25% | 3425.25
3616 | DMP - Fire and Security Alarm | 1131-HSG/10 | 1131 HOUSING, WHITE, NO MAGNET, PKG OF 10 | Each | N/A | 1-Year | 18.4 | 25% | 13.8
3617 | DMP - Fire and Security Alarm | 1131-W | WIRELESS RECESSED CONTACT | Each | N/A | 1-Year | 36 | 25% | 27
3618 | DMP - Fire and Security Alarm | 1131-W/100 | WIRELESS RECESSED CONTACT, 100 PK | Each | N/A | 1-Year | 3245.3 | 25% | 2433.975
3619 | DMP - Fire and Security Alarm | 1131MAG-W/10 | MAGNET W/HOUSING FOR RECESSED CONTACT,10PKG | Each | N/A | 1-Year | 24.4 | 25% | 18.3
3620 | DMP - Fire and Security Alarm | 1134 | WIRELESS WIEGAND INTERFACE MODULE | Each | N/A | 1-Year | 155.5 | 25% | 116.625
3621 | DMP - Fire and Security Alarm | 1135 | WIRELESS SIREN | Each | N/A | 1-Year | 42.1 | 25% | 31.575
3622 | DMP - Fire and Security Alarm | 1135/100 | WIRELESS SIREN, 100 PK | Each | N/A | 1-Year | 3896.8 | 25% | 2922.6
3623 | DMP - Fire and Security Alarm | 1135E-W | WIRELESS ENCRYPTED SIREN | Each | N/A | 1-Year | 48 | 25% | 36
3624 | DMP - Fire and Security Alarm | 1136 | WIRELESS PLUG-IN SOUNDER | Each | N/A | 1-Year | 35.9 | 25% | 26.925
3625 | DMP - Fire and Security Alarm | 1136/100 | WIRELESS PLUG-IN SOUNDER, 100 PK | Each | N/A | 1-Year | 3250 | 25% | 2437.5
3626 | DMP - Fire and Security Alarm | 1137-W | WIRELESS EMERGENCY LIGHT | Each | N/A | 1-Year | 47.4 | 25% | 35.55
3627 | DMP - Fire and Security Alarm | 1139 | WIRELESS BILL TRAP, BLACK | Each | N/A | 1-Year | 83.8 | 25% | 62.85
3628 | DMP - Fire and Security Alarm | 1141-W | WIRELESS EMERGENCY WALL BUTTON | Each | N/A | 1-Year | 28.3 | 25% | 21.225
3629 | DMP - Fire and Security Alarm | 1142-B | 2 BUTTON WIRELESS HOLD-UP DEVICE, BLACK | Each | N/A | 1-Year | 44.7 | 25% | 33.525
3630 | DMP - Fire and Security Alarm | 1142-HSG-B/10 | REPLACEMENT 1142 HOUSING | Each | N/A | 1-Year | 19.2 | 25% | 14.4
3631 | DMP - Fire and Security Alarm | 1142-HSG-W/10 | REPLACEMENT 1142 HOUSING | Each | N/A | 1-Year | 19.2 | 25% | 14.4
3632 | DMP - Fire and Security Alarm | 1142-W | 2 BUTTON WIRELESS HOLD-UP DEVICE, WHITE | Each | N/A | 1-Year | 44.7 | 25% | 33.525
3633 | DMP - Fire and Security Alarm | 1142BC-B | 2 BUTTON WIRELESS HOLD-UP DEVICE W/BELT CLIP, BLACK | Each | N/A | 1-Year | 44.7 | 25% | 33.525
3634 | DMP - Fire and Security Alarm | 1142BC-W | 2 BUTTON WIRELESS HOLD-UP DEVICE W/BELT CLIP, WHITE | Each | N/A | 1-Year | 44.7 | 25% | 33.525
3635 | DMP - Fire and Security Alarm | 1142E-W | WIRELESS ENCRYPTED 2-BUTTON HOLD-UP | Each | N/A | 1-Year | 50.8 | 25% | 38.1
3636 | DMP - Fire and Security Alarm | 1144-1 | WIRELESS 1-BUTTON KEY FOB | Each | N/A | 1-Year | 31.3 | 25% | 23.475
3637 | DMP - Fire and Security Alarm | 1144-1/100 | WIRELESS 1-BUTTON KEY FOB, 100 PK | Each | N/A | 1-Year | 2900 | 25% | 2175
3638 | DMP - Fire and Security Alarm | 1144-1E | WIRELESS ENCRYPTED 1-BUTTON KEY FOB | Each | N/A | 1-Year | 35.3 | 25% | 26.475
3639 | DMP - Fire and Security Alarm | 1144-1P | WIRELESS 1-BUTTON KEY FOB WITH PROX PATCH | Each | N/A | 1-Year | 40.6 | 25% | 30.45
3640 | DMP - Fire and Security Alarm | 1144-2/100 | WIRELESS 2-BUTTON KEY FOB, 100 PK | Each | N/A | 1-Year | 3120 | 25% | 2340
3641 | DMP - Fire and Security Alarm | 1144-2E | WIRELESS ENCRYPTED 2-BUTTON KEY FOB | Each | N/A | 1-Year | 37.7 | 25% | 28.275
3642 | DMP - Fire and Security Alarm | 1144-2P | WIRELESS 2-BUTTON KEY FOB WITH PROX PATCH | Each | N/A | 1-Year | 42.9 | 25% | 32.175
3643 | DMP - Fire and Security Alarm | 1144-4 | WIRELESS 4-BUTTON KEY FOB | Each | N/A | 1-Year | 35.9 | 25% | 26.925
3644 | DMP - Fire and Security Alarm | 1144-4/100 | WIRELESS 4-BUTTON KEY FOB, 100 PK | Each | N/A | 1-Year | 3310 | 25% | 2482.5
3645 | DMP - Fire and Security Alarm | 1144-4E | WIRELESS ENCRYPTED 4-BUTTON KEY FOB | Each | N/A | 1-Year | 39.9 | 25% | 29.925
3646 | DMP - Fire and Security Alarm | 1144-D | WIRELESS DUAL-BUTTON KEY FOB | Each | N/A | 1-Year | 31.3 | 25% | 23.475
3647 | DMP - Fire and Security Alarm | 1144-D/100 | WIRELESS DUAL-BUTTON KEY FOB, 100 PK | Each | N/A | 1-Year | 2900 | 25% | 2175
3648 | DMP - Fire and Security Alarm | 1145-HSG-B | WIRELESS 4-BUTTON KEY FOB HOUSING | Each | N/A | 1-Year | 5.6 | 25% | 4.2
3649 | DMP - Fire and Security Alarm | 1148-G | PERSONAL PENDANT WIRELESS TRANSMITTER, ONE BUTTON | Each | N/A | 1-Year | 20.7 | 25% | 15.525
3650 | DMP - Fire and Security Alarm | 1154 | 4-ZONE INPUT MODULE | Each | N/A | 1-Year | 36.8 | 25% | 27.6
3651 | DMP - Fire and Security Alarm | 1158 | 8-ZONE INPUT MODULE | Each | N/A | 1-Year | 53.4 | 25% | 40.05
3652 | DMP - Fire and Security Alarm | 1164-W | WIRELESS SMOKE DETECTOR W/ SYNC SOUNDER | Each | N/A | 1-Year | 71.8 | 25% | 53.85
3653 | DMP - Fire and Security Alarm | 1164NS-W | WIRELESS SMOKE DETECTOR WITH NO SOUNDER | Each | N/A | 1-Year | 71.8 | 25% | 53.85
3654 | DMP - Fire and Security Alarm | 1166 | WIRELESS SMOKE RING | Each | N/A | 1-Year | 46.9 | 25% | 35.175
3655 | DMP - Fire and Security Alarm | 1183-135F | WIRELESS HEAT DETECTOR FIXED | Each | N/A | 1-Year | 47.4 | 25% | 35.55
3656 | DMP - Fire and Security Alarm | 1183-135R | WIRELESS HEAT DETECTOR RR/FXD | Each | N/A | 1-Year | 47.4 | 25% | 35.55
3657 | DMP - Fire and Security Alarm | 1184-W | WIRELESS CO DETECTOR | Each | N/A | 1-Year | 83.3 | 25% | 62.475
3658 | DMP - Fire and Security Alarm | 1301I | ICLASS COMPUTER PROX RDR (REMOTE LINK,SYSTEM LINK) | Each | N/A | 1-Year | 256.1 | 25% | 192.075
3659 | DMP - Fire and Security Alarm | 1301N | USB NANO COMPUTER PROXIMITY READER | Each | N/A | 1-Year | 211.6 | 25% | 158.7
3660 | DMP - Fire and Security Alarm | 1301P | COMPUTER PROX RDR (REMOTE LINK,SYSTEM LINK,ENTRE) | Each | N/A | 1-Year | 221.7 | 25% | 166.275
3661 | DMP - Fire and Security Alarm | 1306P | PROX PATCH | Each | N/A | 1-Year | 8.9 | 25% | 6.675
3662 | DMP - Fire and Security Alarm | 1306P-W/10 | PROX PATCH -STANDARD 26-BIT WIEGAND,10PKG | Each | N/A | 1-Year | 59.6 | 25% | 44.7
3663 | DMP - Fire and Security Alarm | 1306P/10 | PROX PATCH, 10PKG | Each | N/A | 1-Year | 59.6 | 25% | 44.7
3664 | DMP - Fire and Security Alarm | 1326/10 | PROXCARD II CARD, 10PKG | Each | N/A | 1-Year | 25.9 | 25% | 19.425
3665 | DMP - Fire and Security Alarm | 1326/100 | PROXCARD II CARD,100PKG | Each | N/A | 1-Year | 259.9 | 25% | 194.925
3666 | DMP - Fire and Security Alarm | 1346 | PROXKEY II ACCESS DEVICE | Each | N/A | 1-Year | 6.5 | 25% | 4.875
3667 | DMP - Fire and Security Alarm | 1346-RING | RING FOR 1346 PROXKEY II | Each | N/A | 1-Year | 0.3 | 25% | 0.225
3668 | DMP - Fire and Security Alarm | 1346/10 | PROXKEY III ACCESS DEVICE, 10PKG | Each | N/A | 1-Year | 58.9 | 25% | 44.175
3669 | DMP - Fire and Security Alarm | 1346/100 | PROXKEY III ACCESS DEVICE, 100PKG | Each | N/A | 1-Year | 589 | 25% | 441.75
3670 | DMP - Fire and Security Alarm | 1351 | HID PROXPASS,ACTIVE CREDENTIAL FOR AUTOMOBILES | Each | N/A | 1-Year | 29.8 | 25% | 22.35
3671 | DMP - Fire and Security Alarm | 1386/10 | ISOPROX II CARD, 10PKG | Each | N/A | 1-Year | 53.5 | 25% | 40.125
3672 | DMP - Fire and Security Alarm | 2205A | SENTROL OVERHEAD DOOR CONTACT, CLOSED LOOP | Each | N/A | 1-Year | 34.6 | 25% | 25.95
3673 | DMP - Fire and Security Alarm | 2207A | SENTROL OVERHEAD DOOR CONTACT, SPDT | Each | N/A | 1-Year | 43.2 | 25% | 32.4
3674 | DMP - Fire and Security Alarm | 2505A | SENTROL INDUSTRIAL WIDE GAP CONTACT | Each | N/A | 1-Year | 28.7 | 25% | 21.525
3675 | DMP - Fire and Security Alarm | 263EXT | CELLULAR EXTENSION MODULE | Each | N/A | 1-Year | 46.9 | 25% | 35.175
3676 | DMP - Fire and Security Alarm | 263H | HSPA+ CELLULAR COMMUNICATOR FOR XT & XR SERIES | Each | N/A | 1-Year | 143.5 | 25% | 107.625
3677 | DMP - Fire and Security Alarm | 263H/381-2 | HSPA+ CELLULAR COMMUNICATOR FOR XT & XR SERIES W/381-2 | Each | N/A | 1-Year | 151.3 | 25% | 113.475
3678 | DMP - Fire and Security Alarm | 263HCAN | HSPA+ CELLULAR COMMUNICATOR, CANADA | Each | N/A | 1-Year | 168.2 | 25% | 126.15
3679 | DMP - Fire and Security Alarm | 263HCAN/381-2 | HSPA+ CELLULAR COMMUNICATOR FOR XT & XR SERIES W/381-2, CANADA | Each | N/A | 1-Year | 175.8 | 25% | 131.85
3680 | DMP - Fire and Security Alarm | 263LTE-A | LTE CELLULAR COMMUNICATOR, AT&T | Each | N/A | 1-Year | 143.5 | 25% | 107.625
3681 | DMP - Fire and Security Alarm | 263LTE-A/381-2 | LTE CELLULAR COMMUNICATOR, 381 ANTENNA, AT&T | Each | N/A | 1-Year | 151.3 | 25% | 113.475
3682 | DMP - Fire and Security Alarm | 263LTE-V | LTE CELLULAR COMMUNICATOR FOR XT & XR SERIES, VERIZON | Each | N/A | 1-Year | 143.5 | 25% | 107.625
3683 | DMP - Fire and Security Alarm | 263LTE-V/381-2 | LTE CELLULAR COMMUNICATOR FOR XT & XR SERIES, 381 ANTENNA, VERIZON | Each | N/A | 1-Year | 151.3 | 25% | 113.475
3684 | DMP - Fire and Security Alarm | 263LTE-V5 | LTE CELLULAR COMMUNICATOR FOR XR100/XR500, VERIZON | Each | N/A | 1-Year | 192.3 | 25% | 144.225
3685 | DMP - Fire and Security Alarm | 265H | HSPA+ CELLULAR COMMUNICATOR FOR XTL+, EXT ANTENNA | Each | N/A | 1-Year | 83.7 | 25% | 62.775
3686 | DMP - Fire and Security Alarm | 265HCAN | HSPA+ CELLULAR COMMUNICATOR FOR XTL+, EXT ANTENNA, CANADA | Each | N/A | 1-Year | 93.8 | 25% | 70.35
3687 | DMP - Fire and Security Alarm | 1144-4/100 | WIRELESS 4-BUTTON KEY FOB, 100 PK | Each | N/A | 1-Year | 3310 | 25% | 2482.5
3688 | DMP - Fire and Security Alarm | 1144-4E | WIRELESS ENCRYPTED 4-BUTTON KEY FOB | Each | N/A | 1-Year | 39.9 | 25% | 29.925
3689 | DMP - Fire and Security Alarm | 1144-D | WIRELESS DUAL-BUTTON KEY FOB | Each | N/A | 1-Year | 31.3 | 25% | 23.475
3690 | DMP - Fire and Security Alarm | 1144-D/100 | WIRELESS DUAL-BUTTON KEY FOB, 100 PK | Each | N/A | 1-Year | 2900 | 25% | 2175
3691 | DMP - Fire and Security Alarm | 1145-HSG-B | WIRELESS 4-BUTTON KEY FOB HOUSING | Each | N/A | 1-Year | 5.6 | 25% | 4.2
3692 | DMP - Fire and Security Alarm | 1148-G | PERSONAL PENDANT WIRELESS TRANSMITTER, ONE BUTTON | Each | N/A | 1-Year | 20.7 | 25% | 15.525
3693 | DMP - Fire and Security Alarm | 1154 | 4-ZONE INPUT MODULE | Each | N/A | 1-Year | 36.8 | 25% | 27.6
3694 | DMP - Fire and Security Alarm | 1158 | 8-ZONE INPUT MODULE | Each | N/A | 1-Year | 53.4 | 25% | 40.05
3695 | DMP - Fire and Security Alarm | 1164-W | WIRELESS SMOKE DETECTOR W/ SYNC SOUNDER | Each | N/A | 1-Year | 71.8 | 25% | 53.85
3696 | DMP - Fire and Security Alarm | 1164NS-W | WIRELESS SMOKE DETECTOR WITH NO SOUNDER | Each | N/A | 1-Year | 71.8 | 25% | 53.85
3697 | DMP - Fire and Security Alarm | 1166 | WIRELESS SMOKE RING | Each | N/A | 1-Year | 46.9 | 25% | 35.175
3698 | DMP - Fire and Security Alarm | 1183-135F | WIRELESS HEAT DETECTOR FIXED | Each | N/A | 1-Year | 47.4 | 25% | 35.55
3699 | DMP - Fire and Security Alarm | 1183-135R | WIRELESS HEAT DETECTOR RR/FXD | Each | N/A | 1-Year | 47.4 | 25% | 35.55
3700 | DMP - Fire and Security Alarm | 1184-W | WIRELESS CO DETECTOR | Each | N/A | 1-Year | 83.3 | 25% | 62.475
3701 | DMP - Fire and Security Alarm | 1301I | ICLASS COMPUTER PROX RDR (REMOTE LINK,SYSTEM LINK) | Each | N/A | 1-Year | 256.1 | 25% | 192.075
3702 | DMP - Fire and Security Alarm | 1301N | USB NANO COMPUTER PROXIMITY READER | Each | N/A | 1-Year | 211.6 | 25% | 158.7
3703 | DMP - Fire and Security Alarm | 1301P | COMPUTER PROX RDR (REMOTE LINK,SYSTEM LINK,ENTRE) | Each | N/A | 1-Year | 221.7 | 25% | 166.275
3704 | DMP - Fire and Security Alarm | 1306P | PROX PATCH | Each | N/A | 1-Year | 8.9 | 25% | 6.675
3705 | DMP - Fire and Security Alarm | 1306P-W/10 | PROX PATCH -STANDARD 26-BIT WIEGAND,10PKG | Each | N/A | 1-Year | 59.6 | 25% | 44.7
3706 | DMP - Fire and Security Alarm | 1306P/10 | PROX PATCH, 10PKG | Each | N/A | 1-Year | 59.6 | 25% | 44.7
3707 | DMP - Fire and Security Alarm | 1326/10 | PROXCARD II CARD, 10PKG | Each | N/A | 1-Year | 25.9 | 25% | 19.425
3708 | DMP - Fire and Security Alarm | 1326/100 | PROXCARD II CARD,100PKG | Each | N/A | 1-Year | 259.9 | 25% | 194.925
3709 | DMP - Fire and Security Alarm | 1346 | PROXKEY II ACCESS DEVICE | Each | N/A | 1-Year | 6.5 | 25% | 4.875
3710 | DMP - Fire and Security Alarm | 1346-RING | RING FOR 1346 PROXKEY II | Each | N/A | 1-Year | 0.3 | 25% | 0.225
3711 | DMP - Fire and Security Alarm | 1346/10 | PROXKEY III ACCESS DEVICE, 10PKG | Each | N/A | 1-Year | 58.9 | 25% | 44.175
3712 | DMP - Fire and Security Alarm | 1346/100 | PROXKEY III ACCESS DEVICE, 100PKG | Each | N/A | 1-Year | 589 | 25% | 441.75
3713 | DMP - Fire and Security Alarm | 1351 | HID PROXPASS,ACTIVE CREDENTIAL FOR AUTOMOBILES | Each | N/A | 1-Year | 29.8 | 25% | 22.35
3714 | DMP - Fire and Security Alarm | 1386/10 | ISOPROX II CARD, 10PKG | Each | N/A | 1-Year | 53.5 | 25% | 40.125
3715 | DMP - Fire and Security Alarm | 2205A | SENTROL OVERHEAD DOOR CONTACT, CLOSED LOOP | Each | N/A | 1-Year | 34.6 | 25% | 25.95
3716 | DMP - Fire and Security Alarm | 2207A | SENTROL OVERHEAD DOOR CONTACT, SPDT | Each | N/A | 1-Year | 43.2 | 25% | 32.4
3717 | DMP - Fire and Security Alarm | 2505A | SENTROL INDUSTRIAL WIDE GAP CONTACT | Each | N/A | 1-Year | 28.7 | 25% | 21.525
3718 | DMP - Fire and Security Alarm | 263EXT | CELLULAR EXTENSION MODULE | Each | N/A | 1-Year | 46.9 | 25% | 35.175
3719 | DMP - Fire and Security Alarm | 263H | HSPA+ CELLULAR COMMUNICATOR FOR XT & XR SERIES | Each | N/A | 1-Year | 143.5 | 25% | 107.625
3720 | DMP - Fire and Security Alarm | 263H/381-2 | HSPA+ CELLULAR COMMUNICATOR FOR XT & XR SERIES W/381-2 | Each | N/A | 1-Year | 151.3 | 25% | 113.475
3721 | DMP - Fire and Security Alarm | 263HCAN | HSPA+ CELLULAR COMMUNICATOR, CANADA | Each | N/A | 1-Year | 168.2 | 25% | 126.15
3722 | DMP - Fire and Security Alarm | 263HCAN/381-2 | HSPA+ CELLULAR COMMUNICATOR FOR XT & XR SERIES W/381-2, CANADA | Each | N/A | 1-Year | 175.8 | 25% | 131.85
3723 | DMP - Fire and Security Alarm | 263LTE-A | LTE CELLULAR COMMUNICATOR, AT&T | Each | N/A | 1-Year | 143.5 | 25% | 107.625
3724 | DMP - Fire and Security Alarm | 263LTE-A/381-2 | LTE CELLULAR COMMUNICATOR, 381 ANTENNA, AT&T | Each | N/A | 1-Year | 151.3 | 25% | 113.475
3725 | DMP - Fire and Security Alarm | 263LTE-V | LTE CELLULAR COMMUNICATOR FOR XT & XR SERIES, VERIZON | Each | N/A | 1-Year | 143.5 | 25% | 107.625
3726 | DMP - Fire and Security Alarm | 263LTE-V/381-2 | LTE CELLULAR COMMUNICATOR FOR XT & XR SERIES, 381 ANTENNA, VERIZON | Each | N/A | 1-Year | 151.3 | 25% | 113.475
3727 | DMP - Fire and Security Alarm | 263LTE-V5 | LTE CELLULAR COMMUNICATOR FOR XR100/XR500, VERIZON | Each | N/A | 1-Year | 192.3 | 25% | 144.225
3728 | DMP - Fire and Security Alarm | 265H | HSPA+ CELLULAR COMMUNICATOR FOR XTL+, EXT ANTENNA | Each | N/A | 1-Year | 83.7 | 25% | 62.775
3729 | DMP - Fire and Security Alarm | 265HCAN | HSPA+ CELLULAR COMMUNICATOR FOR XTL+, EXT ANTENNA, CANADA | Each | N/A | 1-Year | 93.8 | 25% | 70.35
3730 | DMP - Fire and Security Alarm | 265LTE-A | LTE CELLULAR COMMUNICATOR, AT&T | Each | N/A | 1-Year | 83.7 | 25% | 62.775
3731 | DMP - Fire and Security Alarm | 1144-4E | WIRELESS ENCRYPTED 4-BUTTON KEY FOB | Each | N/A | 1-Year | 39.9 | 25% | 29.925
3732 | DMP - Fire and Security Alarm | 1144-D | WIRELESS DUAL-BUTTON KEY FOB | Each | N/A | 1-Year | 31.3 | 25% | 23.475
3733 | DMP - Fire and Security Alarm | 1144-D/100 | WIRELESS DUAL-BUTTON KEY FOB, 100 PK | Each | N/A | 1-Year | 2900 | 25% | 2175
3734 | DMP - Fire and Security Alarm | 1145-HSG-B | WIRELESS 4-BUTTON KEY FOB HOUSING | Each | N/A | 1-Year | 5.6 | 25% | 4.2
3735 | DMP - Fire and Security Alarm | 1148-G | PERSONAL PENDANT WIRELESS TRANSMITTER, ONE BUTTON | Each | N/A | 1-Year | 20.7 | 25% | 15.525
3736 | DMP - Fire and Security Alarm | 1154 | 4-ZONE INPUT MODULE | Each | N/A | 1-Year | 36.8 | 25% | 27.6
3737 | DMP - Fire and Security Alarm | 1158 | 8-ZONE INPUT MODULE | Each | N/A | 1-Year | 53.4 | 25% | 40.05
3738 | DMP - Fire and Security Alarm | 1164-W | WIRELESS SMOKE DETECTOR W/ SYNC SOUNDER | Each | N/A | 1-Year | 71.8 | 25% | 53.85
3739 | DMP - Fire and Security Alarm | 1164NS-W | WIRELESS SMOKE DETECTOR WITH NO SOUNDER | Each | N/A | 1-Year | 71.8 | 25% | 53.85
3740 | DMP - Fire and Security Alarm | 1166 | WIRELESS SMOKE RING | Each | N/A | 1-Year | 46.9 | 25% | 35.175
3741 | DMP - Fire and Security Alarm | 1183-135F | WIRELESS HEAT DETECTOR FIXED | Each | N/A | 1-Year | 47.4 | 25% | 35.55
3742 | DMP - Fire and Security Alarm | 1183-135R | WIRELESS HEAT DETECTOR RR/FXD | Each | N/A | 1-Year | 47.4 | 25% | 35.55
3743 | DMP - Fire and Security Alarm | 1184-W | WIRELESS CO DETECTOR | Each | N/A | 1-Year | 83.3 | 25% | 62.475
3744 | DMP - Fire and Security Alarm | 1301I | ICLASS COMPUTER PROX RDR (REMOTE LINK,SYSTEM LINK) | Each | N/A | 1-Year | 256.1 | 25% | 192.075
3745 | DMP - Fire and Security Alarm | 1301N | USB NANO COMPUTER PROXIMITY READER | Each | N/A | 1-Year | 211.6 | 25% | 158.7
3746 | DMP - Fire and Security Alarm | 1301P | COMPUTER PROX RDR (REMOTE LINK,SYSTEM LINK,ENTRE) | Each | N/A | 1-Year | 221.7 | 25% | 166.275
3747 | DMP - Fire and Security Alarm | 1306P | PROX PATCH | Each | N/A | 1-Year | 8.9 | 25% | 6.675
3748 | DMP - Fire and Security Alarm | 1306P-W/10 | PROX PATCH -STANDARD 26-BIT WIEGAND,10PKG | Each | N/A | 1-Year | 59.6 | 25% | 44.7
3749 | DMP - Fire and Security Alarm | 1306P/10 | PROX PATCH, 10PKG | Each | N/A | 1-Year | 59.6 | 25% | 44.7
3750 | DMP - Fire and Security Alarm | 1326/10 | PROXCARD II CARD, 10PKG | Each | N/A | 1-Year | 25.9 | 25% | 19.425
3751 | DMP - Fire and Security Alarm | 1326/100 | PROXCARD II CARD,100PKG | Each | N/A | 1-Year | 259.9 | 25% | 194.925
3752 | DMP - Fire and Security Alarm | 1346 | PROXKEY II ACCESS DEVICE | Each | N/A | 1-Year | 6.5 | 25% | 4.875
3753 | DMP - Fire and Security Alarm | 1346-RING | RING FOR 1346 PROXKEY II | Each | N/A | 1-Year | 0.3 | 25% | 0.225
3754 | DMP - Fire and Security Alarm | 1346/10 | PROXKEY III ACCESS DEVICE, 10PKG | Each | N/A | 1-Year | 58.9 | 25% | 44.175
3755 | DMP - Fire and Security Alarm | 1346/100 | PROXKEY III ACCESS DEVICE, 100PKG | Each | N/A | 1-Year | 589 | 25% | 441.75
3756 | DMP - Fire and Security Alarm | 1351 | HID PROXPASS,ACTIVE CREDENTIAL FOR AUTOMOBILES | Each | N/A | 1-Year | 29.8 | 25% | 22.35
3757 | DMP - Fire and Security Alarm | 1386/10 | ISOPROX II CARD, 10PKG | Each | N/A | 1-Year | 53.5 | 25% | 40.125
3758 | DMP - Fire and Security Alarm | 2205A | SENTROL OVERHEAD DOOR CONTACT, CLOSED LOOP | Each | N/A | 1-Year | 34.6 | 25% | 25.95
3759 | DMP - Fire and Security Alarm | 2207A | SENTROL OVERHEAD DOOR CONTACT, SPDT | Each | N/A | 1-Year | 43.2 | 25% | 32.4
3760 | DMP - Fire and Security Alarm | 2505A | SENTROL INDUSTRIAL WIDE GAP CONTACT | Each | N/A | 1-Year | 28.7 | 25% | 21.525
3761 | DMP - Fire and Security Alarm | 263EXT | CELLULAR EXTENSION MODULE | Each | N/A | 1-Year | 46.9 | 25% | 35.175
3762 | DMP - Fire and Security Alarm | 263H | HSPA+ CELLULAR COMMUNICATOR FOR XT & XR SERIES | Each | N/A | 1-Year | 143.5 | 25% | 107.625
3763 | DMP - Fire and Security Alarm | 263H/381-2 | HSPA+ CELLULAR COMMUNICATOR FOR XT & XR SERIES W/381-2 | Each | N/A | 1-Year | 151.3 | 25% | 113.475
3764 | DMP - Fire and Security Alarm | 263HCAN | HSPA+ CELLULAR COMMUNICATOR, CANADA | Each | N/A | 1-Year | 168.2 | 25% | 126.15
3765 | DMP - Fire and Security Alarm | 263HCAN/381-2 | HSPA+ CELLULAR COMMUNICATOR FOR XT & XR SERIES W/381-2, CANADA | Each | N/A | 1-Year | 175.8 | 25% | 131.85
3766 | DMP - Fire and Security Alarm | 263LTE-A | LTE CELLULAR COMMUNICATOR, AT&T | Each | N/A | 1-Year | 143.5 | 25% | 107.625
3767 | DMP - Fire and Security Alarm | 263LTE-A/381-2 | LTE CELLULAR COMMUNICATOR, 381 ANTENNA, AT&T | Each | N/A | 1-Year | 151.3 | 25% | 113.475
3768 | DMP - Fire and Security Alarm | 263LTE-V | LTE CELLULAR COMMUNICATOR FOR XT & XR SERIES, VERIZON | Each | N/A | 1-Year | 143.5 | 25% | 107.625
3769 | DMP - Fire and Security Alarm | 263LTE-V/381-2 | LTE CELLULAR COMMUNICATOR FOR XT & XR SERIES, 381 ANTENNA, VERIZON | Each | N/A | 1-Year | 151.3 | 25% | 113.475
3770 | DMP - Fire and Security Alarm | 263LTE-V5 | LTE CELLULAR COMMUNICATOR FOR XR100/XR500, VERIZON | Each | N/A | 1-Year | 192.3 | 25% | 144.225
3771 | DMP - Fire and Security Alarm | 265H | HSPA+ CELLULAR COMMUNICATOR FOR XTL+, EXT ANTENNA | Each | N/A | 1-Year | 83.7 | 25% | 62.775
3772 | DMP - Fire and Security Alarm | 265HCAN | HSPA+ CELLULAR COMMUNICATOR FOR XTL+, EXT ANTENNA, CANADA | Each | N/A | 1-Year | 93.8 | 25% | 70.35
3773 | DMP - Fire and Security Alarm | 265LTE-A | LTE CELLULAR COMMUNICATOR, AT&T | Each | N/A | 1-Year | 83.7 | 25% | 62.775
3774 | DMP - Fire and Security Alarm | 265LTE-V | LTE CELLULAR COMMUNICATOR FOR XTL+, VERIZON | Each | N/A | 1-Year | 83.7 | 25% | 62.775
3775 | DMP - Fire and Security Alarm | 1144-D | WIRELESS DUAL-BUTTON KEY FOB | Each | N/A | 1-Year | 31.3 | 25% | 23.475
3776 | DMP - Fire and Security Alarm | 1144-D/100 | WIRELESS DUAL-BUTTON KEY FOB, 100 PK | Each | N/A | 1-Year | 2900 | 25% | 2175
3777 | DMP - Fire and Security Alarm | 1145-HSG-B | WIRELESS 4-BUTTON KEY FOB HOUSING | Each | N/A | 1-Year | 5.6 | 25% | 4.2
3778 | DMP - Fire and Security Alarm | 1148-G | PERSONAL PENDANT WIRELESS TRANSMITTER, ONE BUTTON | Each | N/A | 1-Year | 20.7 | 25% | 15.525
3779 | DMP - Fire and Security Alarm | 1154 | 4-ZONE INPUT MODULE | Each | N/A | 1-Year | 36.8 | 25% | 27.6
3780 | DMP - Fire and Security Alarm | 1158 | 8-ZONE INPUT MODULE | Each | N/A | 1-Year | 53.4 | 25% | 40.05
3781 | DMP - Fire and Security Alarm | 1164-W | WIRELESS SMOKE DETECTOR W/ SYNC SOUNDER | Each | N/A | 1-Year | 71.8 | 25% | 53.85
3782 | DMP - Fire and Security Alarm | 1164NS-W | WIRELESS SMOKE DETECTOR WITH NO SOUNDER | Each | N/A | 1-Year | 71.8 | 25% | 53.85
3783 | DMP - Fire and Security Alarm | 1166 | WIRELESS SMOKE RING | Each | N/A | 1-Year | 46.9 | 25% | 35.175
3784 | DMP - Fire and Security Alarm | 1183-135F | WIRELESS HEAT DETECTOR FIXED | Each | N/A | 1-Year | 47.4 | 25% | 35.55
3785 | DMP - Fire and Security Alarm | 1183-135R | WIRELESS HEAT DETECTOR RR/FXD | Each | N/A | 1-Year | 47.4 | 25% | 35.55
3786 | DMP - Fire and Security Alarm | 1184-W | WIRELESS CO DETECTOR | Each | N/A | 1-Year | 83.3 | 25% | 62.475
3787 | DMP - Fire and Security Alarm | 1301I | ICLASS COMPUTER PROX RDR (REMOTE LINK,SYSTEM LINK) | Each | N/A | 1-Year | 256.1 | 25% | 192.075
3788 | DMP - Fire and Security Alarm | 1301N | USB NANO COMPUTER PROXIMITY READER | Each | N/A | 1-Year | 211.6 | 25% | 158.7
3789 | DMP - Fire and Security Alarm | 1301P | COMPUTER PROX RDR (REMOTE LINK,SYSTEM LINK,ENTRE) | Each | N/A | 1-Year | 221.7 | 25% | 166.275
3790 | DMP - Fire and Security Alarm | 1306P | PROX PATCH | Each | N/A | 1-Year | 8.9 | 25% | 6.675
3791 | DMP - Fire and Security Alarm | 1306P-W/10 | PROX PATCH -STANDARD 26-BIT WIEGAND,10PKG | Each | N/A | 1-Year | 59.6 | 25% | 44.7
3792 | DMP - Fire and Security Alarm | 1306P/10 | PROX PATCH, 10PKG | Each | N/A | 1-Year | 59.6 | 25% | 44.7
3793 | DMP - Fire and Security Alarm | 1326/10 | PROXCARD II CARD, 10PKG | Each | N/A | 1-Year | 25.9 | 25% | 19.425
3794 | DMP - Fire and Security Alarm | 1326/100 | PROXCARD II CARD,100PKG | Each | N/A | 1-Year | 259.9 | 25% | 194.925
3795 | DMP - Fire and Security Alarm | 1346 | PROXKEY II ACCESS DEVICE | Each | N/A | 1-Year | 6.5 | 25% | 4.875
3796 | DMP - Fire and Security Alarm | 1346-RING | RING FOR 1346 PROXKEY II | Each | N/A | 1-Year | 0.3 | 25% | 0.225
3797 | DMP - Fire and Security Alarm | 1346/10 | PROXKEY III ACCESS DEVICE, 10PKG | Each | N/A | 1-Year | 58.9 | 25% | 44.175
3798 | DMP - Fire and Security Alarm | 1346/100 | PROXKEY III ACCESS DEVICE, 100PKG | Each | N/A | 1-Year | 589 | 25% | 441.75
3799 | DMP - Fire and Security Alarm | 1351 | HID PROXPASS,ACTIVE CREDENTIAL FOR AUTOMOBILES | Each | N/A | 1-Year | 29.8 | 25% | 22.35
3800 | DMP - Fire and Security Alarm | 1386/10 | ISOPROX II CARD, 10PKG | Each | N/A | 1-Year | 53.5 | 25% | 40.125
3801 | DMP - Fire and Security Alarm | 2205A | SENTROL OVERHEAD DOOR CONTACT, CLOSED LOOP | Each | N/A | 1-Year | 34.6 | 25% | 25.95
3802 | DMP - Fire and Security Alarm | 2207A | SENTROL OVERHEAD DOOR CONTACT, SPDT | Each | N/A | 1-Year | 43.2 | 25% | 32.4
3803 | DMP - Fire and Security Alarm | 2505A | SENTROL INDUSTRIAL WIDE GAP CONTACT | Each | N/A | 1-Year | 28.7 | 25% | 21.525
3804 | DMP - Fire and Security Alarm | 263EXT | CELLULAR EXTENSION MODULE | Each | N/A | 1-Year | 46.9 | 25% | 35.175
3805 | DMP - Fire and Security Alarm | 263H | HSPA+ CELLULAR COMMUNICATOR FOR XT & XR SERIES | Each | N/A | 1-Year | 143.5 | 25% | 107.625
3806 | DMP - Fire and Security Alarm | 263H/381-2 | HSPA+ CELLULAR COMMUNICATOR FOR XT & XR SERIES W/381-2 | Each | N/A | 1-Year | 151.3 | 25% | 113.475
3807 | DMP - Fire and Security Alarm | 263HCAN | HSPA+ CELLULAR COMMUNICATOR, CANADA | Each | N/A | 1-Year | 168.2 | 25% | 126.15
3808 | DMP - Fire and Security Alarm | 263HCAN/381-2 | HSPA+ CELLULAR COMMUNICATOR FOR XT & XR SERIES W/381-2, CANADA | Each | N/A | 1-Year | 175.8 | 25% | 131.85
3809 | DMP - Fire and Security Alarm | 263LTE-A | LTE CELLULAR COMMUNICATOR, AT&T | Each | N/A | 1-Year | 143.5 | 25% | 107.625
3810 | DMP - Fire and Security Alarm | 263LTE-A/381-2 | LTE CELLULAR COMMUNICATOR, 381 ANTENNA, AT&T | Each | N/A | 1-Year | 151.3 | 25% | 113.475
3811 | DMP - Fire and Security Alarm | 263LTE-V | LTE CELLULAR COMMUNICATOR FOR XT & XR SERIES, VERIZON | Each | N/A | 1-Year | 143.5 | 25% | 107.625
3812 | DMP - Fire and Security Alarm | 263LTE-V/381-2 | LTE CELLULAR COMMUNICATOR FOR XT & XR SERIES, 381 ANTENNA, VERIZON | Each | N/A | 1-Year | 151.3 | 25% | 113.475
3813 | DMP - Fire and Security Alarm | 263LTE-V5 | LTE CELLULAR COMMUNICATOR FOR XR100/XR500, VERIZON | Each | N/A | 1-Year | 192.3 | 25% | 144.225
3814 | DMP - Fire and Security Alarm | 265H | HSPA+ CELLULAR COMMUNICATOR FOR XTL+, EXT ANTENNA | Each | N/A | 1-Year | 83.7 | 25% | 62.775
3815 | DMP - Fire and Security Alarm | 265HCAN | HSPA+ CELLULAR COMMUNICATOR FOR XTL+, EXT ANTENNA, CANADA | Each | N/A | 1-Year | 93.8 | 25% | 70.35
3816 | DMP - Fire and Security Alarm | 265LTE-A | LTE CELLULAR COMMUNICATOR, AT&T | Each | N/A | 1-Year | 83.7 | 25% | 62.775
3817 | DMP - Fire and Security Alarm | 265LTE-V | LTE CELLULAR COMMUNICATOR FOR XTL+, VERIZON | Each | N/A | 1-Year | 83.7 | 25% | 62.775
3818 | DMP - Fire and Security Alarm | 270 | NETWORK TRANSIENT SUPPRESSION MODULE | Each | N/A | 1-Year | 15.3 | 25% | 11.475
3819 | DMP - Fire and Security Alarm | 1144-D/100 | WIRELESS DUAL-BUTTON KEY FOB, 100 PK | Each | N/A | 1-Year | 2900 | 25% | 2175
3820 | DMP - Fire and Security Alarm | 1145-HSG-B | WIRELESS 4-BUTTON KEY FOB HOUSING | Each | N/A | 1-Year | 5.6 | 25% | 4.2
3821 | DMP - Fire and Security Alarm | 1148-G | PERSONAL PENDANT WIRELESS TRANSMITTER, ONE BUTTON | Each | N/A | 1-Year | 20.7 | 25% | 15.525
3822 | DMP - Fire and Security Alarm | 1154 | 4-ZONE INPUT MODULE | Each | N/A | 1-Year | 36.8 | 25% | 27.6
3823 | DMP - Fire and Security Alarm | 1158 | 8-ZONE INPUT MODULE | Each | N/A | 1-Year | 53.4 | 25% | 40.05
3824 | DMP - Fire and Security Alarm | 1164-W | WIRELESS SMOKE DETECTOR W/ SYNC SOUNDER | Each | N/A | 1-Year | 71.8 | 25% | 53.85
3825 | DMP - Fire and Security Alarm | 1164NS-W | WIRELESS SMOKE DETECTOR WITH NO SOUNDER | Each | N/A | 1-Year | 71.8 | 25% | 53.85
3826 | DMP - Fire and Security Alarm | 1166 | WIRELESS SMOKE RING | Each | N/A | 1-Year | 46.9 | 25% | 35.175
3827 | DMP - Fire and Security Alarm | 1183-135F | WIRELESS HEAT DETECTOR FIXED | Each | N/A | 1-Year | 47.4 | 25% | 35.55
3828 | DMP - Fire and Security Alarm | 1183-135R | WIRELESS HEAT DETECTOR RR/FXD | Each | N/A | 1-Year | 47.4 | 25% | 35.55
3829 | DMP - Fire and Security Alarm | 1184-W | WIRELESS CO DETECTOR | Each | N/A | 1-Year | 83.3 | 25% | 62.475
3830 | DMP - Fire and Security Alarm | 1301I | ICLASS COMPUTER PROX RDR (REMOTE LINK,SYSTEM LINK) | Each | N/A | 1-Year | 256.1 | 25% | 192.075
3831 | DMP - Fire and Security Alarm | 1301N | USB NANO COMPUTER PROXIMITY READER | Each | N/A | 1-Year | 211.6 | 25% | 158.7
3832 | DMP - Fire and Security Alarm | 1301P | COMPUTER PROX RDR (REMOTE LINK,SYSTEM LINK,ENTRE) | Each | N/A | 1-Year | 221.7 | 25% | 166.275
3833 | DMP - Fire and Security Alarm | 1306P | PROX PATCH | Each | N/A | 1-Year | 8.9 | 25% | 6.675
3834 | DMP - Fire and Security Alarm | 1306P-W/10 | PROX PATCH -STANDARD 26-BIT WIEGAND,10PKG | Each | N/A | 1-Year | 59.6 | 25% | 44.7
3835 | DMP - Fire and Security Alarm | 1306P/10 | PROX PATCH, 10PKG | Each | N/A | 1-Year | 59.6 | 25% | 44.7
3836 | DMP - Fire and Security Alarm | 1326/10 | PROXCARD II CARD, 10PKG | Each | N/A | 1-Year | 25.9 | 25% | 19.425
3837 | DMP - Fire and Security Alarm | 1326/100 | PROXCARD II CARD,100PKG | Each | N/A | 1-Year | 259.9 | 25% | 194.925
3838 | DMP - Fire and Security Alarm | 1346 | PROXKEY II ACCESS DEVICE | Each | N/A | 1-Year | 6.5 | 25% | 4.875
3839 | DMP - Fire and Security Alarm | 1346-RING | RING FOR 1346 PROXKEY II | Each | N/A | 1-Year | 0.3 | 25% | 0.225
3840 | DMP - Fire and Security Alarm | 1346/10 | PROXKEY III ACCESS DEVICE, 10PKG | Each | N/A | 1-Year | 58.9 | 25% | 44.175
3841 | DMP - Fire and Security Alarm | 1346/100 | PROXKEY III ACCESS DEVICE, 100PKG | Each | N/A | 1-Year | 589 | 25% | 441.75
3842 | DMP - Fire and Security Alarm | 1351 | HID PROXPASS,ACTIVE CREDENTIAL FOR AUTOMOBILES | Each | N/A | 1-Year | 29.8 | 25% | 22.35
3843 | DMP - Fire and Security Alarm | 1386/10 | ISOPROX II CARD, 10PKG | Each | N/A | 1-Year | 53.5 | 25% | 40.125
3844 | DMP - Fire and Security Alarm | 2205A | SENTROL OVERHEAD DOOR CONTACT, CLOSED LOOP | Each | N/A | 1-Year | 34.6 | 25% | 25.95
3845 | DMP - Fire and Security Alarm | 2207A | SENTROL OVERHEAD DOOR CONTACT, SPDT | Each | N/A | 1-Year | 43.2 | 25% | 32.4
3846 | DMP - Fire and Security Alarm | 2505A | SENTROL INDUSTRIAL WIDE GAP CONTACT | Each | N/A | 1-Year | 28.7 | 25% | 21.525
3847 | DMP - Fire and Security Alarm | 263EXT | CELLULAR EXTENSION MODULE | Each | N/A | 1-Year | 46.9 | 25% | 35.175
3848 | DMP - Fire and Security Alarm | 263H | HSPA+ CELLULAR COMMUNICATOR FOR XT & XR SERIES | Each | N/A | 1-Year | 143.5 | 25% | 107.625
3849 | DMP - Fire and Security Alarm | 263H/381-2 | HSPA+ CELLULAR COMMUNICATOR FOR XT & XR SERIES W/381-2 | Each | N/A | 1-Year | 151.3 | 25% | 113.475
3850 | DMP - Fire and Security Alarm | 263HCAN | HSPA+ CELLULAR COMMUNICATOR, CANADA | Each | N/A | 1-Year | 168.2 | 25% | 126.15
3851 | DMP - Fire and Security Alarm | 263HCAN/381-2 | HSPA+ CELLULAR COMMUNICATOR FOR XT & XR SERIES W/381-2, CANADA | Each | N/A | 1-Year | 175.8 | 25% | 131.85
3852 | DMP - Fire and Security Alarm | 263LTE-A | LTE CELLULAR COMMUNICATOR, AT&T | Each | N/A | 1-Year | 143.5 | 25% | 107.625
3853 | DMP - Fire and Security Alarm | 263LTE-A/381-2 | LTE CELLULAR COMMUNICATOR, 381 ANTENNA, AT&T | Each | N/A | 1-Year | 151.3 | 25% | 113.475
3854 | DMP - Fire and Security Alarm | 263LTE-V | LTE CELLULAR COMMUNICATOR FOR XT & XR SERIES, VERIZON | Each | N/A | 1-Year | 143.5 | 25% | 107.625
3855 | DMP - Fire and Security Alarm | 263LTE-V/381-2 | LTE CELLULAR COMMUNICATOR FOR XT & XR SERIES, 381 ANTENNA, VERIZON | Each | N/A | 1-Year | 151.3 | 25% | 113.475
3856 | DMP - Fire and Security Alarm | 263LTE-V5 | LTE CELLULAR COMMUNICATOR FOR XR100/XR500, VERIZON | Each | N/A | 1-Year | 192.3 | 25% | 144.225
3857 | DMP - Fire and Security Alarm | 265H | HSPA+ CELLULAR COMMUNICATOR FOR XTL+, EXT ANTENNA | Each | N/A | 1-Year | 83.7 | 25% | 62.775
3858 | DMP - Fire and Security Alarm | 265HCAN | HSPA+ CELLULAR COMMUNICATOR FOR XTL+, EXT ANTENNA, CANADA | Each | N/A | 1-Year | 93.8 | 25% | 70.35
3859 | DMP - Fire and Security Alarm | 265LTE-A | LTE CELLULAR COMMUNICATOR, AT&T | Each | N/A | 1-Year | 83.7 | 25% | 62.775
3860 | DMP - Fire and Security Alarm | 265LTE-V | LTE CELLULAR COMMUNICATOR FOR XTL+, VERIZON | Each | N/A | 1-Year | 83.7 | 25% | 62.775
3861 | DMP - Fire and Security Alarm | 270 | NETWORK TRANSIENT SUPPRESSION MODULE | Each | N/A | 1-Year | 15.3 | 25% | 11.475
3862 | DMP - Fire and Security Alarm | 277 | TROUBLE ANNUNCIATOR FOR XR150/XR350/XR550 SERIES | Each | N/A | 1-Year | 15.3 | 25% | 11.475
3863 | DMP - Fire and Security Alarm | 2W-BLX | SMOKE DET, 12V, LX-BUS | Each | N/A | 1-Year | 48.1 | 25% | 36.075
3864 | DMP - Fire and Security Alarm | 2WT-BLX | SMOKE DET, 12V, LX-BUS, HEAT | Each | N/A | 1-Year | 52.4 | 25% | 39.3
3865 | DMP - Fire and Security Alarm | 300 | REPLACEMENT HARNESS FOR KEYPADS (4 WIRE) | Each | N/A | 1-Year | 2.6 | 25% | 1.95
3866 | DMP - Fire and Security Alarm | 300-12 | REPLACEMENT 12 WIRE HARNESS | Each | N/A | 1-Year | 5.3 | 25% | 3.975
3867 | DMP - Fire and Security Alarm | 300-5 | REPLACEMENT 5 WIRE HARNESS | Each | N/A | 1-Year | 3.1 | 25% | 2.325
3868 | DMP - Fire and Security Alarm | 300-512 | REPLACEMENT 12 WIRE HARNESS, 5' | Each | N/A | 1-Year | 11.3 | 25% | 8.475
3869 | DMP - Fire and Security Alarm | 300-763 | REPLACEMENT 7-WIRE HARNESS FOR THE 763 | Each | N/A | 1-Year | 10.4 | 25% | 7.8
3870 | DMP - Fire and Security Alarm | 300-7800-12 | REPLACEMENT 12-WIRE HARNESS FOR 7800 SERIES | Each | N/A | 1-Year | 6.9 | 25% | 5.175
3871 | DMP - Fire and Security Alarm | 300-7800-12ADPT | ADAPTOR FOR 7800 SERIES KEYPAD HARNESS | Each | N/A | 1-Year | 9.9 | 25% | 7.425
3872 | DMP - Fire and Security Alarm | 300-7800-5 | REPLACEMENT 5-WIRE HARNESS FOR 7800 SERIES | Each | N/A | 1-Year | 5.6 | 25% | 4.2
3873 | DMP - Fire and Security Alarm | 300-9800-4 | REPLACEMENT 4 WIRE HARNESS FOR 9800 SERIES | Each | N/A | 1-Year | 5.4 | 25% | 4.05
3874 | DMP - Fire and Security Alarm | 300-9800DEMO | POWER CABLE, 9800 W/DISCONNECT | Each | N/A | 1-Year | 17.5 | 25% | 13.125
3875 | DMP - Fire and Security Alarm | 301 | REPLACEMENT ENCLOSURE LOCK | Each | N/A | 1-Year | 2 | 25% | 1.5
3876 | DMP - Fire and Security Alarm | 3012 | CLIP ON TAMPER SWITCH | Each | N/A | 1-Year | 3.5 | 25% | 2.625
3877 | DMP - Fire and Security Alarm | 302 | TWO-PIN JUMPER (PACKAGE OF 10) | Each | N/A | 1-Year | 1.8 | 25% | 1.35
3878 | DMP - Fire and Security Alarm | 303 | SILENCE/RESET PUSH BUTTON KIT | Each | N/A | 1-Year | 7.1 | 25% | 5.325
3879 | DMP - Fire and Security Alarm | 305 | PLUG-IN OUTPUT RELAY | Each | N/A | 1-Year | 4.4 | 25% | 3.3
3880 | DMP - Fire and Security Alarm | 305/10 | PLUG-IN OUTPUT RELAY 10 PK | Each | N/A | 1-Year | 40.7 | 25% | 30.525
3881 | DMP - Fire and Security Alarm | 306 | TAMPER HARNESS | Each | N/A | 1-Year | 1.4 | 25% | 1.05
3882 | DMP - Fire and Security Alarm | 307 | CLIP-ON TAMPER SWITCH | Each | N/A | 1-Year | 8.9 | 25% | 6.675
3883 | DMP - Fire and Security Alarm | 307-S | SCREW-ON TAMPER SWITCH | Each | N/A | 1-Year | 2.9 | 25% | 2.175
3884 | DMP - Fire and Security Alarm | 308 | 10K OHM REPLACEMENT EOL RESISTOR W/WIRE LEADS | Each | N/A | 1-Year | 1.4 | 25% | 1.05
3885 | DMP - Fire and Security Alarm | 309 | 3.3K OHM REPLACEMENT EOL RESISTOR W/WIRE LEADS | Each | N/A | 1-Year | 1.4 | 25% | 1.05
3886 | DMP - Fire and Security Alarm | 310 | 1K OHM RESISTOR W/WIRE LEADS | Each | N/A | 1-Year | 1.4 | 25% | 1.05
3887 | DMP - Fire and Security Alarm | 310/25 | 1K OHM RESISTOR W/WIRE LEADS 25PKG | Each | N/A | 1-Year | 34.5 | 25% | 25.875
3888 | DMP - Fire and Security Alarm | 311 | 1K OHM REPLACEMENT EOL RESISTOR 10PKG | Each | N/A | 1-Year | 1.4 | 25% | 1.05
3889 | DMP - Fire and Security Alarm | 312 | 470K EOL W/WIRE LEADS, 10PK | Each | N/A | 1-Year | 1.4 | 25% | 1.05
3890 | DMP - Fire and Security Alarm | 312/25 | 470K EOL W/WIRE LEADS 25PKG | Each | N/A | 1-Year | 32 | 25% | 24
3891 | DMP - Fire and Security Alarm | 318 | DUAL BATTERY HARNESS FOR STD. BATTERY LEADS | Each | N/A | 1-Year | 8.1 | 25% | 6.075
3892 | DMP - Fire and Security Alarm | 318EXT | BATTERY HARNESS EXTENSION | Each | N/A | 1-Year | 9.8 | 25% | 7.35
3893 | DMP - Fire and Security Alarm | 318R | BATTERY HARNESS FOR RING-STYLE BATTERY LEADS | Each | N/A | 1-Year | 8.1 | 25% | 6.075
3894 | DMP - Fire and Security Alarm | 319 | 3 AMP FUSES(FOR USE W/SCS-1R RECEIVER) 5PKG | Each | N/A | 1-Year | 3.4 | 25% | 2.55
3895 | DMP - Fire and Security Alarm | 321 | 16.5 VAC 40 VA PLUG-IN TRANSFORMER | Each | N/A | 1-Year | 8.1 | 25% | 6.075
3896 | DMP - Fire and Security Alarm | 322 | 16.5 VAC 56 VA WIRE-IN TRANSFORMER W/ENCLOSURE | Each | N/A | 1-Year | 47.4 | 25% | 35.55
3897 | DMP - Fire and Security Alarm | 323 | 56VA TRANSFORMER MOUNTING KIT,350 OR 350A ENCLOSURE | Each | N/A | 1-Year | 43.2 | 25% | 32.4
3898 | DMP - Fire and Security Alarm | 324 | 16 V 100 VA WIRE-IN TRANSFORMER ENCLOSURE | Each | N/A | 1-Year | 53.5 | 25% | 40.125
3899 | DMP - Fire and Security Alarm | 324P | 16 V 100 VA WIRE-IN PLATE,350 OR 350A ENCLOSURE | Each | N/A | 1-Year | 50.5 | 25% | 37.875
3900 | DMP - Fire and Security Alarm | 325 | TERM STRIP W/COVER FOR WIRE-IN TRNSFMRS & BRACKET | Each | N/A | 1-Year | 4.6 | 25% | 3.45
3901 | DMP - Fire and Security Alarm | 327 | 16.5 VAC 50 VA PLUG-IN TRANSFORMER | Each | N/A | 1-Year | 8.4 | 25% | 6.3
3902 | DMP - Fire and Security Alarm | 327-CAN | 16.5 VAC 50 VA PLUG-IN TRANSFORMER,ULC APPROVED | Each | N/A | 1-Year | 15.3 | 25% | 11.475
3903 | DMP - Fire and Security Alarm | 330 | DUAL-ENDED 4-WIRE HARNESS | Each | N/A | 1-Year | 4.4 | 25% | 3.3
3904 | DMP - Fire and Security Alarm | 330-24V | 24V PROGRAMMING CABLE | Each | N/A | 1-Year | 4.8 | 25% | 3.6
3905 | DMP - Fire and Security Alarm | 330-4 | DUAL-ENDED 4-WIRE HARNESS, 4 FOOT | Each | N/A | 1-Year | 5.4 | 25% | 4.05
3906 | DMP - Fire and Security Alarm | 332 | BLACK LANYARD W/SPLIT RING | Each | N/A | 1-Year | 3.3 | 25% | 2.475
3907 | DMP - Fire and Security Alarm | 333 | NOISE SUPPRESSOR FOR 734 | Each | N/A | 1-Year | 7.6 | 25% | 5.7
3908 | DMP - Fire and Security Alarm | 335 | INDOOR SIREN | Each | N/A | 1-Year | 5.9 | 25% | 4.425
3909 | DMP - Fire and Security Alarm | 340-G | SMALL ENCL GREY FOR XT SERIES,714-8/16,715-8/16 | Each | N/A | 1-Year | 17.8 | 25% | 13.35
3910 | DMP - Fire and Security Alarm | 340-R | SMALL ENCL RED FOR XT, 714-8/16, 715-8/16 | Each | N/A | 1-Year | 17.8 | 25% | 13.35
3911 | DMP - Fire and Security Alarm | 341-G | ATM ENCL GREY FOR ALL DMP PANELS & 323/324P TRFR | Each | N/A | 1-Year | 50.9 | 25% | 38.175
3912 | DMP - Fire and Security Alarm | 341B | KIOSK ENCLOSURE BATTERY BRACKET | Each | N/A | 1-Year | 15.3 | 25% | 11.475
3913 | DMP - Fire and Security Alarm | 349-G | MEDIUM PANEL ENCLOSURE GREY FOR XT SERIES | Each | N/A | 1-Year | 36.6 | 25% | 27.45
3914 | DMP - Fire and Security Alarm | 349A-G | ATTACK RESIST MEDIUM GREY ENCLOSURE FOR XT SERIES | Each | N/A | 1-Year | 62.5 | 25% | 46.875
3915 | DMP - Fire and Security Alarm | 349S-G | ENCLOSURE SHELF (FOR 2 7AH BATT) FOR 349 ENCL | Each | N/A | 1-Year | 13.2 | 25% | 9.9
3916 | DMP - Fire and Security Alarm | 350-G | LARGE GREY ENCLOSURE FOR XR PANELS & 323/324P TRNS | Each | N/A | 1-Year | 50.9 | 25% | 38.175
3917 | DMP - Fire and Security Alarm | 350-R | LARGE RED ENCLOSURE FOR XR PANELS,323/324P TRNS | Each | N/A | 1-Year | 50.9 | 25% | 38.175
3918 | DMP - Fire and Security Alarm | 350A-G | ATTACK RESIST ENCLOSURE 16 GUAGE,FOR ALL XR PANELS | Each | N/A | 1-Year | 62.5 | 25% | 46.875
3919 | DMP - Fire and Security Alarm | 350B | SLIDE-IN BRACKET W/3-HOLE FOR 350 AND 350A ENCLOSUR | Each | N/A | 1-Year | 3.7 | 25% | 2.775
3920 | DMP - Fire and Security Alarm | 350C-G | CONDUIT BACKBOX FOR ADD. CONDUIT FOR 350&350A ENCL | Each | N/A | 1-Year | 27.4 | 25% | 20.55
3921 | DMP - Fire and Security Alarm | 350D-92 | MOUNTING PLATE FOR ANY ENCLOSURE - 3-HOLE PATTERN | Each | N/A | 1-Year | 15.8 | 25% | 11.85
3922 | DMP - Fire and Security Alarm | 350P-92 | 3-HOLE MOUNTING BRACKET | Each | N/A | 1-Year | 17.2 | 25% | 12.9
3923 | DMP - Fire and Security Alarm | 350S-G | LARGE ENCLOSURE SHELF FOR 350 PANEL ENCL | Each | N/A | 1-Year | 20.3 | 25% | 15.225
3924 | DMP - Fire and Security Alarm | 351-G | UNIVERSAL MNTG PLATE FOR DMP1812 &BOSCH UPGRADES | Each | N/A | 1-Year | 36.8 | 25% | 27.6
3925 | DMP - Fire and Security Alarm | 351ONQ | ONQ SYSTEM MOUNTING PLATE FOR XT AND XR SERIES | Each | N/A | 1-Year | 18.4 | 25% | 13.8
3926 | DMP - Fire and Security Alarm | 351PRI | PRI SYSTEM MOUNTING PLATE FOR XT AND XR SERIES | Each | N/A | 1-Year | 18.4 | 25% | 13.8
3927 | DMP - Fire and Security Alarm | 352P-G | X-LARGE ENCLOSURE, GRAY, 505-12 | Each | N/A | 1-Year | 359.2 | 25% | 269.4
3928 | DMP - Fire and Security Alarm | 352S-G | XL GREY BATTERY ENCLOSURE WITH 5 SHELVES | Each | N/A | 1-Year | 244.2 | 25% | 183.15
3929 | DMP - Fire and Security Alarm | 352X-G | XL GRAY ENCL W/100VA TRNSFR&MOUNT.PLATE:XR PANELS | Each | N/A | 1-Year | 233.2 | 25% | 174.9
3930 | DMP - Fire and Security Alarm | 353-G | GRAY WIRE PULL BOX,12"X15"X4",FOR XRSERIES/352ENCL | Each | N/A | 1-Year | 106.6 | 25% | 79.95
3931 | DMP - Fire and Security Alarm | 354-G | GRAY RETROFIT PLATE FOR 1ZONE EXP.IN 350/350A ENC | Each | N/A | 1-Year | 24.9 | 25% | 18.675
3932 | DMP - Fire and Security Alarm | 354A-G | RETROFIT ENCL FOR (2)714/15-XX MOUNTS IN 350/350A | Each | N/A | 1-Year | 33.1 | 25% | 24.825
3933 | DMP - Fire and Security Alarm | 356-2 | RJ PHONE CABLE, 2 FT | Each | N/A | 1-Year | 2.1 | 25% | 1.575
3934 | DMP - Fire and Security Alarm | 356-7 | RJ PHONE CABLE, 7 FT | Each | N/A | 1-Year | 2.6 | 25% | 1.95
3935 | DMP - Fire and Security Alarm | 357-10 | 10FT CAT-5 CABLE FOR ALL PANELS | Each | N/A | 1-Year | 3.4 | 25% | 2.55
3936 | DMP - Fire and Security Alarm | 357-2 | CAT-5E, 2 FT | Each | N/A | 1-Year | 1.5 | 25% | 1.125
3937 | DMP - Fire and Security Alarm | 357-3 | 3FT CAT-5 CABLE FOR ALL PANELS | Each | N/A | 1-Year | 2.3 | 25% | 1.725
3938 | DMP - Fire and Security Alarm | 357-X | CAT-5 CROSSOVER CABLE FOR ALL PANELS, 5 FT | Each | N/A | 1-Year | 6.1 | 25% | 4.575
3939 | DMP - Fire and Security Alarm | 357-X-10 | CAT-5 CROSSOVER CABLE FOR ALL PANELS, 10 FT | Each | N/A | 1-Year | 6.4 | 25% | 4.8
3940 | DMP - Fire and Security Alarm | 358 | RJ PHONE BLOCK | Each | N/A | 1-Year | 1.3 | 25% | 0.975
3941 | DMP - Fire and Security Alarm | 364 | 12 VDC BATTERY,SLA,F1 TERM (1.3 AH) | Each | N/A | 1-Year | 8 | 25% | 6
3942 | DMP - Fire and Security Alarm | 365 | 12 VDC LEAD-ACID BATTERY (9.0 AH) | Each | N/A | 1-Year | 22.2 | 25% | 16.65
3943 | DMP - Fire and Security Alarm | 366 | 12 VDC LEAD-ACID BATTERY(18 AH) | Each | N/A | 1-Year | 37.5 | 25% | 28.125
3944 | DMP - Fire and Security Alarm | 368 | 12 VDC BATTERY(4.5 AH) | Each | N/A | 1-Year | 11.5 | 25% | 8.625
3945 | DMP - Fire and Security Alarm | 369 | 12 VDC BATTERY(7.0 AH) | Each | N/A | 1-Year | 16 | 25% | 12
3946 | DMP - Fire and Security Alarm | 370 | LIGHTNING SUPPRESSOR | Each | N/A | 1-Year | 45.6 | 25% | 34.2
3947 | DMP - Fire and Security Alarm | 370RJ | LIGHTNING SUPPRESSOR W/DUAL RJ JACKS | Each | N/A | 1-Year | 37.6 | 25% | 28.2
3948 | DMP - Fire and Security Alarm | 371-500 | PS,500MA,12V,PLUG-IN W/CORD FOR WLS KEYPAD & XTL | Each | N/A | 1-Year | 7.6 | 25% | 5.7
3949 | DMP - Fire and Security Alarm | 371-500U-B | REPLACEMENT TRNSFMR FOR 9862USB | Each | N/A | 1-Year | 9.2 | 25% | 6.9
3950 | DMP - Fire and Security Alarm | 371-500U-W | REPLACEMENT TRNSFMR FOR 9862USB | Each | N/A | 1-Year | 9.2 | 25% | 6.9
3951 | DMP - Fire and Security Alarm | 711 | SINGLE PT ZONE EXPANDER,ROTARY SWITCH ADDRESSING | Each | N/A | 1-Year | 19.7 | 25% | 14.775
3952 | DMP - Fire and Security Alarm | 711S | ZONE EXPANSION MODULE, SINGLE POINT | Each | N/A | 1-Year | 14.4 | 25% | 10.8
3953 | DMP - Fire and Security Alarm | 712-8 | 8PT ZONE EXPANDER,NO ENCLOSURE,3-HOLE MOUNT | Each | N/A | 1-Year | 37.2 | 25% | 27.9
3954 | DMP - Fire and Security Alarm | 714 | 4PT ZONE EXPANDER | Each | N/A | 1-Year | 38.5 | 25% | 28.875
3955 | DMP - Fire and Security Alarm | 714-16 | 16PT ZONE EXPANDER IN 340 ENCLOSURE | Each | N/A | 1-Year | 141.8 | 25% | 106.35
3956 | DMP - Fire and Security Alarm | 714-16-R | 16PT ZONE EXPANDER IN 340 RED ENCLOSURE | Each | N/A | 1-Year | 141.8 | 25% | 106.35
3957 | DMP - Fire and Security Alarm | 714-16L-G | 16PT ZONE EXPANDER IN 350 ENCLOSURE | Each | N/A | 1-Year | 173.4 | 25% | 130.05
3958 | DMP - Fire and Security Alarm | 714-16L-R | 16PT ZONE EXPANDER IN 350 RED ENCLOSURE | Each | N/A | 1-Year | 173.4 | 25% | 130.05
3959 | DMP - Fire and Security Alarm | 714-16PCB | 16PT ZONE EXPANDER, BOARD ONLY | Each | N/A | 1-Year | 128.4 | 25% | 96.3
3960 | DMP - Fire and Security Alarm | 714-18T | 4PT ZONE EXPANDER W/TERMINAL BLOCK | Each | N/A | 1-Year | 47.2 | 25% | 35.4
3961 | DMP - Fire and Security Alarm | 714-19T | 4PT ZONE EXPANDER W/TERMINAL BLOCK,EOL RESISTORS | Each | N/A | 1-Year | 56.3 | 25% | 42.225
3962 | DMP - Fire and Security Alarm | 714-8 | 8PT ZONE EXPANDER IN 340 ENCLOSURE | Each | N/A | 1-Year | 83.7 | 25% | 62.775
3963 | DMP - Fire and Security Alarm | 714-8-R | 8PT ZONE EXPANDER IN 340 RED ENCLOSURE | Each | N/A | 1-Year | 83.7 | 25% | 62.775
3964 | DMP - Fire and Security Alarm | 714-8L-G | 8PT ZONE EXPANDER IN 350 ENCLOSURE | Each | N/A | 1-Year | 114.8 | 25% | 86.1
3965 | DMP - Fire and Security Alarm | 714-8L-R | 8PT ZONE EXPANDER IN 350 RED ENCLOSURE | Each | N/A | 1-Year | 114.8 | 25% | 86.1
3966 | DMP - Fire and Security Alarm | 714-8PCB | 8PT ZONE EXPANDER, BOARD ONLY | Each | N/A | 1-Year | 70.7 | 25% | 53.025
3967 | DMP - Fire and Security Alarm | 714-X | 4PT ZONE EXPANDER IN PLASTIC EXTRUSION | Each | N/A | 1-Year | 34.7 | 25% | 26.025
3968 | DMP - Fire and Security Alarm | 714-X-18T | 4PT ZONE EXPANDER W/TERMINAL BLOCK,EOL RESISTORS | Each | N/A | 1-Year | 40.7 | 25% | 30.525
3969 | DMP - Fire and Security Alarm | 715 | 4PT ZONE EXPANDER FOR 2-WIRE SMOKE DETECTORS | Each | N/A | 1-Year | 49 | 25% | 36.75
3970 | DMP - Fire and Security Alarm | 715-16 | 16 PT ZN EXPAND FOR 2-WIRE SMOKE DET IN 340 ENCLOS | Each | N/A | 1-Year | 173.9 | 25% | 130.425
3971 | DMP - Fire and Security Alarm | 715-16PCB | 16PT ZONE EXPANDER FOR 2-WIRE SMOKE DET,BOARD | Each | N/A | 1-Year | 146.6 | 25% | 109.95
3972 | DMP - Fire and Security Alarm | 715-18T | 4PT ZONE EXPANDER W/TERMINAL BLOCK | Each | N/A | 1-Year | 56.3 | 25% | 42.225
3973 | DMP - Fire and Security Alarm | 715-20T | 4PT ZONE EXPANDER W/TERMINAL BLOCK, EOL RESISTORS | Each | N/A | 1-Year | 64.3 | 25% | 48.225
3974 | DMP - Fire and Security Alarm | 715-8 | 8PT ZONE EXPANDER FOR 2-WIRE SMOKE DET,340 ENCLOS | Each | N/A | 1-Year | 98.2 | 25% | 73.65
3975 | DMP - Fire and Security Alarm | 715-8PCB | 8PT ZONE EXPANDER FOR 2-WIRE SMOKE DET,BOARD ONLY | Each | N/A | 1-Year | 77.3 | 25% | 57.975
3976 | DMP - Fire and Security Alarm | 716 | OUTPUT EXPANDER | Each | N/A | 1-Year | 64.3 | 25% | 48.225
3977 | DMP - Fire and Security Alarm | 7160-W | GREEN LCD,ALTERNATE DESIGN, WHITE | Each | N/A | 1-Year | 84.6 | 25% | 63.45
3978 | DMP - Fire and Security Alarm | 717 | GRAPHIC ANNUNCIATOR | Each | N/A | 1-Year | 57.3 | 25% | 42.975
3979 | DMP - Fire and Security Alarm | 7173-W | GREEN LCD,ALT DESIGN,4ZONE,PROX,DOOR STRIKE,WHT | Each | N/A | 1-Year | 165.1 | 25% | 123.825
3980 | DMP - Fire and Security Alarm | 718T | PLUG-IN SCREW TERMINAL FOR 714/715 | Each | N/A | 1-Year | 8.9 | 25% | 6.675
3981 | DMP - Fire and Security Alarm | 719T | TERMINAL BOARD W/EOL RESISTORS FOR 714 | Each | N/A | 1-Year | 17.8 | 25% | 13.35
3982 | DMP - Fire and Security Alarm | 721T | TERMINAL BLOCK MODULE W/HARNESS,EOL | Each | N/A | 1-Year | 9.4 | 25% | 7.05
3983 | DMP - Fire and Security Alarm | 730 | NETWORK SWITCH FOR ACCESS NETWORK | Each | N/A | 1-Year | 58.9 | 25% | 44.175
3984 | DMP - Fire and Security Alarm | 734 | WIEGAND INTERFACE MODULE | Each | N/A | 1-Year | 93.2 | 25% | 69.9
3985 | DMP - Fire and Security Alarm | 734N | NETWORK WIEGAND INTERFACE MODULE | Each | N/A | 1-Year | 186.4 | 25% | 139.8
3986 | DMP - Fire and Security Alarm | 734N-POE | POE NETWORK WIEGAND INTERFACE MODULE | Each | N/A | 1-Year | 212.5 | 25% | 159.375
3987 | DMP - Fire and Security Alarm | 7360-W | ICON LCD, WHITE | Each | N/A | 1-Year | 41.2 | 25% | 30.9
3988 | DMP - Fire and Security Alarm | 7363-W | ICON LCD,PROX,WHITE | Each | N/A | 1-Year | 68.8 | 25% | 51.6
3989 | DMP - Fire and Security Alarm | 736P | RADIONICS POPIT INTERFACE MODULE | Each | N/A | 1-Year | 118.7 | 25% | 89.025
3990 | DMP - Fire and Security Alarm | 738A | ADEMCO INTERFACE MODULE | Each | N/A | 1-Year | 33.8 | 25% | 25.35
3991 | DMP - Fire and Security Alarm | 738I | ITI INTERFACE MODULE | Each | N/A | 1-Year | 33.8 | 25% | 25.35
3992 | DMP - Fire and Security Alarm | 738T | WIRELESS TRANSLATOR | Each | N/A | 1-Year | 102.1 | 25% | 76.575
3993 | DMP - Fire and Security Alarm | 738Z+ | 738Z Z-WAVE PLUS INTERFACE MODULE | Each | N/A | 1-Year | 34.8 | 25% | 26.1
3994 | DMP - Fire and Security Alarm | 763 | WI-FI INTERFACE MODULE | Each | N/A | 1-Year | 58.9 | 25% | 44.175
3995 | DMP - Fire and Security Alarm | 777 | COVER, CLEAR W/THUMBLOCK | Each | N/A | 1-Year | 57.1 | 25% | 42.825
3996 | DMP - Fire and Security Alarm | 780 | KEYPAD DEMONSTRATOR MODULE FOR ANY DMP LCD | Each | N/A | 1-Year | 58 | 25% | 43.5
3997 | DMP - Fire and Security Alarm | 7872-B | GRAPHIC TOUCHSCREEN KEYPAD W/PROX READER & 4 ZONES | Each | N/A | 1-Year | 155.9 | 25% | 116.925
3998 | DMP - Fire and Security Alarm | 7872-W | GRAPHIC TOUCHSCREEN KEYPAD W/PROX READER & 4 ZONES | Each | N/A | 1-Year | 155.9 | 25% | 116.925
3999 | DMP - Fire and Security Alarm | 7872-W/DEMO | 7872 DEMO KEYPAD | Each | N/A | 1-Year | 199.5 | 25% | 149.625
4000 | DMP - Fire and Security Alarm | 7873-B | GRAPHIC KEYPAD W/4 ZONES, PROX, RELAY, WIEGAND | Each | N/A | 1-Year | 190.3 | 25% | 142.725
4001 | DMP - Fire and Security Alarm | 7873-W | GRAPHIC KEYPAD W/4 ZONES, PROX, RELAY, WIEGAND | Each | N/A | 1-Year | 190.3 | 25% | 142.725
4002 | DMP - Fire and Security Alarm | 7873H-W | HIGH SEC GRAPHIC KEYPAD W/4 ZONES, PROX, RELAY, WIEGAND | Each | N/A | 1-Year | 216.3 | 25% | 162.225
4003 | DMP - Fire and Security Alarm | 850-AR | SCORED ACRYLIC BREAKRODS (1 DOZEN) | Each | N/A | 1-Year | 5 | 25% | 3.75
4004 | DMP - Fire and Security Alarm | 850-SB | BACKBOX, SURFACE MOUNT | Each | N/A | 1-Year | 7 | 25% | 5.25
4005 | DMP - Fire and Security Alarm | 850-WP | WEATHERPROOF BACKBOX,SURFACE MOUNT | Each | N/A | 1-Year | 26.9 | 25% | 20.175
4006 | DMP - Fire and Security Alarm | 850D | PULL STATION, DUAL ACTION | Each | N/A | 1-Year | 24.3 | 25% | 18.225
4007 | DMP - Fire and Security Alarm | 850D/711 | PULL STATION,DUAL ACT W/SINGLE POINT ZONE EXPANDER | Each | N/A | 1-Year | 42.5 | 25% | 31.875
4008 | DMP - Fire and Security Alarm | 850S | PULL STATION, SINGLE ACTION | Each | N/A | 1-Year | 20.9 | 25% | 15.675
4009 | DMP - Fire and Security Alarm | 850S/711 | PULL STAT,SINGLE ACT,W/SINGLE POINT ZONE EXPANDER | Each | N/A | 1-Year | 38.8 | 25% | 29.1
4010 | DMP - Fire and Security Alarm | 860 | RELAY OUTPUT MODULE | Each | N/A | 1-Year | 20.2 | 25% | 15.15
4011 | DMP - Fire and Security Alarm | 860-4 | RELAY MODULE, 4 RELAYS | Each | N/A | 1-Year | 29.8 | 25% | 22.35
4012 | DMP - Fire and Security Alarm | 861 | POWER DISTRIBUTION/4 WIRE BUS MODULE | Each | N/A | 1-Year | 23.9 | 25% | 17.925
4013 | DMP - Fire and Security Alarm | 865 | STYLE Y/Z NOTIFICATION MODULE | Each | N/A | 1-Year | 95.6 | 25% | 71.7
4014 | DMP - Fire and Security Alarm | 866 | STYLE W NOTIFICATION MODULE | Each | N/A | 1-Year | 47.4 | 25% | 35.55
4015 | DMP - Fire and Security Alarm | 867 | LX-BUS NOTIFICATION MODULE | Each | N/A | 1-Year | 76.8 | 25% | 57.6
4016 | DMP - Fire and Security Alarm | 869 | STYLE D INITIATING MODULE | Each | N/A | 1-Year | 51.9 | 25% | 38.925
4017 | DMP - Fire and Security Alarm | 893A | DUAL LINE PHONE MODULE | Each | N/A | 1-Year | 61.9 | 25% | 46.425
4018 | DMP - Fire and Security Alarm | 9000BAT/8 | REPLACEMENT BATTERY FOR 9000 SERIES, 8 PK | Each | N/A | 1-Year | 35.9 | 25% | 26.925
4019 | DMP - Fire and Security Alarm | 9060-W | WIRELESS KEYPAD,LCD,SHORTCUT KEYS,WHITE | Each | N/A | 1-Year | 120 | 25% | 90
4020 | DMP - Fire and Security Alarm | 9060-W/699 | WIRELESS KEYPAD W/DESKSTAND | Each | N/A | 1-Year | 141.5 | 25% | 106.125
4021 | DMP - Fire and Security Alarm | 9063-W | WIRELESS KEYPAD,LCD,PROX,SHORTCUT KEYS,WHITE | Each | N/A | 1-Year | 149.9 | 25% | 112.425
4022 | DMP - Fire and Security Alarm | 9063-W/699 | WIRELESS KEYPAD, PROX, W/DESKSTAND | Each | N/A | 1-Year | 164.4 | 25% | 123.3
4023 | DMP - Fire and Security Alarm | 9800-STAND-B/10 | REPLACEMENT DESKSTAND FOR 9862 (10 PACK), BLACK | Each | N/A | 1-Year | 19.3 | 25% | 14.475
4024 | DMP - Fire and Security Alarm | 9800-STAND-W/10 | REPLACEMENT DESKSTAND FOR 9862 (10 PACK), WHITE | Each | N/A | 1-Year | 19.3 | 25% | 14.475
4025 | DMP - Fire and Security Alarm | 9800BAT2400/8 | BATTERY FOR 9800 HOUSEHOLD FIRE, 3.7V 2400MAH 8 PK | Each | N/A | 1-Year | 55.2 | 25% | 41.4
4026 | DMP - Fire and Security Alarm | 9862-B | WIRELESS GRAPHIC TOUCHSCREEN WITH PROX. BLACK | Each | N/A | 1-Year | 168.2 | 25% | 126.15
4027 | DMP - Fire and Security Alarm | 9862-W | WIRELESS GRAPHIC TOUCHSCREEN WITH PROX. WHITE | Each | N/A | 1-Year | 168.2 | 25% | 126.15
4028 | DMP - Fire and Security Alarm | 9862USB-B | WIRELESS TOUCHSCREEN KEYPAD WITH MINI USB, BLACK | Each | N/A | 1-Year | 168.2 | 25% | 126.15
4029 | DMP - Fire and Security Alarm | 9862USB-W | WIRELESS TOUSCHREEN KEYPAD WITH MINI USB, WHITE | Each | N/A | 1-Year | 168.2 | 25% | 126.15
4030 | DMP - Fire and Security Alarm | ACCESSORY PACK | TECHNICIAN ACCESSORY PK | Each | N/A | 1-Year | 63 | 25% | 47.25
4031 | DMP - Fire and Security Alarm | ACCOUNT GROUP ADD | ACCT GRPS ADDTIONAL SINGLE WORKSTATION LICENSE | Each | N/A | 1-Year | 375 | 25% | 281.25
4032 | DMP - Fire and Security Alarm | ACCOUNT GROUPS 10 | ACCOUNT GROUPS (1-10 ACCOUNTS) | Each | N/A | 1-Year | 359.9 | 25% | 269.925
4033 | DMP - Fire and Security Alarm | ACCOUNT GROUPS 100 | ACCOUNT GROUPS (1-100 ACCOUNTS) | Each | N/A | 1-Year | 1202.5 | 25% | 901.875
4034 | DMP - Fire and Security Alarm | ACCOUNT GROUPS 1000 | ACCOUNT GROUPS (1-1000 ACCOUNTS) | Each | N/A | 1-Year | 2646.8 | 25% | 1985.1
4035 | DMP - Fire and Security Alarm | ACCOUNT GROUPS 50 | ACCOUNT GROUPS (1-50 ACCOUNTS) | Each | N/A | 1-Year | 660.8 | 25% | 495.6
4036 | DMP - Fire and Security Alarm | ACCOUNT GROUPS 500 | ACCOUNT GROUPS (1-500 ACCOUNTS) | Each | N/A | 1-Year | 2045 | 25% | 1533.75
4037 | DMP - Fire and Security Alarm | AD-0002 | DMP SCREWDRIVER | Each | N/A | 1-Year | 1.3 | 25% | 0.975
4038 | DMP - Fire and Security Alarm | AD-0009 | TITLEIST NXT GOLF BALLS W/DMP LOGO,SLEEVE OF 3 | Each | N/A | 1-Year | 10 | 25% | 7.5
4039 | DMP - Fire and Security Alarm | AD-0019-TAN | DMP COTTON TWILL CAMO LOGO CAP, TAN | Each | N/A | 1-Year | 7.5 | 25% | 5.625
4040 | DMP - Fire and Security Alarm | AD-0022/5 | USB FLASH,DMP LOGO 1G/5PK | Each | N/A | 1-Year | 27.5 | 25% | 20.625
4041 | DMP - Fire and Security Alarm | AD-0025 | DMP BLACK VINYL SOFT CASE | Each | N/A | 1-Year | 29.2 | 25% | 21.9
4042 | DMP - Fire and Security Alarm | AD-0026 | DMP 40 YEAR ANNIVERSARY MUG | Each | N/A | 1-Year | 6.25 | 25% | 4.6875
4043 | DMP - Fire and Security Alarm | ADVANCED 10 | ADVANCED REPORTING (1-10 ACCOUNTS) | Each | N/A | 1-Year | 119.2 | 25% | 89.4
4044 | DMP - Fire and Security Alarm | ADVANCED 100 | ADVANCED REPORTING (1-100 ACCOUNTS) | Each | N/A | 1-Year | 359.9 | 25% | 269.925
4045 | DMP - Fire and Security Alarm | ADVANCED 1000 | ADVANCED REPORTING (1-1000 ACCOUNTS) | Each | N/A | 1-Year | 841.4 | 25% | 631.05
4046 | DMP - Fire and Security Alarm | ADVANCED 50 | ADVANCED REPORTING (1-50 ACCOUNTS) | Each | N/A | 1-Year | 215.5 | 25% | 161.625
4047 | DMP - Fire and Security Alarm | ADVANCED 500 | ADVANCED REPORTING (1-500 ACCOUNTS) | Each | N/A | 1-Year | 600.6 | 25% | 450.45
4048 | DMP - Fire and Security Alarm | ADVANCED ADD | ADVANCED REPORTING ADD SNG WRKSTN LICENSE | Each | N/A | 1-Year | 75 | 25% | 56.25
4049 | DMP - Fire and Security Alarm | ALARM MON ADD | ALARM MON ADDTIONAL SINGLE WORKSTATION LICENSE | Each | N/A | 1-Year | 175 | 25% | 131.25
4050 | DMP - Fire and Security Alarm | ALRM MON 10 | ALARM MONITORING (1-10 ACCOUNTS) | Each | N/A | 1-Year | 239.6 | 25% | 179.7
4051 | DMP - Fire and Security Alarm | ALRM MON 100 | ALARM MONITORING (1-100 ACCOUNTS) | Each | N/A | 1-Year | 961.8 | 25% | 721.35
4052 | DMP - Fire and Security Alarm | CELLCOM-LTE-V | LTE UNIVERSAL ALARM COMMUNICATOR | Each | N/A | 1-Year | 159.9 | 25% | 119.925
4053 | DMP - Fire and Security Alarm | CELLCOMF-LTE-V | LTE UNIVERSAL FIRE ALARM COMMUNICATOR | Each | N/A | 1-Year | 182.6 | 25% | 136.95
4054 | DMP - Fire and Security Alarm | CELLCOMSLBAT/8 | CELLCOMSL REPLACEMENT BATTERY, 8 PK | Each | N/A | 1-Year | 36 | 25% | 27
4055 | DMP - Fire and Security Alarm | COMMAND 100 | COMMAND CENTER (1-100 ACCOUNTS) | Each | N/A | 1-Year | 1510.6 | 25% | 1132.95
4056 | DMP - Fire and Security Alarm | COMMAND ADD | COMMAND CNTR ADDITIONAL SNGL WORKSTATION LICENSE | Each | N/A | 1-Year | 475 | 25% | 356.25
4057 | DMP - Fire and Security Alarm | CMC-2/10 | CONEKT MOBILE ACCESS CREDENTIAL, 10 PK | Each | N/A | 1-Year | 62.6 | 25% | 46.95
4058 | DMP - Fire and Security Alarm | CMC-2/100 | CONEKT MOBILE ACCESS CREDENTIAL, 100 PK | Each | N/A | 1-Year | 626 | 25% | 469.5
4059 | DMP - Fire and Security Alarm | CR123/8 | 2/3A LITHIUM BATTERY, 8 PK | Each | N/A | 1-Year | 19.2 | 25% | 14.4
4060 | DMP - Fire and Security Alarm | CR123FIRE/8 | PANASONIC 2/3A 3V LITHIUM BATTERY, 8 PK | Each | N/A | 1-Year | 22.2 | 25% | 16.65
4061 | DMP - Fire and Security Alarm | CR12600/8 | 3V LITHIUM BATTERY FOR 1131, 8 PK | Each | N/A | 1-Year | 44.4 | 25% | 33.3
4062 | DMP - Fire and Security Alarm | CR17450 | 3V LITHIUM BATTERY FOR 1126 | Each | N/A | 1-Year | 15.6 | 25% | 11.7
4063 | DMP - Fire and Security Alarm | CR2032/10 | 3V COINCELL LITHIUM BATT FOR 1145 KEY FOBS,10PKG | Each | N/A | 1-Year | 4.6 | 25% | 3.45
4064 | DMP - Fire and Security Alarm | CR2430/10 | 3V COINCELL LITH BATT,1107 WLS TRANSMITTER 10PKG | Each | N/A | 1-Year | 17.5 | 25% | 13.125
4065 | DMP - Fire and Security Alarm | CR2450/10 | 3V COINCELL LITH BATT FOR 1139 BILL TRAP 10PKG | Each | N/A | 1-Year | 22.3 | 25% | 16.725
4066 | DMP - Fire and Security Alarm | CR2477/10 | 3V COINCELL LITH BATT FOR 1166 SMOKE RING 10PKG | Each | N/A | 1-Year | 26.1 | 25% | 19.575
4067 | DMP - Fire and Security Alarm | CSR-35P | FARPOINTE DATA CONEKT BLUETOOTH READER | Each | N/A | 1-Year | 211.9 | 25% | 158.925
4068 | DMP - Fire and Security Alarm | CX-702 | OPTEX 70'X 70' PIR | Each | N/A | 1-Year | 86.3 | 25% | 64.725
4069 | DMP - Fire and Security Alarm | DE2/10 | MIFARE DESFIRE EV1 SMARTCARD, 10 PK | Each | N/A | 1-Year | 66.2 | 25% | 49.65
4070 | DMP - Fire and Security Alarm | DE2/100 | MIFARE DESFIRE EV1 SMARTCARD, 100 PK | Each | N/A | 1-Year | 668.3 | 25% | 501.225
4071 | DMP - Fire and Security Alarm | DELTA3 | CONTACTLESS SMARTCARD READER | Each | N/A | 1-Year | 160.1 | 25% | 120.075
4072 | DMP - Fire and Security Alarm | DELTA5 | CONTACTLESS SMARTCARD READER | Each | N/A | 1-Year | 178.5 | 25% | 133.875
4073 | DMP - Fire and Security Alarm | DELTA6.4 | CONTACTLESS SMARTCARD READER & KEYPAD | Each | N/A | 1-Year | 312.8 | 25% | 234.6
4074 | DMP - Fire and Security Alarm | DUALCOMNF-LA | UNIVERSAL FIRE COMMUNICATOR NETWORK, LTE, AT&T | Each | N/A | 1-Year | 212.5 | 25% | 159.375
4075 | DMP - Fire and Security Alarm | DUALCOMNF-LV | UNIVERSAL FIRE COMMUNICATOR NETWORK, LTE, VERIZON | Each | N/A | 1-Year | 212.5 | 25% | 159.375
4076 | DMP - Fire and Security Alarm | DUALCOMWZ-LA | UNIVERSAL ALARM COMMUNICATOR WI-FI, LTE, Z-WAVE, AT&T | Each | N/A | 1-Year | 182.2 | 25% | 136.65
4077 | DMP - Fire and Security Alarm | DUALCOMWZ-LV | UNIVERSAL ALARM COMMUNICATOR WI-FI, LTE, Z-WAVE, VERIZON | Each | N/A | 1-Year | 182.2 | 25% | 136.65
4078 | DMP - Fire and Security Alarm | DX-40 | OPTEX PIR MICROWAVE DETECTOR | Each | N/A | 1-Year | 57.4 | 25% | 43.05
4079 | DMP - Fire and Security Alarm | DX-60 | OPTEX PIR MICROWAVE DETECTOR | Each | N/A | 1-Year | 68 | 25% | 51
4080 | DMP - Fire and Security Alarm | ENTRE BUS | ENTRE BUSINESS SOFTWARE (1-24 PANELS) | Each | N/A | 1-Year | 1126.4 | 25% | 844.8
4081 | DMP - Fire and Security Alarm | ENTRE ENT | ENTRE ENTERPRISE SOFTWARE (1-100 PANELS) | Each | N/A | 1-Year | 3941.9 | 25% | 2956.425
4082 | DMP - Fire and Security Alarm | ENTRE LITE | ENTRE LITE SOFTWARE (1-4 PANELS) | Each | N/A | 1-Year | 468.6 | 25% | 351.45
4083 | DMP - Fire and Security Alarm | ENTRE-10PNL | 10 PANEL LICENSE (FOR ENTRE ENTERPRISE) | Each | N/A | 1-Year | 400 | 25% | 300
4084 | DMP - Fire and Security Alarm | ENTRE-10PNL-SPT | 10 PANEL LICENSE ANNUAL SUPPORT (FOR ENTRE ENTERPRISE) | Each | N/A | 1-Year | 84 | 25% | 63
4085 | DMP - Fire and Security Alarm | ENTRE-100PNL | 100 PANEL LICENSE (FOR ENTRE ENTERPRISE) | Each | N/A | 1-Year | 4000 | 25% | 3000
4086 | DMP - Fire and Security Alarm | ENTRE-100PNL-SPT | 100 PANEL LICENSE ANNUAL SUPPORT (FOR ENTRE ENTERPRISE) | Each | N/A | 1-Year | 840 | 25% | 630
4087 | DMP - Fire and Security Alarm | ENTRE-4DR | 4 DOOR ADD-ON (FOR ENTRE BUSINESS OR ENTRE ENTERPRISE) | Each | N/A | 1-Year | 129 | 25% | 96.75
4088 | DMP - Fire and Security Alarm | ENTRE-16DR | 16 DOOR ADD-ON (FOR ENTRE BUSINESS OR ENTRE ENTERPRISE) | Each | N/A | 1-Year | 469 | 25% | 351.75
4089 | DMP - Fire and Security Alarm | ENTRE-32DR | 32 DOOR ADD-ON (FOR ENTRE BUSINESS OR ENTRE ENTERPRISE) | Each | N/A | 1-Year | 825 | 25% | 618.75
4090 | DMP - Fire and Security Alarm | ENTRE-64DR | 64 DOOR ADD-ON (FOR ENTRE BUSINESS OR ENTRE ENTERPRISE) | Each | N/A | 1-Year | 1600 | 25% | 1200
4091 | DMP - Fire and Security Alarm | ENTRE-128DR | 128 DOOR ADD-ON (FOR ENTRE ENTERPRISE) | Each | N/A | 1-Year | 3100 | 25% | 2325
4092 | DMP - Fire and Security Alarm | ENTRE-CLIENT | ENTRE OPERATOR CONCURRENT CLIENT | Each | N/A | 1-Year | 179 | 25% | 134.25
4093 | DMP - Fire and Security Alarm | ENTRE-LANG | MULTI-LANGUAGE SOFTWARE | Each | N/A | 1-Year | 599 | 25% | 449.25
4094 | DMP - Fire and Security Alarm | ENTRE-NOC | ENTRE NOC ACCESS AND SECURITY MANAGEMENT SOFTWARE | Each | N/A | 1-Year | 60018.7 | 25% | 45014.025
4095 | DMP - Fire and Security Alarm | ENTRE-NOC-100PNL | 100 NOC PANEL LICENSE | Each | N/A | 1-Year | 4000 | 25% | 3000
4096 | DMP - Fire and Security Alarm | ENTRE-NOC-100PNL-SPT | 100 NOC PANEL LICENSE ANNUAL SUPPORT | Each | N/A | 1-Year | 840 | 25% | 630
4097 | DMP - Fire and Security Alarm | ENTRE-NOC-PNL | INDIVIDUAL NOC PANEL LICENSE | Each | N/A | 1-Year | 40 | 25% | 30
4098 | DMP - Fire and Security Alarm | ENTRE-NOC-PNL-SPT | NOC PANEL LICENSE ANNUAL SUPPORT | Each | N/A | 1-Year | 8.4 | 25% | 6.3
4099 | DMP - Fire and Security Alarm | ENTRE RELICENSE | INITIAL SERVER FINGERPRINT CHANGE - NO CHARGE, SUBSEQUENT UPDATES - $50 | Each | N/A | 1-Year | 50 | 25% | 37.5
4100 | DMP - Fire and Security Alarm | ENTRE-VIDEO-3VR | VIDEO MODULES SOFTWARE 3VR (1-5 NVRs) | Each | N/A | 1-Year | 999 | 25% | 749.25
4101 | DMP - Fire and Security Alarm | ENTRE-VIDEO-3VR+ | VIDEO MODULES SOFTWARE 3VR PLUS (EACH ADDITIONAL NVR) | Each | N/A | 1-Year | 99 | 25% | 74.25
4102 | DMP - Fire and Security Alarm | ENTRE-VIDEO-DM | VIDEO MODULES SOFTWARE DEDICATED MICROS (1-5 NVRs) | Each | N/A | 1-Year | 999 | 25% | 749.25
4103 | DMP - Fire and Security Alarm | ENTRE-VIDEO-DM+ | VIDEO MODULES SOFTWARE DEDICATED MICROS PLUS (EACH ADDITIONAL NVR) | Each | N/A | 1-Year | 99 | 25% | 74.25
4104 | DMP - Fire and Security Alarm | ENTRE-VIDEO-EXACQ | VIDEO MODULES SOFTWARE EXACQ (1-5 NVRs) | Each | N/A | 1-Year | 999 | 25% | 749.25
4105 | DMP - Fire and Security Alarm | ENTRE-VIDEO-EXACQ+ | VIDEO MODULES SOFTWARE EXACQ PLUS (EACH ADDITIONAL NVR) | Each | N/A | 1-Year | 99 | 25% | 74.25
4106 | DMP - Fire and Security Alarm | ENTRE-VIDEO-MARCH | VIDEO MODULES SOFTWARE MARCH (1-5 NVRs) | Each | N/A | 1-Year | 999 | 25% | 749.25
4107 | DMP - Fire and Security Alarm | ENTRE-VIDEO-MARCH+ | VIDEO MODULES SOFTWARE MARCH PLUS (EACH ADDITIONAL NVR) | Each | N/A | 1-Year | 99 | 25% | 74.25
4108 | DMP - Fire and Security Alarm | ENTRE-VIDEO-VERINT | VIDEO MODULES SOFTWARE VERINT (1-5 NVRs) | Each | N/A | 1-Year | 999 | 25% | 749.25
4109 | DMP - Fire and Security Alarm | ENTRE-VIDEO-VERINT+ | VIDEO MODULES SOFTWARE VERINT PLUS (EACH ADDITIONAL NVR) | Each | N/A | 1-Year | 99 | 25% | 74.25
4110 | DMP - Fire and Security Alarm | ES501 | TRANSFORMER ENCL 4.25"X5.625"X2.5 (321/327TRF) | Each | N/A | 1-Year | 17 | 25% | 12.75
4111 | DMP - Fire and Security Alarm | ES502 | PLUG-IN GRAY TRNSFR ENCL (4.25"X5.625"X3.75") | Each | N/A | 1-Year | 22.2 | 25% | 16.65
4112 | DMP - Fire and Security Alarm | ES531 | ENCLOSURE,OUTDOOR, SINGLE 1101 | Each | N/A | 1-Year | 11.5 | 25% | 8.625
4113 | DMP - Fire and Security Alarm | ES532 | ENCLOSURE,OUTDOOR, DUAL 1101 | Each | N/A | 1-Year | 24.4 | 25% | 18.3
4114 | DMP - Fire and Security Alarm | EX-35T | OPTEX 35'X 35' PIR | Each | N/A | 1-Year | 19.2 | 25% | 14.4
4115 | DMP - Fire and Security Alarm | FG-730 | GLASSBREAK DETECTOR | Each | N/A | 1-Year | 49.7 | 25% | 37.275
4116 | DMP - Fire and Security Alarm | FX-360 | OPTEX 360 DEGREE PIR | Each | N/A | 1-Year | 45.1 | 25% | 33.825
4117 | DMP - Fire and Security Alarm | GP-23 | HIDDEN WIRE SURFACE MOUNT DOOR CONTACT | Each | N/A | 1-Year | 2.1 | 25% | 1.575
4118 | DMP - Fire and Security Alarm | HSC BRACKET | L BRACKET FOR MOUNTING HSC-1 & HSC-2 | Each | N/A | 1-Year | 13 | 25% | 9.75
4119 | DMP - Fire and Security Alarm | HSC-1 | HIGH SECURITY CONTACT SWITCH | Each | N/A | 1-Year | 107.8 | 25% | 80.85
4120 | DMP - Fire and Security Alarm | HUB-M | HOLD-UP BUTTON | Each | N/A | 1-Year | 13 | 25% | 9.75
4121 | DMP - Fire and Security Alarm | HUB-T | TWO-SET HOLD-UP BUTTON | Each | N/A | 1-Year | 23.7 | 25% | 17.775
4122 | DMP - Fire and Security Alarm | ICOMSL | NETWORK ALARM COMMUNICATOR | Each | N/A | 1-Year | 119.6 | 25% | 89.7
4123 | DMP - Fire and Security Alarm | ICOMSLF | NETWORK FIRE ALARM COMMUNICATOR | Each | N/A | 1-Year | 142.6 | 25% | 106.95
4124 | DMP - Fire and Security Alarm | KX-08 | OPTEX CEILING MOUNT PIR | Each | N/A | 1-Year | 34.5 | 25% | 25.875
4125 | DMP - Fire and Security Alarm | LINK SERVER | PROVIDES SERVER DATABASE FOR REMOTE LINK | Each | N/A | 1-Year | 1195.1 | 25% | 896.325
4126 | DMP - Fire and Security Alarm | LT-0012/25 | SPEC, SCS-1R | Each | N/A | 1-Year | 16.25 | 25% | 12.1875
4127 | DMP - Fire and Security Alarm | LT-0318/25 | SPEC, FIRE COMMAND KEYPAD | Each | N/A | 1-Year | 16.25 | 25% | 12.1875
4128 | DMP - Fire and Security Alarm | LT-0344/25 | SPEC,734 WIEGAND MODULE | Each | N/A | 1-Year | 16.25 | 25% | 12.1875
4129 | DMP - Fire and Security Alarm | LT-0600/25 | SALES SHEET, SYSTEM LINK | Each | N/A | 1-Year | 16.25 | 25% | 12.1875
4130 | DMP - Fire and Security Alarm | LT-0691-SP/25 | SPEC,1100 SER WRLS RECEIVERS, SPANISH | Each | N/A | 1-Year | 16.25 | 25% | 12.1875
4131 | DMP - Fire and Security Alarm | LT-0691/25 | SPEC,1100 SER WRLS RECEIVERS | Each | N/A | 1-Year | 16.25 | 25% | 12.1875
4132 | DMP - Fire and Security Alarm | LT-0777/25 | SPEC,7000 SERIES THINLINE KEYPAD | Each | N/A | 1-Year | 22.5 | 25% | 16.875
4133 | DMP - Fire and Security Alarm | LT-0828/25 | SPEC SHEET, ENTRE' | Each | N/A | 1-Year | 22.5 | 25% | 16.875
4134 | DMP - Fire and Security Alarm | LT-0857/25 | SPEC,7000A AQUALITE SERIES | Each | N/A | 1-Year | 22.5 | 25% | 16.875
4135 | DMP - Fire and Security Alarm | LT-0873/25 | BROCHURE, TL KYPD, DIECUT, COM | Each | N/A | 1-Year | 22.5 | 25% | 16.875
4136 | DMP - Fire and Security Alarm | LT-0876/25 | BROCHURE, TL KYPD, DIECUT, RES | Each | N/A | 1-Year | 22.5 | 25% | 16.875
4137 | DMP - Fire and Security Alarm | LT-0928/25 | GOVERNMENT SOLUTIONS BROCHURE, 25 PACK | Each | N/A | 1-Year | 35 | 25% | 26.25
4138 | DMP - Fire and Security Alarm | LT-0958/25 | SPEC,7300 THINLINE ICON KEYPAD SERIES | Each | N/A | 1-Year | 22.5 | 25% | 16.875
4139 | DMP - Fire and Security Alarm | LT-0964/25 | SPEC,7100 THINLINE KEYPAD SERIES | Each | N/A | 1-Year | 22.5 | 25% | 16.875
4140 | DMP - Fire and Security Alarm | LT-0977/25 | SPEC,1100 SER WLS TRANSMTRS | Each | N/A | 1-Year | 22.5 | 25% | 16.875
4141 | DMP - Fire and Security Alarm | LT-0986/25 | SPEC, XT SERIES CONTROL PANELS | Each | N/A | 1-Year | 22.5 | 25% | 16.875
4142 | DMP - Fire and Security Alarm | LT-1022/25 | BROCHURE, ENTRE' | Each | N/A | 1-Year | 22.5 | 25% | 16.875
4143 | DMP - Fire and Security Alarm | LT-1027/25 | SPEC, DIGITAL CELL COMM | Each | N/A | 1-Year | 22.5 | 25% | 16.875
4144 | DMP - Fire and Security Alarm | LT-1039/25 | SPEC, ENTRE' CENTRAL STATION | Each | N/A | 1-Year | 22.5 | 25% | 16.875
4145 | DMP - Fire and Security Alarm | LT-1040/25 | BROCHURE, DMP CORPORATE | Each | N/A | 1-Year | 25 | 25% | 18.75
4146 | DMP - Fire and Security Alarm | LT-1054/25 | BROCHURE,ACCESS CONTROL | Each | N/A | 1-Year | 22.5 | 25% | 16.875
4147 | DMP - Fire and Security Alarm | LT-1064/25 | BROCHURE, SCHOOL, K-12 | Each | N/A | 1-Year | 22.5 | 25% | 16.875
4148 | DMP - Fire and Security Alarm | LT-1065/25 | BROCHRE,UNIVERSITY CAMPUS | Each | N/A | 1-Year | 22.5 | 25% | 16.875
4149 | DMP - Fire and Security Alarm | LT-1069/25 | SPEC, SCS-VR | Each | N/A | 1-Year | 16.25 | 25% | 12.1875
4150 | DMP - Fire and Security Alarm | LT-1183/25 | BROCHR,DR KNCKR,DMP,TRI-FLD | Each | N/A | 1-Year | 12.5 | 25% | 9.375
4151 | DMP - Fire and Security Alarm | LT-1184/25 | BROCHR,TRIFLD,DMP,BEWARE/VOIP | Each | N/A | 1-Year | 12.5 | 25% | 9.375
4152 | DMP - Fire and Security Alarm | LT-1190/25 | STUFFER,FIRE, RESI, | Each | N/A | 1-Year | 5.5 | 25% | 4.125
4153 | DMP - Fire and Security Alarm | LT-1204/25 | SPEC,WIRELESS LIFE SAFETY DEVICES | Each | N/A | 1-Year | 16.25 | 25% | 12.1875
4154 | DMP - Fire and Security Alarm | LT-1208/25 | SPEC,734N/734N-WIFI | Each | N/A | 1-Year | 16.25 | 25% | 12.1875
4155 | DMP - Fire and Security Alarm | LT-1214/25 | SPEC,738Z | Each | N/A | 1-Year | 22.5 | 25% | 16.875
4156 | DMP - Fire and Security Alarm | LT-1230 | SALES GUIDE, HOME & BUSINESS Z-WAVE AUTOMATION | Each | N/A | 1-Year | 5.75 | 25% | 4.3125
4157 | DMP - Fire and Security Alarm | LT-1235/25 | SPEC, XR550,BANK ATM SYS | Each | N/A | 1-Year | 16.25 | 25% | 12.1875
4158 | DMP - Fire and Security Alarm | LT-1265-SP/25 | SPEC, XR550, SPANISH | Each | N/A | 1-Year | 22.5 | 25% | 16.875
4159 | DMP - Fire and Security Alarm | LT-1265/25 | SPEC, XR550, 25 PK | Each | N/A | 1-Year | 22.5 | 25% | 16.875
4160 | DMP - Fire and Security Alarm | LT-1273-SP/25 | SPEC,GRAPHIC TOUCH KEYPAD, SPANISH | Each | N/A | 1-Year | 22.5 | 25% | 16.875
4161 | DMP - Fire and Security Alarm | LT-1273/25 | SPEC, GRAPHIC TOUCH SCRN KYPD | Each | N/A | 1-Year | 22.5 | 25% | 16.875
4162 | DMP - Fire and Security Alarm | LT-1284/25 | BRCHURE,DMP,TRIFLD,RES,YELLOW | Each | N/A | 1-Year | 12.5 | 25% | 9.375
4163 | DMP - Fire and Security Alarm | LT-1285/25 | BRCHURE,DMP,TRIFLD,COM,GRAY | Each | N/A | 1-Year | 12.5 | 25% | 9.375
4164 | DMP - Fire and Security Alarm | LT-1286-SP/25 | SPEC, XR150, SPANISH | Each | N/A | 1-Year | 22.5 | 25% | 16.875
4165 | DMP - Fire and Security Alarm | LT-1286/25 | SPEC, XR150, 25 PK | Each | N/A | 1-Year | 22.5 | 25% | 16.875
4166 | DMP - Fire and Security Alarm | LT-1296-SP/25 | BROCHURE,BANK SOLUT,SPANISH* | Each | N/A | 1-Year | 35 | 25% | 26.25
4167 | DMP - Fire and Security Alarm | LT-1296/25 | BROCHURE,BANK SOLUTIONS, 25 PK | Each | N/A | 1-Year | 35 | 25% | 26.25
4168 | DMP - Fire and Security Alarm | LT-1305/25 | STUFFER,7800 KEYPAD, 25 PK | Each | N/A | 1-Year | 5.5 | 25% | 4.125
4169 | DMP - Fire and Security Alarm | LT-1311/25 | BROCH,7800,DIECUT | Each | N/A | 1-Year | 31.25 | 25% | 23.4375
4170 | DMP - Fire and Security Alarm | LT-1317/25 | SPEC,XR150FC/550FC,FIRE | Each | N/A | 1-Year | 22.5 | 25% | 16.875
4171 | DMP - Fire and Security Alarm | LT-1348/25 | SPEC, 263C/H DIG CELL FIRE COM | Each | N/A | 1-Year | 22.5 | 25% | 16.875
4172 | DMP - Fire and Security Alarm | LT-1359/25 | VIRTUAL KEYPAD APP SPEC, 25 PK | Each | N/A | 1-Year | 22.5 | 25% | 16.875
4173 | DMP - Fire and Security Alarm | LT-1360/25 | MYVIRTUALKEYPAD.COM BROWSER SPEC, 25 PK | Each | N/A | 1-Year | 22.5 | 25% | 16.875
4174 | DMP - Fire and Security Alarm | LT-1361/25 | CELLCOMSLC/CELLCOMSLCZ SPEC SHEET | Each | N/A | 1-Year | 16.25 | 25% | 12.1875
4175 | DMP - Fire and Security Alarm | LT-1362/25 | VIRTUAL KEYPAD APP 4.0 DIECUT BROCHURE, RESI | Each | N/A | 1-Year | 22.5 | 25% | 16.875
4176 | DMP - Fire and Security Alarm | LT-1365/25 | VIRTUAL KEYPAD APP 4.0 INVOICE STUFFER, 25 PK | Each | N/A | 1-Year | 5.5 | 25% | 4.125
4177 | DMP - Fire and Security Alarm | LT-1375/25 | ACTIVE VIOLENCE BROCHURE, 25 PK | Each | N/A | 1-Year | 25 | 25% | 18.75
4178 | DMP - Fire and Security Alarm | LT-1381/25 | VIRTUAL KEYPAD APP 4.0 DIECUT COMMERCIAL BROCHURE | Each | N/A | 1-Year | 25 | 25% | 18.75
4179 | DMP - Fire and Security Alarm | LT-1409/25 | SECURECOM VIDEO PRODUCTS SPEC, 25 PK | Each | N/A | 1-Year | 16.25 | 25% | 12.1875
4180 | DMP - Fire and Security Alarm | LT-1420/25 | Z-WAVE HOME AUTOMATION BROCHURE | Each | N/A | 1-Year | 22.5 | 25% | 16.875
4181 | DMP - Fire and Security Alarm | LT-1432/25 | Z-WAVE COMMERCIAL AUTOMATION BROCHURE | Each | N/A | 1-Year | 22.5 | 25% | 16.875
4182 | DMP - Fire and Security Alarm | LT-1455/25 | SIMPLE ARMING APP DIECUT BROCHURE, 25 PK | Each | N/A | 1-Year | 15 | 25% | 11.25
4183 | DMP - Fire and Security Alarm | LT-1457/25 | XTLPLUS SERIES SPEC, 25 PK | Each | N/A | 1-Year | 22.5 | 25% | 16.875
4184 | DMP - Fire and Security Alarm | LT-1566/25 | XTL+ RESIDENTIAL BROCHURE, 25 PK | Each | N/A | 1-Year | 16.25 | 25% | 12.1875
4185 | DMP - Fire and Security Alarm | LT-1567/25 | XTL+ RESIDENTIAL INVOICE STUFFER, 25 PK | Each | N/A | 1-Year | 5.5 | 25% | 4.125
4186 | DMP - Fire and Security Alarm | LT-1568/25 | XTL+ COMMERCIAL BROCHURE, 25 PK | Each | N/A | 1-Year | 16.25 | 25% | 12.1875
4187 | DMP - Fire and Security Alarm | LT-1569/25 | XTL+ COMMERCIAL INVOICE STUFFER, 25 PK | Each | N/A | 1-Year | 5.5 | 25% | 4.125
4188 | DMP - Fire and Security Alarm | LT-1582 | XTLPLUS POSTER, COMMERCIAL, 18" X 24" | Each | N/A | 1-Year | 6 | 25% | 4.5
4189 | DMP - Fire and Security Alarm | LT-1583 | XTLPLUS POSTER, RESIDENTIAL, 18" X 24" | Each | N/A | 1-Year | 6 | 25% | 4.5
4190 | DMP - Fire and Security Alarm | LT-4100/25 | DMP RESIDENTIAL BROCHURE YELLOW, 25 PK | Each | N/A | 1-Year | 22.5 | 25% | 16.875
4191 | DMP - Fire and Security Alarm | LT-4150/25 | DMP COMMERCIAL BROCHURE GRAY, 25 PK | Each | N/A | 1-Year | 22.5 | 25% | 16.875
4192 | DMP - Fire and Security Alarm | MET-44WG-18 | OVERHEAD DOOR CONTACT SMALL SIZE, WIDE GAP | Each | N/A | 1-Year | 14.8 | 25% | 11.1
4193 | DMP - Fire and Security Alarm | MP-5365 | MINIPROX PROXIMITY READER | Each | N/A | 1-Year | 168.2 | 25% | 126.15
4194 | DMP - Fire and Security Alarm | MX-40 | OPTEX PIR AND MICROWAVE DETECTOR | Each | N/A | 1-Year | 34.5 | 25% | 25.875
4195 | DMP - Fire and Security Alarm | MX-5375 | MAXIPROX PROXIMITY READER | Each | N/A | 1-Year | 596.2 | 25% | 447.15
4196 | DMP - Fire and Security Alarm | OP-08CB | REX PIR MOTION DETECTOR,BLACK | Each | N/A | 1-Year | 70.3 | 25% | 52.725
4197 | DMP - Fire and Security Alarm | OP-08CW | REX PIR MOTION DETECTOR,WHITE | Each | N/A | 1-Year | 78.7 | 25% | 59.025
4198 | DMP - Fire and Security Alarm | P-300-H-A | CASCADE PROXIMITY READER | Each | N/A | 1-Year | 66.2 | 25% | 49.65
4199 | DMP - Fire and Security Alarm | P-500-H-A | ALPS PROXIMITY READER | Each | N/A | 1-Year | 98.4 | 25% | 73.8
4200 | DMP - Fire and Security Alarm | P-640-H-A | PATAGONIA PROXIMITY READER & KEYPAD | Each | N/A | 1-Year | 243.8 | 25% | 182.85
4201 | DMP - Fire and Security Alarm | P2S-001 | HIGH SECURITY MAGNETIC SENSOR | Each | N/A | 1-Year | 312.6 | 25% | 234.45
4202 | DMP - Fire and Security Alarm | PA-450PI | TAKEX WIDE ANGLE PIR W/PET IMMUNITY | Each | N/A | 1-Year | 21.4 | 25% | 16.05
4203 | DMP - Fire and Security Alarm | PANEL PACK | XT/XR HARDWARE PACK | Each | N/A | 1-Year | 6.1 | 25% | 4.575
4204 | DMP - Fire and Security Alarm | PB-2 | REX EXIT CONTROL PUSH BUTTON | Each | N/A | 1-Year | 74.2 | 25% | 55.65
4205 | DMP - Fire and Security Alarm | PB-52TC | PUSH-BUTTON REED W/TERMINAL CONNECTS | Each | N/A | 1-Year | 4.4 | 25% | 3.3
4206 | DMP - Fire and Security Alarm | PKG-ACCESS-2DR | 505-12, (2) 734, (2) SD-70, (2) P-300-H-A, PSK-3-H/10 | Each | N/A | 1-Year | 559.7 | 25% | 419.775
4207 | DMP - Fire and Security Alarm | PKG-ACCESS-2DR/REX | 505-12, (2) 734, (2) SD-70, (2) P-300-H-A, PSK-3-H/10, PB-2, OP-08CW | Each | N/A | 1-Year | 865.4 | 25% | 649.05
4208 | DMP - Fire and Security Alarm | PKG-NVR-4DOME | 8-CHANNEL NVR AND FOUR DOME CAMERAS | Each | N/A | 1-Year | 842.7 | 25% | 632.025
4209 | DMP - Fire and Security Alarm | PKG-NVR-4BULLET | 8-CHANNEL NVR AND FOUR BULLET CAMERAS | Each | N/A | 1-Year | 794 | 25% | 595.5
4210 | DMP - Fire and Security Alarm | PKG-XR150DF | XR150DL-R, 630F-R, 322, 866, 318 | Each | N/A | 1-Year | 412.7 | 25% | 309.525
4211 | DMP - Fire and Security Alarm | PKG-XR150DFC | XR150DFC-R, 866,318 | Each | N/A | 1-Year | 371.5 | 25% | 278.625
4212 | DMP - Fire and Security Alarm | PKG-XR150DNF | XR150DNL-R, 630F-R, 270,322,866,318 | Each | N/A | 1-Year | 522.8 | 25% | 392.1
4213 | DMP - Fire and Security Alarm | PKG-XR150DNFC | XR150DNFC-R, 270, 866, 318 | Each | N/A | 1-Year | 480.8 | 25% | 360.6
4214 | DMP - Fire and Security Alarm | PKG-XR550DF | XR550DL-R, 630F-R, 322, 866, 318 | Each | N/A | 1-Year | 524.4 | 25% | 393.3
4215 | DMP - Fire and Security Alarm | PKG-XR550DFC | XR550DFC-R, 866, 318 | Each | N/A | 1-Year | 480.8 | 25% | 360.6
4216 | DMP - Fire and Security Alarm | PKG-XR550DNF | XR550DNL-R, 630F-R, 270, 322, 866, 318 | Each | N/A | 1-Year | 645.9 | 25% | 484.425
4217 | DMP - Fire and Security Alarm | PKG-XR550DNFC | XR550DNFC-R, 270, 866, 318 | Each | N/A | 1-Year | 603.8 | 25% | 452.85
4218 | DMP - Fire and Security Alarm | PP-6005B | PROXPOINT PLUS PROXIMITY READER | Each | N/A | 1-Year | 96 | 25% | 72
4219 | DMP - Fire and Security Alarm | PP-B | DESIGNER COVER FOR PP-6005B, BLACK | Each | N/A | 1-Year | 8.3 | 25% | 6.225
4220 | DMP - Fire and Security Alarm | PR-5355-AGK14 | PROXPRO READER WITH KEYPAD | Each | N/A | 1-Year | 360.7 | 25% | 270.525
4221 | DMP - Fire and Security Alarm | PR-5455 | PROXPRO PROXIMITY READER | Each | N/A | 1-Year | 215.5 | 25% | 161.625
4222 | DMP - Fire and Security Alarm | PSC-1-H/10 | STANDARD LIGHT PROX CARD, 10 PK | Each | N/A | 1-Year | 21.9 | 25% | 16.425
4223 | DMP - Fire and Security Alarm | PSC-1-H/100 | STANDARD LIGHT PROX CARD, 100 PK | Each | N/A | 1-Year | 219.5 | 25% | 164.625
4224 | DMP - Fire and Security Alarm | PSD100 | VAULT AUDIO DETECTOR | Each | N/A | 1-Year | 69.5 | 25% | 52.125
4225 | DMP - Fire and Security Alarm | PSK-3-H/10 | PROX KEY RING TAG, 10 PK | Each | N/A | 1-Year | 40.9 | 25% | 30.675
4226 | DMP - Fire and Security Alarm | PSK-3-H/100 | PROX KEY RING TAG, 100 PK | Each | N/A | 1-Year | 407.5 | 25% | 305.625
4227 | DMP - Fire and Security Alarm | PSM-2P-H/10 | ISO IMAGEABLE PROX CARD, 10 PK | Each | N/A | 1-Year | 39.5 | 25% | 29.625
4228 | DMP - Fire and Security Alarm | REMOTE LINK | REMOTE PROGRAMMING SOFTWARE ON CD W/MANUAL (FREE DOWNLOAD) | Each | N/A | 1-Year | 50 | 25% | 37.5
4229 | DMP - Fire and Security Alarm | RP-44 | PUSH BUTTON | Each | N/A | 1-Year | 14.8 | 25% | 11.1
4230 | DMP - Fire and Security Alarm | RX-40PI | OPTEX PIR 40'X40' W/PET IMMUNITY | Each | N/A | 1-Year | 16.5 | 25% | 12.375
4231 | DMP - Fire and Security Alarm | RX-40PI/10 | OPTEX PIR, 40'X40' W/PET IMMUNITY, 10PKG | Each | N/A | 1-Year | 162 | 25% | 121.5
4232 | DMP - Fire and Security Alarm | SCS-100 | DIGITAL DIALER LINE CARD | Each | N/A | 1-Year | 313 | 25% | 234.75
4233 | DMP - Fire and Security Alarm | SCS-104 | LINE CARD W/4 DD & 1 NET | Each | N/A | 1-Year | 949.8 | 25% | 712.35
4234 | DMP - Fire and Security Alarm | SCS-105 | SINGLE LINE SERVICE RECEIVER | Each | N/A | 1-Year | 252.5 | 25% | 189.375
4235 | DMP - Fire and Security Alarm | SCS-110 | MODEM POWER CARD | Each | N/A | 1-Year | 136.3 | 25% | 102.225
4236 | DMP - Fire and Security Alarm | SCS-120 | MULTIBUS POWER CARD | Each | N/A | 1-Year | 369.8 | 25% | 277.35
4237 | DMP - Fire and Security Alarm | SCS-130 | TRANSFORMER CARD | Each | N/A | 1-Year | 284.2 | 25% | 213.15
4238 | DMP - Fire and Security Alarm | SCS-150 | SCS-1R PROCESSOR BOARD | Each | N/A | 1-Year | 939.4 | 25% | 704.55
4239 | DMP - Fire and Security Alarm | SCS-186T | SERIAL PRINTER W/CABLE | Each | N/A | 1-Year | 546.3 | 25% | 409.725
4240 | DMP - Fire and Security Alarm | SCS-1R | RACK MOUNT SECURITY CONTROL RECEIVER | Each | N/A | 1-Year | 2450 | 25% | 1837.5
4241 | DMP - Fire and Security Alarm | SCS-203 | CONVENIENCE PANEL FOR SCS-150 | Each | N/A | 1-Year | 84.8 | 25% | 63.6
4242 | DMP - Fire and Security Alarm | SCS-204 | HOST CABLE | Each | N/A | 1-Year | 55 | 25% | 41.25
4243 | DMP - Fire and Security Alarm | SCS-206 | SCS-150 KEYPAD/LINECARD CABLES | Each | N/A | 1-Year | 58.1 | 25% | 43.575
4244 | DMP - Fire and Security Alarm | SCS-208 | POWER CORD | Each | N/A | 1-Year | 51.6 | 25% | 38.7
4245 | DMP - Fire and Security Alarm | SCS-CTM | CHECKIN TABLE MANAGER,SCS-101 NETWORK LINE CARD | Each | N/A | 1-Year | 474.9 | 25% | 356.175
4246 | DMP - Fire and Security Alarm | SCS-RACK | RACK MOUNT CONVERSION KIT FOR SCS-1 | Each | N/A | 1-Year | 950 | 25% | 712.5
4247 | DMP - Fire and Security Alarm | SCS-VR 1000 | VIRTUAL RECEIVER-1000 ACCTS (2 LICENSES) | Each | N/A | 1-Year | 1995 | 25% | 1496.25
4248 | DMP - Fire and Security Alarm | SCS-VR 1000-SPT | VIRTUAL RECEIVER-1000 ACCTS (ANNUAL SUPPORT) | Each | N/A | 1-Year | 339 | 25% | 254.25
4249 | DMP - Fire and Security Alarm | SCS-VR 10000 | VIRTUAL RECEIVER-10000 ACCTS (2 LICENSES) | Each | N/A | 1-Year | 5295 | 25% | 3971.25
4250 | DMP - Fire and Security Alarm | SCS-VR 10000-SPT | VIRTUAL RECEIVER-10000ACCTS (ANNUAL SUPPORT) | Each | N/A | 1-Year | 899 | 25% | 674.25
4251 | DMP - Fire and Security Alarm | SCS-VR 20000 | VIRTUAL RECEIVER-20000 ACCTS (2 LICENSES) | Each | N/A | 1-Year | 7995 | 25% | 5996.25
4252 | DMP - Fire and Security Alarm | SCS-VR 20000-SPT | VIRTUAL RECEIVER-20000 ACCTS (ANNUAL SUPPORT) | Each | N/A | 1-Year | 1359 | 25% | 1019.25
4253 | DMP - Fire and Security Alarm | SCS-VR 2500 | VIRTUAL RECEIVER-2500 ACCOUNTS (2 LICENSES) | Each | N/A | 1-Year | 2795 | 25% | 2096.25
4254 | DMP - Fire and Security Alarm | SCS-VR 2500-SPT | VIRTUAL RECEIVER-2500 ACCTS (ANNUAL SUPPORT) | Each | N/A | 1-Year | 475 | 25% | 356.25
4255 | DMP - Fire and Security Alarm | SCS-VR 30000 | VIRTUAL RECEIVER-30000 ACCTS (2 LICENSES) | Each | N/A | 1-Year | 11995 | 25% | 8996.25
4256 | DMP - Fire and Security Alarm | SCS-VR 30000-SPT | VIRTUAL RECEIVER-30000 ACCTS (ANNUAL SUPPORT) | Each | N/A | 1-Year | 2039 | 25% | 1529.25
4257 | DMP - Fire and Security Alarm | SCS-VR 500 | VIRTUAL RECEIVER-500 ACCOUNTS (1 LICENSE) | Each | N/A | 1-Year | 995 | 25% | 746.25
4258 | DMP - Fire and Security Alarm | SCS-VR 500-SPT | VIRTUAL RECEIVER-500 ACCTS (ANNUAL SUPPORT) | Each | N/A | 1-Year | 169 | 25% | 126.75
4259 | DMP - Fire and Security Alarm | SCS-VR 5000 | VIRTUAL RECEIVER-5000 ACCOUNTS (2 LICENSES) | Each | N/A | 1-Year | 3995 | 25% | 2996.25
4260 | DMP - Fire and Security Alarm | SCS-VR 5000-SPT | VIRTUAL RECEIVER-5000 ACCTS (ANNUAL SUPPORT) | Each | N/A | 1-Year | 679 | 25% | 509.25
4261 | DMP - Fire and Security Alarm | SCS-VR 5GRP/UPG | 5 GROUP UPGRADE | Each | N/A | 1-Year | 495 | 25% | 371.25
4262 | DMP - Fire and Security Alarm | SCS150/CONVERT | CONVERSION KIT FOR SCS-150 | Each | N/A | 1-Year | 939.4 | 25% | 704.55
4263 | DMP - Fire and Security Alarm | SCS150/UPDATE | SCS150 VERSION 100 UPDATE | Each | N/A | 1-Year | 7 | 25% | 5.25
4264 | DMP - Fire and Security Alarm | SCS1R-SPARES | SCS-1R RECEIVER SPARES KIT | Each | N/A | 1-Year | 1450 | 25% | 1087.5
4265 | DMP - Fire and Security Alarm | SD-70 | STEEL DOOR 1.25" RECESSED CONTACT | Each | N/A | 1-Year | 4.4 | 25% | 3.3
4266 | DMP - Fire and Security Alarm | SD-70/10 | STEEL DOOR 1.25" RECESSED CONTACT, 10PKG | Each | N/A | 1-Year | 28.8 | 25% | 21.6
4267 | DMP - Fire and Security Alarm | SM-20WG | 3" WIDE GAP DOOR CONTACT | Each | N/A | 1-Year | 4.9 | 25% | 3.675
4268 | DMP - Fire and Security Alarm | SQL MODULE | SEQUEL DATABASE MODULE FOR REMOTE LINK | Each | N/A | 1-Year | 1793.2 | 25% | 1344.9
4269 | DMP - Fire and Security Alarm | SQL MODULE ADD | ADDITIONAL WORKSTATION LICENSE FOR REMOTE LINK | Each | N/A | 1-Year | 125 | 25% | 93.75
4270 | DMP - Fire and Security Alarm | STB-10 | 3/8" RECESSED DOOR CONTACT | Each | N/A | 1-Year | 2.4 | 25% | 1.8
4271 | DMP - Fire and Security Alarm | STB-10/10 | 3/8" RECESSED DOOR CONTACT, 10PKG | Each | N/A | 1-Year | 15.5 | 25% | 11.625
4272 | DMP - Fire and Security Alarm | SX-360Z | OPTEX 360 DEGREE CEILING MOUNT PIR | Each | N/A | 1-Year | 90.2 | 25% | 67.65
4273 | DMP - Fire and Security Alarm | SYSTEM LINK | END-USER MANAGEMENT SOFTWARE ON CD W/MANUAL | Each | N/A | 1-Year | 305 | 25% | 228.75
4274 | DMP - Fire and Security Alarm | T280R | TEMPERATURE SENSOR PROBE, FOR USE WITH 1115-W | Each | N/A | 1-Year | 13.8 | 25% | 10.35
4275 | DMP - Fire and Security Alarm | TANE 60 | QUICK CONNECT DOOR CONTACT | Each | N/A | 1-Year | 3.1 | 25% | 2.325
4276 | DMP - Fire and Security Alarm | TANE 60/10 | QUICK CONNECT DOOR CONTACT, 10PKG | Each | N/A | 1-Year | 21.1 | 25% | 15.825
4277 | DMP - Fire and Security Alarm | TANE WS1 | WATER SENSOR | Each | N/A | 1-Year | 5.9 | 25% | 4.425
4278 | DMP - Fire and Security Alarm | THIN-ICON-B/10 | HOUSING, ICON SERIES, BLACK, 10PKG | Each | N/A | 1-Year | 22.2 | 25% | 16.65
4279 | DMP - Fire and Security Alarm | THIN-ICON-I/10 | HOUSING, ICON SERIES, IVORY, 10PKG | Each | N/A | 1-Year | 22.2 | 25% | 16.65
4280 | DMP - Fire and Security Alarm | THIN-ICON-W/10 | HOUSING, ICON SERIES, WHITE, 10PKG | Each | N/A | 1-Year | 22.2 | 25% | 16.65
4281 | DMP - Fire and Security Alarm | THIN-ICONKEYS/10 | KEYBOARD W/NUMBERS AND SHORTCUT KEYS, 10PKG | Each | N/A | 1-Year | 34.5 | 25% | 25.875
4282 | DMP - Fire and Security Alarm | THIN-LCD-B/10 | HOUSING, THINLINE SERIES, BLACK, 10 PKG | Each | N/A | 1-Year | 27.4 | 25% | 20.55
4283 | DMP - Fire and Security Alarm | THIN-LCD-I/10 | THIN LCD KEYPAD HOUSING, IVORY, 10 PK | Each | N/A | 1-Year | 52.8 | 25% | 39.6
4284 | DMP - Fire and Security Alarm | THIN-LCD-P/10 | HOUSING, AQUALITE & THINLINE SERIES,PLATINUM,10PKG | Each | N/A | 1-Year | 152.7 | 25% | 114.525
4285 | DMP - Fire and Security Alarm | THIN-LCD-W/10 | THIN LCD KEYPAD HOUSING, WHITE, 10 PK | Each | N/A | 1-Year | 52.8 | 25% | 39.6
4286 | DMP - Fire and Security Alarm | THIN-NBRKEYS/10 | KEYBOARD W/NUMBERS ONLY, 10PKG | Each | N/A | 1-Year | 16 | 25% | 12
4287 | DMP - Fire and Security Alarm | THIN-SCKEYS/10 | KEYBOARD W/SHORTCUT KEYS, 10PKG | Each | N/A | 1-Year | 16 | 25% | 12
4288 | DMP - Fire and Security Alarm | THIN7100-LCD-B/10 | HOUSING, THINLINE 7100 SERIES, BLACK, 10 PKG | Each | N/A | 1-Year | 33.6 | 25% | 25.2
4289 | DMP - Fire and Security Alarm | THIN7100-LCD-I/10 | THIN LCD KEYPAD HOUSING, IVORY, 10 PK | Each | N/A | 1-Year | 52.8 | 25% | 39.6
4290 | DMP - Fire and Security Alarm | THIN7100-LCD-W/10 | THIN LCD KEYPAD HOUSING, WHITE 10 PK | Each | N/A | 1-Year | 52.8 | 25% | 39.6
4291 | DMP - Fire and Security Alarm | TL-5395 | THINLINE II PROXIMITY READER | Each | N/A | 1-Year | 210.3 | 25% | 157.725
4292 | DMP - Fire and Security Alarm | V-4000-EXT10-12V | DC POWER SUPPLY EXTENSION, 12V | Each | N/A | 1-Year | 14.5 | 25% | 10.875
4293 | DMP - Fire and Security Alarm | V-4000-EXT10-5V | POWER EXT CABLE,10',5V,DC,BLK | Each | N/A | 1-Year | 13 | 25% | 9.75
4294 | DMP - Fire and Security Alarm | V-4000-PLATE-1 | CAMERA MOUNTING PLATE | Each | N/A | 1-Year | 11.9 | 25% | 8.925
4295 | DMP - Fire and Security Alarm | V-4010B-1 | CAMERA, INDOOR/OUTDOOR BULLET, 1.3MP | Each | N/A | 1-Year | 112.2 | 25% | 84.15
4296 | DMP - Fire and Security Alarm | V-4020C-1 | CAMERA, INDOOR CUBE 1.0MP | Each | N/A | 1-Year | 112.2 | 25% | 84.15
4297 | DMP - Fire and Security Alarm | V-4030PT-1 | CAMERA, INDOOR PAN/TILT, 1.0MP | Each | N/A | 1-Year | 155.5 | 25% | 116.625
4298 | DMP - Fire and Security Alarm | V-4050D-1 | CAMERA, INDOOR/OUTDOOR FIXED DOME, 1.3MP | Each | N/A | 1-Year | 125.1 | 25% | 93.825
4299 | DMP - Fire and Security Alarm | V-4060DB | VIDEO DOORBELL | Each | N/A | 1-Year | 174.8 | 25% | 131.1
4300 | DMP - Fire and Security Alarm | V-4060DB-BLACK/10 | VIDEO DOORBELL COVER PLATE, BLACK, 10 PK | Each | N/A | 1-Year | 46.9 | 25% | 35.175
4301 | DMP - Fire and Security Alarm | V-4060DB-CHAR/10 | VIDEO DOORBELL COVER PLATE, CHARCOAL, 10 PK | Each | N/A | 1-Year | 46.9 | 25% | 35.175
4302 | DMP - Fire and Security Alarm | V-4060DB-SILVER/10 | VIDEO DOORBELL COVER PLATE, SILVER, 10 PK | Each | N/A | 1-Year | 46.9 | 25% | 35.175
4303 | DMP - Fire and Security Alarm | V-4060DB-WHITE/10 | VIDEO DOORBELL COVER PLATE, WHITE, 10 PK | Each | N/A | 1-Year | 46.9 | 25% | 35.175
4304 | DMP - Fire and Security Alarm | V-4060DB-HW | HORIZONTAL WEDGE FOR WALL MOUNTING | Each | N/A | 1-Year | 4.1 | 25% | 3.075
4305 | DMP - Fire and Security Alarm | V-4060DB-PK | VIDEO DOORBELL POWER KIT | Each | N/A | 1-Year | 14.5 | 25% | 10.875
4306 | DMP - Fire and Security Alarm | V-4060DB-VW | VERTICAL WEDGE FOR WALL MOUNTING | Each | N/A | 1-Year | 4.1 | 25% | 3.075
4307 | DMP - Fire and Security Alarm | V-4404A | 4 CHANNEL ANALOG INPUT CONVERTER | Each | N/A | 1-Year | 94.8 | 25% | 71.1
4308 | DMP - Fire and Security Alarm | V-4408D | 8-CHANNEL NETWORK VIDEO RECORDER | Each | N/A | 1-Year | 360.6 | 25% | 270.45
4309 | DMP - Fire and Security Alarm | V-IP1006RR | WIRELESS ACCESS POINT FOR IP CAMERA | Each | N/A | 1-Year | 68 | 25% | 51
4310 | DMP - Fire and Security Alarm | XR150 DEMO STAND | XR150DN DEMO STAND (WEDGE) | Each | N/A | 1-Year | 499 | 25% | 374.25
4311 | DMP - Fire and Security Alarm | XR150DFC-R | 142 ZONES, DIALER, FIRE CONTROL | Each | N/A | 1-Year | 323.3 | 25% | 242.475
4312 | DMP - Fire and Security Alarm | XR150DL-G | 142 ZONES, DIALER, 350-G GREY ENCL (INC 50VA TRNSFR) | Each | N/A | 1-Year | 199.5 | 25% | 149.625
4313 | DMP - Fire and Security Alarm | XR150DL-R | 142 ZONES, DIALER, 350, RED | Each | N/A | 1-Year | 236.9 | 25% | 177.675
4314 | DMP - Fire and Security Alarm | XR150DNFC-R | 142 ZONES, DIALER/NET, FIRE CONTROL | Each | N/A | 1-Year | 432.7 | 25% | 324.525
4315 | DMP - Fire and Security Alarm | XR150DNL-G | 142 ZONES, DIALER/NET, 350-G ENCL INC 50VA TRNSFRMER | Each | N/A | 1-Year | 298.8 | 25% | 224.1
4316 | DMP - Fire and Security Alarm | XR150DNL-GCAN | 142 ZONES, DIAL/NET, ENCRYP, 350 ENC, 50VA XFMR, CANADA | Each | N/A | 1-Year | 316.4 | 25% | 237.3
4317 | DMP - Fire and Security Alarm | XR150DNL-R | 142 ZONES, DIALER/NET, 350, RED | Each | N/A | 1-Year | 348.6 | 25% | 261.45
4318 | DMP - Fire and Security Alarm | XR150DNPCB | 142 ZONES, DIALER/NETWORK BOARD ONLY, INCL 50VA TRNS | Each | N/A | 1-Year | 251.5 | 25% | 188.625
4319 | DMP - Fire and Security Alarm | XR150DNPCBZ-CAN | XR150 DIALER, NET, PCB ONLY, CANADA | Each | N/A | 1-Year | 263.8 | 25% | 197.85
4320 | DMP - Fire and Security Alarm | XR150DPCB | 142 ZONES, DIALER, BOARD ONLY (INC 50 VA TRANSFORMER) | Each | N/A | 1-Year | 152.1 | 25% | 114.075
4321 | DMP - Fire and Security Alarm | XR150L-G | 142ZONES, NO COMMUNICATION, 350 ENCL (INC 50VA TRNS) | Each | N/A | 1-Year | 187.3 | 25% | 140.475
4322 | DMP - Fire and Security Alarm | XR150NL-G | 142 ZONES, NETWORK, 350-G ENCLOSURE (INC 50 VA TRANSF) | Each | N/A | 1-Year | 286.7 | 25% | 215.025
4323 | DMP - Fire and Security Alarm | XR150NPCB | 142 ZONES, NETWORK, BOARD ONLY(INC 50 VA TRANSFORM) | Each | N/A | 1-Year | 239.2 | 25% | 179.4
4324 | DMP - Fire and Security Alarm | XR150PCB | 142 ZONES, NO COMMUNICATION BOARD ONLY (INC 50VA TRF) | Each | N/A | 1-Year | 139.8 | 25% | 104.85
4325 | DMP - Fire and Security Alarm | XR550 32 DR ADD ON A | 32 ADDITIONAL DOORS FOR 64 ON XR550 SERIES | Each | N/A | 1-Year | 192.3 | 25% | 144.225
4326 | DMP - Fire and Security Alarm | XR550 32 DR ADD ON B | 32 ADDITIONAL DOORS FOR 96 ON XR550 SERIES | Each | N/A | 1-Year | 192.3 | 25% | 144.225
4327 | DMP - Fire and Security Alarm | XR550 DEMO STAND | XR550DN DEMO STAND (WEDGE) | Each | N/A | 1-Year | 599 | 25% | 449.25
4328 | DMP - Fire and Security Alarm | XR550DEA-G | 574 ZONES, DIALER, ENCRYPT, 350 ENC, 50VA TRNSFRMR | Each | N/A | 1-Year | 651.2 | 25% | 488.4
4329 | DMP - Fire and Security Alarm | XR550DEL-G | 574 ZONES, DIAL/NET, ENCRYP, 350 ENCL, 50VA TRNSFR | Each | N/A | 1-Year | 623.7 | 25% | 467.775
4330 | DMP - Fire and Security Alarm | XR550DEL-GCAN | 574 ZONES, DIAL/NET, ENCRYP, 350 ENC, 50VA XFMR, CANADA | Each | N/A | 1-Year | 641.3 | 25% | 480.975
4331 | DMP - Fire and Security Alarm | XR550DEPCB | 574 ZONES, DIAL/NET, ENCRYPT, BOARD ONLY (50VA TRNSFR) | Each | N/A | 1-Year | 576.3 | 25% | 432.225
4332 | DMP - Fire and Security Alarm | XR550DFC-R | 574 ZONES, DIALER, FIRE CONTROL | Each | N/A | 1-Year | 447.1 | 25% | 335.325
4333 | DMP - Fire and Security Alarm | XR550DL-G | 574 ZONES, DIALER, 350-G ENCL, INC 50VA TRANSFORMR | Each | N/A | 1-Year | 324.9 | 25% | 243.675
4334 | DMP - Fire and Security Alarm | XR550DL-R | 574 ZONES, DIALER, 350, RED | Each | N/A | 1-Year | 363.1 | 25% | 272.325
4335 | DMP - Fire and Security Alarm | XR550DN DEMO | XR550DN DEMO CASE | Each | N/A | 1-Year | 500 | 25% | 375
4336 | DMP - Fire and Security Alarm | XR550DNFC-R | 574 ZONES, DIALER, FIRE CONTROL | Each | N/A | 1-Year | 572.5 | 25% | 429.375
4337 | DMP - Fire and Security Alarm | XR550DNL-G | 574 ZONES, DIALER/NET, 350-G ENCL, INC 50VA TRANSFRMR | Each | N/A | 1-Year | 437.2 | 25% | 327.9
4338 | DMP - Fire and Security Alarm | XR550DNL-GCAN | 574 ZONES, DIALER/NET, 350-G ENCL, INC 50VA TRANSFRMR | Each | N/A | 1-Year | 454.8 | 25% | 341.1
4339 | DMP - Fire and Security Alarm | XR550DNL-R | 574 ZONES, DIALER/NET, 350, RED | Each | N/A | 1-Year | 487.7 | 25% | 365.775
4340 | DMP - Fire and Security Alarm | XR550DNPCB | 574 ZONES, DIALER/NET, BOARD ONLY, INC 50VA TRANSFRMR | Each | N/A | 1-Year | 389.1 | 25% | 291.825
4341 | DMP - Fire and Security Alarm | XR550DPCB | 574ZONES, DIALER, BOARD ONLY (INC 50 VA TRANSFORMER) | Each | N/A | 1-Year | 277.4 | 25% | 208.05
4342 | DMP - Fire and Security Alarm | XT30DM-G | 42 ZONES, DIALER, 349-G MED GREY ENCLOSURE | Each | N/A | 1-Year | 74.2 | 25% | 55.65
4343 | DMP - Fire and Security Alarm | XT30DNM-G | 42 ZONES, DIALER/NETWORK, 349-G MED GREY ENCLOSURE | Each | N/A | 1-Year | 174.3 | 25% | 130.725
4344 | DMP - Fire and Security Alarm | XT30DNPCB | 42 ZONES, NETWORK/DIALER, BOARD ONLY | Each | N/A | 1-Year | 152.9 | 25% | 114.675
4345 | DMP - Fire and Security Alarm | XT30DNS-G | 42 ZONES, NETWORK/DIALER, 340-G SM GREY ENCLOSURE | Each | N/A | 1-Year | 161.3 | 25% | 120.975
4346 | DMP - Fire and Security Alarm | XT30DPCB | 42 ZONES, DIALER, BOARD ONLY | Each | N/A | 1-Year | 53.5 | 25% | 40.125
4347 | DMP - Fire and Security Alarm | XT30DS-G | 42 ZONES, DIALER, 340G SMALL GREY ENCLOSURE | Each | N/A | 1-Year | 61.9 | 25% | 46.425
4348 | DMP - Fire and Security Alarm | XT30M-G | 42 ZONES, NO COMMUNICATIONS, 349-G MED GRY ENCLOSURE | Each | N/A | 1-Year | 70.3 | 25% | 52.725
4349 | DMP - Fire and Security Alarm | XT30NM-G | 42 ZONES, NETWORK, 349-G MEDIUM GRY ENCLOSURE | Each | N/A | 1-Year | 161.3 | 25% | 120.975
4350 | DMP - Fire and Security Alarm | XT30NPCB | 42 ZONES, NETWORK, BOARD ONLY | Each | N/A | 1-Year | 140.6 | 25% | 105.45
4351 | DMP - Fire and Security Alarm | XT30NPKG/7360 | XT30NS-G, 7360-W, 321 | Each | N/A | 1-Year | 137 | 25% | 102.75
4352 | DMP - Fire and Security Alarm | XT30NPKG/7060 | XT30NS-G, 7060-W, 321 | Each | N/A | 1-Year | 174 | 25% | 130.5
4353 | DMP - Fire and Security Alarm | XT30NPKG/7070 | XT30NS-G, 7070-W, 321 | Each | N/A | 1-Year | 192 | 25% | 144
4354 | DMP - Fire and Security Alarm | XT30NPKG/7872 | XT30NS-G, 7872-W, 321 | Each | N/A | 1-Year | 232 | 25% | 174
4355 | DMP - Fire and Security Alarm | XT30NPKG/7360/LV | XT30NS-G, 7360-W, 321, 263LTE-V | Each | N/A | 1-Year | 241 | 25% | 180.75
4356 | DMP - Fire and Security Alarm | XT30NPKG/7060/LV | XT30NS-G, 7060-W, 321, 263LTE-V | Each | N/A | 1-Year | 278 | 25% | 208.5
4357 | DMP - Fire and Security Alarm | XT30NPKG/7070/LV | XT30NS-G, 7070-W, 321, 263LTE-V | Each | N/A | 1-Year | 296 | 25% | 222
4358 | DMP - Fire and Security Alarm | XT30NPKG/7872/LV | XT30NS-G, 7872-W, 321, 263LTE-V | Each | N/A | 1-Year | 336 | 25% | 252
4359 | DMP - Fire and Security Alarm | XT30NS-G | 42 ZONES, NETWORK, 340-G SMALL GRAY ENCLOSURE | Each | N/A | 1-Year | 149.1 | 25% | 111.825
4360 | DMP - Fire and Security Alarm | XT30PCB | 42 ZONES, BOARD ONLY, NO COMMUNICATIONS ON BOARD | Each | N/A | 1-Year | 49.7 | 25% | 37.275
4361 | DMP - Fire and Security Alarm | XT30PKG/7360 | XT30S-G, 7360-W, 321 | Each | N/A | 1-Year | 68 | 25% | 51
4362 | DMP - Fire and Security Alarm | XT30PKG/7060 | XT30S-G, 7060-W, 321 | Each | N/A | 1-Year | 105 | 25% | 78.75
4363 | DMP - Fire and Security Alarm | XT30PKG/7070 | XT30S-G, 7070-W, 321 | Each | N/A | 1-Year | 123 | 25% | 92.25
4364 | DMP - Fire and Security Alarm | XT30PKG/7872 | XT30S-G, 7872-W, 321 | Each | N/A | 1-Year | 163 | 25% | 122.25
4365 | DMP - Fire and Security Alarm | XT30PKG/7360/LV | XT30S-G, 7360-W, 321, 263LTE-V | Each | N/A | 1-Year | 172 | 25% | 129
4366 | DMP - Fire and Security Alarm | XT30PKG/7060/LV | XT30S-G, 7060-W, 321, 263LTE-V | Each | N/A | 1-Year | 209 | 25% | 156.75
4367 | DMP - Fire and Security Alarm | XT30PKG/7070/LV | XT30S-G, 7070-W, 321, 263LTE-V | Each | N/A | 1-Year | 227 | 25% | 170.25
4368 | DMP - Fire and Security Alarm | XT30PKG/7872/LV | XT30S-G, 7872-W, 321, 263LTE-V | Each | N/A | 1-Year | 267 | 25% | 200.25
4369 | DMP - Fire and Security Alarm | XT30S-G | 42 ZONES, NO COMMUNICATION ONBOARD,SM 340-G ENCLOSURE | Each | N/A | 1-Year | 58.1 | 25% | 43.575
4370 | DMP - Fire and Security Alarm | XT50 DEMO | 58 ZONES XT50 DEMO, WLS RECVR, IN DEMOCASE | Each | N/A | 1-Year | 550 | 25% | 412.5
4371 | DMP - Fire and Security Alarm | XT50 DEMO STAND | XT50DN DEMO STAND (WEDGE) | Each | N/A | 1-Year | 449 | 25% | 336.75
4372 | DMP - Fire and Security Alarm | XT50DM-G | 58 ZONES,DIALER, WIRELESS RCVR, MED 349G ENCLOSURE | Each | N/A | 1-Year | 112.4 | 25% | 84.3
4373 | DMP - Fire and Security Alarm | XT50DNM-G | 58 ZONES,NETWORK/DIALER,WLS RCVR,MED 349-G ENCLOSURE | Each | N/A | 1-Year | 211 | 25% | 158.25
4374 | DMP - Fire and Security Alarm | XT50DNPCB | 58 ZONES,NETWORK/DIALER,WIRLESS RCVR, BOARD ONLY | Each | N/A | 1-Year | 185.7 | 25% | 139.275
4375 | DMP - Fire and Security Alarm | XT50DNS-G | 58ZONES,DIALER,NETWORK,WLS RCVR, 340-G GRY ENCLOSURE | Each | N/A | 1-Year | 198.7 | 25% | 149.025
4376 | DMP - Fire and Security Alarm | XT50DPCB | 58 ZONES,DIALER, WIRELESS RECEIVER, BOARD ONLY | Each | N/A | 1-Year | 87.1 | 25% | 65.325
4377 | DMP - Fire and Security Alarm | XT50DS-G | 58 ZONES,DIALER,WIRELESS RECEIVER IN 340 SM ENCLOSURE | Each | N/A | 1-Year | 100.1 | 25% | 75.075
4378 | DMP - Fire and Security Alarm | XT50NM-G | XT50, NETWORK MED ENCLOSURE | Each | N/A | 1-Year | 198.7 | 25% | 149.025
4379 | DMP - Fire and Security Alarm | XT50NPCB | XT50, NETWORK, PCB ONLY | Each | N/A | 1-Year | 173.5 | 25% | 130.125
4380 | DMP - Fire and Security Alarm | XT50NPKG/7360 | XT50NS-G, 7360-W, 321 | Each | N/A | 1-Year | 175 | 25% | 131.25
4381 | DMP - Fire and Security Alarm | XT50NPKG/7060 | XT50NS-G, 7060-W, 321 | Each | N/A | 1-Year | 212 | 25% | 159
4382 | DMP - Fire and Security Alarm | XT50NPKG/7070 | XT50NS-G, 7070-W, 321 | Each | N/A | 1-Year | 230 | 25% | 172.5
4383 | DMP - Fire and Security Alarm | XT50NPKG/7872 | XT50NS-G, 7872-W, 321 | Each | N/A | 1-Year | 270 | 25% | 202.5
4384 | DMP - Fire and Security Alarm | XT50NPKG/7360/LV | XT50NS-G, 7360-W, 321, 263LTE-V | Each | N/A | 1-Year | 279 | 25% | 209.25
4385 | DMP - Fire and Security Alarm | XT50NPKG/7060/LV | XT50NS-G, 7060-W, 321, 263LTE-V | Each | N/A | 1-Year | 316 | 25% | 237
4386 | DMP - Fire and Security Alarm | XT50NPKG/7070/LV | XT50NS-G, 7070-W, 321, 263LTE-V | Each | N/A | 1-Year | 334 | 25% | 250.5
4387 | DMP - Fire and Security Alarm | XT50NPKG/7872/LV | XT50NS-G, 7872-W, 321, 263LTE-V | Each | N/A | 1-Year | 374 | 25% | 280.5
4388 | DMP - Fire and Security Alarm | XT50NPKG1/7360 | XT50NS-G, 7360-W, 321, (2) 1106 | Each | N/A | 1-Year | 215 | 25% | 161.25
4389 | DMP - Fire and Security Alarm | XT50NPKG1/7060 | XT50NS-G, 7060-W, 321, (2) 1106 | Each | N/A | 1-Year | 252 | 25% | 189
4390 | DMP - Fire and Security Alarm | XT50NPKG1/7070 | XT50NS-G, 7070-W, 321, (2) 1106 | Each | N/A | 1-Year | 270 | 25% | 202.5
4391 | DMP - Fire and Security Alarm | XT50NPKG1/7872 | XT50NS-G, 7872-W, 321, (2) 1106 | Each | N/A | 1-Year | 310 | 25% | 232.5
4392 | DMP - Fire and Security Alarm | XT50NPKG1/7360/LV | XT50NS-G, 7360-W, 321, (2) 1106, 263LTE-V | Each | N/A | 1-Year | 319 | 25% | 239.25
4393 | DMP - Fire and Security Alarm | XT50NPKG1/7060/LV | XT50NS-G, 7060-W, 321, (2) 1106, 263LTE-V | Each | N/A | 1-Year | 356 | 25% | 267
4394 | DMP - Fire and Security Alarm | XT50NPKG1/7070/LV | XT50NS-G, 7070-W, 321, (2) 1106, 263LTE-V | Each | N/A | 1-Year | 374 | 25% | 280.5
4395 | DMP - Fire and Security Alarm | XT50NPKG1/7872/LV | XT50NS-G, 7872-W, 321, (2) 1106, 263LTE-V | Each | N/A | 1-Year | 414 | 25% | 310.5
4396 | DMP - Fire and Security Alarm | XT50NPKG2/7360 | XT50NS-G, 7360-W, 321, (3) 1106, 1122 | Each | N/A | 1-Year | 270 | 25% | 202.5
4397 | DMP - Fire and Security Alarm | XT50NPKG2/7060 | XT50NS-G, 7060-W, 321, (3) 1106, 1122 | Each | N/A | 1-Year | 307 | 25% | 230.25
4398 | DMP - Fire and Security Alarm | XT50NPKG2/7070 | XT50NS-G, 7070-W, 321, (3) 1106, 1122 | Each | N/A | 1-Year | 325 | 25% | 243.75
4399 | DMP - Fire and Security Alarm | XT50NPKG2/7872 | XT50NS-G, 7872-W, 321, (3) 1106, 1122 | Each | N/A | 1-Year | 365 | 25% | 273.75
4400 | DMP - Fire and Security Alarm | XT50NPKG2/7360/LV | XT50NS-G, 7360-W, 321, (3) 1106, 1122, 263LTE-V | Each | N/A | 1-Year | 374 | 25% | 280.5
4401 | DMP - Fire and Security Alarm | XT50NPKG2/7060/LV | XT50NS-G, 7060-W, 321, (3) 1106, 1122, 263LTE-V | Each | N/A | 1-Year | 411 | 25% | 308.25
4402 | DMP - Fire and Security Alarm | XT50NPKG2/7070/LV | XT50NS-G, 7070-W, 321, (3) 1106, 1122, 263LTE-V | Each | N/A | 1-Year | 429 | 25% | 321.75
4403 | DMP - Fire and Security Alarm | XT50NPKG2/7872/LV | XT50NS-G, 7872-W, 321, (3) 1106, 1122, 263LTE-V | Each | N/A | 1-Year | 469 | 25% | 351.75
4404 | DMP - Fire and Security Alarm | XT50NS-G | 58 ZONES, NETWORK, WIRELESS REC IN 340 SM ENCLOSURE | Each | N/A | 1-Year | 186.4 | 25% | 139.8
4405 | DMP - Fire and Security Alarm | XT50PCB | XT50, PCB ONLY | Each | N/A | 1-Year | 83.3 | 25% | 62.475
4406 | DMP - Fire and Security Alarm | XT50PKG/7360 | XT50S-G, 7360-W, 321 | Each | N/A | 1-Year | 106 | 25% | 79.5
4407 | DMP - Fire and Security Alarm | XT50PKG/7060 | XT50S-G, 7060-W, 321 | Each | N/A | 1-Year | 143 | 25% | 107.25
4408 | DMP - Fire and Security Alarm | XT50PKG/7070 | XT50S-G, 7070-W, 321 | Each | N/A | 1-Year | 161 | 25% | 120.75
4409 | DMP - Fire and Security Alarm | XT50PKG/7872 | XT50S-G, 7872-W, 321 | Each | N/A | 1-Year | 201 | 25% | 150.75
4410 | DMP - Fire and Security Alarm | XT50PKG/7360/LV | XT50S-G, 7360-W, 321, 263LTE-V | Each | N/A | 1-Year | 210 | 25% | 157.5
4411 | DMP - Fire and Security Alarm | XT50PKG/7060/LV | XT50S-G, 7060-W, 321, 263LTE-V | Each | N/A | 1-Year | 247 | 25% | 185.25
4412 | DMP - Fire and Security Alarm | XT50PKG/7070/LV | XT50S-G, 7070-W, 321, 263LTE-V | Each | N/A | 1-Year | 265 | 25% | 198.75
4413 | DMP - Fire and Security Alarm | XT50PKG/7872/LV | XT50S-G, 7872-W, 321, 263LTE-V | Each | N/A | 1-Year | 305 | 25% | 228.75
4414 | DMP - Fire and Security Alarm | XT50PKG1/7360 | XT50S-G, 7360-W, 321, (2) 1106 | Each | N/A | 1-Year | 146 | 25% | 109.5
4415 | DMP - Fire and Security Alarm | XT50PKG1/7060 | XT50S-G, 7060-W, 321, (2) 1106 | Each | N/A | 1-Year | 183 | 25% | 137.25
4416 | DMP - Fire and Security Alarm | XT50PKG1/7070 | XT50S-G, 7070-W, 321, (2) 1106 | Each | N/A | 1-Year | 201 | 25% | 150.75
4417 | DMP - Fire and Security Alarm | XT50PKG1/7872 | XT50S-G, 7872-W, 321, (2) 1106 | Each | N/A | 1-Year | 241 | 25% | 180.75
4418 | DMP - Fire and Security Alarm | XT50PKG1/7360/LV | XT50S-G, 7360-W, 321, (2) 1106, 263LTE-V | Each | N/A | 1-Year | 250 | 25% | 187.5
4419 | DMP - Fire and Security Alarm | XT50PKG1/7060/LV | XT50S-G, 7060-W, 321, (2) 1106, 263LTE-V | Each | N/A | 1-Year | 287 | 25% | 215.25
4420 | DMP - Fire and Security Alarm | XT50PKG1/7070/LV | XT50S-G, 7070-W, 321, (2) 1106, 263LTE-V | Each | N/A | 1-Year | 305 | 25% | 228.75
4421 | DMP - Fire and Security Alarm | XT50PKG1/7872/LV | XT50S-G, 7872-W, 321, (2) 1106, 263LTE-V | Each | N/A | 1-Year | 345 | 25% | 258.75
4422 | DMP - Fire and Security Alarm | XT50PKG2/7360 | XT50S-G, 7360-W, 321, (3) 1106, 1122 | Each | N/A | 1-Year | 201 | 25% | 150.75
4423 | DMP - Fire and Security Alarm | XT50PKG2/7060 | XT50S-G, 7060-W, 321, (3) 1106, 1122 | Each | N/A | 1-Year | 238 | 25% | 178.5
4424 | DMP - Fire and Security Alarm | XT50PKG2/7070 | XT50S-G, 7070-W, 321, (3) 1106, 1122 | Each | N/A | 1-Year | 256 | 25% | 192
4425 | DMP - Fire and Security Alarm | XT50PKG2/7872 | XT50S-G, 7872-W, 321, (3) 1106, 1122 | Each | N/A | 1-Year | 296 | 25% | 222
4426 | DMP - Fire and Security Alarm | XT50PKG2/7360/LV | XT50S-G, 7360-W, 321, (3) 1106, 1122, 263LTE-V | Each | N/A | 1-Year | 305 | 25% | 228.75
4427 | DMP - Fire and Security Alarm | XT50PKG2/7060/LV | XT50S-G, 7060-W, 321, (3) 1106, 1122, 263LTE-V | Each | N/A | 1-Year | 342 | 25% | 256.5
4428 | DMP - Fire and Security Alarm | XT50PKG2/7070/LV | XT50S-G, 7070-W, 321, (3) 1106, 1122, 263LTE-V | Each | N/A | 1-Year | 360 | 25% | 270
4429 | DMP - Fire and Security Alarm | XT50PKG2/7872/LV | XT50S-G, 7872-W, 321, (3) 1106, 1122, 263LTE-V | Each | N/A | 1-Year | 400 | 25% | 300
4430 | DMP - Fire and Security Alarm | XT50S-G | 58 ZONES,NO COMMUNICATION,WLS RCVR,SM GREY 340-G | Each | N/A | 1-Year | 96.4 | 25% | 72.3
4431 | DMP - Fire and Security Alarm | XTL+ DEMO | XTLPLUS DEMO CASE | Each | N/A | 1-Year | 456.3 | 25% | 342.225
4432 | DMP - Fire and Security Alarm | XTL+BAT3500/8 | REPLACEMENT 3500MAH BATT FOR XTL+, 8 PK | Each | N/A | 1-Year | 69 | 25% | 51.75
4433 | DMP - Fire and Security Alarm | XTL+BAT800/8 | REPLACEMENT 800MAH BATTERY, XTL+, 8 PK | Each | N/A | 1-Year | 36.8 | 25% | 27.6
4434 | DMP - Fire and Security Alarm | XTL+W | XTLPLUS, WITH WI-FI | Each | N/A | 1-Year | 141.7 | 25% | 106.275
4435 | DMP - Fire and Security Alarm | XTL+WPKG | XTL+W, 9862-W, 1135 SIREN | Each | N/A | 1-Year | 216 | 25% | 162
4436 | DMP - Fire and Security Alarm | XTL+WPKG/USB | XTL+W, 9862USB-W, 1135 SIREN | Each | N/A | 1-Year | 216 | 25% | 162
4437 | DMP - Fire and Security Alarm | XTL+WPKG1 | XTL+W, 9862-W,1135 SIREN, 1106 (2) TRANSMITTERS | Each | N/A | 1-Year | 256 | 25% | 192
4438 | DMP - Fire and Security Alarm | XTL+WPKG1/USB | XTL+W, 9862USB-W,1135 SIREN, 1106 (2) TRANSMITTERS | Each | N/A | 1-Year | 256 | 25% | 192
4439 | DMP - Fire and Security Alarm | XTL+WPKG2 | XTL+W, 9862-W,1135,1106 TRANSMTR (3), 1122 PIR | Each | N/A | 1-Year | 311 | 25% | 233.25
4440 | DMP - Fire and Security Alarm | XTL+WPKG2/USB | XTL+W, 9862USB-W,1135,1106 TRANSMTR (3), 1122 PIR | Each | N/A | 1-Year | 311 | 25% | 233.25
4441 | DMP - Fire and Security Alarm | XTL+WZ | XTLPLUS, WITH WI-FI & Z-WAVE | Each | N/A | 1-Year | 155.5 | 25% | 116.625
4442 | DMP - Fire and Security Alarm | XTL+WZPKG | XTL+WZ, 9862-W, 1135 SIREN | Each | N/A | 1-Year | 226 | 25% | 169.5
4443 | DMP - Fire and Security Alarm | XTL+WZPKG/USB | XTL+WZ, 9862USB-W, 1135 SIREN | Each | N/A | 1-Year | 226 | 25% | 169.5
4444 | DMP - Fire and Security Alarm | XTL+WZPKG1 | XTL+WZ, 9862-W, 1135 SIREN, 1106 (2) TRANSMTR | Each | N/A | 1-Year | 266 | 25% | 199.5
4445 | DMP - Fire and Security Alarm | XTL+WZPKG1/USB | XTL+WZ, 9862USB-W, 1135 SIREN, 1106 (2) TRANSMTR | Each | N/A | 1-Year | 266 | 25% | 199.5
4446 | DMP - Fire and Security Alarm | XTL+WZPKG2 | XTL+WZ, 9862-W, 1135, 1106 TRANSMTR (3), 1122 PIR | Each | N/A | 1-Year | 321 | 25% | 240.75
4447 | DMP - Fire and Security Alarm | XTL+WZPKG2/USB | XTL+WZ, 9862USB-W, 1135, 1106 TRANSMTR (3), 1122 PIR | Each | N/A | 1-Year | 321 | 25% | 240.75
4448 | DMP - Fire and Security Alarm | XTL+Z | XTLPLUS, WITH Z-WAVE | Each | N/A | 1-Year | 141.7 | 25% | 106.275
4449 | DMP - Fire and Security Alarm | XTL+ZPKG | XTL+Z, 9862-W, 1135 SIREN | Each | N/A | 1-Year | 216 | 25% | 162
4450 | DMP - Fire and Security Alarm | XTL+ZPKG/USB | XTL+Z, 9862USB-W, 1135 SIREN | Each | N/A | 1-Year | 216 | 25% | 162
4451 | DMP - Fire and Security Alarm | XTL+ZPKG1 | XTL+Z, 9862-W, 1135 SIREN, 1106 (2) TRANSMTRS | Each | N/A | 1-Year | 256 | 25% | 192
4452 | DMP - Fire and Security Alarm | XTL+ZPKG1/USB | XTL+Z, 9862USB-W, 1135 SIREN, 1106 (2) TRANSMTRS | Each | N/A | 1-Year | 256 | 25% | 192
4453 | DMP - Fire and Security Alarm | XTL+ZPKG2 | XTL+Z, 9862-W,1135,1106 TRANSMTR (3), 1122 PIR | Each | N/A | 1-Year | 311 | 25% | 233.25
4454 | DMP - Fire and Security Alarm | XTL+ZPKG2/USB | XTL+Z, 9862USB-W,1135,1106 TRANSMTR (3), 1122 PIR | Each | N/A | 1-Year | 311 | 25% | 233.25
4455 | DMP - Fire and Security Alarm | XTLTOUCH4800/8 | REPLACEMENT 4800MAH BATT FOR XTLtouch, 8 PK | Each | N/A | 1-Year | 102.1 | 25% | 76.575
4456 | DMP - Fire and Security Alarm | XTLTOUCH800/8 | REPLACEMENT 800MAH BATT FOR XTLtouch, 8 PK | Each | N/A | 1-Year | 34 | 25% | 25.5
4457 | DMP - Fire and Security Alarm | XTLTOUCH-HCAN | XTLtouch, WI-FI, Z-WAVE & HSPA+, CANADA | Each | N/A | 1-Year | 304.5 | 25% | 228.375
4458 | DMP - Fire and Security Alarm | XTLTOUCH-LV | XTLtouch, WI-FI, Z-WAVE, LTE | Each | N/A | 1-Year | 294.2 | 25% | 220.65
4459 | DMP - Fire and Security Alarm | XTLTOUCHF-LV | XTLtouch, WI-FI, Z-WAVE, LTE, 24HR BATT | Each | N/A | 1-Year | 302.7 | 25% | 227.025
4460 | DMP - Fire and Security Alarm | XTLTOUCHUSB-HCAN | XTLtouch, WI-FI, Z-WAVE, DESK STAND & HSPA+, CANADA | Each | N/A | 1-Year | 304.5 | 25% | 228.375
4461 | DMP - Fire and Security Alarm | XTLTOUCHUSB-LV | XTLtouch, WI-FI, Z-WAVE, DESK STAND, LTE | Each | N/A | 1-Year | 294.2 | 25% | 220.65
4462 | DMP - Fire and Security Alarm | XTLTOUCHUSBF-LV | XTLtouch, WI-FI, Z-WAVE, DESK STAND, LTE, 24HR BATT | Each | N/A | 1-Year | 302.7 | 25% | 227.025
4463 | DMP - Fire and Security Alarm | XTLTOUCHPKG/LV | XTLtouch-LV, 1135 | Each | N/A | 1-Year | 269 | 25% | 201.75
4464 | DMP - Fire and Security Alarm | XTLTOUCHPKG1/LV | XTLtouch-LV, 1135, 1106 (2) | Each | N/A | 1-Year | 309 | 25% | 231.75
4465 | DMP - Fire and Security Alarm | XTLTOUCHPKG2/LV | XTLtouch-LV, 1135, 1106 (3), 1122 PIR | Each | N/A | 1-Year | 364 | 25% | 273
4466 | DMP - Fire and Security Alarm | XTLTOUCHPKG/USB/LV | XTLtouchUSB-LV, 1135 | Each | N/A | 1-Year | 269 | 25% | 201.75
4467 | DMP - Fire and Security Alarm | XTLTOUCHPKG1/USB/LV | XTLtouchUSB-LV, 1135, 1106 (2) | Each | N/A | 1-Year | 309 | 25% | 231.75
4468 | DMP - Fire and Security Alarm | XTLTOUCHPKG2/USB/LV | XTLtouchUSB-LV, 1135, 1106 (3), 1122 PIR | Each | N/A | 1-Year | 364 | 25% | 273
4469 | DMP - Fire and Security Alarm | Z-45741 | Z-WAVE, SWITCH AUX, WHITE | Each | N/A | 1-Year | 19.2 | 25% | 14.4
4470 | DMP - Fire and Security Alarm | Z-45742 | Z-WAVE, DIMMER SWITCH, WHITE | Each | N/A | 1-Year | 53.5 | 25% | 40.125
4471 | DMP - Fire and Security Alarm | Z-5010T | Z-WAVE THERMOSTAT,BATT/24VAC | Each | N/A | 1-Year | 143.7 | 25% | 107.775
4472 | DMP - Fire and Security Alarm | Z-99100-077 | Z-WAVE DOOR DEAD BOLT, POLISHED BRASS | Each | N/A | 1-Year | 187.7 | 25% | 140.775
4473 | DMP - Fire and Security Alarm | Z-99100-078 | Z-WAVE DOOR DEAD BOLT, SATIN NICKEL | Each | N/A | 1-Year | 187.7 | 25% | 140.775
4474 | DMP - Fire and Security Alarm | Z-99100-079 | Z-WAVE DOOR DEAD BOLT, VENETIAN BRONZE | Each | N/A | 1-Year | 187.7 | 25% | 140.775
4475 | DMP - Fire and Security Alarm | Z-GD00Z | Z-WAVE GARAGE DOOR CONTROLLER | Each | N/A | 1-Year | 95.6 | 25% | 71.7
4476 | DMP - Fire and Security Alarm | Z-LB60Z-1 | Z-WAVE LED LIGHT BULB | Each | N/A | 1-Year | 42.1 | 25% | 31.575
4477 | DMP - Fire and Security Alarm | Z-PD300EMZ5-1 | Z-WAVE LIGHT CONTROL MODULE WITH DIMMER | Each | N/A | 1-Year | 44.4 | 25% | 33.3
4478 | DMP - Fire and Security Alarm | Z-PS15EMZ5-1 | Z-WAVE APPLIANCE CONTROL MODULE | Each | N/A | 1-Year | 48.5 | 25% | 36.375

## Central Station Monitor Pricing
Central Station Monitoring Pricing
| Contractor's Name | AFA Protective Systems, inc.
Line # | Service/Fee | Service/Fee Number (if applicable) | Service/Fee Description | Unit of Measurement | Warranty Period - # of year(s) after acceptance as required by Appendix B, Clause 54 | NYS Net Price
1 | Central Station Monitoring of Fire Alarm System - VOIP or Pots (phone lines) - existing communicator | CSM/FA/Pots/R1 | 12 months of central station monitoring of a fire alarm system using existing phone lines -Reg #1 | 12 months of service | 1 year | 480
2 | Central Station Monitoring of Fire Alarm System - IP/Digital Cell- existing communicator | CSM/FA/IPGSM/R1 | 12 months of central station monitoring of a fire alarm system using existing IP/GSM -Reg #1 | 12 months of service | 1 year | 780
3 | Central Station Monitoring of Class "E" high rise - Fire Alarm - VOIP or Pots (phone lines) - existing communicator | CSM/CLE/FA/Pots/R2 | 12 months of central station monitoring of a Class "E" fire alarm system using existing phone lines -Reg #2 | 12 months of service | 1 year | 1104
4 | Central Station Monitoring of Class "E" high rise - Fire Alarm - IP/Digital Cell- existing communicator | CSM/CLE/FA/IP-Cell/R2 | 12 months of central station monitoring of a Class "E" fire alarm system using existing IP -Reg #2 | 12 months of service | 1 year | 1645
5 | Central Station Monitoring of Fire Alarm System - VOIP or Pots (phone lines) - existing communicator | CSM/FA/Pots/R3,4 | 12 months of central station monitoring of a fire alarm system using existing phone lines -Reg #1 | 12 months of service | 1 year | 360
6 | Central Station Monitoring of Fire Alarm System - IP/Digital Cell- existing communicator | CSM/FA/IPGSM/R3,4 | 12 months of central station monitoring of a fire alarm system using existing IP/GSM -Reg #1 | 12 months of service | 1 year | 660
7 | Central Station Monitoring of Burglar Alarm System - VOIP or Pots (phone lines) - existing communicator - daily test alarm only | CSM/BA/Pots/R1-4 | 12 months of central station monitoring of a burglar alarm system using existing phone lines - R#1 -4 | 12 months of service | 1 Year | 360
8 | Central Station Monitoring of Burglar Alarm System - IP/Digital Cell - existing communicator - daily test alarm only | CSM/BA/IPGSM/R1-4 | 12 months of central station monitoring of a burglar alarm system using existing IP/digital Cell - R#1-4 | 12 months of service | 1 Year | 540
9 | Central Station Monitoring of Burglar Alarm System - VOIP or Pots (phone lines) - existing communicator - daily test alarms/schedule open and closes | CSM/BA/Pots/R1-4 | 12 months of central station monitoring of a burglar alarm system using existing phone lines - R#1 -4 | 12 months of service | 1 Year | 675
10 | Central Station Monitoring of Burglar Alarm System - IP/Digital Cell - existing communicator - daily test alarms/schedule open and closes | CSM/BA/IPGSM/R1-4 | 12 months of central station monitoring of a burglar alarm system using existing IP/digital Cell - R#1-4 | 12 months of service | 1 Year | 852
All monitoring pricing includes AFA Vision App which allows users to securily put their systems into and out of test status along with the ability to view account activity at anytime, AFA owns it's oen cUIL approved central stations in Syosset, NY wtith backups in North Brunswick, NJ and Atlanta, GA. Central Station Monitoring of fire alarm sytems include 20 manual in test/out of test actions per month

## Region 1 Labor Rates
Region 1 - Nassau and Suffolk Counties
| Contractor Name: | 0
Job Title | Description of Duties | Prevailing Wage Occupation Sub-category | Prevailing Wage Rate | Supplemental Benefit | Percent Markup | Total Hourly Rate | Overtime Hourly Pay Rate | Overtime Total Hourly Rate | After Business Hours Hourly Pay Rate | After Business Hours Total Hourly Rate | Saturday Hourly Pay Rate | Saturday Total Hourly Rate | Sunday and NYS Holiday Hourly Pay Rate | Sunday and NYS Holiday Total Hourly Rate
Electrician/Electrical Installer Onsite Region 1 | Individual employed by the Contractor or a Subcontractor who: 1) Installs, runs, pulls, etc. Low Voltage Wiring, Line Voltage Wiring, cable, fiber optics, etc. for all products/systems which fit the scope of This Award; 2) Installs raceway, conduits, etc. for wire, cable, and fiber optics for all products/systems which fit the scope of the contract; 3) Installs/Mounts products onto poles, pads, etc.; 4) Performs any other Installation work classified by NYS DOL as electrical work which is permitted on This Award; But only for: A. Fire Alarm Systems ***This Job Title can only be used for work/Services on Systems/Product Lines/Equipment which are included on the Contractor's Contract*** | Electrician/Wireman Inside/Outside - Nassau, Suffolk | 61.75 | 43.7275 | 10.27% | 116.31 | 92.625 | 156.1437 | 92.625 | 156.1437 | 92.625 | 156.1437 | 123.5 | 195.9774 | 33.23 | 0.17
Electrician/Electrical Installer Onsite Region 1 | Individual employed by the Contractor or a Subcontractor who: 1) Installs, runs, pulls, etc. Low Voltage Wiring, Line Voltage Wiring, cable, fiber optics, etc. for all products/systems which fit the scope of the contract; 2) Installs raceway, conduits, etc. for wire, cable, and fiber optics for all products/systems which fit the scope of the contract; 3) Installs/Mounts products onto poles, pads, etc.; 4) Performs any other Installation work classified by NYS DOL as electrical work which is permitted on This Award; But only for: A. Physical Access Control Systems B. Alarm and Signal Systems ***This Job Title can only be used for work/Services on Systems/Product Lines/Equipment which are included on the Contractor's Contract***. | Electrician: Telephone and Integrated Tele-Data System Electrician- Nassau, Suffolk | 40.43 | 29.6374 | 51.05% | 105.8368 | 60.645 | 141.8678 | 60.645 | 141.8678 | 60.645 | 141.8678 | 80.86 | 177.8988 | 22.36 | 0.18
Electrician Lineman Onsite Region 1 | Individual employed by the Contractor or Subcontractor who: 1) Installs, runs, pulls, etc. Low Voltage Wiring, Line Voltage Wiring, cable, fiber optics, etc. for all Traffic and Transportation CCTV/Surveillance Camera Systems. 2) Installs raceway, conduits, etc. for wire, cable, and fiber optics for Traffic and Transportation CCTV/Surveillance Camera Systems. 3) Installs/Mounts products onto poles, pads, etc. for Traffic and Transportation CCTV/Surveillance Camera Systems. ***This Job Title can only be used for work/Services on Systems/Product Lines/Equipment which are included on the Contractor's Contract***. | Electrician Lineman: Lineman/Splicer - Nassau, Queens, Suffolk | 65.25 | 36.4094 | 7.59% | 109.3753 | 97.875 | 155.9722 | 97.875 | 155.9722 | 97.875 | 155.9722 | 130.5 | 202.5691 | 15.04 | 0.3275
Physical Access Control System Alarm and Signal System Technician Onsite Region 1 | Individual employed by the Contractor or Subcontractor who Starts-Up, Commissions, Programs, Integrates, and Maintains (both Preventative and Remedial Maintenance) Facility Affixed Physical Access Control Systems, and Alarm and Signal Systems. ***This Job Title can only be used for Work/Services on Systems which are included on the Contractor's Contract***. | Electrician: Telephone and Integrated Tele-Data System Electrician- Nassau, Suffolk | 40.43 | 29.6374 | 51.05% | 105.8368 | 60.645 | 141.8678 | 60.645 | 141.8678 | 60.645 | 141.8678 | 80.86 | 177.8988 | 22.36 | 0.18
Fire Alarm System Technician Onsite Region 1 | Individual employed by the Contractor or Subcontractor who Starts-Up, Commissions, Programs, Integrates, and Maintains (both Preventative and Remedial Maintenance) Fire Alarm Systems. ***This Job Title can only be used for work/Services on Systems/Product Lines/Equipment which are included on the Contractor's Contract***. | Electrician/Wireman Inside/Outside - Nassau, Suffolk | 61.75 | 43.7275 | 10.27% | 116.31 | 92.625 | 156.1437 | 92.625 | 156.1437 | 92.625 | 156.1437 | 123.5 | 195.9774 | 33.23 | 0.17
Traffic and Transportation CCTV/Surveillance Camera System Technician Onsite Region 1 | Individual employed by the Contractor or Subcontractor who Starts-Up, Commissions, Programs, Integrates, and Maintains (both Preventative and Remedial Maintenance) Traffic Camera Systems. ***This Job Title can only be used for work/Services on Systems/Product Lines/Equipment which are included on the Contractor's Contract***. | Electrician Lineman: Lineman/Splicer - Nassau, Queens, Suffolk | 65.25 | 36.4094 | 58.56% | 161.1911 | 97.875 | 229.8629 | 97.875 | 229.8629 | 97.875 | 229.8629 | 130.5 | 298.5348 | 15.04 | 0.3275
Project/Program Manager | Individual employed by the Contractor or Subcontractor who oversees all onsite Work. ***This Job Title can only be used for work/Services on Systems/Product Lines/Equipment which are included on the Contractor's Contract***. |  |  |  |  | 95 |  | 142.5 |  | 142.5 |  | 142.5 |  | 190
Livescan Store & Forwarding Technician Onsite Region 1 | Employee of the Contractor or Subcontractor who performs "plug and play" only onsite Installation, Integration, and Maintenance (both Preventative and Remedial Maintenance)of livescan store and forwarding Systems which are not hardwired or affixed to a Facility. Any livescan store and forwarding System which is hardwired or affixed must be Installed using the Electrical/Electrical Installer Job Title, and Integrated & Maintained using the facility affixed physical Access Control System Technician Onsite Job Title. ***This Job Title can only be used for work/Services on Systems/Product Lines/Equipment which are included on the Contractor's Contract***.. |  |  |  |  | 140 |  | 210 |  | 210 |  | 210 |  | 280
CAD Specialist | Individual employed by the Contractor or Subcontractor who generates diagrams, drawings, plans, etc. ***This Job Title can only be used for work/Services on Systems/Product Lines/Equipment which are included on the Contractor's Contract***. |  |  |  |  | 95 |  | 142.5 |  | 142.5 |  | 142.5 |  | 190
Designer | Individual employed by the Contractor or Subcontractor who performs design Services related to the Installation and Integration of an Intelligent Facility and Security System and Solution as permitted by This Award, excluding Professional Design Services. ***This Job Title can only be used for work/Services on Systems/Product Lines/Equipment which are included on the Contractor's Contract***. |  |  |  |  | 95 |  | 142.5 |  | 142.5 |  | 142.5 |  | 190
Offsite Integration and Maintenance Technician | Individual employed by the Contractor or Subcontractor who performs Commissioning, Programming, Integration, Maintenance (both Preventative or Remedial Maintenance) offsite. See also Sec. "Remote Maintenance." This Job Title and corresponding Total Hourly Rate Must not be utilized for any work performed onsite, regardless of the nature of the Work. ***This Job Title can only be used for work/Services on Systems/Product Lines/Equipment which are included on the Contractor's Contract***. |  |  |  |  | 140 |  | 210 |  | 210 |  | 210 |  | 280
Trainer | Individual employed by the Contractor or Subcontractor who performs training of Authorized User's personnel in the use of Systems obtained or Maintained under This Award. ***This Job Title can only be used for work/Services on Systems/Product Lines/Equipment which are included on the Contractor's Contract***. |  |  |  |  | 95 |  | 142.5 |  | 142.5 |  | 142.5 |  | 190
Class Size (Number of People)
Length of Class (Number of Hours)
Advanced Trainer | Individual employed by the Contractor or Subcontractor who performs advanced training of Authorized User's personnel in the use of Systems obtained or Maintained under This Award. ***This Job Title can only be used for work/Services on Systems/Product Lines/Equipment which are included on the Contractor's Contract***. |  |  |  |  | 140 |  | 210 |  | 210 |  | 210 |  | 280
Class Size (Number of People)
Length of Class (Number of Hours)

## Region 2 Labor Rates
Region 2 - Bronx, Kings, New York, Queens, and Richmond Counties
| Contractor Name: | 0
Job Title | Description of Duties | Prevailing Wage Occupation Sub-category | Prevailing Wage Rate | Supplemental Benefit | Percent Markup | Total Hourly Rate | Overtime Hourly Pay Rate | Overtime Total Hourly Rate | After Business Hours Hourly Pay Rate | After Business Hours Total Hourly Rate | Saturday Hourly Pay Rate | Saturday Total Hourly Rate | Sunday and NYS Holiday Hourly Pay Rate | Sunday and NYS Holiday Total Hourly Rate
Electrician/Electrical Installer Onsite Region 2 | Individual employed by the Contractor who: 1) Installs, runs, pulls, etc. Low Voltage Wiring, Line Voltage Wiring,, cable, fiber optics, etc. for all products/systems which fit the scope of the contract. 2) Installs raceway, conduits, etc. for wire, cable, and fiber optics for all products/systems which fit the scope of the contract. 3) Installs/Mounts products onto poles, pads, etc. 4) Performs any other Installation work classified by NYS DOL as electrical work which is permitted on This Award. ***This Job Title can only be used for work/Services on Systems/Product Lines/Equipment which are included on the Contractor's Contract***. | Electrician: Electrician Audio/Sound and Temporary Light/Power - Bronx, Kings, Queens, New York, Richmond | 61 | 63.84 | 25.31% | 156.437 | 91.5 | 199.481 |  | 84.8223 | 91.5 | 199.481 | 91.5 | 199.481 | 67.69
Physical Access Control System Alarm and Signal System Technician Integration Onsite Integration Region 2 | Individual employed by the Contractor or Subcontractor who Starts-Up, Commissions, Programs, and Integrates Facility Affixed Facility Affixed Physical Access Control Systems, and Alarm and Signal Systems. ***This Job Title can only be used for work/Services on Systems/Product Lines/Equipment which are included on the Contractor's Contract***. | Electrician: Electrician Audio/Sound and Temporary Light/Power - Bronx, Kings, Queens, New York, Richmond | 61 | 63.84 | 0% | 124.84 | 91.5 | 159.19 | 91.5 | 159.19 | 91.5 | 159.19 | 91.5 | 159.19 | 67.69
Physical Access Control System Alarm and Signal System Technician Maintenance Onsite Region 2 | Individual employed by the Contractor or Subcontractor who Maintains (both Preventative and Remedial Maintenance) Physical Access Control Systems, and Alarm and Signal Systems. ***This Job Title can only be used for work/Services on Systems/Product Lines/Equipment which are included on the Contractor's Contract***. | Electrician: Service Technician (Service and Maintenance on Alarm and Security Systems) - Bronx, Kings, New York, Queens, Richmond, Westchester | 37.4 | 21.85 | 95.88% | 116.0589 | 56.1 | 152.6885 | 56.1 | 152.6885 | 56.1 | 152.6885 | 74.8 | 189.318 | 16.1
Fire Alarm System Technician Integration Onsite Region 2 | Individual employed by the Contractor or Subcontractor who Starts-Up, Commissions, Programs, and Integrates Fire Alarm Systems. ***This Job Title can only be used for work/Services on Systems/Product Lines/Equipment which are included on the Contractor's Contract***. | Electrician: Electrician Audio/Sound and Temporary Light/Power - Bronx, Kings, Queens, New York, Richmond | 61 | 63.84 | 0% | 124.84 | 91.5 | 159.19 | 91.5 | 159.19 | 91.5 | 159.19 | 91.5 | 159.19 | 67.69
Fire Alarm System Technician Maintenance Onsite Region 2 | Individual employed by the Contractor or Subcontractor who Maintains (both Preventative and Remedial Maintenance). ***This Job Title can only be used for work/Services on Systems/Product Lines/Equipment which are included on the Contractor's Contract***. | Electrician: Building, Fire Alarm, Maintenance, Security System - Bronx, Kings, New York, Queens, Richmond, Westchester | 37.4 | 21.85 | 95.88% | 116.0589 | 56.1 | 152.6885 | 56.1 | 152.6885 | 56.1 | 152.6885 | 74.8 | 189.318 | 16.1
Project/Program Manager | Individual employed by the Contractor or Subcontractor who oversees all onsite Work. ***This Job Title can only be used for work/Services on Systems/Product Lines/Equipment which are included on the Contractor's Contract***. |  |  |  |  | 95 |  | 142.5 |  | 142.5 |  | 142.5 |  | 190
Livescan Store & Forwarding Technician Onsite Region 1 | Employee of the Contractor or Subcontractor who performs "plug and play" only onsite Installation, Integration, and Maintenance (both Preventative and Remedial Maintenance)of livescan store and forwarding Systems which are not hardwired or affixed to a Facility. Any livescan store and forwarding System which is hardwired or affixed must be Installed using the Electrical/Electrical Installer Job Title, and Integrated & Maintained using the facility affixed physical Access Control System Technician Onsite Job Title. ***This Job Title can only be used for work/Services on Systems/Product Lines/Equipment which are included on the Contractor's Contract***. |  |  |  |  | 140 |  | 210 |  | 210 |  | 210 |  | 280
CAD Specialist | Individual employed by the Contractor or Subcontractor who generates diagrams, drawings, plans, etc. ***This Job Title can only be used for work/Services on Systems/Product Lines/Equipment which are included on the Contractor's Contract***. |  |  |  |  | 95 |  | 142.5 |  | 142.5 |  | 142.5 |  | 190
Designer | Individual employed by the Contractor or Subcontractor who performs design Services related to the Installation and Integration of an Intelligent Facility and Security System and Solution as permitted by This Award, excluding Professional Design Services. ***This Job Title can only be used for work/Services on Systems/Product Lines/Equipment which are included on the Contractor's Contract***. |  |  |  |  | 95 |  | 142.5 |  | 142.5 |  | 142.5 |  | 190
Offsite Integration and Maintenance Technician | Individual employed by the Contractor or Subcontractor who performs Commissioning, Programming, Integration, Maintenance (both Preventative or Remedial Maintenance) offsite. See also Sec. "Remote Maintenance." This Job Title and corresponding Total Hourly Rate Must not be utilized for any work performed onsite, regardless of the nature of the Work. ***This Job Title can only be used for work/Services on Systems/Product Lines/Equipment which are included on the Contractor's Contract***. |  |  |  |  | 140 |  | 210 |  | 210 |  | 210 |  | 280
Trainer | Individual employed by the Contractor or Subcontractor who performs training of Authorized User's personnel in the use of Systems obtained or Maintained under This Award. ***This Job Title can only be used for work/Services on Systems/Product Lines/Equipment which are included on the Contractor's Contract*** |  |  |  |  | 95 |  | 142.5 |  | 142.5 |  | 142.5 |  | 190
Class Size (Number of People)
Length of Class (Number of Hours)
Advanced Trainer | Individual employed by the Contractor or Subcontractor who performs advanced training of Authorized User's personnel in the use of Systems obtained or Maintained under This Award. ***This Job Title can only be used for work/Services on Systems/Product Lines/Equipment which are included on the Contractor's Contract*** |  |  |  |  | 140 |  | 210 |  | 210 |  | 210 |  | 280
Class Size (Number of People)
Length of Class (Number of Hours)

## Region 3 Labor Rates
Region 3 - Dutchess, Putnam, and Westchester Counties
| Contractor Name: | 0
Job Title | Description of Duties | Prevailing Wage Occupation Sub-category | Prevailing Wage Rate | Supplemental Benefit | Percent Markup | Total Hourly Rate | Overtime Hourly Pay Rate | Overtime Total Hourly Rate | After Business Hours Hourly Pay Rate | After Business Hours Total Hourly Rate | Saturday Hourly Pay Rate | Saturday Total Hourly Rate | Sunday and NYS Holiday Hourly Pay Rate | Sunday and NYS Holiday Total Hourly Rate
Electrician/Electrical Installer Onsite Region 3 Entire County: Westchester | Individual employed by the Contractor or a Subcontractor who: 1) installs, runs, pulls, etc. low voltage wiring, line voltage wiring, cable, fiber optics, etc. for all products/systems which fit the scope of the contract except for Traffic Camera Systems. 2) installs raceway, conduits, etc. for wire, cable, and fiber optics for all products/systems which fit the scope of the contract except for Traffic Camera Systems. 3) Installs/Mounts products onto poles, pads, etc. except for Traffic Cameras. 4) Performs any other Installation work classified by NYS DOL as electrical work which is permitted on This Award. ***This Job Title can only be used for work/Services on Systems/Product Lines/Equipment which are included on the Contractor's Contract***. | Electrician: Teledata - Westchester | 56.75 | 59.39 | 35.53% | 157.4045 | 85.125 | 195.8612 | 85.125 | 195.8612 | 85.125 | 195.8612 | 113.5 | 234.3178
Electrician/Electrical Installer Onsite Region 3 Entire Counties: Putnam Partial Counties: Dutchess: Towns of Fishkill, East Fishkill, and Beacon. | Individual employed by the Contractor or a Subcontractor who: 1) installs, runs, pulls, etc. low voltage wiring, line voltage wiring, cable, fiber optics, etc. for all products/systems which fit the scope of the contract except for Traffic Camera Systems. 2) installs raceway, conduits, etc. for wire, cable, and fiber optics for all products/systems which fit the scope of the contract except for Traffic Camera Systems. 3) Installs/Mounts products onto poles, pads, etc. except for Traffic Cameras. 4) Performs any other Installation work classified by NYS DOL as electrical work which is permitted on This Award. ***This Job Title can only be used for work/Services on Systems/Product Lines/Equipment which are included on the Contractor's Contract***. | Electrician: Electrician Wireman/Technician - Orange, Putnam, Rockland, Dutchess: Towns of Fishkill, East Fishkill, and Beacon. | 58.5 | 30.435 | 80.95% | 160.9279 | 83.25 | 218.4265 | 83.25 | 218.4265 | 83.25 | 207.0566 | 108 | 253.1852 | 28.68 | 0.03 | 49.5 | 9
Electrician/Electrical Installer Onsite Region 3 Partial Counties: - Dutchess: All of the county except for the towns of Fishkill, East Fishkill, and Beacon. | Individual employed by the Contractor or a Subcontractor who: 1) installs, runs, pulls, etc. low voltage wiring, line voltage wiring, cable, fiber optics, etc. for all products/systems which fit the scope of the contract except for Traffic Camera Systems. 2) installs raceway, conduits, etc. for wire, cable, and fiber optics for all products/systems which fit the scope of the contract except for Traffic Camera Systems. 3) Installs/Mounts products onto poles, pads, etc. except for Traffic Cameras. 4) Performs any other Installation work classified by NYS DOL as electrical work which is permitted on This Award. ***This Job Title can only be used for work/Services on Systems/Product Lines/Equipment which are included on the Contractor's Contract***. | Electrician: Electrician Wireman/Technician Electrical/Technician Projects - Sullivan, Ulster, Delaware: Only in the Townships of Andes, Harpersfield, Kortwright,Stamford, Bovina, Roxbury, Middletown and those portions of Colchester and Hancock south of the East Branch of the Delaware River. Dutchess: All of the county except for the towns of Fishkill,East Fishkill, and Beacon. Greene: That portion of the county south of a line following the south limits of the city of Catskill in a Westerly direction from the Hudson River to Highway 23A along 23A to the road following the Little Westkill and continuing along this road to Delaware County. | 58.5 | 30.435 | 80.95% | 160.9279 | 83.25 | 218.4265 | 83.25 | 218.4265 | 83.25 | 207.0566 | 108 | 253.1852 | 28.68 | 0.03 | 49.5 | 9
Electrician Lineman Onsite Region 3 Entire Counties: Dutchess and Putnam | Individual employed by the Contractor or Subcontractor who: 1) Installs, runs, pulls, etc. Low Voltage Wiring, Line Voltage Wiring, cable, fiber optics, etc. for all Traffic and Transportation CCTV/Surveillance Camera Systems. 2) Installs raceway, conduits, etc. for wire, cable, and fiber optics for Traffic and Transportation CCTV/Surveillance Camera Systems. 3) Installs/Mounts products onto poles, pads, etc. for Traffic and Transportation CCTV/Surveillance Camera Systems. ***This Job Title can only be used for work/Services on Systems/Product Lines/Equipment which are included on the Contractor's Contract***. | Lineman Electrician: Lineman, Tech, Welder - Albany, Allegany, Broome, Cattaraugus, Cayuga, Chautauqua, Chemung, Chenango, Clinton, Columbia, Cortland, Delaware, Dutchess, Erie, Essex, Franklin, Fulton, Genesee, Greene, Hamilton, Herkimer, Jefferson, Lewis, Livingston, Madison, Monroe, Montgomery, Niagara, Oneida, Onondaga, Ontario, Orange, Orleans, Oswego, Otsego, Putnam, Rensselaer, Rockland, Saratoga, Schenectady, Schoharie, Schuyler, Seneca, St. Lawrence, Steuben, Sullivan, Tioga, Tompkins, Ulster, Warren, Washington, Wayne, Wyoming, Yates | 61.41 | 33.6987 | 69.92% | 161.6087 | 92.115 | 153.028 | 92.115 | 153.028 | 92.115 | 153.028 | 122.82 | 187.3852 | 29.4 | 0.07
Physical Access Control Systems Alarm and Signal Systems Technician Integration Onsite Region 3 Entire County: Westchester | Individual employed by the Contractor or Subcontractor who Starts-Up, Commissions, Programs, and Integrates Physical Access Control Systems, and Alarm and Signal Systems. ***This Job Title can only be used for Work/Services on Systems which are included on the Contractor's Contract***. | Electrician: Teledata - Westchester | 56.75 | 59.39 | 0% | 116.14 | 85.125 | 144.515 | 85.125 | 144.515 | 85.125 | 144.515 | 113.5 | 172.89
Physical Access Control System Alarm and Signal System Technician Maintenance Onsite Region 3 Entire County: Westchester | Individual employed by the Contractor or Subcontractor who Maintains (both Preventative and Remedial Maintenance) Physical Access Control Systems, and Alarm and Signal Systems. ***This Job Title can only be used for work/Services on Systems/Product Lines/Equipment which are included on the Contractor's Contract***. | Electrician: Service Technician - Bronx, Kings, New York, Queens, Richmond, Westchester | 36.4 | 21.07 | 95.88% | 112.5722 | 54.6 | 148.2224 | 54.6 | 148.2224 | 54.6 | 148.2224 | 72.8 | 183.8726
Physical Access Control System Alarm and Signal System Technician Onsite Region 3 Entire Counties: Putnam Partial Counties: Dutchess:Towns of Fishkill, East Fishkill, and Beacon. | Individual employed by the Contractor who Starts-Up, Commissions, Programs, Integrates, and Maintains (both Preventative and Remedial Maintenance) Physical Access Control Systems, and Alarm and Signal Systems. ***This Job Title can only be used for work/Services on Systems/Product Lines/Equipment which are included on the Contractor's Contract***. | Electrician: Electrician Wireman/Technician - Orange, Putnam, Rockland, Dutchess: Towns of Fishkill, East Fishkill, and Beacon. | 58.5 | 30.435 | 22.79% | 109.2033 | 83.25 | 201.7462 | 83.25 | 201.7462 | 83.25 | 140.5055 | 108 | 171.8078 | 28.68 | 0.03 | 49.5 | 9
Physical Access Control System Alarm and Signal System Technician Onsite Region 3 Partial Counties - Dutchess: All of the county except for the towns of Fishkill,East Fishkill, and Beacon. | Individual employed by the Contractor or Subcontractor who Starts-Up, Commissions, Programs, Integrates, and Maintains (both Preventative and Remedial Maintenance) Physical Access Control Systems, and Alarm and Signal Systems. ***This Job Title can only be used for work/Services on Systems/Product Lines/Equipment which are included on the Contractor's Contract***. | Electrician: Electrician Wireman/Technician Electrical/Technician Projects - Sullivan, Ulster, Delaware: Only in the Townships of Andes, Harpersfield, Kortwright,Stamford, Bovina, Roxbury, Middletown and those portions of Colchester and Hancock south of the East Branch of the Delaware River. Dutchess: All of the county except for the towns of Fishkill,East Fishkill, and Beacon. Greene: That portion of the county south of a line following the south limits of the city of Catskill in a Westerly direction from the Hudson River to Highway 23A along 23A to the road following the Little Westkill and continuing along this road to Delaware County. | 58.5 | 30.435 | 22.79% | 109.2033 | 83.25 | 201.7462 | 83.25 | 201.7462 | 83.25 | 140.5055 | 108 | 171.8078 | 28.68 | 0.03 | 49.5 | 9
Fire Alarm System Technician Integration Onsite Region 3 Entire County: Westchester | Individual employed by the Contractor or Subcontractor who Starts-Up, Commissions, Programs, and Integrates Fire Alarm Systems. ***This Job Title can only be used for work/Services on Systems/Product Lines/Equipment which are included on the Contractor's Contract***. | Electrician: Teledata - Westchester | 56.75 | 59.39 | 0% | 116.14 | 85.125 | 144.515 | 85.125 | 144.515 | 85.125 | 144.515 | 113.5 | 172.89
Fire Alarm System Technician Maintenance Onsite Region 3 Entire County: Westchester | Individual employed by the Contractor or Subcontractor who Maintains (both Preventative and Remedial Maintenance) Fire Alarm Systems. ***This Job Title can only be used for work/Services on Systems/Product Lines/Equipment which are included on the Contractor's Contract*** | Electrician: Service Technician - Bronx, Kings, New York, Queens, Richmond, Westchester | 36.4 | 21.07 | 95.88% | 112.5722 | 54.6 | 148.2224 | 54.6 | 148.2224 | 54.6 | 148.2224 | 72.8 | 183.8726
Fire Alarm System Technician Onsite Region 3 Entire Counties: Putnam Partial Counties: Dutchess:Towns of Fishkill, East Fishkill, and Beacon. | Individual employed by the Contractor or Subcontractor who Starts-Up, Commissions, Programs, Integrates, and Maintains (both Preventative and Remedial Maintenance) Fire Alarm Systems. ***This Job Title can only be used for work/Services on Systems/Product Lines/Equipment which are included on the Contractor's Contract*** | Electrician: Electrician Wireman/Technician - Orange, Putnam, Rockland, Dutchess: Towns of Fishkill, East Fishkill, and Beacon. | 58.5 | 30.435 | 22.79% | 109.2033 | 83.25 | 201.7462 | 83.25 | 201.7462 | 83.25 | 140.5055 | 108 | 171.8078 | 28.68 | 0.03 | 49.5 | 9
Fire Alarm System Technician Onsite Region 3 Partial Counties - Dutchess: All of the county except for the towns of Fishkill,East Fishkill, and Beacon. | Individual employed by the Contractor or Subcontractor who Starts-Up, Commissions, Programs, Integrates, and Maintains (both Preventative and Remedial Maintenance) Fire Alarm Systems. ***This Job Title can only be used for work/Services on Systems/Product Lines/Equipment which are included on the Contractor's Contract*** | Electrician: Electrician Wireman/Technician Electrical/Technician Projects - Sullivan, Ulster, Delaware: Only in the Townships of Andes, Harpersfield, Kortwright,Stamford, Bovina, Roxbury, Middletown and those portions of Colchester and Hancock south of the East Branch of the Delaware River. Dutchess: All of the county except for the towns of Fishkill,East Fishkill, and Beacon. Greene: That portion of the county south of a line following the south limits of the city of Catskill in a Westerly direction from the Hudson River to Highway 23A along 23A to the road following the Little Westkill and continuing along this road to Delaware County. | 58.5 | 30.435 | 22.79% | 109.2033 | 83.25 | 201.7462 | 83.25 | 201.7462 | 83.25 | 140.5055 | 108 | 171.8078 | 28.68 | 0.03 | 49.5 | 9
Project/Program Manager | Individual employed by the Contractor or Subcontractor who oversees all onsite Work. ***This Job Title can only be used for work/Services on Systems/Product Lines/Equipment which are included on the Contractor's Contract***. |  |  |  |  | 95 |  | 142.5 |  | 142.5 |  | 142.5 |  | 190
Livescan Store & Forwarding Technician Onsite Region 1 | Employee of the Contractor or Subcontractor who performs "plug and play" only onsite Installation, Integration, and Maintenance (both Preventative and Remedial Maintenance)of livescan store and forwarding Systems which are not hardwired or affixed to a Facility. Any livescan store and forwarding System which is hardwired or affixed must be Installed using the Electrical/Electrical Installer Job Title, and Integrated & Maintained using the facility affixed physical Access Control System Technician Onsite Job Title. ***This Job Title can only be used for work/Services on Systems/Product Lines/Equipment which are included on the Contractor's Contract***. |  |  |  |  | 95 |  | 142.5 |  | 142.5 |  | 142.5 |  | 190
CAD Specialist | Individual employed by the Contractor or Subcontractor who generates diagrams, drawings, plans, etc. ***This Job Title can only be used for work/Services on Systems/Product Lines/Equipment which are included on the Contractor's Contract***. |  |  |  |  | 95 |  | 142.5 |  | 142.5 |  | 142.5 |  | 190
Designer | Individual employed by the Contractor or Subcontractor who performs design Services related to the Installation and Integration of an Intelligent Facility and Security System and Solution as permitted by This Award, excluding Professional Design Services. ***This Job Title can only be used for work/Services on Systems/Product Lines/Equipment which are included on the Contractor's Contract***. |  |  |  |  | 95 |  | 142.5 |  | 142.5 |  | 142.5 |  | 190
Offsite Integration and Maintenance Technician | Individual employed by the Contractor or Subcontractor who performs Commissioning, Programming, Integration, Maintenance (both Preventative or Remedial Maintenance) offsite. See also Sec. "Remote Maintenance." This Job Title and corresponding Total Hourly Rate Must not be utilized for any work performed onsite, regardless of the nature of the Work. ***This Job Title can only be used for work/Services on Systems/Product Lines/Equipment which are included on the Contractor's Contract***. |  |  |  |  | 140 |  | 210 |  | 210 |  | 210 |  | 280
Trainer | Individual employed by the Contractor or Subcontractor who performs training of Authorized User's personnel in the use of Systems obtained or Maintained under This Award. ***This Job Title can only be used for work/Services on Systems/Product Lines/Equipment which are included on the Contractor's Contract***. |  |  |  |  | 95 |  | 142.5 |  | 142.5 |  | 142.5 |  | 190
Class Size (Number of People)
Length of Class (Number of Hours)
Advanced Trainer | Individual employed by the Contractor or Subcontractor who performs advanced training of Authorized User's personnel in the use of Systems obtained or Maintained under This Award. ***This Job Title can only be used for work/Services on Systems/Product Lines/Equipment which are included on the Contractor's Contract***. |  |  |  |  | 140 |  | 210 |  | 210 |  | 210 |  | 280
Class Size (Number of People)
Length of Class (Number of Hours)

## Region 4 Labor Rates
Region 4 - Orange, Rockland, Sullivan, and Ulster Counties
| Contractor Name: | 0
Job Title | Description of Duties | Prevailing Wage Occupation Sub-category | Prevailing Wage Rate | Supplemental Benefit | Percent Markup | Total Hourly Rate | Overtime Hourly Pay Rate | Overtime Total Hourly Rate | After Business Hours Hourly Pay Rate | After Business Hours Total Hourly Rate | Saturday Hourly Pay Rate | Saturday Total Hourly Rate | Sunday and NYS Holiday Hourly Pay Rate | Sunday and NYS Holiday Total Hourly Rate
Electrician/Electrical Installer Onsite Region 4 Entire Counties - Orange and Rockland | Individual employed by the Contractor or a Subcontractor who: 1) installs, runs, pulls, etc. low voltage wiring, line voltage wiring, cable, fiber optics, etc. for all products/systems which fit the scope of the contract except for Traffic Camera Systems. 2) installs raceway, conduits, etc. for wire, cable, and fiber optics for all products/systems which fit the scope of the contract except for Traffic Camera Systems. 3) Installs/Mounts products onto poles, pads, etc. except for Traffic Cameras. 4) Performs any other Installation work classified by NYS DOL as electrical work which is permitted on THis Award. ***This Job Title can only be used for work/Services on Systems/Product Lines/Equipment which are included on the Contractor's Contract*** | Electrician: Electrician Wireman/Technician - Orange, Putnam, Rockland, Dutchess: Towns of Fishkill, East Fishkill, and Beacon. | 47 | 30.09 | 80.95% | 139.4944 | 70.5 | 126.2236 | 70.5 | 126.2236 | 70.5 | 183.2933 | 94 | 150.9992 | 28.68 | 0.03
Electrician/Electrical Installer Onsite Region 4 Entire Counties - Sullivan and Ulster | Individual employed by the Contractor or a Subcontractor who: 1) installs, runs, pulls, etc. low voltage wiring, line voltage wiring, cable, fiber optics, etc. for all products/systems which fit the scope of the contract except for Traffic Camera Systems. 2) installs raceway, conduits, etc. for wire, cable, and fiber optics for all products/systems which fit the scope of the contract except for Traffic Camera Systems. 3) Installs/Mounts products onto poles, pads, etc. except for Traffic Cameras. 4) Performs any other Installation work classified by NYS DOL as electrical work which is permitted on THis Award. ***This Job Title can only be used for work/Services on Systems/Product Lines/Equipment which are included on the Contractor's Contract*** | Electrician: Electrician Wireman/ Technician Electrical/Technician Projects- Sullivan, Ulster, Delaware: Only in the Townships of Andes, Harpersfield, Kortwright,Stamford, Bovina, Roxbury, Middletown and those portions of Colchester and Hancock south of the East Branch of the Delaware River. Dutchess: All of the county except for the towns of Fishkill,East Fishkill, and Beacon. Greene: That portion of the county south of a line following the south limits of the city of Catskill in a Westerly direction from the Hudson River to Highway 23A along 23A to the road following the Little Westkill and continuing along this road to Delaware County. | 47 | 30.09 | 80.95% | 139.4944 | 70.5 | 126.2236 | 70.5 | 126.2236 | 70.5 | 183.2933 | 94 | 150.9992 | 28.68 | 0.03
Physical Access Control Systems Alarm and Signal Systems Technician Onsite Region 4 Entire Counties - Orange and Rockland | Individual employed by the Contractor or Subcontractor who Starts-Up, Commissions, Programs, Integrates, and Maintains (both Preventative and Remedial Maintenance) Physical Access Control Systems, and Alarm and Signal Systems. ***This Job Title can only be used for work/Services on Systems/Product Lines/Equipment which are included on the Contractor's Contract***. | Electrician: Electrician Wireman/Technician - Orange, Putnam, Rockland, Dutchess: Towns of Fishkill, East Fishkill, and Beacon. | 47 | 30.09 | 22.79% | 94.6588 | 70.5 | 108.3132 | 70.5 | 108.3132 | 70.5 | 124.3801 | 94 | 132.6789 | 28.68 | 0.03
Physical Access Control Systems Alarm and Signal Systems Technician Onsite Region 4 Entire Counties - Sullivan and Ulster | Individual employed by the Contractor or Subcontractor who Starts-Up, Commissions, Programs, Integrates, and Maintains (both Preventative and Remedial Maintenance) Physical Access Control Systems, and Alarm and Signal Systems. ***This Job Title can only be used for work/Services on Systems/Product Lines/Equipment which are included on the Contractor's Contract***. | Electrician: Electrician Wireman/ Technician Electrical/Technician Projects- Sullivan, Ulster, Delaware: Only in the Townships of Andes, Harpersfield, Kortwright,Stamford, Bovina, Roxbury, Middletown and those portions of Colchester and Hancock south of the East Branch of the Delaware River. Dutchess: All of the county except for the towns of Fishkill,East Fishkill, and Beacon. Greene: That portion of the county south of a line following the south limits of the city of Catskill in a Westerly direction from the Hudson River to Highway 23A along 23A to the road following the Little Westkill and continuing along this road to Delaware County. | 47 | 30.09 | 22.79% | 94.6588 | 70.5 | 108.3132 | 70.5 | 108.3132 | 70.5 | 124.3801 | 94 | 132.6789 | 28.68 | 0.03
Fire Alarm Systems Technician Onsite Region 4 Entire Counties - Orange and Rockland | Individual employed by the Contractor or Subcontractor who Starts-Up, Commissions, Programs, Integrates, and Maintains (both Preventative and Remedial Maintenance) CCTV/Surveillance Cameras, Physical Access Control Systems, and Alarm and Signal Systems. ***This Job Title can only be used for work/Services on Systems/Product Lines/Equipment which are included on the Contractor's Contract***. | Electrician: Electrician Wireman/Technician - Orange, Putnam, Rockland, Dutchess: Towns of Fishkill, East Fishkill, and Beacon. | 47 | 30.09 | 22.79% | 94.6588 | 70.5 | 108.3132 | 70.5 | 108.3132 | 70.5 | 124.3801 | 94 | 132.6789 | 28.68 | 0.03
Fire Alarm Systems Technician Onsite Region 4 Entire Counties - Sullivan and Ulster | Individual employed by the Contractor or Subcontractor who Starts-Up, Commissions, Programs, Integrates, and Maintains (both Preventative and Remedial Maintenance) Fire Alarm Systems. ***This Job Title can only be used for work/Services on Systems/Product Lines/Equipment which are included on the Contractor's Contract***. | Electrician: Electrician Wireman/ Technician Electrical/Technician Projects- Sullivan, Ulster, Delaware: Only in the Townships of Andes, Harpersfield, Kortwright,Stamford, Bovina, Roxbury, Middletown and those portions of Colchester and Hancock south of the East Branch of the Delaware River. Dutchess: All of the county except for the towns of Fishkill,East Fishkill, and Beacon. Greene: That portion of the county south of a line following the south limits of the city of Catskill in a Westerly direction from the Hudson River to Highway 23A along 23A to the road following the Little Westkill and continuing along this road to Delaware County. | 47 | 30.09 | 22.79% | 94.6588 | 70.5 | 108.3132 | 70.5 | 108.3132 | 70.5 | 124.3801 | 94 | 132.6789 | 28.68 | 0.03
Project/Program Manager | Individual employed by the Contractor or Subcontractor who oversees all onsite Work. ***This Job Title can only be used for work/Services on Systems/Product Lines/Equipment which are included on the Contractor's Contract***. |  |  |  |  | 95 |  | 142.5 |  | 142.5 |  | 142.5 |  | 190
Livescan Store & Forwarding Technician Onsite Region 1 | Employee of the Contractor or Subcontractor who performs "plug and play" only onsite Installation, Integration, and Maintenance (both Preventative and Remedial Maintenance)of livescan store and forwarding Systems which are not hardwired or affixed to a Facility. Any livescan store and forwarding System which is hardwired or affixed must be Installed using the Electrical/Electrical Installer Job Title, and Integrated & Maintained using the facility affixed physical Access Control System Technician Onsite Job Title. ***This Job Title can only be used for work/Services on Systems/Product Lines/Equipment which are included on the Contractor's Contract***. |  |  |  |  | 140 |  | 210 |  | 210 |  | 210 |  | 280
CAD Specialist | Individual employed by the Contractor or Subcontractor who generates diagrams, drawings, plans, etc. ***This Job Title can only be used for work/Services on Systems/Product Lines/Equipment which are included on the Contractor's Contract***. |  |  |  |  | 95 |  | 142.5 |  | 142.5 |  | 142.5 |  | 190
Designer | Individual employed by the Contractor or Subcontractor who performs design Services related to the Installation and Integration of an Intelligent Facility and Security System and Solution as permitted by This Award, excluding Professional Design Services. ***This Job Title can only be used for work/Services on Systems/Product Lines/Equipment which are included on the Contractor's Contract***. |  |  |  |  | 95 |  | 142.5 |  | 142.5 |  | 142.5 |  | 190
Offsite Integration and Maintenance Technician | Individual employed by the Contractor or Subcontractor who performs Commissioning, Programming, Integration, Maintenance (both Preventative or Remedial Maintenance) offsite. See also Sec. "Remote Maintenance." This Job Title and corresponding Total Hourly Rate Must not be utilized for any work performed onsite, regardless of the nature of the Work. ***This Job Title can only be used for work/Services on Systems/Product Lines/Equipment which are included on the Contractor's Contract***. |  |  |  |  | 140 |  | 210 |  | 210 |  | 210 |  | 280
Trainer | Individual employed by the Contractor or Subcontractor who performs training of Authorized User's personnel in the use of Systems obtained or Maintained under This Award. ***This Job Title can only be used for work/Services on Systems/Product Lines/Equipment which are included on the Contractor's Contract***. |  |  |  |  | 95 |  | 142.5 |  | 142.5 |  | 142.5 |  | 190
Class Size (Number of People)
Length of Class (Number of Hours)
Advanced Trainer | Individual employed by the Contractor or Subcontractor who performs advanced training of Authorized User's personnel in the use of Systems obtained or Maintained under This Award. ***This Job Title can only be used for work/Services on Systems/Product Lines/Equipment which are included on the Contractor's Contract***. |  |  |  |  | 140 |  | 210 |  | 210 |  | 210 |  | 280
Class Size (Number of People)
Length of Class (Number of Hours)

## Subcontractor Utilization
| Contractor Name | 0
Subcontractor Percent (%) Markup |  | 30%