## Cover Page
PT68768: NYS NET PRICING PAGES - Effective 7/1/23
GROUP 77201 AWARD 23150 - Intelligent Facility and Security Systems and Solutions
Contractor Name: | Central Home Systems, Inc. d/b/a CHS
Lot Awarded: | Lot 2
Region(s) Awarded: | Region 1 | Region 2 | Region 3 | Region 4

## Equipment Pricing
| Equipment Pricing | Lot 2
| Contractor's Name | 0
Line # | Manufacturer/Product Line | Equipment/Model Number | Equipment Description | Unit of Measurement | Product Line Subcategory Indicator (If Applicable) | Warranty Period - # of year(s) after acceptance as required by Appendix B, Clause 54 | List Price / MSRP | Percent (%) Discount | NYS Net Price
1 | LenelS2 | S2-VRX-VM | Virtual machine provisioning requirements: • VMware ESXi v6.7 • Intel Xeon Quad Core processor 3.1 GHz • Minimum of 16GB of main memory • Minimum of 8TB local storage • Minimum of 2 Gigabit Ethernet interfaces. No IP camera licenses or VM storage licenses included. Add up to 128 S2-VRX-1CVM camera licenses and up to 288 TB of storage with S2-VRXVM-4TB in 4TB increments. | 1 |  | 1 Year | 1500 | 0.33 | 1005
2 | LenelS2 | S2-VRX-1CVM | SINGLE IP CAMERA LICENSE FOR S2 VRx Virtual Machine | 1 |  | 1 Year | 160 | 0.33 | 107.2
3 | LenelS2 | S2-VRXVM-4TB | 4TB VM Storage License | 1 |  | 1 Year | 225 | 0.33 | 150.75
4 | LenelS2 | S2-VRX250-2TB | 2U rack mount appliance includes 2TB of onboard storage and fixed mounting kit. Storage must be configured at time of purchase. No IP camera licenses included; add up to 8 S2-VRX-1C single IP camera licenses as required for application. | 1 |  | 1 Year | 2433 | 0.33 | 1630.11
5 | LenelS2 | S2-VRX250-4TB | 2U rack mount appliance includes 4TB of onboard storage and fixed mounting kit. Storage must be configured at time of purchase. No IP camera licenses included; add up to 16 S2-VRX-1C single IP camera licenses as required for application. | 1 |  | 1 Year | 2846 | 0.33 | 1906.82
6 | LenelS2 | S2-VRX1000 | 1U rack mount IP video server includes rail kit. No IP camera licenses or onboard storage included. Add up to 32 S2-VRX-1C single IP camera licenses and up to 4 S2-NETVR-4TB-HDD, 4 S2-NETVR-8TB-HDD or 4 S2-VRX-12TB-HDD storage drives as required for application. | 1 |  | 1 Year | 3882 | 0.33 | 2600.94
7 | LenelS2 | S2-VRX1500 | 1U rack mount IP video server includes rail kit. No IP camera licenses or onboard storage included. Add up to 64 S2-VRX-1C single IP camera licenses and up to 4 S2-NETVR-4TB-HDD, 4 S2-NETVR-8TB-HDD or 4 S2-VRX-12TB-HDD storage drives with RAID 5 configuration as required for application. Minimum of 3 drives required for RAID 5 configuration. 4 drives required for RAID 6 configuration. Storage must be configured at time of purchase. | 1 |  | 1 Year | 5910 | 0.33 | 3959.7
8 | LenelS2 | S2-VRX2000 | 2U rack mount IP video server includes rail kit. No IP camera licenses or onboard storage included. Add up to 128 S2-VRX-1C single IP camera licenses and up to 12 S2-NETVR-4TB-HDD, 12 S2-NETVR-8TB-HDD or 12 S2-VRX-12TB-HDD storage drives with RAID 5 or 6 configurations as required. Minimum of 3 drives required for RAID 5 configuration. Minimum of 4 drives required for RAID 6 configuration. Storage must be configured at time of purchase. | 1 |  | 1 Year | 8694 | 0.33 | 5824.98
9 | 7720123150 | S2-VRX2500 | 4U rack mount IP video server includes rail kit. No IP camera licenses or onboard storage included. Add up to 128 S2-VRX-1C single IP camera licenses and up to 24 S2-NETVR-4TB-HDD, 24 S2-NETVR-8TB-HDD or 24 S2-VRX-12TB-HDD storage drives with RAID 5 or 6 configurations as required. Minimum of 3 drives required for RAID 5 configuration. Minimum of 4 drives required for RAID 6 configuration. Storage must be configured at time of purchase. | 1 |  | 1 Year | 11861 | 0.33 | 7946.87
10 | LenelS2 | S2-VRX-1C |  | 1 |  | 1 Year | 100 | 0.33 | 67
11 | LenelS2 | S2-NETVR-4TB-HDD | Increases storage for S2 VRx 1000 / 2000 Series, and S2 NetVR 100 / 400 / 700 Series in increments of 4TB. | 1 |  | 1 Year | 415 | 0.33 | 278.05
12 | LenelS2 | S2-NETVR-8TB-HDD | Increases storage for S2 VRx 1000 / 2000 Series, and S2 NetVR 100 / 400 / 700 Series in increments of 8TB. | 1 |  | 1 Year | 750 | 0.33 | 502.5
13 | LenelS2 | S2-VRX-12TB-HDD | Increases storage for S2 VRx 1000 Series or 2000 Series in increments of 12TB. | 1 |  | 1 Year | 989 | 0.33 | 662.63
14 | LenelS2 | S2-NICx2Gb-PCIe | Fits S2 VRx 1000 / 1500 Series, and S2 NetVR 100 / 425 Series only; upgrades from 2 onboard Ethernet ports to 4 total. | 1 |  | 1 Year | 500 | 0.33 | 335
15 | LenelS2 | S2-MMB | Appliance with S2 Magic Monitor client supports maximum aggregate bit rate of 100 Mbps. | 1 |  | 1 Year | 1570 | 0.33 | 1051.9
16 | LenelS2 | S2-MMW-TW | Appliance in tower configuration with S2 Magic Monitor client supports maximum aggregate bit rate of 300 Mbps. | 1 |  | 1 Year | 4825 | 0.33 | 3232.75
17 | LenelS2 | S2-MMW-RM | Appliance in 2U rack mount configuration with S2 Magic Monitor client supports maximum bit rate of 300 Mbps. | 1 |  | 1 Year | 4825 | 0.33 | 3232.75
18 | LenelS2 | S2-MM-PRO | Expands capabilities of S2 Magic Monitor Standard to include advanced weather and traffic, (4) remote Magic Monitor connections and unlimited S2 NetVR cameras. | 1 |  | 1 Year | 133 | 0.33 | 89.11
19 | LenelS2 | S2-MM-CAM | Per-camera license for cameras from third-party systems such as Milestone or exacqVision. | 1 |  | 1 Year | 78 | 0.33 | 52.26
20 | LenelS2 | S2-MM-RMM | Per instance license to recognize a single remote Magic Monitor. | 1 |  | 1 Year | 133 | 0.33 | 89.11
21 | LenelS2 | S2-NETVR-2TB | 2U rack mount appliance includes 2TB of onboard storage and fixed mounting kit. Storage must be configured at time of purchase. No IP camera licenses included; add up to 8 S2-VR-1C single IP camera licenses as required for application. | 1 |  | 1 Year | 2490 | 0.33 | 1668.3
22 | LenelS2 | S2-NETVR-4TB | 2U rack mount appliance includes 4TB of onboard storage and fixed mounting kit. Storage must be configured at time of purchase. No IP camera licenses included; add up to 16 S2-VR-1C single IP camera licenses as required for application. | 1 |  | 1 Year | 2915 | 0.33 | 1953.05
23 | LenelS2 | S2-NETVR110 | 1U rack mount IP video server includes rail kit. No IP camera licenses or onboard storage included. Add up to 32 S2-VR-1C single IP camera licenses and up to 4 4TB NETVR-4TB-HDD storage drives as required for application. Storage must be configured at time of purchase. | 1 |  | 1 Year | 2640 | 0.33 | 1768.8
24 | LenelS2 | S2-NETVR120 | 1U rack mount IP video server includes rail kit. No IP camera licenses or onboard storage included. Add up to 64 S2-VR-1C single IP camera licenses and up to 4 4TB NETVR-4TB-HDD storage drives as required for application. Storage must be configured at time of purchase. | 1 |  | 1 Year | 3975 | 0.33 | 2663.25
25 | LenelS2 | S2-NETVR125 | 1U rack mount IP video server includes rail kit. No IP camera licenses or onboard storage included. Add up to 64 S2-VR-1C single IP camera licenses and up to 4 4TB NETVR-4TB-HDD storage drives as required for application. Storage must be configured at time of purchase. | 1 |  | 1 Year | 6052 | 0.33 | 4054.84
26 | LenelS2 | S2-NETVR425 | 2U rack mount IP video server includes rail kit. No IP camera licenses or onboard storage included. Add up to 64 S2-VR-1C single IP camera licenses and up to 8 4TB NETVR- 4TB-HDD storage drives with RAID 5 or 6 configuration as required. Minimum of 3 drives required for RAID 5 configuration. Minimum of 4 drives required for RAID 6 configuration. Storage must be configured at time of purchase. | 1 |  | 1 Year | 7120 | 0.33 | 4770.4
27 | LenelS2 | S2-NETVR450 | 2U rack mount IP video server includes rail kit. No IP camera licenses or onboard storage included. Add up to 64 S2-VR-1C single IP camera licenses and up to 12 4TB NETVR- 4TB-HDD storage drives with RAID 5 or 6 configuration as required. Minimum of 3 drives required for RAID 5 configuration. Minimum of 4 drives required for RAID 6 configuration. Storage must be configured at time of purchase. | 1 |  | 1 Year | 7800 | 0.33 | 5226
28 | LenelS2 | S2-NETVR500-16 | 2U rack mount hybrid video server includes rail kit and 16 analog video inputs. No IP camera licenses or onboard storage included. Add up to 32 S2-VR-1C single IP camera licenses and up to 4 4TB NETVR-4TB-HDD storage drives as required for application. Storage must be configured at time of purchase. | 1 |  | 1 Year | 5480 | 0.33 | 3671.6
29 | LenelS2 | S2-NETVR500-32 | 2U rack mount hybrid video server includes rail kit and 32 analog video inputs. No IP camera licenses or onboard storage included. Add up to 32 S2-VR-1C single IP camera licenses and up to 4 4TB NETVR-4TB-HDD storage drives as required for application. Storage must be configured at time of purchase. | 1 |  | 1 Year | 6390 | 0.33 | 4281.3
30 | LenelS2 | S2-NETVR700 | 2U rack mount IP video server includes rail kit. No IP camera licenses or onboard storage included. Add up to 128 S2-VR-1C single IP camera licenses and up to 12 4TB NETVR- 4TB-HDD storage drives with RAID 5 or 6 configuration as required. Minimum of 3 drives required for RAID 5 configuration. Minimum of 4 drives required for RAID 6 configuration. Storage must be configured at time of purchase. | 1 |  | 1 Year | 8905 | 0.33 | 5966.35
31 | LenelS2 | S2-NETVR750 | 4U rack mount IP video server includes rail kit. No IP camera licenses or onboard storage included. Add up to 128 S2-VR-1C single IP camera licenses and up to 24 4TB NETVR- 4TB-HDD storage drives with RAID 5 or 6 configuration as required. Minimum of 3 drives required for RAID 5 configuration. Minimum of 4 drives required for RAID 6 configuration. Storage must be configured at time of purchase. | 1 |  | 1 Year | 12145 | 0.33 | 8137.15
32 | LenelS2 | S2-VR-1C | SINGLE IP CAMERA LICENSE | 1 |  | 1 Year | 125 | 0.33 | 83.75
33 | LenelS2 | S2-VR-1E | SINGLE IP ENTERPRISE CAMERA LICENSE | 1 |  | 1 Year | 192 | 0.33 | 128.64
34 | LenelS2 | S2-VR-PROUPG | START TO PRO SINGLE IP CAMERA LICENSE UPGRADE | 1 |  | 1 Year | 103 | 0.33 | 69.01
35 | LenelS2 | S2-VR-ENTUPG | PRO TO ENTERPRISE SINGLE IP CAMERA LICENSE UPGRADE | 1 |  | 1 Year | 67 | 0.33 | 44.89
36 | LenelS2 | S2-EVESM | Provides health monitoring and automatic failover for S2 NetVR series servers. Requires current SUSP and Enterprise Camera Licenses on all monitored S2 NetVR video management systems. | 1 |  | 1 Year | 5693 | 0.33 | 3814.31
37 | LenelS2 | S2-NBOL-16 | S2 NetBox Software as a Service. Includes 16 portal license. Pricing is for one year of service. A three-year subscription is required with purchase. Billing is in advance on an annual basis. | 1 |  | 1 Year | 1440 | 0.33 | 964.8
38 | LenelS2 | S2-NBOL-32 | S2 NetBox Software as a Service. Includes 32 portal license. Pricing is for one year of service. A three-year subscription is required with purchase. Billing is advance on an annual basis. | 1 |  | 1 Year | 2880 | 0.33 | 1929.6
39 | LenelS2 | S2-NBOL-64 | S2 NetBox Software as a Service. Includes 64 portal license. Pricing is for one year of service. A three-year subscription is required with purchase. Billing is in advance on an annual basis. | 1 |  | 1 Year | 5760 | 0.33 | 3859.2
40 | LenelS2 | S2-NB4-E2R-WM | Includes 4 portal license and 1 ACM blade in wall mount enclosure with 6 available expansion slots. | 1 |  | 1 Year | 1650 | 0.33 | 1105.5
41 | LenelS2 | S2-NB16-E2R-WM | Includes 16 portal license and 1 ACM blade in wall mount enclosure with 6 available expansion slots. | 1 |  | 1 Year | 2700 | 0.33 | 1809
42 | LenelS2 | S2-NB32-E2R-WM | Includes 32 portal license and 1 ACM blade in wall mount enclosure with 6 available expansion slots. | 1 |  | 1 Year | 3900 | 0.33 | 2613
43 | LenelS2 | S2-EXT-16-WM | Wall mount enclosure with 16 portal license. | 1 |  | 1 Year | 1850 | 0.33 | 1239.5
44 | LenelS2 | S2-EXT-16-RM | Rack mount enclosure with 16 portal license. | 1 |  | 1 Year | 1850 | 0.33 | 1239.5
45 | LenelS2 | S2-EXT-32-WM | Wall mount enclosure with 32 portal license. | 1 |  | 1 Year | 2650 | 0.33 | 1775.5
46 | LenelS2 | S2-EXT-32-RM | Rack mount enclosure with 32 portal license. | 1 |  | 1 Year | 2650 | 0.33 | 1775.5
47 | LenelS2 | S2-EXT-64-WM | Wall mount enclosure with 64 portal license. | 1 |  | 1 Year | 5500 | 0.33 | 3685
48 | LenelS2 | S2-EXT-64-RM | Rack mount enclosure with 64 portal license. | 1 |  | 1 Year | 5500 | 0.33 | 3685
49 | LenelS2 | S2-EXT-128-WM | Wall mount enclosure with 128 portal license. | 1 |  | 1 Year | 7800 | 0.33 | 5226
50 | LenelS2 | S2-EXT-128-RM | Rack mount enclosure with 128 portal license. | 1 |  | 1 Year | 7800 | 0.33 | 5226
51 | LenelS2 | S2-EX50-128 | Includes 128 portal license in 1U rack mount server. | 1 |  | 1 Year | 12500 | 0.33 | 8375
52 | LenelS2 | S2-EX100-128 | Includes 128 portal license in 1U rack mount server. | 1 |  | 1 Year | 17000 | 0.33 | 11390
53 | LenelS2 | S2-EX100-HA | Detects hardware/software faults of primary S2 NetBox Enterprise 100 Controller and automatically redirects to the secondary controller (REQUIRES 2 identically configured S2 NetBox Enterprise 100 controllers – 2nd controller at 50% of Primary Controller price). Controllers must be co-located to maintain defined minimum network latency requirements. | 1 |  | 1 Year | 14000 | 0.33 | 9380
54 | LenelS2 | S2-NR64 | For new systems only. Increases new S2 NetBox Enterprise 50 and S2 NetBox Enterprise 100 system license in 64 portal increments. | 1 |  | 1 Year | 2135 | 0.33 | 1430.45
55 | LenelS2 | S2-NBVM-16 | 16 portal license supports up to 10 users, 64 S2 Nodes and 40,000 card holders. | 1 |  | 1 Year | 1600 | 0.33 | 1072
56 | LenelS2 | S2-NBVM-32 | 32 portal license supports up to 10 users, 64 S2 Nodes and 40,000 card holders. | 1 |  | 1 Year | 2293 | 0.33 | 1536.31
57 | LenelS2 | S2-NBVM-64 | 64 portal license supports up to 10 users, 64 S2 Nodes and 40,000 card holders. | 1 |  | 1 Year | 5065 | 0.33 | 3393.55
58 | LenelS2 | S2-NBVM-128 | 128 portal license supports up to 35 users, 512 S2 Nodes and 150,000 card holders. | 1 |  | 1 Year | 15325 | 0.33 | 10267.75
59 | LenelS2 | S2-NB-NBVM | Migrates S2 NetBox appliance to S2 NetBox Virtual Machine with an identical license. SUSP must be current. Appliance must be returned to S2 Security. | 1 |  | 1 Year | 2847 | 0.33 | 1907.49
60 | LenelS2 | S2-NBVM-UPG | Upgrades 16, 32 and 64 portal S2 NetBox Virtual Machines to a 128+ portal S2 NetBox Virtual Machine. Must be purchased with portal expansion. | 1 |  | 1 Year | 7763 | 0.33 | 5201.21
61 | LenelS2 | S2-QUATROVRX-2TB | Wall mount appliance includes 4 portal license, expandable to 8 portals by adding S2-QUATROVR-R4. Contains 2TB of onboard storage and 1 S2-ACM blade, expandable to 4 blades maximum. No IP camera licenses included; add up to 8 S2-VRX-1C single IP camera licenses as required for application. | 1 |  | 1 Year | 3100 | 0.33 | 2077
62 | LenelS2 | S2-QUATROVRX-4TB | Wall mount appliance includes 4 portal license, expandable to 8 portals by adding S2-QUATROVR-R4. Contains 4TB of onboard storage and 1 S2-ACM blade, expandable to 4 blades maximum. No IP camera licenses included; add up to 8 S2-VRX-1C single camera licenses as required for application. | 1 |  | 1 Year | 4100 | 0.33 | 2747
63 | LenelS2 | S2-QUATROVR-R4 | 4 PORTAL EXPANSION LICENSE | 1 |  | 1 Year | 410 | 0.33 | 274.7
64 | LenelS2 | S2-NETBOXVRX-2TB | 2U appliance includes 32 portal license, 2TB onboard storage, and fixed mounting kit. Storage must be configured at time of purchase. No IP camera licenses included; add up to 8 S2-VRX-1C single IP camera licenses as required for application. | 1 |  | 1 Year | 2950 | 0.33 | 1976.5
65 | LenelS2 | S2-NETBOXVRX-4TB | 2U appliance includes 32 portal license, 4TB onboard storage, and fixed mounting kit. Storage must be configured at time of purchase. No IP camera licenses included; add up to 16 S2-VR-1C single IP camera licenses as required for application. | 1 |  | 1 Year | 3550 | 0.33 | 2378.5
66 | LenelS2 | S2-QUATROVR-1TB | Wall mount appliance includes 4 portal license, expandable to 8 portals by adding S2-QUATROVR-R4. Contains 1TB of onboard storage and 1 S2-ACM blade, expandable to 4 blades maximum. Storage must be configured at time of purchase. No IP camera licenses included; add up to 8 S2-VR-1C single IP camera licenses as required for application. | 1 |  | 1 Year | 1855 | 0.33 | 1242.85
67 | LenelS2 | S2-QUATROVR-2TB | Wall mount appliance includes 4 portal license, expandable to 8 portals by adding S2-QUATROVR-R4. Contains 2TB of onboard storage and 1 S2-ACM blade, expandable to 4 blades maximum. Storage must be configured at time of purchase. No IP camera licenses included; add up to 8 S2-VR-1C single IP camera licenses as required for application. | 1 |  | 1 Year | 3300 | 0.33 | 2211
68 | LenelS2 | S2-QUATROVR-4TB | Wall mount appliance includes 4 portal license, expandable to 8 portals by adding S2-QUATROVR-R4. Contains 4TB of onboard storage and 1 S2-ACM blade, expandable to 4 blades maximum. Storage must be configured at time of purchase. No IP camera licenses included; add up to 8 S2-VR-1C single camera licenses as required for application. | 1 |  | 1 Year | 4300 | 0.33 | 2881
69 | LenelS2 | S2-QUATROVR-1TB-SSD | Wall mount appliance includes 4 portal license, expandable to 8 portals by adding S2-QUATROVR-R4. Contains 1TB of solid-state onboard storage and 1 S2-ACM blade, expandable to 4 blades maximum. Storage must be configured at time of purchase. No IP camera licenses included; add up to 8 S2-VR-1C single camera licenses as required for application. | 1 |  | 1 Year | 3755 | 0.33 | 2515.85
70 | LenelS2 | S2-NETBOXVR-2TB | 2U appliance includes 32 portal license, 2TB onboard storage, and fixed mounting kit. Storage must be configured at time of purchase. No IP camera licenses included; add up to 8 S2-VR-1C single IP camera licenses as required for application. | 1 |  | 1 Year | 3200 | 0.33 | 2144
71 | LenelS2 | S2-NETBOXVR-4TB | 2U appliance includes 32 portal license, 4TB onboard storage, and fixed mounting kit. Storage must be configured at time of purchase. No IP camera licenses included; add up to 16 S2-VR-1C single IP camera licenses as required for application. | 1 |  | 1 Year | 3700 | 0.33 | 2479
72 | LenelS2 | S2-LSS1 | Increases portal capacity from 4 portals to 16 portals. For use with S2 NetBox. | 1 |  | 1 Year | 988 | 0.33 | 661.96
73 | LenelS2 | S2-SL2 | Increases portal capacity from 16 portals to 32 portals. For use with S2 NetBox or S2 NetBox Extreme. | 1 |  | 1 Year | 1290 | 0.33 | 864.3
74 | LenelS2 | S2-SL3 | Increases portal capacity from 32 portals to 64 portals. For use with S2 NetBox Extreme. | 1 |  | 1 Year | 3044 | 0.33 | 2039.48
75 | LenelS2 | S2-R64 | Increases existing S2 NetBox Extreme and S2 NetBox Enterprise system license in 64 portal increments. | 1 |  | 1 Year | 2666 | 0.33 | 1786.22
76 | LenelS2 | S2-IDC-16 | One Badging Server, Capture Station & Print Station License. | 1 |  | 1 Year | 1341 | 0.33 | 898.47
77 | LenelS2 | S2-IDC-32 | One Badging Server, Capture Station & Print Station License. | 1 |  | 1 Year | 2065 | 0.33 | 1383.55
78 | LenelS2 | S2-IDA-32 | ADDITIONAL CAPTURE STATION & PRINT STATION LICENSE FOR SYSTEMS WITH 32 PORTALS | 1 |  | 1 Year | 1341 | 0.33 | 898.47
79 | LenelS2 | S2-IDC-64 | One Badging Server, Capture Station & Print Station License. | 1 |  | 1 Year | 3061 | 0.33 | 2050.87
80 | LenelS2 | S2-IDA-64 | ADDITIONAL CAPTURE STATION & PRINT STATION LICENSE FOR SYSTEMS WITH 64 PORTALS | 1 |  | 1 Year | 2019 | 0.33 | 1352.73
81 | LenelS2 | S2-IDC-128 | One Badging Server, Capture Station & Print Station License. | 1 |  | 1 Year | 3908 | 0.33 | 2618.36
82 | LenelS2 | S2-IDA-128 | ADDITIONAL CAPTURE STATION & PRINT STATION LICENSE FOR SYSTEMS WITH 128 PORTALS | 1 |  | 1 Year | 2562 | 0.33 | 1716.54
83 | LenelS2 | S2-DBP | System Partitioning License | 1 |  | 1 Year | 4265 | 0.33 | 2857.55
84 | LenelS2 | S2-NBOSR | Enables S2 Nodes associated with the Primary S2 NetBox Controller to be directed to a secondary S2 NetBox Controller if the Primary Controller becomes unavailable in the event of a physical disaster. The Secondary Controller is priced at 50% of the Primary Controller purchase price. | 1 |  | 1 Year | 13000 | 0.33 | 8710
85 | LenelS2 | S2-AD | License for the first Active Directory connection which will allow the ability to add/delete/update a person record, mapped attributes and map security groups to access levels or groups. | 1 |  | 1 Year | 4658 | 0.33 | 3120.86
86 | LenelS2 | S2-ADA | Additional Active Directory license on a per connection basis for connections 2 to 10. There is a 10 connection maximum. | 1 |  | 1 Year | 1553 | 0.33 | 1040.51
87 | LenelS2 | S2-NN-E-WM | Wall mount enclosure with 7 available expansion slots. No S2 Application Blades included. | 1 |  | 1 Year | 1050 | 0.33 | 703.5
88 | LenelS2 | S2-NN-E-RM | Rack mount enclosure with 7 available expansion slots. No S2 Application Blades included. | 1 |  | 1 Year | 1200 | 0.33 | 804
89 | LenelS2 | S2-NN-E2R-WM | Wall mount enclosure with (1) S2 ACM blade and 6 available expansion slots. | 1 |  | 1 Year | 1375 | 0.33 | 921.25
90 | LenelS2 | S2-NN-E2R-RM | Rack mount enclosure with (1) S2 ACM blade and 6 available expansion slots. | 1 |  | 1 Year | 1550 | 0.33 | 1038.5
91 | LenelS2 | S2-RMK | Optional Rail Mount Installation Kit for use in EIA standard 19” (48 cm) equipment racks, 15” (38 cm) depth | 1 |  | 1 Year | 115 | 0.33 | 77.05
92 | LenelS2 | S2-MNP | 2 reader inputs, 4 supervised inputs, 4 relay outputs, and 1 temperature input in wall mount enclosure. 12 VDC/PoE/PoE Plus. | 1 |  | 1 Year | 830 | 0.33 | 556.1
93 | LenelS2 | S2-MNP-MP | 2 reader inputs, 4 supervised inputs, 4 relay outputs, and 1 temperature input on mounting plate. 12 VDC/PoE/PoE Plus. | 1 |  | 1 Year | 800 | 0.33 | 536
94 | LenelS2 | S2-NN-VRX-2TB | Wall mount appliance includes 2TB of onboard storage and 1 S2-ACM blade, expandable to 4 blades maximum. Storage must be configured at time of purchase. No IP camera licenses included; add up to 8 S2-VRX-1C single IP camera licenses as required for application. | 1 |  | 1 Year | 2905 | 0.33 | 1946.35
95 | LenelS2 | S2-NN-VRX-4TB | Wall mount appliance includes 4TB of onboard storage and 1 S2-ACM blade, expandable to 4 blades maximum. Storage must be configured at time of purchase. No IP camera licenses included; add up to 8 S2-VRX-1C single IP camera licenses as required for application. | 1 |  | 1 Year | 3895 | 0.33 | 2609.65
96 | LenelS2 | S2-NN-VR-1TB | Wall mount appliance includes 1TB of onboard storage and 1 S2-ACM blade, expandable to 4 blades maximum. Storage must be configured at time of purchase. No IP camera licenses included; add up to 8 S2-VR-1C single IP camera licenses as required for application. | 1 |  | 1 Year | 1705 | 0.33 | 1142.35
97 | LenelS2 | S2-NN-VR-2TB | Wall mount appliance includes 2TB of onboard storage and 1 S2-ACM blade, expandable to 4 blades maximum. Storage must be configured at time of purchase. No IP camera licenses included; add up to 8 S2-VR-1C single IP camera licenses as required for application. | 1 |  | 1 Year | 3100 | 0.33 | 2077
98 | LenelS2 | S2-NN-VR-4TB | Wall mount appliance includes 4TB of onboard storage and 1 S2-ACM blade, expandable to 4 blades maximum. Storage must be configured at time of purchase. No IP camera licenses included; add up to 8 S2-VR-1C single IP camera licenses as required for application. | 1 |  | 1 Year | 4100 | 0.33 | 2747
99 | LenelS2 | S2-NN-VR-1TB-SSD | Wall mount appliance includes 1TB of solid-state onboard storage and 1 S2-ACM blade, expandable to 4 blades maximum. Storage must be configured at time of purchase. No IP camera licenses included; add up to 8 S2-VR-1C single IP camera licenses as required for application. | 1 |  | 1 Year | 3605 | 0.33 | 2415.35
100 | LenelS2 | S2-ACM | Access control application extension blade with support for 2 readers, 4 inputs and 4 outputs. | 1 |  | 1 Year | 444 | 0.33 | 297.48
101 | LenelS2 | S2-ACM-25 | 2 readers, 4 inputs, 4 outputs (each blade). Can be used with S2-NN-EWM/RM empty node enclosure. This bundle pack provides a 5% discount off of the individual ACM price. | 1 |  | 1 Year | 10525 | 0.33 | 7051.75
102 | LenelS2 | S2-INP | Supervised input application extension blade with 8 inputs. | 1 |  | 1 Year | 276 | 0.33 | 184.92
103 | LenelS2 | S2-OUTP | Relay controlled output application extension blade with 8 outputs. | 1 |  | 1 Year | 331 | 0.33 | 221.77
104 | LenelS2 | S2-TEMP | Temperature Input application extension blade with 8 temperature inputs. | 1 |  | 1 Year | 309 | 0.33 | 207.03
105 | LenelS2 | S2-TEMP-PR | One temperature sensor probe for use with S2-TEMP blade. | 1 |  | 1 Year | 83 | 0.33 | 55.61
106 | LenelS2 | S2-NB-FRU | S2 NETBOX AND S2 NETBOX VR QUATRO FIELD REPLACEMENT UNIT | 1 |  | 1 Year | 1076 | 0.33 | 720.92
107 | LenelS2 | S2-QUATRO-FRU | S2 NETBOX VR QUATRO FIELD REPLACEMENT UNIT | 1 |  | 1 Year | 1210 | 0.33 | 810.7
108 | LenelS2 | S2-SAM | NETBOX INTERFACE BOARD | 1 |  | 1 Year | 133 | 0.33 | 89.11
109 | LenelS2 | S2-SAM-E | THIRD GENERATION NETBOX INTERFACE BOARD WITH SWITCH | 1 |  | 1 Year | 209 | 0.33 | 140.03
110 | LenelS2 | S2-M1 | S2 M1-3200 NODE BLADE | 1 |  | 1 Year | 695 | 0.33 | 465.65
111 | LenelS2 | S2-INST | Installation kit for S2 Network Node when not using a standard enclosure. Includes all cables required for installing an S2 Network Node, as well as the power supply. | 1 |  | 1 Year | 247 | 0.33 | 165.49
112 | LenelS2 | S2-RCBLE | 8-position ribbon cable for connecting S2 Nodes to application blades | 1 |  | 1 Year | 20 | 0.33 | 13.4
113 | LenelS2 | S2-PWR-STD | Standard S2 NetBox power supply 85-260 VAC / 47-440Hz (Replacement / Spare) | 1 |  | 1 Year | 53 | 0.33 | 35.51
114 | LenelS2 | S2-ENCL-WM | 120-240 50/60Hz Power Supply (** No Controller, No Node, No option Blades, No Ribbon Cable**) | 1 |  | 1 Year | 569 | 0.33 | 381.23
115 | LenelS2 | S2-ENCL-RM | 120-240 50/60Hz Power Supply (** No Controller, No Node, No option Blades, No Ribbon Cable**) | 1 |  | 1 Year | 738 | 0.33 | 494.46
116 | LenelS2 | S2-R11330-05TB | Multi-Tech, Bluetooth Low Energy for Lenel BlueDiamond Mobile smartphone credential, Mifare/DESFire EV1 Open Encoding, HID Proximity, LenelProx, and ProxLite. Connects to access panel via Wiegand, OSDP with Secure Channel encryption support, Terminal Block connection, Black | 1 |  | 1 Year | 180 | 0.33 | 120.6
117 | LenelS2 | S2-R11320-05TB | Multi-Tech, Bluetooth Low Energy for Lenel BlueDiamond Mobile smartphone credential, Mifare/DESFire EV1 Open Encoding, HID Proximity, LenelProx, and ProxLite. Connects to access panel via Wiegand, OSDP with Secure Channel encryption support, Terminal Block connection, Black | 1 |  | 1 Year | 225 | 0.33 | 150.75
118 | LenelS2 | S2-R11325-05TB | Multi-Tech, Bluetooth Low Energy for Lenel BlueDiamond Mobile smartphone credential, Mifare/DESFire EV1 Open Encoding, HID Proximity, LenelProx, and ProxLite. Connects to access panel via Wiegand, OSDP with Secure Channel encryption support, Terminal Block connection, Black | 1 |  | 1 Year | 350 | 0.33 | 234.5
119 | LenelS2 | S2-11030-85TB | Mini-Mullion form-factor Proximity card reader with BlueDiamond mobile credential support. This reader can be used with standard 125kHz RFID badges and BlueDiamond mobile credentials as a stand-alone reader, or, this reader can also be wired in parallel with an existing non-Bluetooth Wiegand reader, allowing any door to be Bluetooth enabled. Whether mounted near the door in an inconspicuous location or adjacent to it, this device will update a legacy system with the latest technology, while continuing to support existing badges - regardless of card technology or format. No additional reader license is required for this configuration. | 1 |  | 1 Year | 150 | 0.33 | 100.5
120 | LenelS2 | S2-BDM-CRD-1 | This license enables a single mobile credential for one year. Credentials may be moved from person-to-person or phone-to-phone. | 1 |  | 1 Year | 2.7 | 0.33 | 1.809
121 | LenelS2 | S2-BDR-CRD-1 | This license renews a single BDM-CRD-1 mobile credential for one year. Credentials may be moved from person-to-person or phone-to-phone. | 1 |  | 1 Year | 2.7 | 0.33 | 1.809
122 | LenelS2 | S2-BDC-xxx |  | 1 |  | 1 Year | 3 | 0.33 | 2.01
123 | LenelS2 | S2-M5-IC | MERCURY CASI CPU AND POWER/COMM REPLACEMENT | 1 |  | 1 Year | 1077 | 0.33 | 721.59
124 | LenelS2 | S2-M5-COM | Communication board for downstream M5 enclosures | 1 |  | 1 Year | 237 | 0.33 | 158.79
125 | LenelS2 | S2-M5-2RP | MERCURY CASI 2RP REPLACEMENT | 1 |  | 1 Year | 515 | 0.33 | 345.05
126 | LenelS2 | S2-M5-2SRP | MERCURY CASI 2SRP REPLACEMENT | 1 |  | 1 Year | 515 | 0.33 | 345.05
127 | LenelS2 | S2-M5-20IN | MERCURY CASI 20DI REPLACEMENT | 1 |  | 1 Year | 536 | 0.33 | 359.12
128 | LenelS2 | S2-M5-16DO | MERCURY CASI 16DO REPLACEMENT | 1 |  | 1 Year | 515 | 0.33 | 345.05
129 | LenelS2 | S2-M5-16DOR | MERCURY CASI 16DOR REPLACEMENT | 1 |  | 1 Year | 515 | 0.33 | 345.05
130 | LenelS2 | S2-M5-8RP | 8 reader board for F2F readers only | 1 |  | 1 Year | 840 | 0.33 | 562.8
131 | LenelS2 | S2-M5-2K | Intelligent controller supporting 4 readers, 10 inputs and 8 outputs. Includes M5-IC. | 1 |  | 1 Year | 1751 | 0.33 | 1173.17
132 | LenelS2 | S2-M5-2K-BASE | M5-2K Base Board only supporting 4 readers, 10 inputs and 8 outputs. Does not include M5-IC. | 1 |  | 1 Year | 852 | 0.33 | 570.84
133 | LenelS2 | S2-EP-1501 | POE, 2 Readers, 2 Inputs, 2 Outputs | 1 |  | 1 Year | 526 | 0.33 | 352.42
134 | LenelS2 | S2-EP-1502 | 16M, 2 Readers, 8 Inputs, 4 Outputs | 1 |  | 1 Year | 1129 | 0.33 | 756.43
135 | LenelS2 | S2-EP-2500 | MERCURY EP2500 INTELLIGENT CONTROLLER, 32M | 1 |  | 1 Year | 1232 | 0.33 | 825.44
136 | LenelS2 | S2-MR-50-S3 | 1 Reader, 2 Inputs, 2 Outputs | 1 |  | 1 Year | 203 | 0.33 | 136.01
137 | LenelS2 | S2-MR-52-S3 | 2 Readers, 8 Inputs, 6 Outputs | 1 |  | 1 Year | 410 | 0.33 | 274.7
138 | LenelS2 | S2-MR-16IN-S3 | MERCURY MR-16IN 16 INPUT MODULE – SERIES 3 | 1 |  | 1 Year | 470 | 0.33 | 314.9
139 | LenelS2 | S2-MR-16OUT-S3 | MERCURY MR-16OUT 16 OUTPUT MODULE – SERIES 3 | 1 |  | 1 Year | 470 | 0.33 | 314.9
140 | LenelS2 | S2-MUX-8 | MERCURY MUX8 8-PORT MULTI-DEVICE INTERFACE PANEL | 1 |  | 1 Year | 363 | 0.33 | 243.21
141 | LenelS2 | S2-NS16IMSC | MERCURY HONEYWELL REPLACEMENT CHIP NCI 16-IN WITH MSC PROTOCOL | 1 |  | 1 Year | 68 | 0.33 | 45.56
142 | LenelS2 | S2-NS16OMSC | MERCURY HONEYWELL REPLACEMENT CHIP NCI 16-OUT WITH MSC PROTOCOL | 1 |  | 1 Year | 68 | 0.33 | 45.56
143 | LenelS2 | S2-NS2RMSC | MERCURY HONEYWELL REPLACEMENT CHIP NCI 1-RDR OR 2-RDR WITH MSC PROTOCOL | 1 |  | 1 Year | 68 | 0.33 | 45.56
144 | LenelS2 | S2-73695-TA2714 | 5 Knuckle standard weight 4.5X4.5 26D hinge with PoE wire conductor | 1 |  | 1 Year | 327 | 0.33 | 219.09
145 | LenelS2 | S2-73696-T43786 | 5 Knuckle heavy weight 4.5X4.5 26D hinge with PoE wire conductor | 1 |  | 1 Year | 337 | 0.33 | 225.79
146 | LenelS2 | S2-94202-POE-C206RJ | ASSA ABLOY POE HARNESS - 30" BETWEEN HINGE AND LOCKSET FOR DOOR WIDTHS OF 20"-25" | 1 |  | 1 Year | 38 | 0.33 | 25.46
147 | LenelS2 | S2-94203-POE-C300RJ | ASSA ABLOY POE HARNESS - 36" BETWEEN HINGE AND LOCKSET FOR DOOR WIDTHS OF 26"-31" | 1 |  | 1 Year | 39 | 0.33 | 26.13
148 | LenelS2 | S2-94204-POE-C306RJ | ASSA ABLOY POE HARNESS - 42" BETWEEN HINGE AND LOCKSET FOR DOOR WIDTHS OF 32"-36" | 1 |  | 1 Year | 40 | 0.33 | 26.8
149 | LenelS2 | S2-94206-POE-C400RJ | ASSA ABLOY POE HARNESS - 48" BETWEEN HINGE AND LOCKSET FOR DOOR WIDTHS OF 37"-42" | 1 |  | 1 Year | 41 | 0.33 | 27.47
150 | LenelS2 | S2-94206-POE-C406RJ | ASSA ABLOY POE HARNESS - 54" BETWEEN HINGE AND LOCKSET FOR DOOR WIDTHS OF 43"-48" | 1 |  | 1 Year | 42 | 0.33 | 28.14
151 | LenelS2 | S2-94207-POE-C500RJ | ASSA ABLOY POE HARNESS - 60" BETWEEN HINGE AND FRAME | 1 |  | 1 Year | 53 | 0.33 | 35.51
152 | LenelS2 | S2-94201-POE-C700RJ | ASSA ABLOY POE HARNESS - 84" BETWEEN HINGE AND FRAME | 1 |  | 1 Year | 58 | 0.33 | 38.86
153 | LenelS2 | S2-94208-POE-C1300RJ | ASSA ABLOY POE HARNESS - 156" BETWEEN HINGE AND FRAME | 1 |  | 1 Year | 64 | 0.33 | 42.88
154 | LenelS2 | S2-94200-POE-CEPT30RJ | ASSA ABLOY EPT HARNESS ASSEMBLY | 1 |  | 1 Year | 95 | 0.33 | 63.65
155 | LenelS2 | S2-ASSA-AH20W14 | ASSA ABLOY APERIO WIEGAND 1:1 HUB | 1 |  | 1 Year | 155 | 0.33 | 103.85
156 | LenelS2 | S2-PIM400-1501-LC | Supports up to (16) AD-Series wireless devices. Enclosure includes PIM400-485 and mounting for EP1501. EP1501 device sold separately. Features 900 MHz Spread. Spectrum RF technology and AES-128 bit encryption. 10.43” x 7.28” x 3.79” (26.49cm x 18.49 cm x 9.63 cm) | 1 |  | 1 Year | 1168 | 0.33 | 782.56
157 | LenelS2 | S2-PIM400-485 | Supports up to (16) wireless Schlage AD-400 Locks. Features 900 MHz Spread Spectrum RF technology and AES-128 bit encryption. Dimensions: 7.1"H x 7.1"W x 3.0"D. 12/24VDC PIM power supply sold separately (593PI-12DC). | 1 |  | 1 Year | 975 | 0.33 | 653.25
158 | LenelS2 | S2-PIM400-TD2 | Supports two doors - Wiegand (data1/data0) or magnetic stripe (clock & data) output; includes weatherproof enclosure, internal antenna with ability to add remote antenna; requires 12 or 24 VDC power supply. Dry Contact board not included. (7.1" x 7.1" enclosure) | 1 |  | 1 Year | 529 | 0.33 | 354.43
159 | LenelS2 | S2-RLBD | Available for PIM400-TD2 to simplify installation with Access Control Panels that require relays. Configurable for Normally Open or Normally Closed. | 1 |  | 1 Year | 152 | 0.33 | 101.84
160 | LenelS2 | S2-WRI400 | Compatible with Wiegand or magnetic stripe Interface + Indoor interface, weatherproof enclosure, inputs for two paralleled readers; requires 12 or 24 VDC power supply | 1 |  | 1 Year | 622 | 0.33 | 416.74
161 | LenelS2 | S2-GCK400 | Includes 1 each WRI400, PIM400-TD2, ANT400-REM-I/O, MGB + MCA5, 12 VDC Power Supply | 1 |  | 1 Year | 1835 | 0.33 | 1229.45
162 | LenelS2 | S2-ECK400 | Includes 1 each WRI400, PIM400-TD2, ANT400-REM-I/O, 12 VDC Power Supply | 1 |  | 1 Year | 1754 | 0.33 | 1175.18
163 | LenelS2 | S2-WPR400-MT | Battery-operated, handheld unit with multi-technology reader | 1 |  | 1 Year | 1231 | 0.33 | 824.77
164 | LenelS2 | S2-WPR400-MTK | Battery-operated, handheld unit with multi-technology reader and keypad | 1 |  | 1 Year | 1271 | 0.33 | 851.57
165 | LenelS2 | S2-TK400 | Pre-installed Kit; complete with WPR400-DT, PIM400-TD2, 593PI | 1 |  | 1 Year | 1034 | 0.33 | 692.78
166 | LenelS2 | S2-HHD-KIT-USB | The HHD connects with Schlage AD-Series electronic locks and accessories via a USB interface (USB devices ONLY: AD Series and CO Series) | 1 |  | 1 Year | 777 | 0.33 | 520.59
167 | LenelS2 | S2-593PI-12DC | Used to power 120VAC to 12VDC PIM-TD2, PIM400-485 and WRI400 | 1 |  | 1 Year | 74 | 0.33 | 49.58
168 | LenelS2 | S2-ANT400-REM-I/O | Allegion Omni-Directional Indoor/Outdoor Remote Antenna - Includes Antenna, 15' Coax, Coax Whip, Articulated Wall/Post Mounting Hardware. For indoor use with PIM400 and/or WRI400. Requires MGB+MCA5 Antenna Grounding Kit for outdoor applications. | 1 |  | 1 Year | 339 | 0.33 | 227.13
169 | LenelS2 | S2-MGB-MCA5 | To be used with S2-ANT400-REM-I/O in outdoor applications. | 1 |  | 1 Year | 118 | 0.33 | 79.06
170 | LenelS2 | S2-GWE | Engage Gateway with IP to be used with Allegion NDE and LE locks (NON-STOCK ITEM, 75% RESTOCKING FEE APPLIES) | 1 |  | 1 Year | 429 | 0.33 | 287.43
171 | LenelS2 | S2-RU-3-KIT |  | 1 |  | 1 Year | 575 | 0.33 | 385.25
172 | LenelS2 | S2-RU-4-KIT |  | 1 |  | 1 Year | 575 | 0.33 | 385.25
173 | LenelS2 | S2-RM-3-KIT |  | 1 |  | 1 Year | 440 | 0.33 | 294.8
174 | LenelS2 | S2-RM-4-KIT |  | 1 |  | 1 Year | 440 | 0.33 | 294.8
175 | LenelS2 | S2-MT11 | Multi-Tech Reader – Mullion (NON-STOCK ITEM, 75% RESTOCKING FEE APPLIES) | 1 |  | 1 Year | 205 | 0.33 | 137.35
176 | LenelS2 | S2-MT15 | Multi-Tech Reader – Wall Mount (NON-STOCK ITEM, 75% RESTOCKING FEE APPLIES) | 1 |  | 1 Year | 205 | 0.33 | 137.35
177 | LenelS2 | S2-MTK15 | Multi-Tech Reader – Wall Mount with Keypad (NON-STOCK ITEM, 75% RESTOCKING FEE APPLIES) | 1 |  | 1 Year | 321 | 0.33 | 215.07
178 | LenelS2 | S2-7410 | Proximity Card Clamshell. Sold in unit of 100 cards. (NON-STOCK ITEM, 75% RESTOCKING FEE APPLIES) | 1 |  | 1 Year | 171 | 0.33 | 114.57
179 | LenelS2 | S2-7510 | Proximity Card ISO Glossy White. Sold in unit of 100 cards. (NON-STOCK ITEM, 75% RESTOCKING FEE APPLIES) | 1 |  | 1 Year | 296 | 0.33 | 198.32
180 | LenelS2 | S2-7610 | Proximity Keyfob. Sold in unit of 50 keyfobs. (NON-STOCK ITEM, 75% RESTOCKING FEE APPLIES) | 1 |  | 1 Year | 153 | 0.33 | 102.51
181 | LenelS2 | S2-9520 | aptiQ MIFARE Classic 2.5k bit ISO Glossy White Card. Sold in unit of 100 cards. (NON-STOCK ITEM, 75% RESTOCKING FEE APPLIES) | 1 |  | 1 Year | 304 | 0.33 | 203.68
182 | LenelS2 | S2-9651 | aptiQ MIFARE Smart 1k bit Keyfob. Sold in unit of 50 keyfobs. (NON-STOCK ITEM, 75% RESTOCKING FEE APPLIES) | 1 |  | 1 Year | 216 | 0.33 | 144.72
183 | LenelS2 | S2-900NTNNEK0045E-S2SEC | Mini-Mullion, Wiegand, Pigtail, Black, LED Blue - Flash Green, Buzzer on, S2 Security Label (NON-STOCK ITEM) | 1 |  | 1 Year | 81 | 0.33 | 54.27
184 | LenelS2 | S2-910NTNNEK0045E-S2SEC | Mullion, Wiegand, Pigtail, Black, LED Blue - Flash Green, Buzzer on, S2 Security Label (NON-STOCK ITEM) | 1 |  | 1 Year | 141 | 0.33 | 94.47
185 | LenelS2 | S2-920NTNNEK0045E-S2SEC | Wall Switch, Wiegand, Pigtail, Black, LED Blue - Flash Green, Buzzer on, S2 Security Label (NON-STOCK ITEM) | 1 |  | 1 Year | 141 | 0.33 | 94.47
186 | LenelS2 | S2-900PTNNEK00460-S2SEC | With Prox, Mini-Mullion, Wiegand, Pigtail, Black, LED Blue - Flash Green, Buzzer on, S2 Security Label (STOCK ITEM) | 1 |  | 1 Year | 96 | 0.33 | 64.32
187 | LenelS2 | S2-910PTNNEK00460-S2SEC | With Prox, Mullion, Wiegand, Pigtail, Black, LED Blue - Flash Green, Buzzer on, S2 Security Label (NON-STOCK ITEM) | 1 |  | 1 Year | 163 | 0.33 | 109.21
188 | LenelS2 | S2-920PTNNEK00460-S2SEC | With Prox, Wall Switch, Wiegand, Pigtail, Black, LED Blue - Flash Green, Buzzer on, S2 Security Label (STOCK ITEM) | 1 |  | 1 Year | 163 | 0.33 | 109.21
189 | LenelS2 | S2-921PTNNEK0045W-S2SEC | Bit Burst 1 key 4 bit, With Prox, Wall Switch, Wiegand, Pigtail, Black, LED Blue - Flash Green, Buzzer on, S2 Security Label (STOCK ITEM) | 1 |  | 1 Year | 282 | 0.33 | 188.94
190 | LenelS2 | S2-921PTNNEK0058K-S2SEC | Buffered 1-6 Keys S2 CUSTOM 26 bit, With Prox, Wall Switch, Wiegand, Pigtail, Black, LED Blue Flash Green, Buzzer on, S2 Security Label (NON-STOCK ITEM) | 1 |  | 1 Year | 282 | 0.33 | 188.94
191 | LenelS2 | S2-900NTNNEK00461 | Mini-Mullion, Wiegand, Pigtail, Black, LED Red Flash Green, Buzzer on (NON-STOCK ITEM) | 1 |  | 1 Year | 81 | 0.33 | 54.27
192 | LenelS2 | S2-910NTNNEK00461 | Mullion, Wiegand, Pigtail, Black, LED Red Flash Green, Buzzer on (NON-STOCK ITEM) | 1 |  | 1 Year | 141 | 0.33 | 94.47
193 | LenelS2 | S2-920NTNNEK00461 | Wall Switch, Wiegand, Pigtail, Black, LED Red Flash Green, Buzzer on (NON-STOCK ITEM) | 1 |  | 1 Year | 141 | 0.33 | 94.47
194 | LenelS2 | S2-900PTNNEK00462 | With Prox, Mini-Mullion, Wiegand, Pigtail, Black, LED Red Flash Green, Buzzer on (NON-STOCK ITEM) | 1 |  | 1 Year | 96 | 0.33 | 64.32
195 | LenelS2 | S2-910PTNNEK00462 | With Prox, Mullion, Wiegand, Pigtail, Black, LED Red Flash Green, Buzzer on (NON-STOCK ITEM) | 1 |  | 1 Year | 163 | 0.33 | 109.21
196 | LenelS2 | S2-920PTNNEK00462 | With Prox, Wall Switch, Wiegand, Pigtail, Black, LED Red Flash Green, Buzzer on (NON-STOCK ITEM) | 1 |  | 1 Year | 163 | 0.33 | 109.21
197 | LenelS2 | S2-921PTNNEK00464 | Bit Burst 1 key 4 bit, With Prox, Wall Switch, Wiegand, Pigtail, Black, LED Red Flash Green, Buzzer on (NON-STOCK ITEM) | 1 |  | 1 Year | 282 | 0.33 | 188.94
198 | LenelS2 | S2-921PTNNEK0058H | Buffered 1-6 Keys S2 CUSTOM 26 bit, With Prox, Wall Switch, Wiegand, Pigtail, Black, LED Red Flash Green, Buzzer on (NON-STOCK ITEM) | 1 |  | 1 Year | 282 | 0.33 | 188.94
199 | LenelS2 | S2-2000HPGGMN-S996045E | Standard PVC, 2k, SIO, Standard iClass, Plain White GL, Inkjet Matching Number, No Slot Punch. Sold in unit of 100 cards. (STOCK ITEM) | 1 |  | 1 Year | 288 | 0.33 | 192.96
200 | LenelS2 | S2-2000HPGGMN-H10301 | Standard PVC, 2k, SIO, Standard iClass, Plain White GL, Inkjet Matching Number, No Slot Punch. Sold in unit of 100 cards. (NON-STOCK ITEM) | 1 |  | 1 Year | 288 | 0.33 | 192.96
201 | LenelS2 | S2-SEC9X-CRD-0-0461 | Configures: iCLASS SE R10, R15, or R40 Contactless Reader, Wiegand, LED Red - Flash Green, Buzzer on (NON-STOCK ITEM) | 1 |  | 1 Year | 45 | 0.33 | 30.15
202 | LenelS2 | S2-SEC9X-CRD-0-0462 | Configures: MultiCLASS SE RP10, RP15, or RP40 Contactless Reader, With Prox, Wiegand, LED Red - Flash Green, Buzzer on (NON-STOCK ITEM) | 1 |  | 1 Year | 45 | 0.33 | 30.15
203 | LenelS2 | S2-SEC9X-CRD-0-046C | Configures: iCLASS SE RK40 Contactless Keypad Reader, Bit Burst 1-5 Keys 26 bit, Wiegand, LED Red Flash Green, Buzzer on (NON-STOCK ITEM) | 1 |  | 1 Year | 45 | 0.33 | 30.15
204 | LenelS2 | S2-SEC9X-CRD-0-0002 | Configures: iCLASS SE RK40 Contactless Keypad Reader, Bit Burst 1 key 4 bit, Wiegand, LED Red Flash Green, Buzzer on (NON-STOCK ITEM) | 1 |  | 1 Year | 45 | 0.33 | 30.15
205 | LenelS2 | S2-SEC9X-CRD-0-046D | Configures: MultiCLASS SE RPK40 Contactless Keypad Reader, Bit Burst 1-5 Keys 26 bit, With Prox, Wiegand, LED Red Flash Green, Buzzer on (NON-STOCK ITEM) | 1 |  | 1 Year | 45 | 0.33 | 30.15
206 | LenelS2 | S2-SEC9X-CRD-0-0003 | Configures: MultiCLASS SE RPK40 Contactless Keypad Reader, Bit Burst 1 key 4 bit, With Prox, Wiegand, LED Red - Flash Green, Buzzer on (NON-STOCK ITEM) | 1 |  | 1 Year | 45 | 0.33 | 30.15
207 | LenelS2 | S2-SEC9X-CRD-0-045E | Configures: iCLASS SE R10, R15, or R40 Contactless Reader, Wiegand, LED Blue - Flash Green, Buzzer on (NON-STOCK ITEM) | 1 |  | 1 Year | 45 | 0.33 | 30.15
208 | LenelS2 | S2-SEC9X-CRD-0-0460 | Configures: MultiCLASS SE RP10, RP15, or RP40 Contactless Reader, With Prox, Wiegand, LED Blue - Flash Green, Buzzer on (NON-STOCK ITEM) | 1 |  | 1 Year | 45 | 0.33 | 30.15
209 | LenelS2 | S2-SEC9X-CRD-0-045F | Configures: iCLASS SE RK40 Contactless Keypad Reader, Bit Burst 1-5 Keys 26 bit, Wiegand, LED Blue Flash Green, Buzzer on (NON-STOCK ITEM) | 1 |  | 1 Year | 45 | 0.33 | 30.15
210 | LenelS2 | S2-SEC9X-CRD-0-046A | Configures: iCLASS SE RK40 Contactless Keypad Reader, Bit Burst 1 key 4 bit, Wiegand, LED Blue Flash Green, Buzzer on (NON-STOCK ITEM) | 1 |  | 1 Year | 45 | 0.33 | 30.15
211 | LenelS2 | S2-SEC9X-CRD-0-045W | Configures: MultiCLASS SE RPK40 Contactless Keypad Reader, Bit Burst 1 key 4 bit, With Prox, Wiegand, LED Blue - Flash Green, Buzzer on (NON-STOCK ITEM) | 1 |  | 1 Year | 45 | 0.33 | 30.15
212 | LenelS2 | S2-SEC9X-CRD-0-046B | Configures: MultiCLASS SE RPK40 Contactless Keypad Reader, Bit Burst 1-5 Keys 26 bit, With Prox, Wiegand, LED Blue Flash Green, Buzzer on (NON-STOCK ITEM) | 1 |  | 1 Year | 45 | 0.33 | 30.15
213 | LenelS2 | S2-SEC9X-CRD-E-MKYD | Configures: Mobile Ready Readers (NON-STOCK ITEM) | 1 |  | 1 Year | 31 | 0.33 | 20.77
214 | LenelS2 | S2-SEC9X-CRD-MAD-xxxx | NOTE: Use this part number if you do NOT have a HID Organization ID | 1 |  | 1 Year | 31 | 0.33 | 20.77
215 | LenelS2 | S2-SEC9X-CRD-MADD | NOTE: Use this part number if you have a HID Organization ID | 1 |  | 1 Year | 31 | 0.33 | 20.77
216 | LenelS2 | S2-MID-SUB-CRD | Must have current virtual credential subscription. | 1 |  | 1 Year | 50 | 0.33 | 33.5
217 | LenelS2 | S2-900PMNNEKEA003 | With Mini-Mullion, Pigtail, Black. Mobile Enabled, MOB Key needed (NON-STOCK ITEM) | 1 |  | 1 Year | 206 | 0.33 | 138.02
218 | LenelS2 | S2-900PMNNEKMA003 | With Mini-Mullion, Pigtail, Black. Mobile Ready, no MOB Key needed (NON-STOCK ITEM) | 1 |  | 1 Year | 206 | 0.33 | 138.02
219 | LenelS2 | S2-910PMNNEKEA003 | With Mullion, Pigtail, Black. Mobile Enabled, MOB Key needed (NON-STOCK ITEM) | 1 |  | 1 Year | 310 | 0.33 | 207.7
220 | LenelS2 | S2-910PMNNEKMA003 | With Mullion, Pigtail, Black. Mobile Ready, no MOB Key needed (NON-STOCK ITEM) | 1 |  | 1 Year | 310 | 0.33 | 207.7
221 | LenelS2 | S2-920PMNNEKEA003 | With Wall Switch, Pigtail, Black. Mobile Enabled, MOB Key needed (NON-STOCK ITEM) | 1 |  | 1 Year | 310 | 0.33 | 207.7
222 | LenelS2 | S2-920PMNNEKMA003 | With Wall Switch, Pigtail, Black. Mobile Ready, no MOB Key needed (NON-STOCK ITEM) | 1 |  | 1 Year | 310 | 0.33 | 207.7
223 | LenelS2 | S2-921PMNNEKEA004 | With Wall Switch, Pigtail, Black. Mobile Enabled, MOB Key needed (NON-STOCK ITEM) | 1 |  | 1 Year | 485 | 0.33 | 324.95
224 | LenelS2 | S2-921PMNNEKMA004 | With Wall Switch, Pigtail, Black. Mobile Ready, no MOB Key needed (NON-STOCK ITEM) | 1 |  | 1 Year | 485 | 0.33 | 324.95
225 | LenelS2 | S2-EP-1501-LIC | MERCURY EP1501 CONTROLLER LICENSE FEE | 1 |  | 1 Year | 150 | 0.33 | 100.5
226 | LenelS2 | S2-EP-1502-LIC | MERCURY EP1502 CONTROLLER LICENSE FEE | 1 |  | 1 Year | 150 | 0.33 | 100.5
227 | LenelS2 | S2-EP-2500-LIC | MERCURY EP2500 CONTROLLER LICENSE FEE | 1 |  | 1 Year | 150 | 0.33 | 100.5
228 | LenelS2 | S2-MR-50-LIC | MERCURY MR50 LICENSE FEE | 1 |  | 1 Year | 26 | 0.33 | 17.42
229 | LenelS2 | S2-MR-52-LIC | MERCURY MR52 LICENSE FEE | 1 |  | 1 Year | 45 | 0.33 | 30.15
230 | LenelS2 | S2-M5-IC-LIC | MERCURY CASI M5-IC CONTROLLER LICENSE FEE | 1 |  | 1 Year | 155 | 0.33 | 103.85
231 | LenelS2 | S2-M5-SIO-LIC | MERCURY CASI SIO LICENSE FEE | 1 |  | 1 Year | 52 | 0.33 | 34.84
232 | LenelS2 | S2-HW-IC-LIC | MERCURY HONEYWELL PW6K1IC CONTROLLER LICENSE FEE | 1 |  | 1 Year | 155 | 0.33 | 103.85
233 | LenelS2 | S2-HW-SIO-LIC | MERCURY HONEYWELL READER, INPUT, AND OUTPUT BOARDS LICENSE FEE | 1 |  | 1 Year | 52 | 0.33 | 34.84
234 | LenelS2 | S2-VMS-B-AV | Initial VMS integration Option, Avigilon Control System Software integration license for (4) cameras. Requires S2 NetBox software version 4.5 or later. | 1 |  | 1 Year | 268 | 0.33 | 179.56
235 | LenelS2 | S2-VMS-C-AV | VMS Integration license per camera beyond the initial (4) camera software integration license. Requires S2 NetBox software version 4.5 or later. | 1 |  | 1 Year | 80 | 0.33 | 53.6
236 | LenelS2 | S2-VMS-B-EX | Initial VMS Integration Option, ExacqVision v.4.1 VMS integration license for (4) cameras. Requires S2 NetBox software version 4.1 or later. | 1 |  | 1 Year | 268 | 0.33 | 179.56
237 | LenelS2 | S2-VMS-C-EX | VMS integration license per camera beyond the initial (4) camera software integration license. Requires S2 NetBox software version 4.1 or later. | 1 |  | 1 Year | 80 | 0.33 | 53.6
238 | LenelS2 | S2-VMS-B-MS | Initial VMS integration Option, Milestone Systems Xprotect Enterprise/Professional/Corporate integration license for (4) cameras. | 1 |  | 1 Year | 268 | 0.33 | 179.56
239 | LenelS2 | S2-VMS-C-MS | VMS integration license per camera beyond the initial (4) camera software integration license. | 1 |  | 1 Year | 80 | 0.33 | 53.6
240 | LenelS2 | S2-VMS-B-ON | Initial VMS integration Option, ONSSI NetDVR VMS integration license for (4) cameras. | 1 |  | 1 Year | 268 | 0.33 | 179.56
241 | LenelS2 | S2-VMS-C-ON | VMS integration license per camera beyond the initial (4) camera software integration license. | 1 |  | 1 Year | 80 | 0.33 | 53.6
242 | LenelS2 | S2-VMS-B-SL | Initial VMS integration Option, Salient CompleteView ONE, Pro, or Enterprise v3.5.2 VMS integration license for (4) cameras. Requires S2 NetBox software version 4.1 or later. | 1 |  | 1 Year | 268 | 0.33 | 179.56
243 | LenelS2 | S2-VMS-C-SL | VMS integration license per camera beyond the initial (4) camera software integration license. Requires S2 NetBox software version 4.1 or later. | 1 |  | 1 Year | 80 | 0.33 | 53.6
244 | LenelS2 | S2-VMS-B-VI | Initial Video Insight VMS integration Option license for (4) cameras. Requires S2 NetBox software version 4.2 or later. | 1 |  | 1 Year | 268 | 0.33 | 179.56
245 | LenelS2 | S2-VMS-C-VI | VMS Integration license per camera beyond the initial (4) camera software integration. Requires S2 NetBox software version 4.2 or later. | 1 |  | 1 Year | 80 | 0.33 | 53.6
246 | Pelco | 13M2.8-12 | LENS 1/3 3MPIXEL 2.8-12MM F/1.4-2.7 | 1 |  | 1 Year | 297 | 0.33 | 198.99
247 | Pelco | 13M2.8-8 | LENS 1/3 3MPIXEL 2.8-8MM F/1.2-1.9 | 1 |  | 1 Year | 192 | 0.33 | 128.64
248 | Pelco | 13VA1-3 | LENS 1/3" VFCL 1.6-3.4 MM MAN 1 | 1 |  | 1 Year | 289 | 0.33 | 193.63
249 | Pelco | 13VA5-40 | LENS,1/3"VFCL 5-40MM F1.6 MAN I | 1 |  | 1 Year | 211 | 0.33 | 141.37
250 | Pelco | 13VA5-50 | LENS 1/3" VFCL 5-50MM F1.6 MAN I | 1 |  | 1 Year | 196 | 0.33 | 131.32
251 | Pelco | 13VD1-3 | LENS, 1/3" VFCL 1.6-3.4 MM A1 DC | 1 |  | 1 Year | 285 | 0.33 | 190.95
252 | Pelco | 13VD15-50 | LENS,1/3IN VDCL 15-50MM F1.5 DC AI | 1 |  | 1 Year | 147 | 0.33 | 98.49
253 | Pelco | 13VD2.5-6 | LENS 1/3"VFCL 2.5-6MM F1.4 DC AI | 1 |  | 1 Year | 247 | 0.33 | 165.49
254 | Pelco | 13VD2.8-12 | LENS,1/3"VF 2.8-12MM,DC-AI | 1 |  | 1 Year | 147 | 0.33 | 98.49
255 | Pelco | 13VD3-8 | LENS,1/3"VFCL 3-8MM F1.0 DC AI | 1 |  | 1 Year | 85 | 0.33 | 56.95
256 | Pelco | 13VD5-50 | LENS 1/3" VFCL 5-50MM F1.6 AI DC | 1 |  | 1 Year | 236 | 0.33 | 158.12
257 | Pelco | 13VDIR2.8-11 | LENS 1/3 DAY/NIGHT 2.8-11MM F1.4 AI | 1 |  | 1 Year | 163 | 0.33 | 109.21
258 | Pelco | 13VDIR3-8.5 | LENS 1/3 DAY/NIGHT 3-8.5MM F1.0AI | 1 |  | 1 Year | 114 | 0.33 | 76.38
259 | Pelco | 13VDIR7.5-50 | LENS 1/3 DAY/NIGHT 7.5-50MM F1.3A | 1 |  | 1 Year | 206 | 0.33 | 138.02
260 | Pelco | 13ZD5.5X30 | 30X ZOOM 5.5-165MM DC DRIVE AI | 1 |  | 1 Year | 3174 | 0.33 | 2126.58
261 | Pelco | 13ZD5.5X30P | LENS 30X ZM 5.5-165MM DC DRV W/ P | 1 |  | 1 Year | 2853 | 0.33 | 1911.51
262 | Pelco | 13ZD5.6X20 | LENS,1/3"ZM,5.6-112MM,DCAI | 1 |  | 1 Year | 1610 | 0.33 | 1078.7
263 | Pelco | 13ZD5.6X20P | LENS,1/3"ZM,5.6-112MM,DCAI,PP | 1 |  | 1 Year | 1843 | 0.33 | 1234.81
264 | Pelco | 13ZD6X10 | LENS,1/3"ZM,6-60MM,DCAI | 1 |  | 1 Year | 886 | 0.33 | 593.62
265 | Pelco | 13ZD6X10P | LENS,1/3"ZM,6-60MM,DCAI,PP | 1 |  | 1 Year | 1145 | 0.33 | 767.15
266 | Pelco | 13ZD6X15P | LENS,1/3"ZM,6-90MM,DCAI,PP | 1 |  | 1 Year | 1369 | 0.33 | 917.23
267 | Pelco | 13ZD6X8 | LENS,1/3"ZM,6-48MM,DCAI | 1 |  | 1 Year | 780 | 0.33 | 522.6
268 | Pelco | 3DX-600-3DMOUSE | VX 3D MOUSE JOY JOG | 1 |  | 1 Year | 730 | 0.33 | 489.1
269 | Pelco | A1-KBD-3D-KIT2 | VX ENH KBD 3D MOUSE COMBO | 1 |  | 1 Year | 1301 | 0.33 | 871.67
270 | Pelco | A483-001A | SMR HI SERIES ENCLOSURE SLED SUBASS | 1 |  | 1 Year | 993 | 0.33 | 665.31
271 | Pelco | A483-003A | SMR HC SERIES ENCLOSURE SLED SUBASS | 1 |  | 1 Year | 993 | 0.33 | 665.31
272 | Pelco | A483-005A | SI SERIES ENCLOSURE SLED SUBASSY | 1 |  | 1 Year | 993 | 0.33 | 665.31
273 | Pelco | A483-007A | LI SERIES ENCLOSURE SLED SUBASSY | 1 |  | 1 Year | 993 | 0.33 | 665.31
274 | Pelco | A483-009A | LI SERIES ENCLOSURE SLED SUBASSY | 1 |  | 1 Year | 993 | 0.33 | 665.31
275 | Pelco | AG3Z2812TCS | ICS 2.8-8.5MM F1.2 LENS SARX ENH3 | 1 |  | 1 Year | 303 | 0.33 | 203.01
276 | Pelco | AH2000 | ADJ HD 8.3" WM2000 | 1 |  | 1 Year | 129 | 0.33 | 86.43
277 | Pelco | AUD-1 | USB AUDIO ACCESSORY | 1 |  | 1 Year | 98 | 0.33 | 65.66
278 | Pelco | BK57-2 | BLOWER KIT,EH5700 SERIES,24VAC | 1 |  | 1 Year | 153 | 0.33 | 102.51
279 | Pelco | BK700/24 | BLOWER KIT 24VAC FOR E706/708/710 | 1 |  | 1 Year | 146 | 0.33 | 97.82
280 | Pelco | BKX4024 | BLOWER KIT,24VAC,FOR EHX4E ONLY | 1 |  | 1 Year | 138 | 0.33 | 92.46
281 | Pelco | C10-UM | UNIVERSAL CAMERA MOUNT C10 SERIES | 1 |  | 1 Year | 131 | 0.33 | 87.77
282 | Pelco | C11-UM | BOX CAMERA MOUNT, WALL/GANG BOX | 1 |  | 1 Year | 131 | 0.33 | 87.77
283 | Pelco | C1357M | G-MNL, POE INJECTOR OF POE90U1BT | 1 |  | 1 Year | 1 | 0.33 | 0.67
284 | Pelco | C1358M | G-MNL, POE INJECTOR OF PS01-9502-0G | 1 |  | 1 Year | 1 | 0.33 | 0.67
285 | Pelco | CM1751 | BOX CAMERA MOUNT, CEIL/PED/WALL | 1 |  | 1 Year | 64 | 0.33 | 42.88
286 | Pelco | CM400 | CORNER MOUNT FOR IWM | 1 |  | 1 Year | 83 | 0.33 | 55.61
287 | Pelco | DF5-BKT | DF5 MNT BKT KIT C20 AND SARIX | 1 |  | 1 Year | 84 | 0.33 | 56.28
288 | Pelco | DF5-PG-1 | DOME PND GRY NO CAM CLR | 1 |  | 1 Year | 381 | 0.33 | 255.27
289 | Pelco | E706-16S | ENCLOSURE DUST TIGHT STNLS 6X16 SS | 1 |  | 1 Year | 895 | 0.33 | 599.65
290 | Pelco | EC-1501C-M | ECONNECT15W-1CH-COAX-LOC-REM-MINI | 1 |  | 1 Year | 384 | 0.33 | 257.28
291 | Pelco | EC-1501U-M | ECONNECT15W-1CH-CATS-LOC-REM-MINI | 1 |  | 1 Year | 372 | 0.33 | 249.24
292 | Pelco | EC-1504C-W | ECONNECT15W-4CH-COAX-LOC-REM-WALL | 1 |  | 1 Year | 1412 | 0.33 | 946.04
293 | Pelco | EC-1504U-W | ECONNECT15W-4CH-CAT5-LOC-REM-WALL | 1 |  | 1 Year | 1441 | 0.33 | 965.47
294 | Pelco | EC-1508CL-R | ECONNECT15W-8CH-COAX-LOC-1RURACK | 1 |  | 1 Year | 2167 | 0.33 | 1451.89
295 | Pelco | EC-1508UL-R | ECONNECT15W-8CH-CAT5-LOC-1RURACK | 1 |  | 1 Year | 2167 | 0.33 | 1451.89
296 | Pelco | EC-1516CL-R | ECONNECT15W-16CH-COAX-LOC-1RURACK | 1 |  | 1 Year | 5073 | 0.33 | 3398.91
297 | Pelco | EC-1516UL-R | ECONNECT15W-16CH-CAT5-LOC-1RURACK | 1 |  | 1 Year | 4452 | 0.33 | 2982.84
298 | Pelco | EC20 | CEILING MOUNT FOR EH20 ENCLOSURES | 1 |  | 1 Year | 332 | 0.33 | 222.44
299 | Pelco | EC-3001CLPOE-M | ECONNECT30W-POE-1CH-COAX-LOC-MINI | 1 |  | 1 Year | 556 | 0.33 | 372.52
300 | Pelco | EC-3001CRPOE-M | ECONNECT30W-POE-1CH-COAX-REM-MINI | 1 |  | 1 Year | 556 | 0.33 | 372.52
301 | Pelco | EC-3001ULPOE-M | ECONNECT30W-POE-1CH-CAT5-LOC-MIN | 1 |  | 1 Year | 585 | 0.33 | 391.95
302 | Pelco | EC-3001URPOE-M | ECONNECT30W-POE-1CH-CAT5-REM-MINI | 1 |  | 1 Year | 585 | 0.33 | 391.95
303 | Pelco | EC-3004CLPOE-W | ECONNECT30W-POE-4CH-COAX-LOC-WALL | 1 |  | 1 Year | 2105 | 0.33 | 1410.35
304 | Pelco | EC-3004CRPOE-W | ECONNECT30W-POE-4CH-COAX-REM-WALL | 1 |  | 1 Year | 2105 | 0.33 | 1410.35
305 | Pelco | EC-3004ULPOE-W | ECONNECT30W-POE-4CH-CAT5-LOC-WALL | 1 |  | 1 Year | 2172 | 0.33 | 1455.24
306 | Pelco | EC-3004URPOE-W | ECONNECT30W-POE-4CH-CAT5-REM-WALL | 1 |  | 1 Year | 2172 | 0.33 | 1455.24
307 | Pelco | EC-3008CLPOE-R | ECONNECT30W-POE-8CH-Coax-LOC-1RURAK | 1 |  | 1 Year | 3336 | 0.33 | 2235.12
308 | Pelco | EC-3008ULPOE-R | ECONNECT30W-POE-8CH-CAT5-LOC-1RURAK | 1 |  | 1 Year | 3367 | 0.33 | 2255.89
309 | Pelco | EC-3016CLPOE-R | ECONNECT30W-POE-16CH-COAX-LOC-1RURK | 1 |  | 1 Year | 7031 | 0.33 | 4710.77
310 | Pelco | EC-3016ULPOE-R | ECONNECT30W-POE-16CH-CAT5-LOC-1RURK | 1 |  | 1 Year | 7047 | 0.33 | 4721.49
311 | Pelco | EC-4BY1SWCPOE-W | ECONNECT30W-POE-4SMS-COAX-UPLK-WALL | 1 |  | 1 Year | 1739 | 0.33 | 1165.13
312 | Pelco | EC-4BY1SWUPOE-W | ECONNECT30W-POE-4SMS-CAT5-UPLK-WALL | 1 |  | 1 Year | 1794 | 0.33 | 1201.98
313 | Pelco | ECPS07-12VDC-3A | ECONNECT-12VDC-3A-8OR16CH-NONPOEPS | 1 |  | 1 Year | 97 | 0.33 | 64.99
314 | Pelco | ECPS-12VDC-0.5A | ECONNECT-12VDC-0.5A-NONPOEPS | 1 |  | 1 Year | 37 | 0.33 | 24.79
315 | Pelco | ECPS-48VDC-10A | ECONNECT-48VDC-10A-8OR16CH-POEINJPS | 1 |  | 1 Year | 1237 | 0.33 | 828.79
316 | Pelco | ECPS-48VDC-5A | ECONNECT-48VDC-5A-4CH-POEINJPS | 1 |  | 1 Year | 454 | 0.33 | 304.18
317 | Pelco | EG3Z3915TCS | ICS 3.9-10MM F1.5 LENS SARX ENH3 | 1 |  | 1 Year | 315 | 0.33 | 211.05
318 | Pelco | EG6Z0915TCS | ICS 9-50MM F1.5 LENS SARX ENH3 | 1 |  | 1 Year | 437 | 0.33 | 292.79
319 | Pelco | EH14 | GP HOUSING IP66 MEGAPIXEL WIN | 1 |  | 1 Year | 66 | 0.33 | 44.22
320 | Pelco | EH14-2 | GP HOUSING IP66 MEGAPIXEL WIN 24VAC | 1 |  | 1 Year | 125 | 0.33 | 83.75
321 | Pelco | EH14-3 | GP HOUSING IP66 MEGAPIXL WIN 230VAC | 1 |  | 1 Year | 172 | 0.33 | 115.24
322 | Pelco | EH16 | GP HOUSING IP66 MEGAPIXEL WINDOW | 1 |  | 1 Year | 139 | 0.33 | 93.13
323 | Pelco | EH16-2 | GP HOUSING IP66 MEGAPIXL WIN 24VAC | 1 |  | 1 Year | 180 | 0.33 | 120.6
324 | Pelco | EH16-2MT | GP HOUSING IP66 MPIXL WIN 24VAC M | 1 |  | 1 Year | 207 | 0.33 | 138.69
325 | Pelco | EH16-2MTS | GP HSING IP66 MPXL WN 24VAC MNT SS | 1 |  | 1 Year | 234 | 0.33 | 156.78
326 | Pelco | EH16-2P | GP HSING IP66 MPIXL WIN 24VAC POE | 1 |  | 1 Year | 310 | 0.33 | 207.7
327 | Pelco | EH16-2PMT | GP HSING IP66 MPXL WIN 24VAC POE MT | 1 |  | 1 Year | 337 | 0.33 | 225.79
328 | Pelco | EH16-2PMTS | GP HSING IP66 MPXL WIN 24VAC POE MS | 1 |  | 1 Year | 364 | 0.33 | 243.88
329 | Pelco | EH16-3 | GP HOUSING IP66 MEGAPIXL WIN 230VAC | 1 |  | 1 Year | 217 | 0.33 | 145.39
330 | Pelco | EH16-3MT | GP HOUSING IP66 MPXL WIN 230VAC M | 1 |  | 1 Year | 243 | 0.33 | 162.81
331 | Pelco | EH16-3MTS | GP HOUSING IP66 MPXL WIN 230VAC M | 1 |  | 1 Year | 270 | 0.33 | 180.9
332 | Pelco | EH16-8P | GP HOUSING IP66 MEGAPIXL WIN POE AT | 1 |  | 1 Year | 354 | 0.33 | 237.18
333 | Pelco | EH16-8PMT | GP HOUSING IP66 MPIXL WIN POE AT MT | 1 |  | 1 Year | 379 | 0.33 | 253.93
334 | Pelco | EH16-8PMTS | GP HSING IP66 MPIXL WIN POE AT MTS | 1 |  | 1 Year | 408 | 0.33 | 273.36
335 | Pelco | EH16-MT | GP HOUSING IP66 MEGAPIXEL WIN MO | 1 |  | 1 Year | 165 | 0.33 | 110.55
336 | Pelco | EH16-MTS | GP HOUSING IP66 MEGAPIXEL WIN MNT | 1 |  | 1 Year | 207 | 0.33 | 138.69
337 | Pelco | EH20 | GP HOUSING IP66, NO HTR/BLWR | 1 |  | 1 Year | 170 | 0.33 | 113.9
338 | Pelco | EH20-2-H | GP HSING IP66, HTR/BLWR, 24VAC | 1 |  | 1 Year | 278 | 0.33 | 186.26
339 | Pelco | EH20-3-H | GP HSING IP66, HTR/BLWR, 110-230VAC | 1 |  | 1 Year | 365 | 0.33 | 244.55
340 | Pelco | EH20-M | GP HSING IP66, NO HTR/BLWR W/ MOUNT | 1 |  | 1 Year | 211 | 0.33 | 141.37
341 | Pelco | EH20-P-H | GP HOUSING IP66,HTR/BLWR POE+/HPOE | 1 |  | 1 Year | 436 | 0.33 | 292.12
342 | Pelco | EH2100 | ENCLOSURE,DROP CEILING,CCD,WHITE | 1 |  | 1 Year | 224 | 0.33 | 150.08
343 | Pelco | EH2100P | ENCL,DROP CEILING,CCD,WHT PLNUM | 1 |  | 1 Year | 298 | 0.33 | 199.66
344 | Pelco | EH2515-3 | ENCL 4"DIAX15"TBE DST TGHT HTR 220V | 1 |  | 1 Year | 268 | 0.33 | 179.56
345 | Pelco | EH3512 | ENCL,ENVIRO,5"X3.5"X12",CASTED | 1 |  | 1 Year | 162 | 0.33 | 108.54
346 | Pelco | EH3512/FMT | EH3512 ENCL/FEEDTHRU MT COMBO PK | 1 |  | 1 Year | 366 | 0.33 | 245.22
347 | Pelco | EH3512/MT | ENCL ENV ALUM 12"/EM1450 COMBO PK | 1 |  | 1 Year | 198 | 0.33 | 132.66
348 | Pelco | EH3512/MT-PLT | EH3512/MT PALLET FOR DISTRIBUTION | 1 |  | 1 Year | 10632 | 0.33 | 7123.44
349 | Pelco | EH3512-1HD | ENCL ENV SM ALUM 12" HTR/DEFR 120V | 1 |  | 1 Year | 251 | 0.33 | 168.17
350 | Pelco | EH3512-1HD/MT | ENCL ENV SM ALUM 12"H/D 120V/EM1450 | 1 |  | 1 Year | 328 | 0.33 | 219.76
351 | Pelco | EH3512-2 | ENCL,ENVIRO,5"X3.5"X12",24VAC,CAST | 1 |  | 1 Year | 324 | 0.33 | 217.08
352 | Pelco | EH3512-2/FMT | EH3512-2 ENCL/FEEDTHRU MT COMBO PK | 1 |  | 1 Year | 528 | 0.33 | 353.76
353 | Pelco | EH3512-2/MT | ENCL ENV ALUM 12" H/B 24V/EM1450 | 1 |  | 1 Year | 368 | 0.33 | 246.56
354 | Pelco | EH3512-2/MT-PLT | EH3512-2/MT PALLET FOR DISTRIBUTION | 1 |  | 1 Year | 13675 | 0.33 | 9162.25
355 | Pelco | EH3512-2HD/FMT | EH3512-2HD ENCL/FEEDTHRU MT COMBOPK | 1 |  | 1 Year | 455 | 0.33 | 304.85
356 | Pelco | EH3512-2HD/MT | ENCL ENV SM ALUM 12"H/D 24V/EM1450 | 1 |  | 1 Year | 260 | 0.33 | 174.2
357 | Pelco | EH3512-3/FMT | EH3512-3 ENCL/FEEDTHRU MT COMBO PK | 1 |  | 1 Year | 531 | 0.33 | 355.77
358 | Pelco | EH3512-3/MT | ENCL ENV ALUM 12" H/B 220V/EM1450 | 1 |  | 1 Year | 324 | 0.33 | 217.08
359 | Pelco | EH3512-3HD | ENCL ENV SM ALUM 12" HTR/DEFR 230V | 1 |  | 1 Year | 251 | 0.33 | 168.17
360 | Pelco | EH3512-3HD/MT | ENCL ENV SM ALUM 12"H/D 230V/EM1450 | 1 |  | 1 Year | 260 | 0.33 | 174.2
361 | Pelco | EH3515-1/MT | ENCL ENV SM ALUM 15" H/B /EM1450 | 1 |  | 1 Year | 318 | 0.33 | 213.06
362 | Pelco | EH3515-1HD/MT | ENCL ENV SM ALUM 15"H/D 120V/EM1450 | 1 |  | 1 Year | 321 | 0.33 | 215.07
363 | Pelco | EH4718 | ENCLOSURE,5X4.5X18,DIE CAST | 1 |  | 1 Year | 442 | 0.33 | 296.14
364 | Pelco | EH4718-2 | ENCLOSUR,5X4.5X18,24V,W/HTR-BWR | 1 |  | 1 Year | 611 | 0.33 | 409.37
365 | Pelco | EH4722-1 | ENCLSR 5X4.5X22 120V W/HTR-BWR | 1 |  | 1 Year | 580 | 0.33 | 388.6
366 | Pelco | EH8000LUBE | LUBRICANT O-RING 10 EA-2ML TUBES/BX | 1 |  | 1 Year | 43 | 0.33 | 28.81
367 | Pelco | EH8000RKIT | DRY NITROGEN RECHARGE KIT-NO RETURN | 1 |  | 1 Year | 579 | 0.33 | 387.93
368 | Pelco | EH8104-1 | ENCLOSURE 4" PRESSURIZED 120VAC | 1 |  | 1 Year | 987 | 0.33 | 661.29
369 | Pelco | EHS8000-2-H | HOUSING IP66, SS, HTR/BLWR 24VAC | 1 |  | 1 Year | 2190 | 0.33 | 1467.3
370 | Pelco | EHS8000-3-H | HOUSING IP66, SS, HTR/BLWR 230VAC | 1 |  | 1 Year | 2765 | 0.33 | 1852.55
371 | Pelco | EHS8000-P-H | HOUSING IP66, SS, HTR/BLWR HPOE | 1 |  | 1 Year | 2492 | 0.33 | 1669.64
372 | Pelco | EHX4EORKIT | ENCL O-RING/EHX4E | 1 |  | 1 Year | 38 | 0.33 | 25.46
373 | Pelco | EM1109 | PED MT W/ADJ HEAD AND STRAP SLOTS | 1 |  | 1 Year | 294 | 0.33 | 196.98
374 | Pelco | EM14 | MNT EH14 ENCL WALL L/DUTY/EH14* | 1 |  | 1 Year | 54.95 | 0.33 | 36.8165
375 | Pelco | EM1450 | MNT ENCL WALL L/DUTY/EH35* | 1 |  | 1 Year | 51 | 0.33 | 34.17
376 | Pelco | EM16 | FEED THRU MOUNT FOR EH16 | 1 |  | 1 Year | 31 | 0.33 | 20.77
377 | Pelco | EM1900U | MOUNT, MED 90 DEG WL, W/ADJ SVL | 1 |  | 1 Year | 154 | 0.33 | 103.18
378 | Pelco | EM20 | WALL MOUNT FOR EH20 ENCLOSURES | 1 |  | 1 Year | 55 | 0.33 | 36.85
379 | Pelco | EM2000 | J-MOUNT W/ADJ HEAD & STRAP SLOTS | 1 |  | 1 Year | 158 | 0.33 | 105.86
380 | Pelco | EM20JB | WALL MOUNT JUNCTION BOX FOR EM20 | 1 |  | 1 Year | 159 | 0.33 | 106.53
381 | Pelco | EM22 | MOUNT,MEDIUM DUTY WAL,SM-EM22-3932 | 1 |  | 1 Year | 108 | 0.33 | 72.36
382 | Pelco | EM2400 | MOUNT,LIGHT DUTY,FEED-THRU | 1 |  | 1 Year | 145 | 0.33 | 97.15
383 | Pelco | EM3512 | WALL MOUNT,FEED THRU FOR EH3512 24V | 1 |  | 1 Year | 204 | 0.33 | 136.68
384 | Pelco | EMS8000 | MOUNT FOR EHS8000/8500 | 1 |  | 1 Year | 304 | 0.33 | 203.68
385 | Pelco | EP20 | POLE MOUNT FOR EH20 ENCLOSURES | 1 |  | 1 Year | 111 | 0.33 | 74.37
386 | Pelco | EP21 | POLE MOUNT FOR EM20 ENCLOSURE MOUNT | 1 |  | 1 Year | 82 | 0.33 | 54.94
387 | Pelco | EPS8000 | POLE MOUNT FOR EH8X00 ENCLOSURES | 1 |  | 1 Year | 109 | 0.33 | 73.03
388 | Pelco | ERD97P-AUX | 9750 RCV/DRV OPTION BOARD | 1 |  | 1 Year | 199 | 0.33 | 133.33
389 | Pelco | EU3512-3X | EURO3512MT/SS EUROPEAN PRODUCT ONLY | 1 |  | 1 Year | 291 | 0.33 | 194.97
390 | Pelco | EUPS | EUPWR SUPPLY ANALOG FIBER CARD CAGE | 1 |  | 1 Year | 683 | 0.33 | 457.61
391 | Pelco | EURACK | CARD CAGE FOR EU,AUS,UK | 1 |  | 1 Year | 1046 | 0.33 | 700.82
392 | Pelco | FEXTPS | FIBER EXT PWR SUP 100 240VAC 9V2A | 1 |  | 1 Year | 75 | 0.33 | 50.25
393 | Pelco | FMCI-AF1MM1ST | MEDIA CNVRT-A 100M MM 1CH ST | 1 |  | 1 Year | 660 | 0.33 | 442.2
394 | Pelco | FMCI-AF1MM1STM | MEDIA CNVRT-A 100M MM 1CH,ST MINI | 1 |  | 1 Year | 569 | 0.33 | 381.23
395 | Pelco | FMCI-AF1SM1ST | MEDIA CNVRT-A 100M SM 1CH ST | 1 |  | 1 Year | 657 | 0.33 | 440.19
396 | Pelco | FMCI-AF1SM1STM | MEDIA CNVRT-A 100M SM 1CH,ST MINI | 1 |  | 1 Year | 790 | 0.33 | 529.3
397 | Pelco | FMCI-BF1MM1ST | MEDIA CNVRT-B 100M MM 1CH ST | 1 |  | 1 Year | 660 | 0.33 | 442.2
398 | Pelco | FMCI-BF1MM1STM | MEDIA CNVRT-B 100M MM 1CH,ST MINI | 1 |  | 1 Year | 569 | 0.33 | 381.23
399 | Pelco | FMCI-BF1SM1ST | MEDIA CNVRT-B 100M SM 1CH ST | 1 |  | 1 Year | 657 | 0.33 | 440.19
400 | Pelco | FMCI-BF1SM1STM | MEDIA CNVRT-B 100M SM 1CH,ST MINI | 1 |  | 1 Year | 790 | 0.33 | 529.3
401 | Pelco | FMCI-PF1 | MEDIA CNVRT-SFP 100M 1CH | 1 |  | 1 Year | 660 | 0.33 | 442.2
402 | Pelco | FMCI-PF1M | MEDIA CNVRT-SFP 100M 1CH MINI | 1 |  | 1 Year | 660 | 0.33 | 442.2
403 | Pelco | FMCI-PF1POE | MEDIA CNVRT-SFP 100M 1CH POE | 1 |  | 1 Year | 790 | 0.33 | 529.3
404 | Pelco | FMCI-PF2 | MEDIA CNVRT-SFP 100M 2CH | 1 |  | 1 Year | 930 | 0.33 | 623.1
405 | Pelco | FMCI-PG1 | MEDIA CNVRT-SFP 1000M 1CH | 1 |  | 1 Year | 1056 | 0.33 | 707.52
406 | Pelco | FMCI-PG1M | MEDIA CNVRT-SFP 1000M ICH MINI | 1 |  | 1 Year | 1056 | 0.33 | 707.52
407 | Pelco | FMCI-PG1POE | MEDIA CNVRT-SFP 1000M 1CH POE | 1 |  | 1 Year | 1269 | 0.33 | 850.23
408 | Pelco | FMCI-PG2 | MEDIA CNVRT-SFP 1000M 2CH | 1 |  | 1 Year | 1539 | 0.33 | 1031.13
409 | Pelco | FRD1M1ST | 1CH DATA ONLY RX MM ST | 1 |  | 1 Year | 840 | 0.33 | 562.8
410 | Pelco | FRD1S1FC | 1CH DATA ONLY RX SM FC | 1 |  | 1 Year | 1066 | 0.33 | 714.22
411 | Pelco | FRD1S1ST | 1CH DATA ONLY RX SM ST | 1 |  | 1 Year | 1066 | 0.33 | 714.22
412 | Pelco | FRD4M1ST | 4CH DATA BI-DIRECT RX MM ST | 1 |  | 1 Year | 1161 | 0.33 | 777.87
413 | Pelco | FRD4S1FC | 4CH DATA BI-DIRECT RX SM FC | 1 |  | 1 Year | 1635 | 0.33 | 1095.45
414 | Pelco | FRD4S1ST | 4CH DATA BI-DIRECT RX SM ST | 1 |  | 1 Year | 1635 | 0.33 | 1095.45
415 | Pelco | FRV10D1A2M1ST | 1V, 1D & 2AUD BI-DIR, 1CC, RX MM ST | 1 |  | 1 Year | 2282 | 0.33 | 1528.94
416 | Pelco | FRV10D1A2S1FC | 1V, 1D & 2AUD BI-DIR, 1CC, RX SM FC | 1 |  | 1 Year | 2583 | 0.33 | 1730.61
417 | Pelco | FRV10D1A2S1ST | 1V, 1D & 2AUD BI-DIR, 1CC, RX SM ST | 1 |  | 1 Year | 2583 | 0.33 | 1730.61
418 | Pelco | FRV10D1M1ST | 1CH VID 1CH DATA BI-DIRECT RX MM ST | 1 |  | 1 Year | 938 | 0.33 | 628.46
419 | Pelco | FRV10D1S1FC | 1CH VID 1CH DATA BI-DIRECT RX SM FC | 1 |  | 1 Year | 1549 | 0.33 | 1037.83
420 | Pelco | FRV10D1S1ST | 1CH VID 1CH DATA BI-DIRECT RX SM ST | 1 |  | 1 Year | 1549 | 0.33 | 1037.83
421 | Pelco | FRV160S1FC | 16CH VIDEO RX SM FC | 1 |  | 1 Year | 11833 | 0.33 | 7928.11
422 | Pelco | FRV160S1ST | 16CH VIDEO RX SM ST | 1 |  | 1 Year | 11833 | 0.33 | 7928.11
423 | Pelco | FRV20M2ST | 2CH VIDEO 2 FIBER RX MM ST | 1 |  | 1 Year | 667 | 0.33 | 446.89
424 | Pelco | FRV20S2FC | 2CH VIDEO 2 FIBER RX SM FC | 1 |  | 1 Year | 1670 | 0.33 | 1118.9
425 | Pelco | FRV20S2ST | 2CH VIDEO 2 FIBER RX SM ST | 1 |  | 1 Year | 1670 | 0.33 | 1118.9
426 | Pelco | FRV320S1FC | 32CH VIDEO RX SM FC | 1 |  | 1 Year | 28685 | 0.33 | 19218.95
427 | Pelco | FRV320S1ST | 32CH VIDEO RX SM ST | 1 |  | 1 Year | 28685 | 0.33 | 19218.95
428 | Pelco | FRV40D2M1ST | 4CH VID 2CH DATA BI-DIRECT RX MM ST | 1 |  | 1 Year | 2966 | 0.33 | 1987.22
429 | Pelco | FRV40D2S1FC | 4CH VID 2CH DATA BI-DIRECT RX SM FC | 1 |  | 1 Year | 3606 | 0.33 | 2416.02
430 | Pelco | FRV40D2S1ST | 4CH VID 2CH DATA BI-DIRECT RX SM ST | 1 |  | 1 Year | 3606 | 0.33 | 2416.02
431 | Pelco | FRV40M1ST | 4CH VIDEO RX MM ST | 1 |  | 1 Year | 1550 | 0.33 | 1038.5
432 | Pelco | FRV40S1FC | 4CH VIDEO RX SM FC | 1 |  | 1 Year | 2583 | 0.33 | 1730.61
433 | Pelco | FRV40S1ST | 4CH VIDEO RX SM ST | 1 |  | 1 Year | 2583 | 0.33 | 1730.61
434 | Pelco | FRV80D2M1ST | 8CH VID 2CH DATA BI-DIRECT RX MM ST | 1 |  | 1 Year | 4300 | 0.33 | 2881
435 | Pelco | FRV80D2S1FC | 8CH VID 2CH DATA BI-DIRECT RX SM FC | 1 |  | 1 Year | 5475 | 0.33 | 3668.25
436 | Pelco | FRV80D2S1ST | 8CH VID 2CH DATA BI-DIRECT RX SM ST | 1 |  | 1 Year | 5475 | 0.33 | 3668.25
437 | Pelco | FRV80M1ST | 8CH VIDEO RX MM ST | 1 |  | 1 Year | 3582 | 0.33 | 2399.94
438 | Pelco | FRV80S1FC | 8CH VIDEO RX SM FC | 1 |  | 1 Year | 4349 | 0.33 | 2913.83
439 | Pelco | FRV80S1ST | 8CH VIDEO RX SM ST | 1 |  | 1 Year | 4349 | 0.33 | 2913.83
440 | Pelco | FS85011AMSTEX | SINGLE CH FIBER FOR EXS RX, MM, ST | 1 |  | 1 Year | 1292 | 0.33 | 865.64
441 | Pelco | FSFP-AFMM1SC2 | SFP A 100M 1310NM MM 1FIB SC 2K | 1 |  | 1 Year | 202 | 0.33 | 135.34
442 | Pelco | FSFP-AFSM1LC20 | SFP A 100M 1310NM SM 1FIB LC 20K | 1 |  | 1 Year | 218 | 0.33 | 146.06
443 | Pelco | FSFP-AFSM1LC60 | SFP A 100M 1310NM SM 1FIB LC 60K | 1 |  | 1 Year | 572 | 0.33 | 383.24
444 | Pelco | FSFP-AFSM1SC20 | SFP A 100M 1310NM SM 1FIB SC 20K | 1 |  | 1 Year | 297 | 0.33 | 198.99
445 | Pelco | FSFP-AFSM1SC60 | SFP A 100M 1310NM SM 1FIB SC 60K | 1 |  | 1 Year | 583 | 0.33 | 390.61
446 | Pelco | FSFP-AGSM1LC20 | SFP A 1000M 1310NM SM 1FIB LC 20K | 1 |  | 1 Year | 340 | 0.33 | 227.8
447 | Pelco | FSFP-AGSM1LC60 | SFP A 1000M 1310NM SM 1FIB LC 60K | 1 |  | 1 Year | 572 | 0.33 | 383.24
448 | Pelco | FSFP-AGSM1SC20 | SFP A 1000M 1310NM SM 1FIB SC 20K | 1 |  | 1 Year | 340 | 0.33 | 227.8
449 | Pelco | FSFP-AGSM1SC60 | SFP A 1000M 1310NM SM 1FIB SC 60K | 1 |  | 1 Year | 572 | 0.33 | 383.24
450 | Pelco | FSFP-BFMM1SC2 | SFP B 100M 1550NM MM 1FIB SC 2K | 1 |  | 1 Year | 202 | 0.33 | 135.34
451 | Pelco | FSFP-BFSM1LC20 | SFP B 100M 1550NM SM 1FIB LC 20K | 1 |  | 1 Year | 218 | 0.33 | 146.06
452 | Pelco | FSFP-BFSM1LC60 | SFP B 100M 1550NM SM 1FIB LC 60K | 1 |  | 1 Year | 583 | 0.33 | 390.61
453 | Pelco | FSFP-BFSM1SC20 | SFP B 100M 1550NM SM 1FIB SC 20K | 1 |  | 1 Year | 297 | 0.33 | 198.99
454 | Pelco | FSFP-BFSM1SC60 | SFP B 100M 1550NM SM 1FIB SC 60K | 1 |  | 1 Year | 583 | 0.33 | 390.61
455 | Pelco | FSFP-BGSM1LC20 | SFP B 1000M 1550NM SM 1FIB LC 20K | 1 |  | 1 Year | 340 | 0.33 | 227.8
456 | Pelco | FSFP-BGSM1LC60 | SFP B 1000M 1550NM SM 1FIB LC 60K | 1 |  | 1 Year | 572 | 0.33 | 383.24
457 | Pelco | FSFP-BGSM1SC20 | SFP B 1000M 1550NM SM 1FIB SC 20K | 1 |  | 1 Year | 415 | 0.33 | 278.05
458 | Pelco | FSFP-BGSM1SC60 | SFP B 1000M 1550NM SM 1FIB SC 60K | 1 |  | 1 Year | 572 | 0.33 | 383.24
459 | Pelco | FSFP-EFMM2LC2 | SFP EI 100M 1310NM MM 2FIB LC 2K | 1 |  | 1 Year | 136 | 0.33 | 91.12
460 | Pelco | FSFP-EFSM2LC20 | SFP EI 100M 1310NM SM 2FIB LC 20K | 1 |  | 1 Year | 136 | 0.33 | 91.12
461 | Pelco | FSFP-EFSM2LC40 | SFP EI 100M 1310NM SM 2FIB LC 40K | 1 |  | 1 Year | 395 | 0.33 | 264.65
462 | Pelco | FSFP-EFSM2LC80 | SFP EI 100M 1310NM SM 2FIB LC 80K | 1 |  | 1 Year | 510 | 0.33 | 341.7
463 | Pelco | FSFP-EGMM2LC.55 | SFP EI 1000M 850NM MM 2FIB LC 0.55K | 1 |  | 1 Year | 136 | 0.33 | 91.12
464 | Pelco | FSFP-EGRJ45 | SFP EI 1000M RJ45 | 1 |  | 1 Year | 180 | 0.33 | 120.6
465 | Pelco | FSFP-EGSM2LC120 | SFP EI 1000M 1550NM SM 2FIB LC 120K | 1 |  | 1 Year | 1085 | 0.33 | 726.95
466 | Pelco | FSFP-EGSM2LC15 | SFP EI 1000M 1310NM SM 2FIB LC 15K | 1 |  | 1 Year | 136 | 0.33 | 91.12
467 | Pelco | FSFP-EGSM2LC40 | SFP EI 1000M 1310NM SM 2FIB LC 40K | 1 |  | 1 Year | 395 | 0.33 | 264.65
468 | Pelco | FSFP-EGSM2LC70 | SFP EI 1000M 1550NM SM 2FIB LC 70K | 1 |  | 1 Year | 510 | 0.33 | 341.7
469 | Pelco | FSV10D1M1ST | 1VID 1D BI-DIR FOR SPECTRA TX MM ST | 1 |  | 1 Year | 833 | 0.33 | 558.11
470 | Pelco | FSV10D1S1FC | 1VID 1D BI-DIR FOR SPECTRA TX SM FC | 1 |  | 1 Year | 1521 | 0.33 | 1019.07
471 | Pelco | FSV10D1S1ST | 1VID 1D BI-DIR FOR SPECTRA TX SM ST | 1 |  | 1 Year | 1521 | 0.33 | 1019.07
472 | Pelco | FTD1M1ST | 1CH DATA ONLY TX MM ST | 1 |  | 1 Year | 840 | 0.33 | 562.8
473 | Pelco | FTD1S1FC | 1CH DATA ONLY TX SM FC | 1 |  | 1 Year | 2090 | 0.33 | 1400.3
474 | Pelco | FTD1S1ST | 1CH DATA ONLY TX SM ST | 1 |  | 1 Year | 2090 | 0.33 | 1400.3
475 | Pelco | FTD4M1ST | 4CH DATA BI-DIRECT 4CC TX MM ST | 1 |  | 1 Year | 1161 | 0.33 | 777.87
476 | Pelco | FTD4S1FC | 4CH DATA BI-DIRECT 4CC TX SM FC | 1 |  | 1 Year | 1592 | 0.33 | 1066.64
477 | Pelco | FTD4S1ST | 4CH DATA BI-DIRECT 4CC TX SM ST | 1 |  | 1 Year | 1592 | 0.33 | 1066.64
478 | Pelco | FTV10D1A2M1ST | 1V, 1D & 2AUD BI-DIR, 1CC, TX MM ST | 1 |  | 1 Year | 2303 | 0.33 | 1543.01
479 | Pelco | FTV10D1A2S1FC | 1V, 1D & 2AUD BI-DIR, 1CC, TX SM FC | 1 |  | 1 Year | 2559 | 0.33 | 1714.53
480 | Pelco | FTV10D1A2S1ST | 1V, 1D & 2AUD BI-DIR, 1CC, TX SM ST | 1 |  | 1 Year | 2559 | 0.33 | 1714.53
481 | Pelco | FTV10D1M1ST | 1CH VID 1CH DATA BI-DIRECT TX MM ST | 1 |  | 1 Year | 938 | 0.33 | 628.46
482 | Pelco | FTV10D1S1FC | 1CH VID 1CH DATA BI-DIRECT TX SM FC | 1 |  | 1 Year | 1549 | 0.33 | 1037.83
483 | Pelco | FTV10D1S1ST | 1CH VID 1CH DATA BI-DIRECT TX SM ST | 1 |  | 1 Year | 1549 | 0.33 | 1037.83
484 | Pelco | FTV10M1ST | 1CH VIDEO TX MM ST | 1 |  | 1 Year | 390 | 0.33 | 261.3
485 | Pelco | FTV10M1STM | MINI 1CH VIDEO TX MM ST | 1 |  | 1 Year | 390 | 0.33 | 261.3
486 | Pelco | FTV10S1FC | 1CH VIDEO TX SM FC | 1 |  | 1 Year | 843 | 0.33 | 564.81
487 | Pelco | FTV10S1FCM | MINI 1CH VIDEO TX SM FC | 1 |  | 1 Year | 843 | 0.33 | 564.81
488 | Pelco | FTV10S1ST | 1CH VIDEO TX SM ST | 1 |  | 1 Year | 843 | 0.33 | 564.81
489 | Pelco | FTV10S1STM | MINI 1CH VIDEO TX SM ST | 1 |  | 1 Year | 843 | 0.33 | 564.81
490 | Pelco | FTV160S1FC | 16CH VIDEO TX SM FC | 1 |  | 1 Year | 11833 | 0.33 | 7928.11
491 | Pelco | FTV160S1ST | 16CH VIDEO TX SM ST | 1 |  | 1 Year | 11833 | 0.33 | 7928.11
492 | Pelco | FTV320S1FC | 32CH VIDEO TX SM FC | 1 |  | 1 Year | 28685 | 0.33 | 19218.95
493 | Pelco | FTV320S1ST | 32CH VIDEO TX SM ST | 1 |  | 1 Year | 28685 | 0.33 | 19218.95
494 | Pelco | FTV40D2M1ST | 4CH VID 2CH DATA BI-DIRECT TX MM ST | 1 |  | 1 Year | 2966 | 0.33 | 1987.22
495 | Pelco | FTV40D2S1FC | 4CH VID 2CH DATA BI-DIRECT TX SM FC | 1 |  | 1 Year | 3606 | 0.33 | 2416.02
496 | Pelco | FTV40D2S1ST | 4CH VID 2CH DATA BI-DIRECT TX SM ST | 1 |  | 1 Year | 3606 | 0.33 | 2416.02
497 | Pelco | FTV40M1ST | 4CH VIDEO TX MM ST | 1 |  | 1 Year | 1565 | 0.33 | 1048.55
498 | Pelco | FTV40S1FC | 4CH VIDEO TX SM FC | 1 |  | 1 Year | 2559 | 0.33 | 1714.53
499 | Pelco | FTV40S1ST | 4CH VIDEO TX SM ST | 1 |  | 1 Year | 2559 | 0.33 | 1714.53
500 | Pelco | FTV80D2M1ST | 8CH VID 2CH DATA BI-DIRECT TX MM ST | 1 |  | 1 Year | 4300 | 0.33 | 2881
501 | Pelco | FTV80D2S1FC | 8CH VID 2CH DATA BI-DIRECT TX SM FC | 1 |  | 1 Year | 5475 | 0.33 | 3668.25
502 | Pelco | FTV80D2S1ST | 8CH VID 2CH DATA BI-DIRECT TX SM ST | 1 |  | 1 Year | 5475 | 0.33 | 3668.25
503 | Pelco | FTV80M1ST | 8CH VIDEO TX MM ST | 1 |  | 1 Year | 3582 | 0.33 | 2399.94
504 | Pelco | FTV80S1FC | 8CH VIDEO TX SM FC | 1 |  | 1 Year | 4349 | 0.33 | 2913.83
505 | Pelco | FTV80S1ST | 8CH VIDEO TX SM ST | 1 |  | 1 Year | 4349 | 0.33 | 2913.83
506 | Pelco | FUMS-FFX2TX2 | UM SWITCH 100M,2SFP 2RJ45 | 1 |  | 1 Year | 726 | 0.33 | 486.42
507 | Pelco | FUMS-FFX4 | UM SWITCH 100, 4SFP | 1 |  | 1 Year | 625 | 0.33 | 418.75
508 | Pelco | FUMS-FFX4TX4 | UM SWITCH 100M,4SFP 4RJ45 | 1 |  | 1 Year | 1060 | 0.33 | 710.2
509 | Pelco | FUMS-FFX8 | UM SWITCH 100M, 8SFP | 1 |  | 1 Year | 1241 | 0.33 | 831.47
510 | Pelco | FUMS-FTX4 | UM SWITCH 100M, 4RJ45 | 1 |  | 1 Year | 559 | 0.33 | 374.53
511 | Pelco | FUMS-FTX8 | UM SWITCH 100M, 8RJ45 | 1 |  | 1 Year | 1228 | 0.33 | 822.76
512 | Pelco | FUMS-GFX4 | UM SWITCH 1000M, 4SFP | 1 |  | 1 Year | 948 | 0.33 | 635.16
513 | Pelco | FUMS-GFX8 | UM SWITCH 1000M, 8SFP | 1 |  | 1 Year | 1316 | 0.33 | 881.72
514 | Pelco | HD35-2 | ENCL HTR/DEFROST/EH3508/EH3512 24V | 1 |  | 1 Year | 95 | 0.33 | 63.65
515 | Pelco | HKX4-2 | HEATER KIT,24 VAC FOR EHX4E | 1 |  | 1 Year | 138 | 0.33 | 92.46
516 | Pelco | HKX4-3 | HEATER KIT,220 VAC FOR EHX4E | 1 |  | 1 Year | 138 | 0.33 | 92.46
517 | Pelco | HKX8/10-2 | HEATER KIT,24 VAC FOR EHX8E/EHX10E | 1 |  | 1 Year | 138 | 0.33 | 92.46
518 | Pelco | HKX8/10-3 | HEATER KIT,220 VAC FOR EHX8E/EHX10E | 1 |  | 1 Year | 138 | 0.33 | 92.46
519 | Pelco | HS1500 | ENCLOSURE,CORNR MT,MED,HI SECURITY | 1 |  | 1 Year | 612 | 0.33 | 410.04
520 | Pelco | HS1501 | ENCLOSURE,CORNR MT,HI SECURITY | 1 |  | 1 Year | 735 | 0.33 | 492.45
521 | Pelco | HS2100 | ENCL 13.5" DROP CEIL WHT ALUM/STEEL | 1 |  | 1 Year | 523 | 0.33 | 350.41
522 | Pelco | HS8080 | ENCL RECT HI-SECUR.078"ALUM.25"LEX | 1 |  | 1 Year | 602 | 0.33 | 403.34
523 | Pelco | HS8134 | ENCL RECT HI-SECUR .134"STEEL.5"LEX | 1 |  | 1 Year | 1017 | 0.33 | 681.39
524 | Pelco | ID07-2111-0001 | VX 3D MOUSE | 1 |  | 1 Year | 497 | 0.33 | 332.99
525 | Pelco | IR850L-220 | SEMI COVERT IR ILLUMINATOR 220M RNG | 1 |  | 1 Year | 1326 | 0.33 | 888.42
526 | Pelco | IR850M-120 | SEMI COVERT IR ILLUMINATOR 120M RNG | 1 |  | 1 Year | 771 | 0.33 | 516.57
527 | Pelco | IR850S-65 | SEMI COVERT IR ILLUMINATOR 65M RNG | 1 |  | 1 Year | 504 | 0.33 | 337.68
528 | Pelco | IR940L-110 | COVERT IR ILLUMINATOR 110M RANGE | 1 |  | 1 Year | 1450 | 0.33 | 971.5
529 | Pelco | IR940M-60 | COVERT IR ILLUMINATOR 60M RANGE | 1 |  | 1 Year | 926 | 0.33 | 620.42
530 | Pelco | IR940S-30 | COVERT IR ILLUMINATOR 30M RANGE | 1 |  | 1 Year | 681 | 0.33 | 456.27
531 | Pelco | KBD100 | KEYBRD DSKTP VIDEO ONLY | 1 |  | 1 Year | 457 | 0.33 | 306.19
532 | Pelco | KBD300A | KEYBOARD, VARI-SPEED PTZ JOYSTICK | 1 |  | 1 Year | 1116 | 0.33 | 747.72
533 | Pelco | KBD300USBKIT | KBD300 TO USB KIT-120V | 1 |  | 1 Year | 381 | 0.33 | 255.27
534 | Pelco | KBD300USBKIT-X | KBD300 TO USB KIT - 220V | 1 |  | 1 Year | 381 | 0.33 | 255.27
535 | Pelco | KBD300USBONLY | USB PARTS ONLY - USE KBD300USBKIT | 1 |  | 1 Year | 212 | 0.33 | 142.04
536 | Pelco | KBD5000 | ENDURA KEYBRD WITH JOG/JOY/KEY | 1 |  | 1 Year | 2534 | 0.33 | 1697.78
537 | Pelco | KBD960-EU | DSKTP KYBRD FUL FUNC W/EU POWER CRD | 1 |  | 1 Year | 2006 | 0.33 | 1344.02
538 | Pelco | KBDKIT | MATRX KYBRD CM6700/MUX WIRKIT 120 | 1 |  | 1 Year | 141 | 0.33 | 94.47
539 | Pelco | KBDKIT-X | MATRX KYBRD CM6700/MUX WIRKIT 220 | 1 |  | 1 Year | 141 | 0.33 | 94.47
540 | Pelco | KSC-3000U | DIRECT MODE CONTROLLER PTZ JOYSTICK | 1 |  | 1 Year | 725 | 0.33 | 485.75
541 | Pelco | KSC-PSKIT | POWER ADAPTER 12VDC FOR KSC-3000U | 1 |  | 1 Year | 30 | 0.33 | 20.1
542 | Pelco | LBKT-LED | MOUNT BRACKET FOR ALL IR WLED | 1 |  | 1 Year | 64 | 0.33 | 42.88
543 | Pelco | LENSPKL-LED | WIDE ANGLE LENS PACK LARGE | 1 |  | 1 Year | 103 | 0.33 | 69.01
544 | Pelco | LENSPKM-LED | WIDE ANGLE LENS PACK MEDIUM | 1 |  | 1 Year | 88 | 0.33 | 58.96
545 | Pelco | LENSPKS-LED | WIDE ANGLE LENS PACK SMALL | 1 |  | 1 Year | 75 | 0.33 | 50.25
546 | Pelco | MCS16-10 | MSTR CAM PWR SUP 10AMP 16OUT/FUS | 1 |  | 1 Year | 529 | 0.33 | 354.43
547 | Pelco | MCS16-10SB | MSTR CAM PWR SUP 10AMP 16OUT/SW BKR | 1 |  | 1 Year | 489 | 0.33 | 327.63
548 | Pelco | MCS16-20 | MSTR CAM PWR SUP 20AMP 16OUT/FUS | 1 |  | 1 Year | 556 | 0.33 | 372.52
549 | Pelco | MCS16-20SB | MSTR CAM PWR SUP 20AMP 16OUT/SWBKR | 1 |  | 1 Year | 515 | 0.33 | 345.05
550 | Pelco | MCS4-2B | MSTR CAM PWR SUP 2AMP 4OUT/BRKR | 1 |  | 1 Year | 386 | 0.33 | 258.62
551 | Pelco | MCS8-5B | MSTR CAM PWR SUP 5AMP 8OUT/BRKR | 1 |  | 1 Year | 436 | 0.33 | 292.12
552 | Pelco | MK01-1087-0007 | VX 3D MOUSE CAP WITH LOGO | 1 |  | 1 Year | 213 | 0.33 | 142.71
553 | Pelco | MRCA | CEILING FLANGE,1.5IN NPT | 1 |  | 1 Year | 49 | 0.33 | 32.83
554 | Pelco | PA100 | ADAPTER,POLE MOUNT FOR EM22 | 1 |  | 1 Year | 51 | 0.33 | 34.17
555 | Pelco | PA101 | ADAPTER,POLE MOUNT FOR PM14 | 1 |  | 1 Year | 80 | 0.33 | 53.6
556 | Pelco | PA102 | SMR ADAPTER,POLE MNT FOR WM2000 | 1 |  | 1 Year | 93 | 0.33 | 62.31
557 | Pelco | PA2000 | ADPT,MNT,MED DTY PT SM-PA2000-3935 | 1 |  | 1 Year | 23 | 0.33 | 15.41
558 | Pelco | PA3512 | ADAPTER, POLE MOUNT FOR EM3512 | 1 |  | 1 Year | 78 | 0.33 | 52.26
559 | Pelco | PA402 | POLE MOUNT ADAPTOR FOR IWM | 1 |  | 1 Year | 94 | 0.33 | 62.98
560 | Pelco | PD-9001GC/ACPEU | 1 PORT POEPLUS 30W MIDSPAN AC IN EU | 1 |  | 1 Year | 150 | 0.33 | 100.5
561 | Pelco | PD-9001GC/ACPUS | 1 PORT POEPLUS 30W MIDSPAN AC IN US | 1 |  | 1 Year | 150 | 0.33 | 100.5
562 | Pelco | PD9601G/AC | POE MIDSPAN INJECTOR, 95W | 1 |  | 1 Year | 300 | 0.33 | 201
563 | Pelco | PD9601G/AC-EUK | POE MIDSPAN INJECTOR, 95W, EUR/UK | 1 |  | 1 Year | 300 | 0.33 | 201
564 | Pelco | PD9601G/AC-US | POE MIDSPAN INJECTOR, 95W, USA | 1 |  | 1 Year | 300 | 0.33 | 201
565 | Pelco | PEL-FH-H1 | SMR FORTIFIED SERIES HIGH TEMP HSG | 1 |  | 1 Year | 2800 | 0.33 | 1876
566 | Pelco | PEL-FH-L2 | SMR FORTIFIED SERIES LOW TEMP HSG | 1 |  | 1 Year | 1419 | 0.33 | 950.73
567 | Pelco | PM2000 | MOUNT,PEDESTAL,24" | 1 |  | 1 Year | 199 | 0.33 | 133.33
568 | Pelco | PM2010 | MOUNT,PEDESTAL,10" | 1 |  | 1 Year | 124 | 0.33 | 83.08
569 | Pelco | PMCL2-CM | MNTR MNT CLNGMNT VESA HED LCD MNTR | 1 |  | 1 Year | 240 | 0.33 | 160.8
570 | Pelco | PMCL2-CMPL | CEILING MNT AND TELE POLE - 34-56 | 1 |  | 1 Year | 699 | 0.33 | 468.33
571 | Pelco | PMCL2-CMPS | CEILING MNT AND TELE POLE - 23-31 | 1 |  | 1 Year | 699 | 0.33 | 468.33
572 | Pelco | PMCL2-WM | VESA WALL MOUNT FOR LCD UP TO 50 LB | 1 |  | 1 Year | 102 | 0.33 | 68.34
573 | Pelco | PMCL2-WM1A | 1 ARM WALL MOUNT - TILT/SWIVEL HEAD | 1 |  | 1 Year | 329 | 0.33 | 220.43
574 | Pelco | PMCL2-WMT | WALL MOUNT WITH TILT/SWIVEL HEAD | 1 |  | 1 Year | 169 | 0.33 | 113.23
575 | Pelco | PMCL622 | 21.5" LED Backlit 1080p Resolution | 1 |  | 1 Year | 608 | 0.33 | 407.36
576 | Pelco | PMCL624 | 24" LED BACKLIT 1080P MONITOR | 1 |  | 1 Year | 711 | 0.33 | 476.37
577 | Pelco | PMCL632 | 32" LED BACKLIT 1080P MONITOR | 1 |  | 1 Year | 1029 | 0.33 | 689.43
578 | Pelco | PMCL643 | 43" LED BACKLIT 1080P MONITOR | 1 |  | 1 Year | 2079 | 0.33 | 1392.93
579 | Pelco | PMCL643K | 43-INCH 4K UHD LED MONITOR | 1 |  | 1 Year | 2183 | 0.33 | 1462.61
580 | Pelco | PMCL649K | 49-INCH 4K UHD LED MONITOR | 1 |  | 1 Year | 2573 | 0.33 | 1723.91
581 | Pelco | PMCL650 | 50" LED BACKLIT 1080P MONITOR | 1 |  | 1 Year | 2450 | 0.33 | 1641.5
582 | Pelco | PMCL655 | 55" LED BACKLIT 1080P MONITOR | 1 |  | 1 Year | 2689 | 0.33 | 1801.63
583 | Pelco | PMCL655K | 55-INCH 4K UHD LED MONITOR | 1 |  | 1 Year | 2823 | 0.33 | 1891.41
584 | Pelco | PMCL665K | 65-INCH 4K UHD LED MONITOR | 1 |  | 1 Year | 3105 | 0.33 | 2080.35
585 | Pelco | PMCLNBWMF | FLAT WALL MOUNT FOR NARROW BEZELLCD | 1 |  | 1 Year | 224 | 0.33 | 150.08
586 | Pelco | PMCLNBWMS | SWING OUT ARM MNT NARROW BEZEL LCD | 1 |  | 1 Year | 810 | 0.33 | 542.7
587 | Pelco | PMCLNBWMT | TILT WALL MOUNT FOR NARROW BEZELLCD | 1 |  | 1 Year | 294 | 0.33 | 196.98
588 | Pelco | PMCL-V200 | 200MMX200MM ADAPTER PLATE | 1 |  | 1 Year | 80 | 0.33 | 53.6
589 | Pelco | PMCL-WMT | WALL MOUNT WITH TILT/SWIVEL HEAD | 1 |  | 1 Year | 169 | 0.33 | 113.23
590 | Pelco | POE16ATN-EU | IEEE802.3AT POE 16 CHANNEL MIDSPAN | 1 |  | 1 Year | 2274 | 0.33 | 1523.58
591 | Pelco | POE16ATN-US | IEEE802.3AT POE 16 CHANNEL MIDSPAN | 1 |  | 1 Year | 2274 | 0.33 | 1523.58
592 | Pelco | POE1AT-EU | IEEE802.3AT POE 1 CHANNEL MIDSPAN | 1 |  | 1 Year | 158 | 0.33 | 105.86
593 | Pelco | POE1AT-US | IEEE802.3AT POE 1 CHANNEL MIDSPAN | 1 |  | 1 Year | 154 | 0.33 | 103.18
594 | Pelco | POE1XT | IEEE802.3AT SINGLE PORT EXTENDER | 1 |  | 1 Year | 363 | 0.33 | 243.21
595 | Pelco | POE21U1AF-EUK | SINGLE PORT POE INJECTOR-EU & UK | 1 |  | 1 Year | 132 | 0.33 | 88.44
596 | Pelco | POE21U1AF-NC | SINGLE PORT POE INJECTOR NO CORD | 1 |  | 1 Year | 125 | 0.33 | 83.75
597 | Pelco | POE21U1AF-US | SINGLE PORT POE INJECTOR-US | 1 |  | 1 Year | 127 | 0.33 | 85.09
598 | Pelco | POE4ATN-EU | IEEE802.3AT POE 4 CHANNEL MIDSPAN | 1 |  | 1 Year | 744 | 0.33 | 498.48
599 | Pelco | POE4ATN-US | IEEE802.3AT POE 4 CHANNEL MIDSPAN | 1 |  | 1 Year | 726 | 0.33 | 486.42
600 | Pelco | POE4RMA | RACK MOUNT ADAPTER POE4ATN MODELS | 1 |  | 1 Year | 117 | 0.33 | 78.39
601 | Pelco | POE75U-1UP | HPOE INJ SINGLE PORT NO PWR CRD | 1 |  | 1 Year | 204 | 0.33 | 136.68
602 | Pelco | POE75U-1UP-EUK | HPOE INJ SINGLE PORT EU/UK PWR CRDS | 1 |  | 1 Year | 228 | 0.33 | 152.76
603 | Pelco | POE75U-1UP-US | HPOE INJ SINGLE PORT US PWR CRD | 1 |  | 1 Year | 212 | 0.33 | 142.04
604 | Pelco | POE8ATN-EU | IEEE802.3AT POE 8 CHANNEL MIDSPAN | 1 |  | 1 Year | 1885 | 0.33 | 1262.95
605 | Pelco | POE8ATN-US | IEEE802.3AT POE 8 CHANNEL MIDSPAN | 1 |  | 1 Year | 1785 | 0.33 | 1195.95
606 | Pelco | POE90U1BT | HPOE 802.3BT SNGL PORT INJ NO CORD | 1 |  | 1 Year | 300 | 0.33 | 201
607 | Pelco | POE90U1BT-EUK | HPOE 802.3BT SNGL PORT INJ EU & UK | 1 |  | 1 Year | 300 | 0.33 | 201
608 | Pelco | POE90U1BT-US | HPOE 802.3BT SNGL PORT INJ US | 1 |  | 1 Year | 300 | 0.33 | 201
609 | Pelco | PS01-1962-05561 | G-POE INJECTOR 19.6W 100-24VAC 56V | 1 |  | 1 Year | 48 | 0.33 | 32.16
610 | Pelco | PS01-7502-0556G | G-POE INJECTOR 75W 100-240VAC 56V | 1 |  | 1 Year | 187 | 0.33 | 125.29
611 | Pelco | PS01-9002-0556 | G-POE INJECTOR 90W 100-240VAC 56V | 1 |  | 1 Year | 300 | 0.33 | 201
612 | Pelco | PS01-9502-0556G | G-POE INJ 95W 100-240VAC 54V-V US | 1 |  | 1 Year | 300 | 0.33 | 201
613 | Pelco | PWRCRD-R-AR | PWR CORD RND AR | 1 |  | 1 Year | 32 | 0.33 | 21.44
614 | Pelco | PWRCRD-R-AU | PWR CORD RND AU | 1 |  | 1 Year | 32 | 0.33 | 21.44
615 | Pelco | PWRCRD-R-EU | PWR CORD RND EU | 1 |  | 1 Year | 32 | 0.33 | 21.44
616 | Pelco | PWRCRD-R-UK | PWR CORD RND UK | 1 |  | 1 Year | 32 | 0.33 | 21.44
617 | Pelco | PWRCRD-R-US | PWR CORD RND US | 1 |  | 1 Year | 32 | 0.33 | 21.44
618 | Pelco | PWRCRD-S-AR | PWR CORD STD AR | 1 |  | 1 Year | 32 | 0.33 | 21.44
619 | Pelco | PWRCRD-S-AU | PWR CORD STD AU | 1 |  | 1 Year | 32 | 0.33 | 21.44
620 | Pelco | PWRCRD-S-EU | PWR CORD STD EU | 1 |  | 1 Year | 32 | 0.33 | 21.44
621 | Pelco | PWRCRD-S-UK | PWR CORD STD UK | 1 |  | 1 Year | 32 | 0.33 | 21.44
622 | Pelco | PWRCRD-S-US | PWR CORD STD US | 1 |  | 1 Year | 32 | 0.33 | 21.44
623 | Pelco | RACK1B | 1 SLOT BLANK FILLER PLATE | 1 |  | 1 Year | 35 | 0.33 | 23.45
624 | Pelco | RC-LED | REMOTE CONTROL LED ILLUMINATORS | 1 |  | 1 Year | 67 | 0.33 | 44.89
625 | Pelco | SCA1 | MNT STRUCTURAL CEIL ADPTR FOR SPECA | 1 |  | 1 Year | 134 | 0.33 | 89.78
626 | Pelco | SCM100 | ADAPTER,STRUT CORNER MOUNT | 1 |  | 1 Year | 78 | 0.33 | 52.26
627 | Pelco | S-CM400-P | SMR MNT CRNR FOR LWM41/IWM/IDM4018 | 1 |  | 1 Year | 83 | 0.33 | 55.61
628 | Pelco | SEN-ACC-0131 | SEN MNT ASSY POLE FIXED CAMERA | 1 |  | 1 Year | 345 | 0.33 | 231.15
629 | Pelco | SM-BODAA003HBA | SMR EH20 PHILIPS HEAD SCREW | 1 |  | 1 Year | 25 | 0.33 | 16.75
630 | Pelco | SM-BODAE007HBA | SMR EH20 PHILIP HEAD SCREW 2MM | 1 |  | 1 Year | 25 | 0.33 | 16.75
631 | Pelco | SM-BOKBA00800A | SMR EH20 T30 TEMPERED SCREW | 1 |  | 1 Year | 25 | 0.33 | 16.75
632 | Pelco | SM-EC20-3806 | SMR EC20 ANODIZED 2-003806 | 1 |  | 1 Year | 358 | 0.33 | 239.86
633 | Pelco | SM-ECAB000031A | SMR EH20 24VAC PCBA | 1 |  | 1 Year | 25 | 0.33 | 16.75
634 | Pelco | SM-ECAB000033A | SMR EH20 260VAC PCBA | 1 |  | 1 Year | 25 | 0.33 | 16.75
635 | Pelco | SM-ECAD000007A | SMR EH20 POE PCBA | 1 |  | 1 Year | 25 | 0.33 | 16.75
636 | Pelco | SM-EH16-3642 | SMR SYSTEMIZATION OF CAM HSG MNT | 1 |  | 1 Year | 75 | 0.33 | 50.25
637 | Pelco | SM-EH202H-3835 | SMR EH20-2-H TRAF PT 24VDC 2-003835 | 1 |  | 1 Year | 762 | 0.33 | 510.54
638 | Pelco | SM-EH20-3835 | SMR EH20 24VDC & PAINT 2-003835 | 1 |  | 1 Year | 196 | 0.33 | 131.32
639 | Pelco | SM-EHS802-3952 | SMR EHS8000-2-H EMPTY HSG 2-003952 | 1 |  | 1 Year | 2361 | 0.33 | 1581.87
640 | Pelco | SM-EL004001LCA | SMR EH20 GROUNDING CABLE 40MM | 1 |  | 1 Year | 25 | 0.33 | 16.75
641 | Pelco | SM-EL028001LCA | SMR EH20 GROUNDING CABLE 18AWG | 1 |  | 1 Year | 25 | 0.33 | 16.75
642 | Pelco | SM-EM16-3960 | SMR ANODIZE EM16 2-003960 | 1 |  | 1 Year | 199 | 0.33 | 133.33
643 | Pelco | SM-EM20-3627 | SMR EM20 LAMP MOUNT 2-003627 | 1 |  | 1 Year | 95 | 0.33 | 63.65
644 | Pelco | SM-EM20-3806 | SMR EM20 ANODIZED 2-003806 | 1 |  | 1 Year | 470 | 0.33 | 314.9
645 | Pelco | SM-EM20JB-3806 | SMR EM20JB ANODIZED 2-003806 | 1 |  | 1 Year | 358 | 0.33 | 239.86
646 | Pelco | SM-EM20JB-3967 | SMR EM20JB SM-EM20-3967 2-003967 | 1 |  | 1 Year | 159 | 0.33 | 106.53
647 | Pelco | SM-EM2200-3413 | SMR EM2200 TO MOUNT A PT570/EH4718 | 1 |  | 1 Year | 1992 | 0.33 | 1334.64
648 | Pelco | SM-EM2200-3611 | SMR CUSTOM EM2200 2-003611 | 1 |  | 1 Year | 900 | 0.33 | 603
649 | Pelco | SM-EM2400-3588 | SMR EM2400 6 IN LEN 2-003588 | 1 |  | 1 Year | 357 | 0.33 | 239.19
650 | Pelco | SM-EMAA0008JGA | SMR EH20 24VAC FANS | 1 |  | 1 Year | 25 | 0.33 | 16.75
651 | Pelco | SM-EMAB000900A | SMR EH20 12VDC HEATERS | 1 |  | 1 Year | 25 | 0.33 | 16.75
652 | Pelco | SM-EMAB001000A | SMR EH20 24VAC HEATERS | 1 |  | 1 Year | 25 | 0.33 | 16.75
653 | Pelco | SM-EP20-3806 | SMR EP20 ANODIZED 2-003806 | 1 |  | 1 Year | 313 | 0.33 | 209.71
654 | Pelco | SM-EP20-3967 | SMR EP20 COMP SM-EM20-3967 2-003967 | 1 |  | 1 Year | 111 | 0.33 | 74.37
655 | Pelco | SM-EP21-3806 | SMR EP21 ANODIZED 2-003806 | 1 |  | 1 Year | 269 | 0.33 | 180.23
656 | Pelco | SM-EP21-3967 | SMR EP21 COMP SM-EM20-3967 2-003967 | 1 |  | 1 Year | 82 | 0.33 | 54.94
657 | Pelco | SM-GL104001MAA | SMREH20 GLASS | 1 |  | 1 Year | 25 | 0.33 | 16.75
658 | Pelco | SM-P7700Z08HGA | SMR EH20 BRACKET HOLDER | 1 |  | 1 Year | 25 | 0.33 | 16.75
659 | Pelco | SM-PA0AG00243A | SMR EH20 SCREW PACK | 1 |  | 1 Year | 25 | 0.33 | 16.75
660 | Pelco | SM-PACKAGE | SMR EH20 PACKAGE | 1 |  | 1 Year | 25 | 0.33 | 16.75
661 | Pelco | SM-PLBAD002JH | SMR EH20 CABLE CLIP | 1 |  | 1 Year | 25 | 0.33 | 16.75
662 | Pelco | SM-PLCAH049JGA | SMR EH20 SEALING GASKET | 1 |  | 1 Year | 25 | 0.33 | 16.75
663 | Pelco | SM-Q3000Z0500A | SMR EH20 PLASTIC COVER 260 VAC | 1 |  | 1 Year | 25 | 0.33 | 16.75
664 | Pelco | SM-Q3000Z0600A | SMR EH20 PLASTIC COVER POE | 1 |  | 1 Year | 25 | 0.33 | 16.75
665 | Pelco | SM-Q7701B01GMA | SMR EH20 TOP COVER NO PAINT | 1 |  | 1 Year | 25 | 0.33 | 16.75
666 | Pelco | SM-SKGAA00084A | SMR EH20 MANUAL | 1 |  | 1 Year | 25 | 0.33 | 16.75
667 | Pelco | SM-WACAB009JHA | SMR EH20 WASHER 8.8 x 5.8 x T 0.8 | 1 |  | 1 Year | 25 | 0.33 | 16.75
668 | Pelco | SM-WACAB014JHA | SMR EH20 WASHER 10 x 6.2 x T2 | 1 |  | 1 Year | 25 | 0.33 | 16.75
669 | Pelco | SM-WADAK001HBA | SMR EH20 M4 SCREW | 1 |  | 1 Year | 25 | 0.33 | 16.75
670 | Pelco | SM-WAKAD00100A | SMR EH20 E CLIP | 1 |  | 1 Year | 25 | 0.33 | 16.75
671 | Pelco | SP00-007 | SMR MOUNT, SPECTRA DEMO | 1 |  | 1 Year | 478 | 0.33 | 320.26
672 | Pelco | SP00-183 | SMR ESPRIT ADAPTER PLATE, UK,00-183 | 1 |  | 1 Year | 64 | 0.33 | 42.88
673 | Pelco | SP01-001 | POLE TOP MT FOR SPECTRA,UK | 1 |  | 1 Year | 146 | 0.33 | 97.82
674 | Pelco | SP01-002 | SPECTRA III ANTI-VIBRATION MOUNT | 1 |  | 1 Year | 736 | 0.33 | 493.12
675 | Pelco | SP01-003 | SPIV PRESSURIZED ANTI-VIBRATION MNT | 1 |  | 1 Year | 994 | 0.33 | 665.98
676 | Pelco | SP01-146A | SMR 1.5-INCH NPT EXTENSION, 300MM | 1 |  | 1 Year | 105 | 0.33 | 70.35
677 | Pelco | SP01-146B | 1.5-INCH NPT EXTENSION, 1 METER | 1 |  | 1 Year | 215 | 0.33 | 144.05
678 | Pelco | SP02-025 | PARAPET MOUNT FOR DOME ENCLOSURES | 1 |  | 1 Year | 969 | 0.33 | 649.23
679 | Pelco | SP-6000 | SMR ENCL FOR 4/IX CAMS 1/SPECTA | 1 |  | 1 Year | 1897 | 0.33 | 1270.99
680 | Pelco | SP-6100-G | SMR CUSTOM ENVIR ENCLOSURE-GOLD | 1 |  | 1 Year | 2171 | 0.33 | 1454.57
681 | Pelco | SP-6100-S | SMR CUSTOM ENVIR ENCLOSURE-SILVER | 1 |  | 1 Year | 2171 | 0.33 | 1454.57
682 | Pelco | SP99-321 | SMR 4-8 FT TELESCOPING POLE 99-321 | 1 |  | 1 Year | 259 | 0.33 | 173.53
683 | Pelco | S-PA101-A | SMR ANODIZE PA101 2-003461 | 1 |  | 1 Year | 191 | 0.33 | 127.97
684 | Pelco | S-PA101-P | SMR ADPTR POLE MOUNT FOR PM14 | 1 |  | 1 Year | 134 | 0.33 | 89.78
685 | Pelco | SPA102 | SMR ADAPR,POLE MOUNT FOR ST1 STRUT | 1 |  | 1 Year | 61 | 0.33 | 40.87
686 | Pelco | S-PA402-P | SMR PAINT PA402 POLE MOUNT | 1 |  | 1 Year | 97 | 0.33 | 64.99
687 | Pelco | SS16 | GP SUNSHIELD FOR EH16 | 1 |  | 1 Year | 31 | 0.33 | 20.77
688 | Pelco | SS2508 | ENCL SUNSHROUD/EH2508 | 1 |  | 1 Year | 68 | 0.33 | 45.56
689 | Pelco | SS2512 | ENCL SUNSHROUD/EH2512 | 1 |  | 1 Year | 45 | 0.33 | 30.15
690 | Pelco | SS3508 | SUN SHROUD,EH3508 SERIES | 1 |  | 1 Year | 38 | 0.33 | 25.46
691 | Pelco | SS3512 | SUN SHROUD,EH3512,SERIES | 1 |  | 1 Year | 38 | 0.33 | 25.46
692 | Pelco | SS4718 | SUN SHROUD KIT EH4718 SERIES | 1 |  | 1 Year | 68 | 0.33 | 45.56
693 | Pelco | SS4722 | SUN SHROUD KIT,EH4722 SERIES | 1 |  | 1 Year | 78 | 0.33 | 52.26
694 | Pelco | SS8004 | SUN SHROUD EH8004 | 1 |  | 1 Year | 129 | 0.33 | 86.43
695 | Pelco | SSEHX6E-16 | ENCL SUNSHROUD/EHX6E-16 | 1 |  | 1 Year | 145 | 0.33 | 97.15
696 | Pelco | S-SP01-001-P | SMR PAINT SP01-001 | 1 |  | 1 Year | 260 | 0.33 | 174.2
697 | Pelco | ST1 | SUPRT STRUT | 1 |  | 1 Year | 74 | 0.33 | 49.58
698 | Pelco | TB1751 | BOX CAMERA MOUNT, T-BAR | 1 |  | 1 Year | 67 | 0.33 | 44.89
699 | Pelco | TF2000 | 24VAC TRANS FOR 24VAC CAMS 20VA | 1 |  | 1 Year | 28 | 0.33 | 18.76
700 | Pelco | TF9000 | 24VAC,50VA TRAN CX9224RX WX8224 | 1 |  | 1 Year | 43 | 0.33 | 28.81
701 | Pelco | USRACK | CARD CAGE FOR US | 1 |  | 1 Year | 1028 | 0.33 | 688.76
702 | Pelco | WCS1-4 | 16TR CAM PWR SUP 4AMP 1OUT | 1 |  | 1 Year | 232 | 0.33 | 155.44
703 | Pelco | WCS4-20B | MSTR CAM PWR SUP 20AMP 4OUT/BRKR WX | 1 |  | 1 Year | 730 | 0.33 | 489.1
704 | Pelco | WLEDL-150 | WHITE LIGHT LED 150M RANGE | 1 |  | 1 Year | 1388 | 0.33 | 929.96
705 | Pelco | WLEDM-90 | WHITE LIGHT LED 90M RANGE | 1 |  | 1 Year | 793 | 0.33 | 531.31
706 | Pelco | WLEDS-50 | WHITE LIGHT LED 50M RANGE | 1 |  | 1 Year | 504 | 0.33 | 337.68
707 | Pelco | WM2000 | SMR MOUNT,WALL ARM,PA2000,PA2010 | 1 |  | 1 Year | 305 | 0.33 | 204.35
708 | Pelco | WMVE-BK | SMR WALL MOUNT VANDAL BLACK | 1 |  | 1 Year | 97 | 0.33 | 64.99
709 | Pelco | XF02-0607-0001 | G-XFMR,HTP,24VAC@20VA | 1 |  | 1 Year | 13 | 0.33 | 8.71
710 | Pelco | XF02-0607-0002 | G-XFMR,HTP,24VAC@50VA | 1 |  | 1 Year | 38 | 0.33 | 25.46
711 | Pelco | Y-U0023-G910KBD | VX ENHANCED KEYBOARD NEXT GEN | 1 |  | 1 Year | 612 | 0.33 | 410.04
712 | Pelco | YV2.7X2.2SR4A | LENS 1/2.8 MPIXEL 2.2-6MM | 1 |  | 1 Year | 326 | 0.33 | 218.42
713 | Pelco | YV2.8X2.8SR4A | LENS 1/2.8 MPIXEL 2.8-8MM | 1 |  | 1 Year | 262 | 0.33 | 175.54
714 | Pelco | YV3.3X15SR4A | LENS 1/2.8 MPIXEL 15-50MM | 1 |  | 1 Year | 448 | 0.33 | 300.16
715 | Pelco | BB4DOORASSY | SPECTRA IV SE BACKBOX DOOR ASSY | 1 |  | 1 Year | 178 | 0.33 | 119.26
716 | Pelco | BB4-F | SPECTRA IV SE BKBX FLSH CEIL | 1 |  | 1 Year | 328 | 0.33 | 219.76
717 | Pelco | BB4-F-E | SPECTRA IV SE BKBX FLSH CEIL ENV | 1 |  | 1 Year | 514 | 0.33 | 344.38
718 | Pelco | BB4HD-PG | SPECTRA IV SE HD BKBX PND GRY | 1 |  | 1 Year | 578 | 0.33 | 387.26
719 | Pelco | BB4HD-PG-E | SPECTRA IV SE HD BKBX ENV PND GRY | 1 |  | 1 Year | 734 | 0.33 | 491.78
720 | Pelco | BB4-PB | SMR SPECTRA IV SE BKBX STD PND BLK | 1 |  | 1 Year | 409 | 0.33 | 274.03
721 | Pelco | BB4-PG | SPECTRA IV SE BKBX STD PND GRY | 1 |  | 1 Year | 495 | 0.33 | 331.65
722 | Pelco | BB4-PG-E | SPECTRA IV SE BKBX ENV PND GRY | 1 |  | 1 Year | 599 | 0.33 | 401.33
723 | Pelco | BB4-PR-E | SPECTRA IV SE ENV PEND GY PRESSURE | 1 |  | 1 Year | 1798 | 0.33 | 1204.66
724 | Pelco | BB4-PSG-E | SPECTRA IV SE SS BKBX ENV PND GRY | 1 |  | 1 Year | 1444 | 0.33 | 967.48
725 | Pelco | BB4-SMW | SPECTRA IV SE BKBX SUR MNT WHT | 1 |  | 1 Year | 230 | 0.33 | 154.1
726 | Pelco | BB5-PCA-BK | SPECTRA BKBX PND BLK CA KIT/BB5-PB | 1 |  | 1 Year | 99 | 0.33 | 66.33
727 | Pelco | BB5-PCA-GY | SPECTRA BKBX PND GRY CA KIT/BB5-PG | 1 |  | 1 Year | 120 | 0.33 | 80.4
728 | Pelco | BU4-IRF4-4 | BULLET HI RES 12V NTSC 3.6 | 1 |  | 1 Year | 202 | 0.33 | 135.34
729 | Pelco | BU4-IRF4-4X | BULLET HI RES 12V PAL 3.6 | 1 |  | 1 Year | 156 | 0.33 | 104.52
730 | Pelco | BU6-IRWV50-6 | BULLET HI RES 12/24V WDR NTSC 6-50 | 1 |  | 1 Year | 731.5 | 0.33 | 490.105
731 | Pelco | BU-ADAPTER | ADAPTER PLATE FOR IR BULLET | 1 |  | 1 Year | 46 | 0.33 | 30.82
732 | Pelco | C20-CH-6 | BOX CAM COL HIRES 1/3IN 12/24V NTSC | 1 |  | 1 Year | 264 | 0.33 | 176.88
733 | Pelco | C20-DW-6 | BOX CAM WDR HIRES 1/3IN 12/24V NTSC | 1 |  | 1 Year | 505 | 0.33 | 338.35
734 | Pelco | DD4 | ASSY,DOME DRIVE,MINI SPECTRA | 1 |  | 1 Year | 1593 | 0.33 | 1067.31
735 | Pelco | DD423 | SPECTRA IV SL 23X DOME DRIVE NTSC | 1 |  | 1 Year | 2136 | 0.33 | 1431.12
736 | Pelco | DD423-X | SPECTRA IV SL 23X DOME DRIVE PAL | 1 |  | 1 Year | 2136 | 0.33 | 1431.12
737 | Pelco | DD429 | SPECTRA IV SE 29X DOME DRIVE NTSC | 1 |  | 1 Year | 3176 | 0.33 | 2127.92
738 | Pelco | DD429-X | SPECTRA IV SE 29X DOME DRIVE PAL | 1 |  | 1 Year | 3114.1001 | 0.33 | 2086.4471
739 | Pelco | DD436 | SPECTRA IV SE DOMDRV C/BW 36X NTSC | 1 |  | 1 Year | 3979 | 0.33 | 2665.93
740 | Pelco | DD436-X | SPECTRA IV SE DOMDRV C/BW 36X PAL | 1 |  | 1 Year | 3979 | 0.33 | 2665.93
741 | Pelco | DD4-B | SPECTRA MINI DOME DRIVE BLK NTSC | 1 |  | 1 Year | 1592.8 | 0.33 | 1067.176
742 | Pelco | DD4-X | SPECTRA MINI DOME DRIVE PAL | 1 |  | 1 Year | 1448 | 0.33 | 970.16
743 | Pelco | DD4-X-B | SPECTRA MINI DOME DRIVE BLK PAL | 1 |  | 1 Year | 1448 | 0.33 | 970.16
744 | Pelco | DD53KIT | SPECTRA III FAN/PWR SUP REPAIR KIT | 1 |  | 1 Year | 390 | 0.33 | 261.3
745 | Pelco | EHXM31 | FIXED MOUNT ENCLOSURE WITH WIPER | 1 |  | 1 Year | 4435 | 0.33 | 2971.45
746 | Pelco | ES3012 | ESPRIT P/T ENCL RCVR | 1 |  | 1 Year | 2857 | 0.33 | 1914.19
747 | Pelco | ES3012-2 | ESPRIT P/T ENCL RCVR 24V | 1 |  | 1 Year | 3388 | 0.33 | 2269.96
748 | Pelco | ES3012-2N | ESPRIT PEDESTAL MNT SYSTEM 24V | 1 |  | 1 Year | 3432 | 0.33 | 2299.44
749 | Pelco | ES3012-2W | ESPRIT WALL MNT SYSTEM 24V | 1 |  | 1 Year | 3473 | 0.33 | 2326.91
750 | Pelco | ES3012-5 | ESPRIT P/T ENCL RCVR 115V/230V | 1 |  | 1 Year | 3388 | 0.33 | 2269.96
751 | Pelco | ES3012-5N | ESPRIT PEDESTAL MNT SYSTEM 115/230V | 1 |  | 1 Year | 3432 | 0.33 | 2299.44
752 | Pelco | ES3012-5W | ESPRIT WALL MNT SYSTEM 115V/230V | 1 |  | 1 Year | 3473 | 0.33 | 2326.91
753 | Pelco | ES4036-2N | ESPRIT IOP36X HIGH RES NTSC | 1 |  | 1 Year | 4776 | 0.33 | 3199.92
754 | Pelco | ES4036-2N-X | ESPRIT IOP36X HIGH RES PAL | 1 |  | 1 Year | 5254 | 0.33 | 3520.18
755 | Pelco | ES4036-2W | ESPRIT IOP36X HIGH RES NTSC | 1 |  | 1 Year | 4820 | 0.33 | 3229.4
756 | Pelco | ES4036-2W-X | ESPRIT IOP36X HIGH RES PAL | 1 |  | 1 Year | 5302 | 0.33 | 3552.34
757 | Pelco | ES4036-5N | ESPRIT IOP36X HIGH RES NTSC | 1 |  | 1 Year | 4776 | 0.33 | 3199.92
758 | Pelco | ES4036-5N-X | ESPRIT IOP36X HIGH RES PAL | 1 |  | 1 Year | 5254 | 0.33 | 3520.18
759 | Pelco | ES4036-5W | ESPRIT IOP 36X HIGH RES NTSC | 1 |  | 1 Year | 4820 | 0.33 | 3229.4
760 | Pelco | ES4036-5W-X | ESPRIT IOP 36X HIGH RES PAL | 1 |  | 1 Year | 5302 | 0.33 | 3552.34
761 | Pelco | ES40P36-2N-X | ESPRIT IOC 36X HI RES PAL | 1 |  | 1 Year | 6069 | 0.33 | 4066.23
762 | Pelco | ES40P36-2W-X | ESPRIT IOC 36X HI RES PAL | 1 |  | 1 Year | 6109 | 0.33 | 4093.03
763 | Pelco | ES40P36-5N-X | ESPRIT IOC 36X HI RES PAL | 1 |  | 1 Year | 6069 | 0.33 | 4066.23
764 | Pelco | ES40P36-5W-X | ESPRIT IOC 36X HI RES PAL | 1 |  | 1 Year | 6109 | 0.33 | 4093.03
765 | Pelco | ESIOP36 | ESPRIT CMRA MOD CLR/BW 36X NTSC | 1 |  | 1 Year | 1727 | 0.33 | 1157.09
766 | Pelco | ESIOP36-X | ESPRIT CAMERA MOD COLOR/BW 36X PAL | 1 |  | 1 Year | 1899.7 | 0.33 | 1272.799
767 | Pelco | ESPT40 | ESPRIT P&T FOR NON-WIPER IOP | 1 |  | 1 Year | 4969.7998 | 0.33 | 3329.7659
768 | Pelco | ESPT40P | ESPRIT P&T FOR NON-WIPER IOC | 1 |  | 1 Year | 4970 | 0.33 | 3329.9
769 | Pelco | ES-REPLBLADE-10 | ESPRIT REPL WIPER BLADES 10 PCS | 1 |  | 1 Year | 53 | 0.33 | 35.51
770 | Pelco | ES-REPLBLADE-2 | ESPRIT REPL WIPER BLADES 2 PCS | 1 |  | 1 Year | 30 | 0.33 | 20.1
771 | Pelco | ESTX-2 | ESPRIT 24 VAC POWER MODULE | 1 |  | 1 Year | 223.3 | 0.33 | 149.611
772 | Pelco | ESTX-5 | ESPRIT 120/240 VAC POWER MODULE | 1 |  | 1 Year | 223.3 | 0.33 | 149.611
773 | Pelco | FD1-IRF4-4 | DOM FX ECO IND IR 12V NTSC 3.6 | 1 |  | 1 Year | 270 | 0.33 | 180.9
774 | Pelco | FD1-IRV9-4 | DOM FX ECO IND IR 12V NTSC 3-9 | 1 |  | 1 Year | 312 | 0.33 | 209.04
775 | Pelco | FD2-DV10-6 | DOM FX IND 12/24V D/N NTSC 2.8-10.5 | 1 |  | 1 Year | 410 | 0.33 | 274.7
776 | Pelco | FD2-DWV10-6 | DOM FX IND 12/24V DN W NTSC 2.8-10 | 1 |  | 1 Year | 500 | 0.33 | 335
777 | Pelco | FD2-LD-0 | FD2 RPLC LOWER DOME SMOKE | 1 |  | 1 Year | 52 | 0.33 | 34.84
778 | Pelco | FD2-MTKIT | FD2 FLUSH, PENDANT, WALL MOUNT KIT | 1 |  | 1 Year | 168.3 | 0.33 | 112.761
779 | Pelco | FD2-P | FD2 INDOOR DOME PENDANT ADAPTER | 1 |  | 1 Year | 38 | 0.33 | 25.46
780 | Pelco | FD2-V10-6 | DOM FX IND 12/24V NTSC 2.8-10.5 | 1 |  | 1 Year | 278 | 0.33 | 186.26
781 | Pelco | FD2-V10-6X | DOM FX IND 12/24V PAL 2.8-10.5 | 1 |  | 1 Year | 278 | 0.33 | 186.26
782 | Pelco | FD5-DV10-6 | DOM FX OUTD 12/24VD/N NTSC 2.8-10.5 | 1 |  | 1 Year | 446 | 0.33 | 298.82
783 | Pelco | FD5-DWV10-6 | DOM OUTD WDR 12/24V NTSC 2.8-10 | 1 |  | 1 Year | 583 | 0.33 | 390.61
784 | Pelco | FD5-DWV22-6X | DOM OUTD WDR 12/24V PAL 9-22 | 1 |  | 1 Year | 670 | 0.33 | 448.9
785 | Pelco | FD5-IRV10-6 | DOM FX OUTD 12/24V IR NTSC 2.8-10.5 | 1 |  | 1 Year | 475 | 0.33 | 318.25
786 | Pelco | FD5-LD-0 | FD5 RPLC LOWER DOME SMOKE | 1 |  | 1 Year | 53 | 0.33 | 35.51
787 | Pelco | FD5-P | FD5 OUTDOOR DOME PENDANT ADAPTER | 1 |  | 1 Year | 105 | 0.33 | 70.35
788 | Pelco | FD5-V9-6 | DOM FX OUTD 12/24V NTSC 3-9 | 1 |  | 1 Year | 343.2 | 0.33 | 229.944
789 | Pelco | FD-AP | FD 4S BOX ADAPTER PLATE | 1 |  | 1 Year | 36 | 0.33 | 24.12
790 | Pelco | FD-FK | FD SERIES DOME FLUSH KIT | 1 |  | 1 Year | 74 | 0.33 | 49.58
791 | Pelco | FD-SC | DOM FX SERVICE CABLE TO BNC 2 PIN | 1 |  | 1 Year | 46 | 0.33 | 30.82
792 | Pelco | FD-WM | FD SERIES DOME WALL MOUNT | 1 |  | 1 Year | 64 | 0.33 | 42.88
793 | Pelco | HD-KEYS | HEAVY DUTY SPECTRA/DF5 REPL. KEYS | 1 |  | 1 Year | 13 | 0.33 | 8.71
794 | Pelco | IOC-36-X | ESPRIT PRESSURIZED IOP 36X PAL | 1 |  | 1 Year | 2729 | 0.33 | 1828.43
795 | Pelco | IPSXM3036X | EXSITE IOP MOD,PAL | 1 |  | 1 Year | 3188 | 0.33 | 2135.96
796 | Pelco | IPSXM3136X | EXSITE IOP MOD,PAL,WPR | 1 |  | 1 Year | 3889 | 0.33 | 2605.63
797 | Pelco | IPSXMPT31 | EXSITE PAN/TILT/ENCLOS,WPR | 1 |  | 1 Year | 15241 | 0.33 | 10211.47
798 | Pelco | IS110-ENC | CAMCL SURF ENCLOSURE ONLY | 1 |  | 1 Year | 121 | 0.33 | 81.07
799 | Pelco | IS310-CHV22 | OBS - CAMCL ENV BULLET COL HI 9-22 | 1 |  | 1 Year | 486 | 0.33 | 325.62
800 | Pelco | LD4B-0 | SPECTRA MINI LOWER DOME BLK SMOKED | 1 |  | 1 Year | 71 | 0.33 | 47.57
801 | Pelco | LD4B-1 | SPECTRA MINI LOWER DOME BLK CLEAR | 1 |  | 1 Year | 71 | 0.33 | 47.57
802 | Pelco | LD4W-0 | SPECTRA MINI LOWER DOME SMOKED | 1 |  | 1 Year | 71 | 0.33 | 47.57
803 | Pelco | LD4W-1 | SPECTRA MINI LOWER DOME CLEAR | 1 |  | 1 Year | 71 | 0.33 | 47.57
804 | Pelco | LD53PSB-1 | SPECTRA III & SE SS DM PND BLK CLR | 1 |  | 1 Year | 772 | 0.33 | 517.24
805 | Pelco | LD53SMB-0 | SPECTRA III & SE DOME SM BLK SMK | 1 |  | 1 Year | 216 | 0.33 | 144.72
806 | Pelco | LD53SMW-0 | SPECTRA III & SE DOME SM WHT SMK | 1 |  | 1 Year | 216 | 0.33 | 144.72
807 | Pelco | LD53SMW-1 | SPECTRA III & SE DOME SM WHT CLR | 1 |  | 1 Year | 216 | 0.33 | 144.72
808 | Pelco | LD5B-0 | SPECTRA MINI LOWER DOME BLK SMOKED | 1 |  | 1 Year | 85 | 0.33 | 56.95
809 | Pelco | LD5B-1 | SPECTRA MINI LOWER DOME BLK CLEAR | 1 |  | 1 Year | 85 | 0.33 | 56.95
810 | Pelco | LD5W-0 | SPECTRA MINI LOWER DOME SMOKED | 1 |  | 1 Year | 85 | 0.33 | 56.95
811 | Pelco | LD5W-1 | SPECTRA MINI LOWER DOME CLEAR | 1 |  | 1 Year | 85 | 0.33 | 56.95
812 | Pelco | LDHQF-0 | SPECTRA HQ LOWER DOME FLUSH SMOKED | 1 |  | 1 Year | 237 | 0.33 | 158.79
813 | Pelco | LDHQPB-0 | SPECTRA HQ LOWER DOME BLK PND SMOKE | 1 |  | 1 Year | 281 | 0.33 | 188.27
814 | Pelco | LDHQPB-1 | SPECTRA HQ LOWER DOME BLK PND CLEAR | 1 |  | 1 Year | 281 | 0.33 | 188.27
815 | Pelco | S-BB4-PG-E-P | SMR SPECIAL PAINT BB4-PG-E | 1 |  | 1 Year | 760 | 0.33 | 509.2
816 | Pelco | SD423-F0 | SP IV SL 23X FLUSH WHITE SMOKE NTSC | 1 |  | 1 Year | 2502 | 0.33 | 1676.34
817 | Pelco | SD423-F0-X | SP IV SL 23X FLUSH WHITE SMOKE PAL | 1 |  | 1 Year | 2502 | 0.33 | 1676.34
818 | Pelco | SD423-F-E0 | SP IV SL 23X FLUSH ENV BLK SMK NTSC | 1 |  | 1 Year | 2190 | 0.33 | 1467.3
819 | Pelco | SD423-F-E0-X | SP IV SL 23X FLUSH ENV BLK SMK PAL | 1 |  | 1 Year | 2190 | 0.33 | 1467.3
820 | Pelco | SD423-F-E1 | SP IV SL 23X FLUSH ENV BLK CLR NTSC | 1 |  | 1 Year | 2190 | 0.33 | 1467.3
821 | Pelco | SD423-F-E1-X | SP IV SL 23X FLUSH ENV BLK CLR PAL | 1 |  | 1 Year | 2190 | 0.33 | 1467.3
822 | Pelco | SD423-PB-0 | SP IV SL 23X PENDANT BLACK SMK NTSC | 1 |  | 1 Year | 2127 | 0.33 | 1425.09
823 | Pelco | SD423-PB-0-X | SP IV SL 23X PENDANT BLACK SMK PAL | 1 |  | 1 Year | 2127 | 0.33 | 1425.09
824 | Pelco | SD423-PB-1 | SP IV SL 23X PENDANT BLACK CLR NTSC | 1 |  | 1 Year | 2127 | 0.33 | 1425.09
825 | Pelco | SD423-PB-1-X | SP IV SL 23X PENDANT BLACK CLR PAL | 1 |  | 1 Year | 2127 | 0.33 | 1425.09
826 | Pelco | SD423-PG-0 | SP IV SL 23X PENDANT GREY SMK NTSC | 1 |  | 1 Year | 2574 | 0.33 | 1724.58
827 | Pelco | SD423-PG-0-X | SP IV SL 23X PENDANT GREY SMOKE PAL | 1 |  | 1 Year | 2574 | 0.33 | 1724.58
828 | Pelco | SD423-PG-1 | SP IV SL 23X PENDANT GREY CLR NTSC | 1 |  | 1 Year | 2574 | 0.33 | 1724.58
829 | Pelco | SD423-PG-1-X | SP IV SL 23X PENDANT GREY CLEAR PAL | 1 |  | 1 Year | 2574 | 0.33 | 1724.58
830 | Pelco | SD423-PG-E0 | SP IV SL 23X ENV PND GREY SMK NTSC | 1 |  | 1 Year | 2650 | 0.33 | 1775.5
831 | Pelco | SD423-PG-E0-X | SP IV SL 23X ENV PND GREY SMOKE PAL | 1 |  | 1 Year | 2650 | 0.33 | 1775.5
832 | Pelco | SD423-PG-E1 | SP IV SL 23X ENV PND GREY CLR NTSC | 1 |  | 1 Year | 2650 | 0.33 | 1775.5
833 | Pelco | SD423-PG-E1-X | SP IV SL 23X ENV PND GREY CLEAR PAL | 1 |  | 1 Year | 2650 | 0.33 | 1775.5
834 | Pelco | SD423-SMB-0 | SP IV SL 23X SRF MT BLACK SMK NTSC | 1 |  | 1 Year | 1872 | 0.33 | 1254.24
835 | Pelco | SD423-SMB-0-X | SP IV SL 23X SRF MT BLACK SMOKE PAL | 1 |  | 1 Year | 1872 | 0.33 | 1254.24
836 | Pelco | SD423-SMW-0 | SP IV SL 23X SRF MT WHITE SMK NTSC | 1 |  | 1 Year | 1872 | 0.33 | 1254.24
837 | Pelco | SD423-SMW-0-X | SP IV SL 23X SRF MT WHITE SMOKE PAL | 1 |  | 1 Year | 1872 | 0.33 | 1254.24
838 | Pelco | SD423-SMW-1 | SP IV SL 23X SRF MT WHITE CLR NTSC | 1 |  | 1 Year | 1872 | 0.33 | 1254.24
839 | Pelco | SD423-SMW-1-X | SP IV SL 23X SRF MT WHITE CLEAR PAL | 1 |  | 1 Year | 1872 | 0.33 | 1254.24
840 | Pelco | SD429-F0 | SP IV SE 29X FLUSH WHITE SMOKE NTSC | 1 |  | 1 Year | 3785 | 0.33 | 2535.95
841 | Pelco | SD429-F0-X | SP IV SE 29X FLUSH WHITE SMOKE PAL | 1 |  | 1 Year | 3785 | 0.33 | 2535.95
842 | Pelco | SD429-F-E0 | SP IV SE 29X FLUSH ENV BLK SMK NTSC | 1 |  | 1 Year | 3412 | 0.33 | 2286.04
843 | Pelco | SD429-F-E0-X | SP IV SE 29X FLUSH ENV BLK SMK PAL | 1 |  | 1 Year | 3412 | 0.33 | 2286.04
844 | Pelco | SD429-F-E1 | SP IV SE 29X FLUSH ENV BLK CLR NTSC | 1 |  | 1 Year | 3412 | 0.33 | 2286.04
845 | Pelco | SD429-F-E1-X | SP IV SE 29X FLUSH ENV BLK CLR PAL | 1 |  | 1 Year | 3412 | 0.33 | 2286.04
846 | Pelco | SD429-HPE1 | SP IV SE 29X HD ENV PND CLEAR NTSC | 1 |  | 1 Year | 3943 | 0.33 | 2641.81
847 | Pelco | SD429-PB-0 | SP IV SE 29X PENDANT BLACK SMK NTSC | 1 |  | 1 Year | 3309 | 0.33 | 2217.03
848 | Pelco | SD429-PB-0-X | SP IV SE 29X PENDANT BLACK SMK PAL | 1 |  | 1 Year | 3309 | 0.33 | 2217.03
849 | Pelco | SD429-PB-1 | SP IV SE 29X PENDANT BLACK CLR NTSC | 1 |  | 1 Year | 3309 | 0.33 | 2217.03
850 | Pelco | SD429-PB-1-X | SP IV SE 29X PENDANT BLACK CLR PAL | 1 |  | 1 Year | 3309 | 0.33 | 2217.03
851 | Pelco | SD429-PG-0 | SP IV SE 29X PENDANT GREY SMK NTSC | 1 |  | 1 Year | 4004 | 0.33 | 2682.68
852 | Pelco | SD429-PG-0-X | SP IV SE 29X PENDANT GREY SMK PAL | 1 |  | 1 Year | 4004 | 0.33 | 2682.68
853 | Pelco | SD429-PG-1 | SP IV SE 29X PENDANT GREY CLR NTSC | 1 |  | 1 Year | 4004 | 0.33 | 2682.68
854 | Pelco | SD429-PG-1-X | SP IV SE 29X PENDANT GREY CLEAR PAL | 1 |  | 1 Year | 6190 | 0.33 | 4147.3
855 | Pelco | SD429-PG-E0 | SP IV SE 29X ENV PND GREY SMK NTSC | 1 |  | 1 Year | 4129 | 0.33 | 2766.43
856 | Pelco | SD429-PG-E0-X | SP IV SE 29X ENV PND GREY SMK PAL | 1 |  | 1 Year | 4129 | 0.33 | 2766.43
857 | Pelco | SD429-PG-E1 | SP IV SE 29X ENV PND GREY CLR NTSC | 1 |  | 1 Year | 4129 | 0.33 | 2766.43
858 | Pelco | SD429-PG-E1-X | SP IV SE 29X ENV PND GREY CLEAR PAL | 1 |  | 1 Year | 4129 | 0.33 | 2766.43
859 | Pelco | SD429-PRE0 | SP IV SE 29X PRESS GREY SMOKED NTSC | 1 |  | 1 Year | 5873 | 0.33 | 3934.91
860 | Pelco | SD429-PRE0-X | SP IV SE 29X PRESS GREY SMOKED PAL | 1 |  | 1 Year | 5873 | 0.33 | 3934.91
861 | Pelco | SD429-PRE1 | SP IV SE 29X PRESS GREY CLEAR NTSC | 1 |  | 1 Year | 5873 | 0.33 | 3934.91
862 | Pelco | SD429-PRE1-X | SP IV SE 29X PRESS GREY CLEAR PAL | 1 |  | 1 Year | 5873 | 0.33 | 3934.91
863 | Pelco | SD429-PSGE1 | SP IV SE 29X SS ENV PND CLR NTSC | 1 |  | 1 Year | 5543 | 0.33 | 3713.81
864 | Pelco | SD429-PSGE1-X | SP IV SE 29X SS ENV PND CLR PAL | 1 |  | 1 Year | 5543 | 0.33 | 3713.81
865 | Pelco | SD429-SMB-0 | SP IV SE 29X SRF MT BLACK SMK NTSC | 1 |  | 1 Year | 2971 | 0.33 | 1990.57
866 | Pelco | SD429-SMB-0-X | SP IV SE 29X SRF MT BLACK SMOKE PAL | 1 |  | 1 Year | 2971 | 0.33 | 1990.57
867 | Pelco | SD429-SMW-0 | SP IV SE 29X SRF MT WHITE SMK NTSC | 1 |  | 1 Year | 2971 | 0.33 | 1990.57
868 | Pelco | SD429-SMW-0-X | SP IV SE 29X SRF MT WHITE SMOKE PAL | 1 |  | 1 Year | 2971 | 0.33 | 1990.57
869 | Pelco | SD429-SMW-1 | SP IV SE 29X SRF MT WHITE CLR NTSC | 1 |  | 1 Year | 2971 | 0.33 | 1990.57
870 | Pelco | SD429-SMW-1-X | SP IV SE 29X SRF MT WHITE CLEAR PAL | 1 |  | 1 Year | 2971 | 0.33 | 1990.57
871 | Pelco | SD436-F0 | SP IV SE 36X FLUSH WHITE SMOKE NTSC | 1 |  | 1 Year | 4725 | 0.33 | 3165.75
872 | Pelco | SD436-F0-X | SP IV SE 36X FLUSH WHITE SMOKE PAL | 1 |  | 1 Year | 4725 | 0.33 | 3165.75
873 | Pelco | SD436-F-E0 | SP IV SE 36X FLUSH ENV BLK SMK NTSC | 1 |  | 1 Year | 4189 | 0.33 | 2806.63
874 | Pelco | SD436-F-E0-X | SP IV SE 36X FLUSH ENV BLK SMK PAL | 1 |  | 1 Year | 4189 | 0.33 | 2806.63
875 | Pelco | SD436-F-E1 | SP IV SE 36X FLUSH ENV BLK CLR NTSC | 1 |  | 1 Year | 4189 | 0.33 | 2806.63
876 | Pelco | SD436-F-E1-X | SP IV SE 36X FLUSH ENV BLK CLR PAL | 1 |  | 1 Year | 4189 | 0.33 | 2806.63
877 | Pelco | SD436-PB-0 | SMR SP IV SE36X PEND BLACK SMK NTSC | 1 |  | 1 Year | 4492 | 0.33 | 3009.64
878 | Pelco | SD436-PB-0-X | SP IV SE 36X PENDANT BLACK SMK PAL | 1 |  | 1 Year | 4084 | 0.33 | 2736.28
879 | Pelco | SD436-PB-1 | SP IV SE 36X PENDANT BLACK CLR NTSC | 1 |  | 1 Year | 4084 | 0.33 | 2736.28
880 | Pelco | SD436-PB-1-X | SP IV SE 36X PENDANT BLACK CLR PAL | 1 |  | 1 Year | 4084 | 0.33 | 2736.28
881 | Pelco | SD436-PG-0 | SP IV SE 36X PENDANT GREY SMK NTSC | 1 |  | 1 Year | 4762 | 0.33 | 3190.54
882 | Pelco | SD436-PG-0-X | SP IV SE 36X PENDANT GREY SMK PAL | 1 |  | 1 Year | 4762 | 0.33 | 3190.54
883 | Pelco | SD436-PG-1 | SP IV SE 36X PENDANT GREY CLR NTSC | 1 |  | 1 Year | 4762 | 0.33 | 3190.54
884 | Pelco | SD436-PG-1-X | SP IV SE 36X PENDANT GREY CLEAR PAL | 1 |  | 1 Year | 4762 | 0.33 | 3190.54
885 | Pelco | SD436-PG-E0 | SP IV SE 36X ENV PND GREY SMK NTSC | 1 |  | 1 Year | 5069 | 0.33 | 3396.23
886 | Pelco | SD436-PG-E0-X | SP IV SE 36X ENV PND GREY SMK PAL | 1 |  | 1 Year | 5069 | 0.33 | 3396.23
887 | Pelco | SD436-PG-E1 | SP IV SE 36X ENV PND GREY CLR NTSC | 1 |  | 1 Year | 5069 | 0.33 | 3396.23
888 | Pelco | SD436-PG-E1-X | SP IV SE 36X ENV PND GREY CLEAR PAL | 1 |  | 1 Year | 5069 | 0.33 | 3396.23
889 | Pelco | SD436-PRE0 | SP IV SE 36X PRESS GREY SMOKED NTSC | 1 |  | 1 Year | 6602 | 0.33 | 4423.34
890 | Pelco | SD436-PRE0-X | SP IV SE 36X PRESS GREY SMOKED PAL | 1 |  | 1 Year | 6602 | 0.33 | 4423.34
891 | Pelco | SD436-PRE1 | SP IV SE 36X PRESS GREY CLEAR NTSC | 1 |  | 1 Year | 6602 | 0.33 | 4423.34
892 | Pelco | SD436-PRE1-X | SP IV SE 36X PRESS GREY CLEAR PAL | 1 |  | 1 Year | 6602 | 0.33 | 4423.34
893 | Pelco | SD436-PSGE1 | SP IV SE 36X SS ENV PND CLR NTSC | 1 |  | 1 Year | 6354 | 0.33 | 4257.18
894 | Pelco | SD436-PSGE1-X | SP IV SE 36X SS ENV PND CLR PAL | 1 |  | 1 Year | 6354 | 0.33 | 4257.18
895 | Pelco | SD436-SMB-0 | SP IV SE 36X SRF MT BLACK SMK NTSC | 1 |  | 1 Year | 3583 | 0.33 | 2400.61
896 | Pelco | SD436-SMB-0-X | SP IV SE 36X SRF MT BLACK SMOKE PAL | 1 |  | 1 Year | 3583 | 0.33 | 2400.61
897 | Pelco | SD436-SMW-0 | SP IV SE 36X SRF MT WHITE SMK NTSC | 1 |  | 1 Year | 3583 | 0.33 | 2400.61
898 | Pelco | SD436-SMW-0-X | SP IV SE 36X SRF MT WHITE SMOKE PAL | 1 |  | 1 Year | 3583 | 0.33 | 2400.61
899 | Pelco | SD436-SMW-1 | SP IV SE 36X SRF MT WHITE CLR NTSC | 1 |  | 1 Year | 3583 | 0.33 | 2400.61
900 | Pelco | SD436-SMW-1-X | SP IV SE 36X SRF MT WHITE CLEAR PAL | 1 |  | 1 Year | 3583 | 0.33 | 2400.61
901 | Pelco | SD4-B0 | SPECTRA MINI SMOKED DOME NTSC BLK | 1 |  | 1 Year | 1508 | 0.33 | 1010.36
902 | Pelco | SD4-B0-X | SPECTRA MINI SMOKED DOME PAL BLK | 1 |  | 1 Year | 1508 | 0.33 | 1010.36
903 | Pelco | SD4-B1 | SPECTRA MINI CLEAR DOME NTSC BLK | 1 |  | 1 Year | 1508 | 0.33 | 1010.36
904 | Pelco | SD4-B1-X | SPECTRA MINI CLEAR DOME PAL BLK | 1 |  | 1 Year | 1508 | 0.33 | 1010.36
905 | Pelco | SD4-W0 | SPECTRA MINI SMOKED DOME NTSC | 1 |  | 1 Year | 1508 | 0.33 | 1010.36
906 | Pelco | SD4-W0-X | SPECTRA MINI SMOKED DOME PAL | 1 |  | 1 Year | 1508 | 0.33 | 1010.36
907 | Pelco | SD4-W1 | SPECTRA MINI CLEAR DOME NTSC | 1 |  | 1 Year | 1508 | 0.33 | 1010.36
908 | Pelco | SD4-W1-X | SPECTRA MINI CLEAR DOME PAL | 1 |  | 1 Year | 1508 | 0.33 | 1010.36
909 | Pelco | SD5-B0 | SPECTRA MINI SMOKED DOME NTSC BLK | 1 |  | 1 Year | 1810 | 0.33 | 1212.7
910 | Pelco | SD5-B0-X | SPECTRA MINI SMOKED DOME PAL BLK | 1 |  | 1 Year | 1810 | 0.33 | 1212.7
911 | Pelco | SD5-B1 | SPECTRA MINI CLEAR DOME NTSC BLK | 1 |  | 1 Year | 1810 | 0.33 | 1212.7
912 | Pelco | SD5-B1-X | SPECTRA MINI CLEAR DOME PAL BLK | 1 |  | 1 Year | 1810 | 0.33 | 1212.7
913 | Pelco | SD5-W0 | SPECTRA MINI SMOKED DOME NTSC | 1 |  | 1 Year | 1810 | 0.33 | 1212.7
914 | Pelco | SD5-W0-X | SPECTRA MINI SMOKED DOME PAL | 1 |  | 1 Year | 1810 | 0.33 | 1212.7
915 | Pelco | SD5-W1 | SPECTRA MINI CLEAR DOME NTSC | 1 |  | 1 Year | 1810 | 0.33 | 1212.7
916 | Pelco | SD5-W1-X | SPECTRA MINI CLEAR DOME PAL | 1 |  | 1 Year | 1810 | 0.33 | 1212.7
917 | Pelco | SEN-ACC-0133 | SEN MNT ASSY WALL FIXED EXPRFCAMERA | 1 |  | 1 Year | 214 | 0.33 | 143.38
918 | Pelco | SEN-ACC-0134 | SEN MNT ASSY POLE FIXED EXPRFCAMERA | 1 |  | 1 Year | 345 | 0.33 | 231.15
919 | Pelco | SEN-ACC-0138 | SEN MNT ASSY POLE PTZ DOME CAMERA | 1 |  | 1 Year | 190 | 0.33 | 127.3
920 | Pelco | SEN-ACC-0139 | SEN MNT ASSY CORNER PTZ DOME CAMERA | 1 |  | 1 Year | 179 | 0.33 | 119.93
921 | Pelco | SM-BB4PG-3999 | SMR BB4-PG MULTISITE ENCL 2-003999 | 1 |  | 1 Year | 250 | 0.33 | 167.5
922 | Pelco | SM-FD5W106-3939 | SMR FD5-DWV10-6 CABLE 2-003939 | 1 |  | 1 Year | 603 | 0.33 | 404.01
923 | Pelco | SP-ESTX-2A | ANODIZED ESPRIT 24 VAC POWER MODULE | 1 |  | 1 Year | 223 | 0.33 | 149.41
924 | Pelco | SPM5-B | SPECTRA MINI PENDANT MOUNT BLK | 1 |  | 1 Year | 44 | 0.33 | 29.48
925 | Pelco | SPM5-W | SPECTRA MINI PENDANT MOUNT | 1 |  | 1 Year | 44 | 0.33 | 29.48
926 | Pelco | S-SD423-PG-E1-P | SMR SPECIAL PAINT SD423-PG-E1 | 1 |  | 1 Year | 3091 | 0.33 | 2070.97
927 | Pelco | S-SD423-PG-EO-P | SMR SPECIAL PAINT SD423-PG-E0 | 1 |  | 1 Year | 3091 | 0.33 | 2070.97
928 | Pelco | SWM4-W | SPECTRA MINI WALL MOUNT | 1 |  | 1 Year | 65 | 0.33 | 43.55
929 | Pelco | SWM5-B | SPECTRA MINI WALL MOUNT BLK | 1 |  | 1 Year | 78 | 0.33 | 52.26
930 | Pelco | SWM5-W | SPECTRA MINI WALL MOUNT | 1 |  | 1 Year | 78 | 0.33 | 52.26
931 | Pelco | TXB-V | DOME/P/T TRNSL INPUT BRD VICON | 1 |  | 1 Year | 124 | 0.33 | 83.08
932 | Pelco | AUS 2-10L | AUS 2-10 DVMS License Fee NTI | 1 |  | 1 Year | 284 | 0.33 | 190.28
933 | Pelco | AUSVR-SW-1L | Archive Utility SW w/1 DVMS License | 1 |  | 1 Year | 633 | 0.33 | 424.11
934 | Pelco | DS-CPPC | DS CONTROLPOINT W/NO PWR CORD | 1 |  | 1 Year | 4253 | 0.33 | 2849.51
935 | Pelco | DS-CPPC-EUK | DS CONTROLPOINT W/EUK PWR CORDS | 1 |  | 1 Year | 4253 | 0.33 | 2849.51
936 | Pelco | DS-CPPCP | DS CONTROLPOINT EU UK US PWR CRD | 1 |  | 1 Year | 5381 | 0.33 | 3605.27
937 | Pelco | DS-CPPC-US | DS CONTROL POINT WITH US PWR CORD | 1 |  | 1 Year | 4253 | 0.33 | 2849.51
938 | Pelco | DS-EN-HDD-4TB | DS/ENDURA 4TB HDD KIT | 1 |  | 1 Year | 963 | 0.33 | 645.21
939 | Pelco | DS-EN-SSD-120GB | DS/ENDURA SSD 120GB KIT | 1 |  | 1 Year | 719 | 0.33 | 481.73
940 | Pelco | DSSRV2-040 | DS SERVER2 4TB NO PWR CORD | 1 |  | 1 Year | 4572 | 0.33 | 3063.24
941 | Pelco | DSSRV2-040-D | DS SERVER2 4TB,- DIACAP | 1 |  | 1 Year | 7540 | 0.33 | 5051.8
942 | Pelco | DSSRV2-040DV-D | DS SERVER2W/DVD, 4TB,- DIACAP | 1 |  | 1 Year | 7845 | 0.33 | 5256.15
943 | Pelco | DSSRV2-040DVP | DS SRV2 W/DVD 4TB EU UK US PWR CRD | 1 |  | 1 Year | 7815 | 0.33 | 5236.05
944 | Pelco | DSSRV2-040-EUK | DS SERVER2 4TB EUK PWR CORDS | 1 |  | 1 Year | 4572 | 0.33 | 3063.24
945 | Pelco | DSSRV2-040P | DS SERVER2 4TB EU UK US PWR CRD | 1 |  | 1 Year | 5784 | 0.33 | 3875.28
946 | Pelco | DSSRV2-040-US | DS SERVER2, 4TB, US PWR CORD | 1 |  | 1 Year | 4572 | 0.33 | 3063.24
947 | Pelco | DSSRV2-080-D | DS SERVER2, 8TB,- DIACAP | 1 |  | 1 Year | 11312 | 0.33 | 7579.04
948 | Pelco | DSSRV2-080DV-D | DS SERVER2 W/DVD, 8TB,- DIACAP | 1 |  | 1 Year | 11616 | 0.33 | 7782.72
949 | Pelco | DSSRV2-080DVP | DS SRV2 W/DVD 8TB EU UK US PWR CRD | 1 |  | 1 Year | 9916 | 0.33 | 6643.72
950 | Pelco | DSSRV2-080P | DS SERVER2 8TB EU UK US PWR CRD | 1 |  | 1 Year | 9611 | 0.33 | 6439.37
951 | Pelco | DSSRV2-120 | DS SERVER2 12TB NO PWR CORD | 1 |  | 1 Year | 9301 | 0.33 | 6231.67
952 | Pelco | DSSRV2-120-D | DS SERVER2, 12TB,- DIACAP | 1 |  | 1 Year | 13468 | 0.33 | 9023.56
953 | Pelco | DSSRV2-120DV-D | DS SERVER2 W/DVD, 12TB,- DIACAP | 1 |  | 1 Year | 13827 | 0.33 | 9264.09
954 | Pelco | DSSRV2-120DVP | DS SRV2 W/DVD 12TB EU UK US PWR CRD | 1 |  | 1 Year | 12126 | 0.33 | 8124.42
955 | Pelco | DSSRV2-120-EUK | DS SERVER2 12TB EUK PWR CORDS | 1 |  | 1 Year | 9301 | 0.33 | 6231.67
956 | Pelco | DSSRV2-120P | DS SERVER2 12TB EU UK US PWR CRD | 1 |  | 1 Year | 11766 | 0.33 | 7883.22
957 | Pelco | DSSRV2-120RD-D | DS SERVER2 W/RAID, 12TB,- DIACAP | 1 |  | 1 Year | 16224 | 0.33 | 10870.08
958 | Pelco | DSSRV2-120RDP | DS SRV2 W/RD 12TB EU UK US PWR CRD | 1 |  | 1 Year | 14524 | 0.33 | 9731.08
959 | Pelco | DSSRV2-120-US | DS SERVER2, 12TB, US PWR CORD | 1 |  | 1 Year | 9301 | 0.33 | 6231.67
960 | Pelco | DSSRV2-160-D | DS SERVER2, 16TB,- DIACAP | 1 |  | 1 Year | 15624 | 0.33 | 10468.08
961 | Pelco | DSSRV2-160DV-D | DS SERVER2 W/DVD, 16TB,- DIACAP | 1 |  | 1 Year | 15982 | 0.33 | 10707.94
962 | Pelco | DSSRV2-160DVP | DS SRV2 W/DVD 16TB EU UK US PWR CRD | 1 |  | 1 Year | 14281 | 0.33 | 9568.27
963 | Pelco | DSSRV2-160P | DS SERVER2 16TB EU UK US PWR CRD | 1 |  | 1 Year | 13922 | 0.33 | 9327.74
964 | Pelco | DSSRV2-160RD-D | DS SERVER2 W/RAID, 16TB,- DIACAP | 1 |  | 1 Year | 18379 | 0.33 | 12313.93
965 | Pelco | DSSRV2-160RDP | DS SRV2 W/RD 16TB EU UK US PWR CRD | 1 |  | 1 Year | 16680 | 0.33 | 11175.6
966 | Pelco | DSSRV2-200 | DS SERVER2 20TB NO PWR CORD | 1 |  | 1 Year | 12709 | 0.33 | 8515.03
967 | Pelco | DSSRV2-200-D | DS SERVER2,20TB, - DIACAP | 1 |  | 1 Year | 17958 | 0.33 | 12031.86
968 | Pelco | DSSRV2-200-EUK | DS SERVER2 20TB EUK PWR CORDS | 1 |  | 1 Year | 12709 | 0.33 | 8515.03
969 | Pelco | DSSRV2-200P | DS SERVER2 20TB EU UK US PWR CRD | 1 |  | 1 Year | 16077 | 0.33 | 10771.59
970 | Pelco | DSSRV2-200RD-D | DS SERVER2 W/RAID, 20TB,- DIACAP | 1 |  | 1 Year | 20535 | 0.33 | 13758.45
971 | Pelco | DSSRV2-200RDP | DS SRV2 W/RD 20TB EU UK US PWR CRD | 1 |  | 1 Year | 18835 | 0.33 | 12619.45
972 | Pelco | DSSRV2-200-US | DS SERVER2, 20TB, US PWR CORD | 1 |  | 1 Year | 12709 | 0.33 | 8515.03
973 | Pelco | DSSRV2-240RD | DS SERVER2 W/RAID 24TB NO PWR CRD | 1 |  | 1 Year | 16593 | 0.33 | 11117.31
974 | Pelco | DSSRV2-240RD-D | DS SERVER2 W/RAID, 24TB,- DIACAP | 1 |  | 1 Year | 22691 | 0.33 | 15202.97
975 | Pelco | DSSRV2-240RDEUK | DS SERVER2 W/RAID 24TB EUK PWR CRDS | 1 |  | 1 Year | 16593 | 0.33 | 11117.31
976 | Pelco | DSSRV2-240RDP | DS SRV2 W/RD 24TB EU UK US PWR CRD | 1 |  | 1 Year | 20991 | 0.33 | 14063.97
977 | Pelco | DSSRV2-240RD-US | DS SERVER2 W/RAID, 24TB, US PWR CRD | 1 |  | 1 Year | 16593 | 0.33 | 11117.31
978 | Pelco | DSSRV2-DIACAPUP | DS-SRV2 DIACAP UPGRADE USB STICK | 1 |  | 1 Year | 1702 | 0.33 | 1140.34
979 | Pelco | DSSRV2-RAID | DS SRV INTERNAL RAID CNTLR | 1 |  | 1 Year | 1861 | 0.33 | 1246.87
980 | Pelco | DSSRV2-SCSI | DS SRV SCSI INTERFACE | 1 |  | 1 Year | 1869 | 0.33 | 1252.23
981 | Pelco | ENC5400-4PORT | 4 PORT HOST CARD | 1 |  | 1 Year | 312 | 0.33 | 209.04
982 | Pelco | ENC5400-CBUPKIT | ENC5400-4PORT CABLE UPGRADE KIT | 1 |  | 1 Year | 0.01 | 0.33 | 0.0067
983 | Pelco | ENC5516 | H.264 VIDEO SERVER2 NO POWER CORD | 1 |  | 1 Year | 2930 | 0.33 | 1963.1
984 | Pelco | ENC5516-CN | H.264 VIDEO SERVER2, NO PWR CORD | 1 |  | 1 Year | 2130 | 0.33 | 1427.1
985 | Pelco | ENC5516-EUK | H.264 VIDEO SERVER2 EUK PWR CORDS | 1 |  | 1 Year | 2930 | 0.33 | 1963.1
986 | Pelco | ENC5516-PS | ADDITIONAL PS FOR ENC5516 NO CORD | 1 |  | 1 Year | 154 | 0.33 | 103.18
987 | Pelco | ENC5516-PS-EUK | ADDITIONAL PS FOR ENC5516 E/UK CORD | 1 |  | 1 Year | 194 | 0.33 | 129.98
988 | Pelco | ENC5516-PS-US | ADDITIONAL PS FOR ENC5516 US CORD | 1 |  | 1 Year | 193 | 0.33 | 129.31
989 | Pelco | ENC5516-UK | H.264 VIDEO SERVER2, UK PWR CORD | 1 |  | 1 Year | 2130 | 0.33 | 1427.1
990 | Pelco | ENC5516-US | H.264 VIDEO SERVER2, US PWR CORD | 1 |  | 1 Year | 2930 | 0.33 | 1963.1
991 | Pelco | PS01-7202-0512G | G-PWR SUPPLY 72W 100-240VAC 12V | 1 |  | 1 Year | 124 | 0.33 | 83.08
992 | Pelco | USB-DS2 | USB DRIVE FOR DSSRV2 | 1 |  | 1 Year | 94 | 0.33 | 62.98
993 | Pelco | E1-SUP-1C1D | EXTEND VX ENT ONE CH SUP BY ONE DAY | 1 |  | 1 Year | 0.16 | 0.33 | 0.1072
994 | Pelco | EVFANKIT-2U | ENDURA REPLACEMENT FAN KIT 2U | 1 |  | 1 Year | 106 | 0.33 | 71.02
995 | Pelco | EVFANKIT-3U | ENDURA REPLACEMENT FAN KIT 3U | 1 |  | 1 Year | 213 | 0.33 | 142.71
996 | Pelco | EVFILTER-2U | ENDURA REPLACEMENT FILTER-2U | 1 |  | 1 Year | 71 | 0.33 | 47.57
997 | Pelco | EVFILTER-3U | ENDURA REPLACEMENT -3U | 1 |  | 1 Year | 71 | 0.33 | 47.57
998 | Pelco | HD5000-1000 | 1000 GB SATA HARD DRIVE W/CARRIER | 1 |  | 1 Year | 1641 | 0.33 | 1099.47
999 | Pelco | HD5200-1000 | REPLACEMENT 1TB HDD | 1 |  | 1 Year | 313 | 0.33 | 209.71
1000 | Pelco | HD5200-2T-72K | REPLACEMENT 2TB DRIVE FOR NSM-B | 1 |  | 1 Year | 313 | 0.33 | 209.71
1001 | Pelco | HD5200TRAY-RP | REPLACEMENT INITIAL (12)HD5200-TRAY | 1 |  | 1 Year | 426 | 0.33 | 285.42
1002 | Pelco | NSM5200-00 | NTWRK STRG MGR 0TB NO PWR CRD | 1 |  | 1 Year | 18460 | 0.33 | 12368.2
1003 | Pelco | NSM5200-00-EUK | NTWRK STRG MGR 0TB EUK PWR CRDS | 1 |  | 1 Year | 18460 | 0.33 | 12368.2
1004 | Pelco | NSM5200-00-US | NTWRK STRG MGR US PWR CRD NO HDD | 1 |  | 1 Year | 18460 | 0.33 | 12368.2
1005 | Pelco | NSM5200-12-EUK | NTWRK STRG MGR12TB EUK PWR CRDS | 1 |  | 1 Year | 24353 | 0.33 | 16316.51
1006 | Pelco | NSM5200-12-US | Ntwrk Strg Mgr, 12TB, US PWR Cord | 1 |  | 1 Year | 24353 | 0.33 | 16316.51
1007 | Pelco | NSM5200-24B | NTWRK STRG MGR 24TB NO PWR CRD | 1 |  | 1 Year | 32873 | 0.33 | 22024.91
1008 | Pelco | NSM5200-24B-EUK | NTWRK STRG MGR 24TB EUK PWR CRDS | 1 |  | 1 Year | 32873 | 0.33 | 22024.91
1009 | Pelco | NSM5200-24B-US | NTWRK STRG MGR, 24TB 72K US | 1 |  | 1 Year | 32873 | 0.33 | 22024.91
1010 | Pelco | NSM5200-48 | NTWRK STRG MGR 48TB NO PWR CRD | 1 |  | 1 Year | 49700 | 0.33 | 33299
1011 | Pelco | NSM5200-48-EUK | NTWRK STRG MGR 48TB EUK PWR CRDS | 1 |  | 1 Year | 49700 | 0.33 | 33299
1012 | Pelco | NSM5200-48-US | NTWRK STRG MGR 48TB US PWR CRD | 1 |  | 1 Year | 49700 | 0.33 | 33299
1013 | Pelco | NSM5200-FAN | NSM5200 REPLACEMENT MID FAN | 1 |  | 1 Year | 71 | 0.33 | 47.57
1014 | Pelco | NSM5300-00 | NETRK STRGMGE 0TB EUUKUSPWRCRD E31S | 1 |  | 1 Year | 25383 | 0.33 | 17006.61
1015 | Pelco | NSM5300-24 | NETRK STRGMGE 24TBEUUKUSPWRCRD E31S | 1 |  | 1 Year | 43393 | 0.33 | 29073.31
1016 | Pelco | NSM5300-48 | NETRK STRGMGE 48TBEUUKUSPWRCRD E31S | 1 |  | 1 Year | 60137 | 0.33 | 40291.79
1017 | Pelco | NSM5300-72 | NETWK STRG MGR 72TB EUUKUS PWR E31S | 1 |  | 1 Year | 65991 | 0.33 | 44213.97
1018 | Pelco | RK-UDI5000 | RACK MOUNT FOR UDI5200 | 1 |  | 1 Year | 390 | 0.33 | 261.3
1019 | Pelco | SM5200-04P | ENDURA SYS MGR, 4TB, EU UK US PWR | 1 |  | 1 Year | 9685 | 0.33 | 6488.95
1020 | Pelco | SM5200-16-EUK | ENTRPRS VID MGMT SYS, 16TB, EUK PWR | 1 |  | 1 Year | 13916 | 0.33 | 9323.72
1021 | Pelco | SM5200-16P | ENDURA SYS MGR, 16TB, EU UK US PWR | 1 |  | 1 Year | 15308 | 0.33 | 10256.36
1022 | Pelco | SM5200-16-US | ENTRPRS VID MGMT SYS, 16TB, US PWR | 1 |  | 1 Year | 13916 | 0.33 | 9323.72
1023 | Pelco | SM5200-LIT-KIT | SM5200 SW-DO NOT SELL | 1 |  | 1 Year | 8804 | 0.33 | 5898.68
1024 | Pelco | SM5200-SSD-40GB | REPLACEMENT 40GB SSD | 1 |  | 1 Year | 770 | 0.33 | 515.9
1025 | Pelco | S-WS5080-27PCDJ | SMR THERMOGRAPHY Weather Station | 1 |  | 1 Year | 5514 | 0.33 | 3694.38
1026 | Pelco | UDI5000-MTRX | DO NOT SELL | 1 |  | 1 Year | 2982 | 0.33 | 1997.94
1027 | Pelco | UDI5000-MTRX-AR | UNIV DEV INT 3P SYS,AR PWR CORD | 1 |  | 1 Year | 2982 | 0.33 | 1997.94
1028 | Pelco | UDI5000-MTRX-AU | UNVI DEV INT 3P SYS, AU PWR CORD | 1 |  | 1 Year | 2982 | 0.33 | 1997.94
1029 | Pelco | UDI5000-MTRX-CN | UNVI DEV INT 3P SYS, CN PWR CORD | 1 |  | 1 Year | 2982 | 0.33 | 1997.94
1030 | Pelco | UDI5000-MTRX-EU | UNVI DEV INT 3P SYS, EU PWR CORD | 1 |  | 1 Year | 2982 | 0.33 | 1997.94
1031 | Pelco | UDI5000-MTRX-UK | UNVI DEV INT 3P SYS, UK PWR CORD | 1 |  | 1 Year | 2982 | 0.33 | 1997.94
1032 | Pelco | UDI5000-MTRX-US | UNVI DEV INT 3P SYS, US PWR CORD | 1 |  | 1 Year | 2982 | 0.33 | 1997.94
1033 | Pelco | WS5080 | WKSTN W/WS5200 SW, NO PWR CRD | 1 |  | 1 Year | 5623 | 0.33 | 3767.41
1034 | Pelco | WS5080-EUK | WKSTN W/WS5200 SW, EUK PWR CRD | 1 |  | 1 Year | 5623 | 0.33 | 3767.41
1035 | Pelco | WS5080P | WKSTN W/WS5200 SW, EU UK US PWR CRD | 1 |  | 1 Year | 6186 | 0.33 | 4144.62
1036 | Pelco | WS5080-US | WKSTN W/WS5200 SW, US PWR CRD | 1 |  | 1 Year | 5623 | 0.33 | 3767.41
1037 | Pelco | WS5200-1 | 2ND GEN WS5000 SW,1 SEAT LIC | 1 |  | 1 Year | 2217 | 0.33 | 1485.39
1038 | Pelco | WS5200-10 | 2ND GEN WS5000 SW,10 SEAT LIC | 1 |  | 1 Year | 10411 | 0.33 | 6975.37
1039 | Pelco | WS5200-25 | 2ND GEN WS5000 SW,25 SEAT LIC | 1 |  | 1 Year | 13273 | 0.33 | 8892.91
1040 | Pelco | WS5200-5 | 2ND GEN WS5000 SW,5 SEAT LIC | 1 |  | 1 Year | 8533 | 0.33 | 5717.11
1041 | Pelco | WS5200-MAP | 2ND GEN MAPPING SW,SITE LIC | 1 |  | 1 Year | 1484 | 0.33 | 994.28
1042 | Pelco | WS5200-SITE | 2ND GEN WS5000 SW,SITE LIC | 1 |  | 1 Year | 16460 | 0.33 | 11028.2
1043 | Pelco | WS5220-UPG | 2ND GEN WS5000 SW UPGRADE | 1 |  | 1 Year | 780 | 0.33 | 522.6
1044 | Pelco | WS5220-UPGSITE | 2ND GEN WS5000 SW UPGRADE SITE LIC | 1 |  | 1 Year | 5795 | 0.33 | 3882.65
1045 | Pelco | ECM100 | Corner Mt Adapter for Esprit | 1 |  | 1 Year | 122 | 0.33 | 81.74
1046 | Pelco | ECM101 | CORNER MT ADAPTER FOR ESPRIT | 1 |  | 1 Year | 116.6 | 0.33 | 78.122
1047 | Pelco | EPM | ESPRIT POLE ADAPTER | 1 |  | 1 Year | 102 | 0.33 | 68.34
1048 | Pelco | EPP | ESPRIT PEDESTAL PLATE | 1 |  | 1 Year | 39.6 | 0.33 | 26.532
1049 | Pelco | EPP2 | ESPRIT PEDESTAL PLATE | 1 |  | 1 Year | 70 | 0.33 | 46.9
1050 | Pelco | ES41E36-5N | ESPRIT IP IOP 36X HIGH RES NTSC | 1 |  | 1 Year | 4663 | 0.33 | 3124.21
1051 | Pelco | ES41EP36-5W-X | ESPRIT IP IOC 36X HI RES WIPER PAL | 1 |  | 1 Year | 5764 | 0.33 | 3861.88
1052 | Pelco | ES5230-02N | ESPRIT 1080P 24V PED | 1 |  | 1 Year | 4605 | 0.33 | 3085.35
1053 | Pelco | ES5230-02W | ESPRIT 1080P 24V WALL | 1 |  | 1 Year | 4605 | 0.33 | 3085.35
1054 | Pelco | ES5230-05N | ESPRIT 1080P 120/230V PED | 1 |  | 1 Year | 4605 | 0.33 | 3085.35
1055 | Pelco | ES5230-05W | ESPRIT 1080P 120/230V WALL | 1 |  | 1 Year | 4605 | 0.33 | 3085.35
1056 | Pelco | ES5230-12N | ESPRIT 1080P WPR 24V PED | 1 |  | 1 Year | 4797 | 0.33 | 3213.99
1057 | Pelco | ES5230-12NP | ESPRIT 1080P WIPER PRES 24V PED | 1 |  | 1 Year | 5948 | 0.33 | 3985.16
1058 | Pelco | ES5230-12W | ESPRIT 1080P WIPER 24V WALL | 1 |  | 1 Year | 4797 | 0.33 | 3213.99
1059 | Pelco | ES5230-12WP | ESPRIT 1080P WPR PRES 24V WALL | 1 |  | 1 Year | 5948 | 0.33 | 3985.16
1060 | Pelco | ES5230-15N | ESPRIT 1080P WPR 120/230V PED | 1 |  | 1 Year | 4797 | 0.33 | 3213.99
1061 | Pelco | ES5230-15NP | ESPRIT 1080P WPR PRES 120/230V PED | 1 |  | 1 Year | 5948 | 0.33 | 3985.16
1062 | Pelco | ES5230-15W | ESPRIT 1080P WPR 120/230V WALL | 1 |  | 1 Year | 4797 | 0.33 | 3213.99
1063 | Pelco | ES5230-15WP | ESPRIT 1080P WPR PRES 120/230V WALL | 1 |  | 1 Year | 5948 | 0.33 | 3985.16
1064 | Pelco | ES523L-02N | ESPRIT ENHANCED 1080P 24V PED | 1 |  | 1 Year | 4808 | 0.33 | 3221.36
1065 | Pelco | ES523L-02W | ESPRIT ENHANCED 1080P 24V WALL | 1 |  | 1 Year | 4808 | 0.33 | 3221.36
1066 | Pelco | ES523L-05N | ESPRIT ENHANCED 1080 120/230V PED | 1 |  | 1 Year | 4808 | 0.33 | 3221.36
1067 | Pelco | ES523L-05W | ESPRIT ENHANCED 1080P 120/230V WALL | 1 |  | 1 Year | 4808 | 0.33 | 3221.36
1068 | Pelco | ES523L-12N | ESPRIT ENHANCED 1080P WPR 24V PED | 1 |  | 1 Year | 5000 | 0.33 | 3350
1069 | Pelco | ES523L-12NP | ESPRIT ENHD 1080P WIPR PRES 24V PED | 1 |  | 1 Year | 6151 | 0.33 | 4121.17
1070 | Pelco | ES523L-12W | ESPRIT ENHANCED 1080P WIPR 24V WALL | 1 |  | 1 Year | 5000 | 0.33 | 3350
1071 | Pelco | ES523L-12WP | ESPRIT ENCD 1080P WPR PRES 24V WALL | 1 |  | 1 Year | 6151 | 0.33 | 4121.17
1072 | Pelco | ES523L-15N | ESPRIT ENCD 1080P WIPR 120/230V PED | 1 |  | 1 Year | 5000 | 0.33 | 3350
1073 | Pelco | ES523L-15NP | ESPRIT ENHNCD WPR PRES 120/230V PED | 1 |  | 1 Year | 6151 | 0.33 | 4121.17
1074 | Pelco | ES523L-15W | ESPRIT ENHANCED WIPR 120/230N WALL | 1 |  | 1 Year | 5000 | 0.33 | 3350
1075 | Pelco | ES523L-15WP | ESPRIT ENHNCD WIPR PR 120/230V WAL | 1 |  | 1 Year | 6151 | 0.33 | 4121.17
1076 | Pelco | ES6230-02 | ESPRIT ENHANCED POE/24/48 | 1 |  | 1 Year | 4505 | 0.33 | 3018.35
1077 | Pelco | ES6230-02US | ESPRIT ENHANCED POE/24/48 US | 1 |  | 1 Year | 4955 | 0.33 | 3319.85
1078 | Pelco | ES6230-05 | ESPRIT ENHANCED 100-240V | 1 |  | 1 Year | 4505 | 0.33 | 3018.35
1079 | Pelco | ES6230-05US | ESPRIT ENHANCED 100-240V US | 1 |  | 1 Year | 4955 | 0.33 | 3319.85
1080 | Pelco | ES6230-12 | ESPRIT ENHANCED WIPER POE/24/48 | 1 |  | 1 Year | 4697 | 0.33 | 3146.99
1081 | Pelco | ES6230-12P | ESPRIT ENN WIPER PRES POE/24/48 | 1 |  | 1 Year | 5848 | 0.33 | 3918.16
1082 | Pelco | ES6230-12P-R2 | ESPRIT ENN WIPER PRES 48VDC IR | 1 |  | 1 Year | 8848 | 0.33 | 5928.16
1083 | Pelco | ES6230-12P-R2US | ESPRIT ENN WIPER PRES 48VDC IR US | 1 |  | 1 Year | 9732 | 0.33 | 6520.44
1084 | Pelco | ES6230-12P-RWUS | ESPRT ENH6 WPR 48VDC PR IR WHT US | 1 |  | 1 Year | 9300 | 0.33 | 6231
1085 | Pelco | ES6230-12PUS | ESPRIT ENN WIPER PRES POE/24/48 US | 1 |  | 1 Year | 6432 | 0.33 | 4309.44
1086 | Pelco | ES6230-12-R2 | ESPRIT ENHANCED WIPER 48VDC IR | 1 |  | 1 Year | 7697 | 0.33 | 5156.99
1087 | Pelco | ES6230-12-R2US | ESPRIT ENHANCED WIPER 48VDC IR US | 1 |  | 1 Year | 8466 | 0.33 | 5672.22
1088 | Pelco | ES6230-12-RWUS | ESPRIT ENH6 WIPR 48VDC IR WHIT US | 1 |  | 1 Year | 8100 | 0.33 | 5427
1089 | Pelco | ES6230-12US | ESPRIT ENHANCED WIPER POE/24/48 US | 1 |  | 1 Year | 5166 | 0.33 | 3461.22
1090 | Pelco | ES6230-15 | ESPRIT ENHANCED WIPER 100-240V | 1 |  | 1 Year | 4697 | 0.33 | 3146.99
1091 | Pelco | ES6230-15P | ESPRIT ENH WIPER PRES 100-240V | 1 |  | 1 Year | 5848 | 0.33 | 3918.16
1092 | Pelco | ES6230-15P-R2 | ESPRIT ENH WIPER PRES 100-240V IR | 1 |  | 1 Year | 8848 | 0.33 | 5928.16
1093 | Pelco | ES6230-15P-R2US | ESPRIT ENH WIPR PRES 100-240V IR US | 1 |  | 1 Year | 9732 | 0.33 | 6520.44
1094 | Pelco | ES6230-15P-RWUS | ESPRT ENH6 WPR 85-265V PR IR WHT US | 1 |  | 1 Year | 9300 | 0.33 | 6231
1095 | Pelco | ES6230-15PUS | ESPRIT ENH WIPER PRES 100-240V US | 1 |  | 1 Year | 6432 | 0.33 | 4309.44
1096 | Pelco | ES6230-15-R2 | ESPRIT ENHANCED WIPER 100-240V IR | 1 |  | 1 Year | 7697 | 0.33 | 5156.99
1097 | Pelco | ES6230-15-R2US | ESPRIT ENHANCED WIPER 100-240V IRUS | 1 |  | 1 Year | 8466 | 0.33 | 5672.22
1098 | Pelco | ES6230-15-RWUS | ESPRIT ENH6 WIPR 85-265V IR WHIT US | 1 |  | 1 Year | 8100 | 0.33 | 5427
1099 | Pelco | ES6230-15US | ESPRIT ENHANCED WIPER 85-265V US | 1 |  | 1 Year | 5166 | 0.33 | 3461.22
1100 | Pelco | ES-BLADE-10 | ESPRIT REPL WIPER BLADES 10 PCS | 1 |  | 1 Year | 55 | 0.33 | 36.85
1101 | Pelco | ES-BLADE-2 | ESPRIT REPL WIPER BLADES 2 PCS | 1 |  | 1 Year | 30 | 0.33 | 20.1
1102 | Pelco | ES-MKIT | ESPRIT MARINE KIT | 1 |  | 1 Year | 42 | 0.33 | 28.14
1103 | Pelco | ESTXE-5 | ESPRIT IP 120/240VAC POWER MODULE | 1 |  | 1 Year | 1329 | 0.33 | 890.43
1104 | Pelco | ESTX-HD-2 | PWR SUP 24VAC ESPRIT5 | 1 |  | 1 Year | 142 | 0.33 | 95.14
1105 | Pelco | ESTX-HD-5 | PWRSUP 120/230 ESPRIT5 | 1 |  | 1 Year | 284 | 0.33 | 190.28
1106 | Pelco | EWM | ESPRIT WALL MOUNT | 1 |  | 1 Year | 82 | 0.33 | 54.94
1107 | Pelco | IDM4012SS | MOUNT ARM,FEED-THRU,SPECTRA,SS | 1 |  | 1 Year | 351 | 0.33 | 235.17
1108 | Pelco | IDM4018 | MOUNT ARM,FEED-THRU,INTERCEPT, | 1 |  | 1 Year | 305 | 0.33 | 204.35
1109 | Pelco | IOC-30 | 1080P PRES CAM ESPRIT5 | 1 |  | 1 Year | 2698 | 0.33 | 1807.66
1110 | Pelco | IOC-30L | ESPRIT ENHANCED 30X PR MODULE (IOC) | 1 |  | 1 Year | 2901 | 0.33 | 1943.67
1111 | Pelco | IOP-30 | 1080P CAMERA ESPRIT5 | 1 |  | 1 Year | 2556 | 0.33 | 1712.52
1112 | Pelco | IOP-30L | ESPRIT ENHANCED 30X MODULE (IOP) | 1 |  | 1 Year | 2759 | 0.33 | 1848.53
1113 | Pelco | IWM24-GY | WALL MOUNT,DOME,GRAY,24 PWR SUP | 1 |  | 1 Year | 345 | 0.33 | 231.15
1114 | Pelco | IWM24-SR | WALL MOUNT 24 VAC L GRAY FOR SRX IE | 1 |  | 1 Year | 305 | 0.33 | 204.35
1115 | Pelco | IWM-GY | WALL MOUNT, DOME, GRAY | 1 |  | 1 Year | 114 | 0.33 | 76.38
1116 | Pelco | IWM-MKIT | IWM MARINE KIT | 1 |  | 1 Year | 42 | 0.33 | 28.14
1117 | Pelco | IWM-SR | WALL MOUNT, DOME, LT GRAY | 1 |  | 1 Year | 114 | 0.33 | 76.38
1118 | Pelco | PP350 | MNT PARAPT WALL 2-1/2"DIA SPECTRA | 1 |  | 1 Year | 530 | 0.33 | 355.1
1119 | Pelco | PP351 | ROOFTOP MOUNT, DOME, LOW PRFL | 1 |  | 1 Year | 649 | 0.33 | 434.83
1120 | Pelco | PP450 | PARAPET WALL MOUNT, DOME, STD PRFL | 1 |  | 1 Year | 575 | 0.33 | 385.25
1121 | Pelco | PP451 | ROOFTOP MOUNT, DOME, STD PRFL | 1 |  | 1 Year | 700 | 0.33 | 469
1122 | Pelco | SD5-P | CEILING PANEL, WHITE 2X2, SPECTRA | 1 |  | 1 Year | 100 | 0.33 | 67
1123 | Pelco | S-EEP2-P | SMR EPP2 SPECIAL PAINT | 1 |  | 1 Year | 120 | 0.33 | 80.4
1124 | Pelco | S-EPP2-P | SMR EPP2 PAINT | 1 |  | 1 Year | 120 | 0.33 | 80.4
1125 | Pelco | S-ES623015-R2-P | SMR ES6230-15-R2 SPECIAL PAINT | 1 |  | 1 Year | 9074 | 0.33 | 6079.58
1126 | Pelco | S-IWM24GY-P | SMR MNT DOME WALL SPECTRA24V | 1 |  | 1 Year | 459 | 0.33 | 307.53
1127 | Pelco | SM-EPP-3481 | SMR ESPRT PDSTL PLATE SMR 2-003481 | 1 |  | 1 Year | 1341 | 0.33 | 898.47
1128 | Pelco | SM-ES612P-3926 | SMR ANODIZE ES6230-12P 2-003926 | 1 |  | 1 Year | 6350 | 0.33 | 4254.5
1129 | Pelco | SM-ES612PR-3926 | SMR ANODIZE ES6230-12P-R2 2-003926 | 1 |  | 1 Year | 9500 | 0.33 | 6365
1130 | Pelco | SM-ES615P-3926 | SMR ANODIZE ES6230-15P 2-003926 | 1 |  | 1 Year | 6350 | 0.33 | 4254.5
1131 | Pelco | SM-ES615PR-3926 | SMR ANODIZE ES6230-15P-R2 2-003926 | 1 |  | 1 Year | 9500 | 0.33 | 6365
1132 | Pelco | SM-EWM-3463 | SMR ANODIZED EWM 2-003463 | 1 |  | 1 Year | 156 | 0.33 | 104.52
1133 | Pelco | SP-ES523L-12WL | LARGE IR ESPRIT ENHD WIPR 24V WALL | 1 |  | 1 Year | 5000 | 0.33 | 3350
1134 | Pelco | SP-ES523L-12WPL | LARGE IR ESPT ENHD WPR PRES 24V WAL | 1 |  | 1 Year | 6151 | 0.33 | 4121.17
1135 | Pelco | SP-ES523L-15NL | LARGE IR ESPT ENHD WPR 120/230V PED | 1 |  | 1 Year | 5000 | 0.33 | 3350
1136 | Pelco | SP-ES523L-15NPL | LG IR ESPT ENHD WPR PRS 120/230 PED | 1 |  | 1 Year | 6151 | 0.33 | 4121.17
1137 | Pelco | SP-ESTX-HD-2A | ANODIZED PWR SUP 24VAC ESPRIT 5 | 1 |  | 1 Year | 142 | 0.33 | 95.14
1138 | Pelco | SP-ESTX-HD-2L | LARGE IR PWR SUP 24VAC ESPRIT5 | 1 |  | 1 Year | 142 | 0.33 | 95.14
1139 | Pelco | SP-EWM-A | SMR ANODIZED ESPRIT WALL MOUNT | 1 |  | 1 Year | 142 | 0.33 | 95.14
1140 | Pelco | S-PP350-P | SMR MNT PARAPT WALL SPECTRA | 1 |  | 1 Year | 689 | 0.33 | 461.63
1141 | Pelco | S-PP450-P | SMR MOUNT,PARAPET WALL 2 1/2 | 1 |  | 1 Year | 776 | 0.33 | 519.92
1142 | Pelco | S-SD5-P-P | SMR SD5-P SPECIAL PAINT | 1 |  | 1 Year | 234 | 0.33 | 156.78
1143 | Pelco | S-SWM-GY-P | SMR PAINT SPECTRA MNT WALL GY | 1 |  | 1 Year | 157 | 0.33 | 105.19
1144 | Pelco | S-SWM-PA-GY-P | SMR PAINT SPECTRA MNT POLE ADAPTER | 1 |  | 1 Year | 94 | 0.33 | 62.98
1145 | Pelco | SWM-BK | SPECTRA MNT WALL BK | 1 |  | 1 Year | 73 | 0.33 | 48.91
1146 | Pelco | SWM-GY | SPECTRA MNT WALL GY | 1 |  | 1 Year | 67 | 0.33 | 44.89
1147 | Pelco | SWM-PA-BK | POLE MOUNT ADAPTER FOR SWM-BK | 1 |  | 1 Year | 48 | 0.33 | 32.16
1148 | Pelco | SWM-PA-GY | POLE MOUNT ADAPTER FOR SWM-GY | 1 |  | 1 Year | 40 | 0.33 | 26.8
1149 | Pelco | SWM-SR | DOME MNT WALL LT GRAY | 1 |  | 1 Year | 67 | 0.33 | 44.89
1150 | Pelco | SWM-WT | WALL MOUNT WHITE FOR SRX ID PENDANT | 1 |  | 1 Year | 67 | 0.33 | 44.89
1151 | Pelco | EVO-05-LBK | EVOMINI 360 5MP ENV PENDANT KIT BLK | 1 |  | 1 Year | 1179 | 0.33 | 789.93
1152 | Pelco | EVO-05LID | EVO MINI 360 INDR SURF 5M IPCAM WT | 1 |  | 1 Year | 790 | 0.33 | 529.3
1153 | Pelco | EVO-05LJD | EVO MINI 360 INDR SURF 5M IPCAM BLK | 1 |  | 1 Year | 790 | 0.33 | 529.3
1154 | Pelco | EVO-05LMD | EVOLUTN MINI 360 5MP ENV SURFMT WHT | 1 |  | 1 Year | 958 | 0.33 | 641.86
1155 | Pelco | EVO-05LND | EVOLUTN MINI 360 5MP ENV SURFMT BLK | 1 |  | 1 Year | 958 | 0.33 | 641.86
1156 | Pelco | EVO-05LRD | EVOLUTN MINI 360 5MP RECESSED WHITE | 1 |  | 1 Year | 874 | 0.33 | 585.58
1157 | Pelco | EVO-05LSD | EVOLUTN MINI 360 5MP RECESSED BLACK | 1 |  | 1 Year | 874 | 0.33 | 585.58
1158 | Pelco | EVO-05-LWK | EVOMINI 360 5MP ENV PENDANT KIT WHT | 1 |  | 1 Year | 1179 | 0.33 | 789.93
1159 | Pelco | EVO-05NCD | EVOLTN 360 INDOOR CONCLD 5M IP CAM | 1 |  | 1 Year | 1162 | 0.33 | 778.54
1160 | Pelco | EVO-05NID | EVOLN 360 INDR SRFMT 5M IP CAM WT | 1 |  | 1 Year | 1162 | 0.33 | 778.54
1161 | Pelco | EVO-05NJD | EVOLN 360 INDR SRFMT 5M IP CAM BL | 1 |  | 1 Year | 1162 | 0.33 | 778.54
1162 | Pelco | EVO-05NMD | EVOLN 360 OUTDR SRFMT 5M IP CAM W | 1 |  | 1 Year | 1328 | 0.33 | 889.76
1163 | Pelco | EVO-05NND | EVOLN 360 OUTDR SRFMT 5M IP CAM B | 1 |  | 1 Year | 1328 | 0.33 | 889.76
1164 | Pelco | EVO-05NRD | EVOLUTION 360 5MP RECESD PLNM WHITE | 1 |  | 1 Year | 1292 | 0.33 | 865.64
1165 | Pelco | EVO-05NSD | EVOLUTION 360 5MP RECESD PLNM BLACK | 1 |  | 1 Year | 1292 | 0.33 | 865.64
1166 | Pelco | EVO-05-PSK | EVOLUTION 360 5MP IP69K PENDANT SS | 1 |  | 1 Year | 3058 | 0.33 | 2048.86
1167 | Pelco | EVO-05-SSK | EVOLUTION 360 5MP IP69K SURF MNT SS | 1 |  | 1 Year | 3058 | 0.33 | 2048.86
1168 | Pelco | EVO-12NCD | EVOLTN 360 INDOOR CONCLD 12M IPCAM | 1 |  | 1 Year | 1671 | 0.33 | 1119.57
1169 | Pelco | EVO-12NID | EVOLN 360 INDR SRFMT 12M IPCAM WT | 1 |  | 1 Year | 1671 | 0.33 | 1119.57
1170 | Pelco | EVO-12NJD | EVO-12NJD INDR SRFMT 12M IPCAM BL | 1 |  | 1 Year | 1671 | 0.33 | 1119.57
1171 | Pelco | EVO-12NMD | EVOLN 360 OUTDR SRFMT 12M IPCAM W | 1 |  | 1 Year | 1823 | 0.33 | 1221.41
1172 | Pelco | EVO-12NND | EVOLN 360 OUTDR SRFMT 12M IPCAM B | 1 |  | 1 Year | 1823 | 0.33 | 1221.41
1173 | Pelco | EVO-12NRD | EVOLUTION 360 12MP RECSD PLNM WHITE | 1 |  | 1 Year | 1834 | 0.33 | 1228.78
1174 | Pelco | EVO-12NSD | EVOLUTION 360 12MP RECSD PLNM BLACK | 1 |  | 1 Year | 1834 | 0.33 | 1228.78
1175 | Pelco | EVO-12-PSK | EVOLUTION 360 12MP IP69K PENDANT SS | 1 |  | 1 Year | 3516 | 0.33 | 2355.72
1176 | Pelco | EVO-12-SSK | EVOLUTION 360 12MP IP69K SURF MT SS | 1 |  | 1 Year | 3516 | 0.33 | 2355.72
1177 | Pelco | EVO-180-WED-P | EVOLN 180 OUTDR SRFMT 12M IPCM WT | 1 |  | 1 Year | 2140 | 0.33 | 1433.8
1178 | Pelco | EVO-180-WID-P | EVOLN 180 INDR SRFMT 12M IPCAM WT | 1 |  | 1 Year | 1720 | 0.33 | 1152.4
1179 | Pelco | EVO-180-WJD-P | EVOLN 180 INDR SRFMT 12M IPCAM BL | 1 |  | 1 Year | 1800 | 0.33 | 1206
1180 | Pelco | OBE-01-IBA | INDOOR PENDANT BLACK EVOLUTION 360 | 1 |  | 1 Year | 88 | 0.33 | 58.96
1181 | Pelco | OBE-01-IWA | INDOOR PENDANT WHITE EVOLUTN 360 | 1 |  | 1 Year | 89 | 0.33 | 59.63
1182 | Pelco | OBE-01-OBA | OUTDOOR PENDANT BLACK EVOLUTN 360 | 1 |  | 1 Year | 96 | 0.33 | 64.32
1183 | Pelco | OBE-01-OWA | OUTDOOR PENDANT WHITE EVOLUTN 360 | 1 |  | 1 Year | 96 | 0.33 | 64.32
1184 | Pelco | OBE-02-OBA | OUTDR SUNSHIELD BLACK EVOLUTN 360 | 1 |  | 1 Year | 96 | 0.33 | 64.32
1185 | Pelco | OBE-02-OWA | OUTDR SUNSHIELD WHTE EVOLUTN 360 | 1 |  | 1 Year | 96 | 0.33 | 64.32
1186 | Pelco | OBE-03-OBA | OUTDR POLEMOUNT BLACK EVOLUTN 360 | 1 |  | 1 Year | 202 | 0.33 | 135.34
1187 | Pelco | OBE-03-OWA | OUTDR POLEMOUNT WHITE EVOLUTN 360 | 1 |  | 1 Year | 202 | 0.33 | 135.34
1188 | Pelco | OBE-04-OBA | OUTDR WALLMOUNT BLACK EVOLUTN 360 | 1 |  | 1 Year | 202 | 0.33 | 135.34
1189 | Pelco | OBE-04-OWA | OUTDR WALLMOUNT WHITE EVOLUTN 360 | 1 |  | 1 Year | 202 | 0.33 | 135.34
1190 | Pelco | OBE-05-OBA | OUTDR CORNERMONT BLAK EVOLUTN 360 | 1 |  | 1 Year | 209 | 0.33 | 140.03
1191 | Pelco | OBE-05-OWA | OUTDR CORNERMONT WHTE EVOLUTN 360 | 1 |  | 1 Year | 209 | 0.33 | 140.03
1192 | Pelco | OBE-11-IBA | EVO MINI INDOOR VANDAL COVER BLACK | 1 |  | 1 Year | 89 | 0.33 | 59.63
1193 | Pelco | OBE-11-IWA | VANDL LOWR DOME SURF MT FR EVO MINI | 1 |  | 1 Year | 50 | 0.33 | 33.5
1194 | Pelco | OBE-13-IBA | ADAPTER FOR PENDNT MT FOR EVO MINI | 1 |  | 1 Year | 82 | 0.33 | 54.94
1195 | Pelco | OBE-14-OBA | OUTDOR SUNSHLD BLACK 12MP EVO 360 | 1 |  | 1 Year | 106 | 0.33 | 71.02
1196 | Pelco | OBE-14-OWA | OUTDOOR SUNSHLD WHITE 12 MP EVO 360 | 1 |  | 1 Year | 106 | 0.33 | 71.02
1197 | Pelco | OBE-16-OBA | EVO MINI ENV CONDUIT BACKBOX BLACK | 1 |  | 1 Year | 89 | 0.33 | 59.63
1198 | Pelco | OBE-16-OWA | EVO MINI ENV CONDUIT BACKBOX WHITE | 1 |  | 1 Year | 89 | 0.33 | 59.63
1199 | Pelco | S-EVO-05NJD-P | SMR PAINT EVO-05NJD | 1 |  | 1 Year | 1751 | 0.33 | 1173.17
1200 | Pelco | S-EVO-12NJD-P | SMR EVO-12NJD SPECIAL PAINT | 1 |  | 1 Year | 1860 | 0.33 | 1246.2
1201 | Pelco | AXM200 | EX ENH ADJUSTABLE PT MOUNT | 1 |  | 1 Year | 889 | 0.33 | 595.63
1202 | Pelco | CMXM200 | EX ENH CORNER MOUNT ADAPTER | 1 |  | 1 Year | 859 | 0.33 | 575.53
1203 | Pelco | EHXME136-7 | EX IP FIXED 36X 100/240V WPR NTSC | 1 |  | 1 Year | 13399 | 0.33 | 8977.33
1204 | Pelco | EHXME136-7X | EX IP FIXED 36X 100/240V WPR PAL | 1 |  | 1 Year | 13399 | 0.33 | 8977.33
1205 | Pelco | EXF1230-4N | EX ENH FIXED 2MP 30X 48VDC | 1 |  | 1 Year | 12410 | 0.33 | 8314.7
1206 | Pelco | EXF1230-7N | EX ENH FIXED 2MP 30X 100/240V | 1 |  | 1 Year | 12410 | 0.33 | 8314.7
1207 | Pelco | EXP1230-4N | EX ENH PTZ 2MP 30X 48VDC | 1 |  | 1 Year | 24840 | 0.33 | 16642.8
1208 | Pelco | EXP1230-7M | EX ENH PTZ 2MP 30X IRM 100/240V | 1 |  | 1 Year | 30924 | 0.33 | 20719.08
1209 | Pelco | EXP1230-7N | EX ENH PTZ 2MP 30X 100/240V | 1 |  | 1 Year | 24840 | 0.33 | 16642.8
1210 | Pelco | EXSITESYS-PKG | EXSITE SYSTEM PACK BOX | 1 |  | 1 Year | 21 | 0.33 | 14.07
1211 | Pelco | INMETRO-LABEL | INMETRO PACKING LABEL | 1 |  | 1 Year | 1 | 0.33 | 0.67
1212 | Pelco | IPSXME136-7 | EX IP PTZ 100/240V 36X WPR NTSC | 1 |  | 1 Year | 25195 | 0.33 | 16880.65
1213 | Pelco | IPSXME136-7X | EX IP PTZ 100/240V 36X WPR PAL | 1 |  | 1 Year | 25195 | 0.33 | 16880.65
1214 | Pelco | IPSXME-7 | EXSITE IP POWER MODULE 100/240V | 1 |  | 1 Year | 6671 | 0.33 | 4469.57
1215 | Pelco | PAXM100 | EXSITE POLE MOUNT ADAPTER | 1 |  | 1 Year | 859 | 0.33 | 575.53
1216 | Pelco | PAXM200 | EX ENH POLE MOUNT ADAPTER | 1 |  | 1 Year | 859 | 0.33 | 575.53
1217 | Pelco | PXM100 | EXSITE PEDESTAL MOUNT | 1 |  | 1 Year | 178 | 0.33 | 119.26
1218 | Pelco | PXM200 | EX ENH PEDESTAL MOUNT | 1 |  | 1 Year | 169 | 0.33 | 113.23
1219 | Pelco | WXM100 | EXSITE WALL MOUNT | 1 |  | 1 Year | 1402 | 0.33 | 939.34
1220 | Pelco | WXM200 | EX ENH WALL MOUNT | 1 |  | 1 Year | 1259 | 0.33 | 843.53
1221 | Pelco | IMD2007-1ES | GFC MULTI 20MP 4 IMGR OUTDR SURF MT | 1 |  | 1 Year | 3125 | 0.33 | 2093.75
1222 | Pelco | IMDPM-E | GFC MULTI OUTDOOR PENDANT MOUNT | 1 |  | 1 Year | 125 | 0.33 | 83.75
1223 | Pelco | IMM12018-1EI | IMM 12MP 180 ENVRMTL NCLNG DOM | 1 |  | 1 Year | 2786 | 0.33 | 1866.62
1224 | Pelco | IMM12018-1EIUS | IMM 12MP 180 ENVRMTL NCLNG DOM US | 1 |  | 1 Year | 3113 | 0.33 | 2085.71
1225 | Pelco | IMM12018-1EP | IMM 12MP 180 ENVRMTL PEND MNDM | 1 |  | 1 Year | 2786 | 0.33 | 1866.62
1226 | Pelco | IMM12018-1EPUS | IMM 12MP 180 ENVRMTL PEND MNDM US | 1 |  | 1 Year | 3113 | 0.33 | 2085.71
1227 | Pelco | IMM12018-1ES | IMM 12MP 180 ENVRMTL SRF MINDM | 1 |  | 1 Year | 2786 | 0.33 | 1866.62
1228 | Pelco | IMM12018-1ESUS | IMM 12MP 180 ENVRMTL SRF MINDM US | 1 |  | 1 Year | 3113 | 0.33 | 2085.71
1229 | Pelco | IMM12018-1I | IMM 12MP 180 INDR NCLNG DOM WHT | 1 |  | 1 Year | 2585 | 0.33 | 1731.95
1230 | Pelco | IMM12018-1IUS | IMM 12MP 180 INDR NCLNG DOM WHT US | 1 |  | 1 Year | 2888 | 0.33 | 1934.96
1231 | Pelco | IMM12018-1P | IMM 12MP 180 INDR PEND MNDM WHT | 1 |  | 1 Year | 2585 | 0.33 | 1731.95
1232 | Pelco | IMM12018-1PUS | IMM 12MP 180 INDR PEND MNDM WHT US | 1 |  | 1 Year | 2888 | 0.33 | 1934.96
1233 | Pelco | IMM12018-1S | IMM 12MP 180 INDR SRF MINDM WHT | 1 |  | 1 Year | 2585 | 0.33 | 1731.95
1234 | Pelco | IMM12018-1SUS | IMM 12MP 180 INDR SRF MINDM WHT US | 1 |  | 1 Year | 2888 | 0.33 | 1934.96
1235 | Pelco | IMM12018-B1I | IMM 12MP 180 INDR NCLNG DOM BLK | 1 |  | 1 Year | 2585 | 0.33 | 1731.95
1236 | Pelco | IMM12018-B1IUS | IMM 12MP 180 INDR NCLNG DOM BLK US | 1 |  | 1 Year | 2888 | 0.33 | 1934.96
1237 | Pelco | IMM12018-B1P | IMM 12MP 180 INDR PEND MNDM BLK | 1 |  | 1 Year | 2585 | 0.33 | 1731.95
1238 | Pelco | IMM12018-B1PUS | IMM 12MP 180 INDR PEND MNDM BLK US | 1 |  | 1 Year | 2888 | 0.33 | 1934.96
1239 | Pelco | IMM12018-B1S | IMM 12MP 180 INDR SRF MINDM BLK | 1 |  | 1 Year | 2585 | 0.33 | 1731.95
1240 | Pelco | IMM12018-B1SUS | IMM 12MP 180 INDR SRF MINDM BLK US | 1 |  | 1 Year | 2888 | 0.33 | 1934.96
1241 | Pelco | IMM12018-BASE | IMM 12MP 180 INDR BASE MODULE | 1 |  | 1 Year | 2653 | 0.33 | 1777.51
1242 | Pelco | IMM12018-BASEUS | OPTERA 12MP 180 INDR BASE MODULE | 1 |  | 1 Year | 2802 | 0.33 | 1877.34
1243 | Pelco | IMM12018-E-BASE | IMM 12MP 180 ENVIR BASE MODUL | 1 |  | 1 Year | 2842 | 0.33 | 1904.14
1244 | Pelco | IMM12018-EBASUS | OPTERA 12MP 180 INDR BASE MODULE | 1 |  | 1 Year | 3028 | 0.33 | 2028.76
1245 | Pelco | IMM12027-1EI | IMM 12MP 270 ENVRMTL NCLNG DOM | 1 |  | 1 Year | 2786 | 0.33 | 1866.62
1246 | Pelco | IMM12027-1EIUS | IMM 12MP 270 ENVRMTL NCLNG DOM US | 1 |  | 1 Year | 3113 | 0.33 | 2085.71
1247 | Pelco | IMM12027-1EP | IMM 12MP 270 ENVRMTL PEND MNDM | 1 |  | 1 Year | 2786 | 0.33 | 1866.62
1248 | Pelco | IMM12027-1EPUS | IMM 12MP 270 ENVRMTL PEND MNDM US | 1 |  | 1 Year | 3113 | 0.33 | 2085.71
1249 | Pelco | IMM12027-1ES | IMM 12MP 270 ENVRMTL SRF MINDM | 1 |  | 1 Year | 2786 | 0.33 | 1866.62
1250 | Pelco | IMM12027-1ESUS | IMM 12MP 270 ENVRMTL SRF MINDM US | 1 |  | 1 Year | 3113 | 0.33 | 2085.71
1251 | Pelco | IMM12027-1I | IMM 12MP 270 INDR NCLNG DOM WHT | 1 |  | 1 Year | 2585 | 0.33 | 1731.95
1252 | Pelco | IMM12027-1IUS | IMM 12MP 270 INDR NCLNG DOM WHT US | 1 |  | 1 Year | 2888 | 0.33 | 1934.96
1253 | Pelco | IMM12027-1P | IMM 12MP 270 INDR PEND MNDM WHT | 1 |  | 1 Year | 2585 | 0.33 | 1731.95
1254 | Pelco | IMM12027-1PUS | IMM 12MP 270 INDR PEND MNDM WHT US | 1 |  | 1 Year | 2888 | 0.33 | 1934.96
1255 | Pelco | IMM12027-1S | IMM 12MP 270 INDR SRF MINDM WHT | 1 |  | 1 Year | 2585 | 0.33 | 1731.95
1256 | Pelco | IMM12027-1SUS | IMM 12MP 270 INDR SRF MINDM WHT US | 1 |  | 1 Year | 2888 | 0.33 | 1934.96
1257 | Pelco | IMM12027-B1I | IMM 12MP 270 INDR NCLNG DOM BLK | 1 |  | 1 Year | 2585 | 0.33 | 1731.95
1258 | Pelco | IMM12027-B1IUS | IMM 12MP 270 INDR NCLNG DOM BLK US | 1 |  | 1 Year | 2888 | 0.33 | 1934.96
1259 | Pelco | IMM12027-B1P | IMM 12MP 270 INDR PEND MNDM BLK | 1 |  | 1 Year | 2585 | 0.33 | 1731.95
1260 | Pelco | IMM12027-B1PUS | IMM 12MP 270 INDR PEND MNDM BLK US | 1 |  | 1 Year | 2888 | 0.33 | 1934.96
1261 | Pelco | IMM12027-B1S | IMM 12MP 270 INDR SRF MINDM BLK | 1 |  | 1 Year | 2585 | 0.33 | 1731.95
1262 | Pelco | IMM12027-B1SUS | IMM 12MP 270 INDR SRF MINDM BLK US | 1 |  | 1 Year | 2888 | 0.33 | 1934.96
1263 | Pelco | IMM12027-BASE | IMM 12MP 270 INDR BASE MODULE | 1 |  | 1 Year | 2653 | 0.33 | 1777.51
1264 | Pelco | IMM12027-BASEUS | OPTERA 12MP 270 INDR BASE MODULE | 1 |  | 1 Year | 2802 | 0.33 | 1877.34
1265 | Pelco | IMM12027-E-BASE | IMM 12MP 270 ENVIR BASE MODUL | 1 |  | 1 Year | 2842 | 0.33 | 1904.14
1266 | Pelco | IMM12027-EBASUS | OPTERA 12MP 270 ENVIR BASE MODUL | 1 |  | 1 Year | 3028 | 0.33 | 2028.76
1267 | Pelco | IMM12036-1EI | IMM 12MP 360 ENVRMTL NCLNG DOM | 1 |  | 1 Year | 2786 | 0.33 | 1866.62
1268 | Pelco | IMM12036-1EIUS | IMM 12MP 360 ENVRMTL NCLNG DOM US | 1 |  | 1 Year | 3113 | 0.33 | 2085.71
1269 | Pelco | IMM12036-1EP | IMM 12MP 360 ENVRMTL PEND MNDM | 1 |  | 1 Year | 2786 | 0.33 | 1866.62
1270 | Pelco | IMM12036-1EPUS | IMM 12MP 360 ENVRMTL PEND MNDM US | 1 |  | 1 Year | 3113 | 0.33 | 2085.71
1271 | Pelco | IMM12036-1ES | IMM 12MP 360 ENVRMTL SRF MINDM | 1 |  | 1 Year | 2786 | 0.33 | 1866.62
1272 | Pelco | IMM12036-1ESUS | IMM 12MP 360 ENVRMTL SRF MINDM US | 1 |  | 1 Year | 3113 | 0.33 | 2085.71
1273 | Pelco | IMM12036-1I | IMM 12MP 360 INDR NCLNG DOM WHT | 1 |  | 1 Year | 2585 | 0.33 | 1731.95
1274 | Pelco | IMM12036-1IUS | IMM 12MP 360 INDR NCLNG DOM WHT US | 1 |  | 1 Year | 2888 | 0.33 | 1934.96
1275 | Pelco | IMM12036-1P | IMM 12MP 360 INDR PEND MNDM WHT | 1 |  | 1 Year | 2585 | 0.33 | 1731.95
1276 | Pelco | IMM12036-1PUS | IMM 12MP 360 INDR PEND MNDM WHT US | 1 |  | 1 Year | 2888 | 0.33 | 1934.96
1277 | Pelco | IMM12036-1S | IMM 12MP 360 INDR SRF MINDM WHT | 1 |  | 1 Year | 2585 | 0.33 | 1731.95
1278 | Pelco | IMM12036-1SUS | IMM 12MP 360 INDR SRF MINDM WHT US | 1 |  | 1 Year | 2888 | 0.33 | 1934.96
1279 | Pelco | IMM12036-B1I | IMM 12MP 360 INDR NCLNG DOM BLK | 1 |  | 1 Year | 2585 | 0.33 | 1731.95
1280 | Pelco | IMM12036-B1IUS | IMM 12MP 360 INDR NCLNG DOM BLK US | 1 |  | 1 Year | 2888 | 0.33 | 1934.96
1281 | Pelco | IMM12036-B1P | IMM 12MP 360 INDR PEND MNDM BLK | 1 |  | 1 Year | 2585 | 0.33 | 1731.95
1282 | Pelco | IMM12036-B1PUS | IMM 12MP 360 INDR PEND MNDM BLK US | 1 |  | 1 Year | 2888 | 0.33 | 1934.96
1283 | Pelco | IMM12036-B1S | IMM 12MP 360 INDR SRF MINDM BLK | 1 |  | 1 Year | 2585 | 0.33 | 1731.95
1284 | Pelco | IMM12036-B1SUS | IMM 12MP 360 INDR SRF MINDM BLK US | 1 |  | 1 Year | 2888 | 0.33 | 1934.96
1285 | Pelco | IMM12036-BASE | IMM 12MP 360 INDR BASE MODULE | 1 |  | 1 Year | 2653 | 0.33 | 1777.51
1286 | Pelco | IMM12036-BASEUS | OPTERA 12MP 360 INDR BASE MODULE | 1 |  | 1 Year | 2802 | 0.33 | 1877.34
1287 | Pelco | IMM12036-E-BASE | IMM 12MP 360 ENVIR BASE MODUL | 1 |  | 1 Year | 2842 | 0.33 | 1904.14
1288 | Pelco | IMM12036-EBASUS | OPTERA 12MP 360 ENVIR BASE MODUL | 1 |  | 1 Year | 3028 | 0.33 | 2028.76
1289 | Pelco | IMMBB0-BI | BACKBOX IMM INDR VANDL NCLNG MT BLK | 1 |  | 1 Year | 81 | 0.33 | 54.27
1290 | Pelco | IMMBB0-BP | BACKBOX IMM INDOR VANDL PEND MT BLK | 1 |  | 1 Year | 81 | 0.33 | 54.27
1291 | Pelco | IMMBB0-BS | BACKBOX IMM INDOR VANDL SURF MT BLK | 1 |  | 1 Year | 81 | 0.33 | 54.27
1292 | Pelco | IMMBB0-EI | BACKBOX IMM ENVIR VNDL NCLNG MT GRY | 1 |  | 1 Year | 81 | 0.33 | 54.27
1293 | Pelco | IMMBB0-EP | BACKBOX IMM ENVIR VANDL PEND MT GRY | 1 |  | 1 Year | 81 | 0.33 | 54.27
1294 | Pelco | IMMBB0-ES | BACKBOX IMM ENVIR VANDL SURF MT GRY | 1 |  | 1 Year | 81 | 0.33 | 54.27
1295 | Pelco | IMMBB0-I | BACKBOX IMM INDR VANDL NCLNG MT WHT | 1 |  | 1 Year | 81 | 0.33 | 54.27
1296 | Pelco | IMMBB0-P | BACKBOX IMM INDOR VANDL PEND MT WHT | 1 |  | 1 Year | 81 | 0.33 | 54.27
1297 | Pelco | IMMBB0-S | BACKBOX IMM INDOR VANDL SURF MT WHT | 1 |  | 1 Year | 81 | 0.33 | 54.27
1298 | Pelco | IMM-CM | CORNER MOUNT FOR WMVE-SR, TELEGREY | 1 |  | 1 Year | 154 | 0.33 | 103.18
1299 | Pelco | IMM-DF5 | SMR DF5 KIT FOR IMM SERIES CAM | 1 |  | 1 Year | 126 | 0.33 | 84.42
1300 | Pelco | IMMLD0-0 | LOWER DOME IMM INDOR VNDL WHT SMOKD | 1 |  | 1 Year | 81 | 0.33 | 54.27
1301 | Pelco | IMMLD0-0E | LOWER DOME IMM ENVR VNDL GREY SMOKD | 1 |  | 1 Year | 81 | 0.33 | 54.27
1302 | Pelco | IMMLD0-1 | LOWER DOME IMM INDR VNDL WHT CLEAR | 1 |  | 1 Year | 81 | 0.33 | 54.27
1303 | Pelco | IMMLD0-1E | LOWER DOME IMM ENVR VNDL GRY CLEAR | 1 |  | 1 Year | 81 | 0.33 | 54.27
1304 | Pelco | IMMLD0-B0 | LOWER DOME IMM INDOR VNDL BLK SMOKD | 1 |  | 1 Year | 81 | 0.33 | 54.27
1305 | Pelco | IMMLD0-B1 | LOWER DOME IMM INDR VNDL BLK CLEAR | 1 |  | 1 Year | 81 | 0.33 | 54.27
1306 | Pelco | IMM-PNL | CEILING PANEL, WHITE 2X2, OPTERA | 1 |  | 1 Year | 144 | 0.33 | 96.48
1307 | Pelco | S-IMM120181EP-P | SMR IMM 12MP 180 ENVRMTL PEND MNDM | 1 |  | 1 Year | 3009 | 0.33 | 2016.03
1308 | Pelco | S-IMM12027-1EPP | SMR IMM 12MP 270 ENVRMTL PEND MNDM | 1 |  | 1 Year | 3009 | 0.33 | 2016.03
1309 | Pelco | S-IMM120271EP-P | SMR IMM 12MP 270 ENVRMTL PEND MNDM | 1 |  | 1 Year | 3009 | 0.33 | 2016.03
1310 | Pelco | S-IMM12036-1I-I | SMR IP CONFIG IMM12036-1I 1-26H1AP | 1 |  | 1 Year | 2648 | 0.33 | 1774.16
1311 | Pelco | S-IMM-CM-P | SMR PAINT CORNER MOUNT IMM VANDAL | 1 |  | 1 Year | 200 | 0.33 | 134
1312 | Pelco | SM-IMMCAMO-3974 | SMR IMM CAMO 2-003974 | 1 |  | 1 Year | 835 | 0.33 | 559.45
1313 | Pelco | C20-DN-6XC | C4C D/N BOX CAM | 1 |  | 1 Year | 472 | 0.33 | 316.24
1314 | Pelco | CM9700-SER | MATRIX SERCOM-8 CRD CM9700 | 1 |  | 1 Year | 1187 | 0.33 | 795.29
1315 | Pelco | CM9780-RPM | 16 CH REAR PANEL FOR 9780 MON CARD | 1 |  | 1 Year | 321 | 0.33 | 215.07
1316 | Pelco | DX8UPWD | INTEL ACCEL. DOCS USE WITH WD-HDD | 1 |  | 1 Year | 14 | 0.33 | 9.38
1317 | Pelco | ESTI3100-2N | SXTI PT 384x288 100MM IP/NTSC/LV/PM | 1 |  | 1 Year | 29820 | 0.33 | 19979.4
1318 | Pelco | ESTI3100-2N-X | SXTI PT 384x288 100MM IP/PAL/LV/PM | 1 |  | 1 Year | 29820 | 0.33 | 19979.4
1319 | Pelco | ESTI3100-2W | SXTI PT 384x288 100MM IP/NTSC/LV/WM | 1 |  | 1 Year | 29820 | 0.33 | 19979.4
1320 | Pelco | ESTI3100-2W-X | SXTI PT 384x288 100MM IP/PAL/LV/WM | 1 |  | 1 Year | 29820 | 0.33 | 19979.4
1321 | Pelco | ESTI3100-5N | SXTI PT 384x288 100MM IP/NTSC/HV/PM | 1 |  | 1 Year | 29820 | 0.33 | 19979.4
1322 | Pelco | ESTI3100-5N-X | SXTI PT 384x288 100MM IP/PAL/HV/PM | 1 |  | 1 Year | 29820 | 0.33 | 19979.4
1323 | Pelco | ESTI3100-5W | SXTI PT 384x288 100MM IP/NTSC/HV/WM | 1 |  | 1 Year | 29820 | 0.33 | 19979.4
1324 | Pelco | ESTI3100-5W-X | SXTI PT 384x288 100MM IP/PAL/HV/WM | 1 |  | 1 Year | 29820 | 0.33 | 19979.4
1325 | Pelco | ESTI314-2N | SXTI PT 384x288 14MM IP/NTSC/LV/PM | 1 |  | 1 Year | 17039 | 0.33 | 11416.13
1326 | Pelco | ESTI314-2N-X | SXTI PT 384x288 14MM IP/PAL/LV/PM | 1 |  | 1 Year | 17039 | 0.33 | 11416.13
1327 | Pelco | ESTI314-2N-X1 | SXTI PT 384x288 14MM IP/8IPS/LV/PM | 1 |  | 1 Year | 17294 | 0.33 | 11586.98
1328 | Pelco | ESTI314-2W | SXTI PT 384x288 14MM IP/NTSC/LV/WM | 1 |  | 1 Year | 17039 | 0.33 | 11416.13
1329 | Pelco | ESTI314-2W-X | SXTI PT 384x288 14MM IP/PAL/LV/WM | 1 |  | 1 Year | 17039 | 0.33 | 11416.13
1330 | Pelco | ESTI314-2W-X1 | SXTI PT 384x288 14MM IP/8IPS/LV/WM | 1 |  | 1 Year | 17039 | 0.33 | 11416.13
1331 | Pelco | ESTI314-5N | SXTI PT 384x288 14MM IP/NTSC/HV/PM | 1 |  | 1 Year | 17039 | 0.33 | 11416.13
1332 | Pelco | ESTI314-5N-X | SXTI PT 384x288 14MM IP/PAL/HV/PM | 1 |  | 1 Year | 17039 | 0.33 | 11416.13
1333 | Pelco | ESTI314-5N-X1 | SXTI PT 384x288 14MM IP/8IPS/HV/PM | 1 |  | 1 Year | 17039 | 0.33 | 11416.13
1334 | Pelco | ESTI314-5W | SXTI PT 384x288 14MM IP/NTSC/HV/WM | 1 |  | 1 Year | 17039 | 0.33 | 11416.13
1335 | Pelco | ESTI314-5W-X | SXTI PT 384x288 14MM IP/PAL/HV/WM | 1 |  | 1 Year | 17039 | 0.33 | 11416.13
1336 | Pelco | ESTI314-5W-X1 | SXTI PT 384x288 14MM IP/8IPS/HV/WM | 1 |  | 1 Year | 17039 | 0.33 | 11416.13
1337 | Pelco | ESTI335-2N | SXTI PT 384x288 35MM IP/NTSC/LV/PM | 1 |  | 1 Year | 21726 | 0.33 | 14556.42
1338 | Pelco | ESTI335-2N-X | SXTI PT 384x288 35MM IP/PAL/LV/PM | 1 |  | 1 Year | 21726 | 0.33 | 14556.42
1339 | Pelco | ESTI335-2N-X1 | SXTI PT 384x288 35MM IP/8IPS/LV/PM | 1 |  | 1 Year | 21726 | 0.33 | 14556.42
1340 | Pelco | ESTI335-2W | SXTI PT 384x288 35MM IP/NTSC/LV/WM | 1 |  | 1 Year | 21726 | 0.33 | 14556.42
1341 | Pelco | ESTI335-2W-X | SXTI PT 384x288 35MM IP/PAL/LV/WM | 1 |  | 1 Year | 21726 | 0.33 | 14556.42
1342 | Pelco | ESTI335-2W-X1 | SXTI PT 384x288 35MM IP/8IPS/LV/WM | 1 |  | 1 Year | 21726 | 0.33 | 14556.42
1343 | Pelco | ESTI335-5N | SXTI PT 384x288 35MM IP/NTSC/HV/PM | 1 |  | 1 Year | 21726 | 0.33 | 14556.42
1344 | Pelco | ESTI335-5N-X | SXTI PT 384x288 35MM IP/PAL/HV/PM | 1 |  | 1 Year | 22422 | 0.33 | 15022.74
1345 | Pelco | ESTI335-5N-X1 | SXTI PT 384x288 35MM IP/8IPS/HV/PM | 1 |  | 1 Year | 21726 | 0.33 | 14556.42
1346 | Pelco | ESTI335-5W | SXTI PT 384x288 35MM IP/NTSC/HV/WM | 1 |  | 1 Year | 21726 | 0.33 | 14556.42
1347 | Pelco | ESTI335-5W-X | SXTI PT 384x288 35MM IP/PAL/HV/WM | 1 |  | 1 Year | 21726 | 0.33 | 14556.42
1348 | Pelco | ESTI335-5W-X1 | SXTI PT 384x288 35MM IP/8IPS/HV/WM | 1 |  | 1 Year | 21726 | 0.33 | 14556.42
1349 | Pelco | ESTI350-2N | SXTI PT 384x288 50MM IP/NTSC/LV/PM | 1 |  | 1 Year | 25559 | 0.33 | 17124.53
1350 | Pelco | ESTI350-2N-X | SXTI PT 384x288 50MM IP/PAL/LV/PM | 1 |  | 1 Year | 25559 | 0.33 | 17124.53
1351 | Pelco | ESTI350-2W | SXTI PT 384x288 50MM IP/NTSC/LV/WM | 1 |  | 1 Year | 25559 | 0.33 | 17124.53
1352 | Pelco | ESTI350-2W-X | SXTI PT 384x288 50MM IP/PAL/LV/WM | 1 |  | 1 Year | 25559 | 0.33 | 17124.53
1353 | Pelco | ESTI350-5N | SXTI PT 384x288 50MM IP/NTSC/HV/PM | 1 |  | 1 Year | 25559 | 0.33 | 17124.53
1354 | Pelco | ESTI350-5N-X | SXTI PT 384x288 50MM IP/PAL/HV/PM | 1 |  | 1 Year | 25559 | 0.33 | 17124.53
1355 | Pelco | ESTI350-5W | SXTI PT 384x288 50MM IP/NTSC/HV/WM | 1 |  | 1 Year | 25559 | 0.33 | 17124.53
1356 | Pelco | ESTI350-5W-X | SXTI PT 384x288 50MM IP/PAL/HV/WM | 1 |  | 1 Year | 25559 | 0.33 | 17124.53
1357 | Pelco | FD2-IRV10-6XC | C4C INDOOR DOME CAM | 1 |  | 1 Year | 378 | 0.33 | 253.26
1358 | Pelco | FD2-V10-6XC | Indoor dome camera | 1 |  | 1 Year | 303 | 0.33 | 203.01
1359 | Pelco | HDDCABLE-SATA | DO NOT SELL-SATA HARD DRIVE CABLE | 1 |  | 1 Year | 142 | 0.33 | 95.14
1360 | Pelco | IXP22 | C4C SARIX PRO2 2MP BOX CAM | 1 |  | 1 Year | 1042 | 0.33 | 698.14
1361 | Pelco | IXP32 | C4C SARIX PRO2 3MP BOX CAM | 1 |  | 1 Year | 1125 | 0.33 | 753.75
1362 | Pelco | NET5500-XPWR-AR | EXT TEMP ENCODER PWR AR | 1 |  | 1 Year | 36 | 0.33 | 24.12
1363 | Pelco | NET5500-XPWR-AU | EXT TEMP ENCODER PWR AU | 1 |  | 1 Year | 36 | 0.33 | 24.12
1364 | Pelco | NET5500-XPWR-CN | EXT TEMP ENCODER PWR CN | 1 |  | 1 Year | 36 | 0.33 | 24.12
1365 | Pelco | NET5500-XPWR-EU | EXT TEMP ENCODER PWR EU | 1 |  | 1 Year | 36 | 0.33 | 24.12
1366 | Pelco | NET5500-XPWR-UK | EXT TEMP ENCODER PWR UK | 1 |  | 1 Year | 36 | 0.33 | 24.12
1367 | Pelco | NET5500-XPWR-US | EXT TEMP ENCODER PWR US | 1 |  | 1 Year | 36 | 0.33 | 24.12
1368 | Pelco | NET5501 | 1CH RACK MOUNT ENCODER | 1 |  | 1 Year | 514 | 0.33 | 344.38
1369 | Pelco | NET5501-AR | 1CH RACKENCODER AR | 1 |  | 1 Year | 630 | 0.33 | 422.1
1370 | Pelco | NET5501-AU | 1CH RACKENCODER AU | 1 |  | 1 Year | 625 | 0.33 | 418.75
1371 | Pelco | NET5501-CN | 1CH RACKENCODER CN | 1 |  | 1 Year | 630 | 0.33 | 422.1
1372 | Pelco | NET5501-EU | 1CH RACKENCODER EU | 1 |  | 1 Year | 642 | 0.33 | 430.14
1373 | Pelco | NET5501-I | 1CH INLINE ENCODER | 1 |  | 1 Year | 443 | 0.33 | 296.81
1374 | Pelco | NET5501-UK | 1CH RACKENCODER UK | 1 |  | 1 Year | 642 | 0.33 | 430.14
1375 | Pelco | NET5501-US | 1CH RACKENCODER US | 1 |  | 1 Year | 625 | 0.33 | 418.75
1376 | Pelco | NET5501-XT | 1CH TEMP-HARDENED ENCODER | 1 |  | 1 Year | 966 | 0.33 | 647.22
1377 | Pelco | NET5501-XT-AR | 1CH TEMP-HARDENED ENCODER AR | 1 |  | 1 Year | 957 | 0.33 | 641.19
1378 | Pelco | NET5501-XT-AU | 1CH TEMP-HARDENED ENCODER AU | 1 |  | 1 Year | 975 | 0.33 | 653.25
1379 | Pelco | NET5501-XT-CN | 1CH TEMP-HARDENED ENCODER CN | 1 |  | 1 Year | 957 | 0.33 | 641.19
1380 | Pelco | NET5501-XT-EU | 1CH TEMP-HARDENED ENCODER EU | 1 |  | 1 Year | 957 | 0.33 | 641.19
1381 | Pelco | NET5501-XT-UK | 1CH TEMP-HARDENED ENCODER UK | 1 |  | 1 Year | 957 | 0.33 | 641.19
1382 | Pelco | NET5501-XT-US | 1CH TEMP-HARDENED ENCODER US | 1 |  | 1 Year | 948 | 0.33 | 635.16
1383 | Pelco | NET5504 | 4CH RACK MOUNT ENCODER | 1 |  | 1 Year | 641 | 0.33 | 429.47
1384 | Pelco | NET5504-AR | 4CH RACKENCODER AR | 1 |  | 1 Year | 765 | 0.33 | 512.55
1385 | Pelco | NET5504-AU | 4CH RACKENCODER AU | 1 |  | 1 Year | 787 | 0.33 | 527.29
1386 | Pelco | NET5504-CN | 4CH RACKENCODER CN | 1 |  | 1 Year | 758 | 0.33 | 507.86
1387 | Pelco | NET5504-EU | 4CH RACKENCODER EU | 1 |  | 1 Year | 751 | 0.33 | 503.17
1388 | Pelco | NET5504-UK | 4CH RACKENCODER UK | 1 |  | 1 Year | 758 | 0.33 | 507.86
1389 | Pelco | NET5504-US | 4CH RACKENCODER US | 1 |  | 1 Year | 751 | 0.33 | 503.17
1390 | Pelco | NET5508 | 8CH RACK MOUNT ENCODER | 1 |  | 1 Year | 1224 | 0.33 | 820.08
1391 | Pelco | NET5508-AR | 8CH RACKENCODER AR | 1 |  | 1 Year | 1450 | 0.33 | 971.5
1392 | Pelco | NET5508-AU | 8CH RACKENCODER AU | 1 |  | 1 Year | 1463 | 0.33 | 980.21
1393 | Pelco | NET5508-CN | 8CH RACKENCODER CN | 1 |  | 1 Year | 1436 | 0.33 | 962.12
1394 | Pelco | NET5508-EU | 8CH RACKENCODER EU | 1 |  | 1 Year | 1423 | 0.33 | 953.41
1395 | Pelco | NET5508-UK | 8CH RACKENCODER UK | 1 |  | 1 Year | 1423 | 0.33 | 953.41
1396 | Pelco | NET5508-US | 8CH RACKENCODER US | 1 |  | 1 Year | 1423 | 0.33 | 953.41
1397 | Pelco | NET5516 | 16CH RACK MOUNT ENCODER | 1 |  | 1 Year | 1937 | 0.33 | 1297.79
1398 | Pelco | NET5516-AR | 16CH RACKENCODER AR | 1 |  | 1 Year | 2399 | 0.33 | 1607.33
1399 | Pelco | NET5516-AU | 16CH RACKENCODER AU | 1 |  | 1 Year | 2399 | 0.33 | 1607.33
1400 | Pelco | NET5516-CN | 16CH RACKENCODER CN | 1 |  | 1 Year | 2399 | 0.33 | 1607.33
1401 | Pelco | NET5516-EU | 16CH RACKENCODER EU | 1 |  | 1 Year | 2375 | 0.33 | 1591.25
1402 | Pelco | NET5516-UK | 16CH RACKENCODER UK | 1 |  | 1 Year | 2375 | 0.33 | 1591.25
1403 | Pelco | NET5516-US | 16CH RACKENCODER US | 1 |  | 1 Year | 2352 | 0.33 | 1575.84
1404 | Pelco | PV140 | CONVERTER RS-232/RS-422 | 1 |  | 1 Year | 266 | 0.33 | 178.22
1405 | Pelco | SP-ESTM314-2NX1 | SXTM PT 384X288 14MM IP/8IPS/LV/PM | 1 |  | 1 Year | 26980 | 0.33 | 18076.6
1406 | Pelco | SP-ESTM314-2WX1 | SXTM PT 384X288 14MM IP/8IPS/LV/WM | 1 |  | 1 Year | 26980 | 0.33 | 18076.6
1407 | Pelco | SP-ESTM314-5NX1 | SXTM PT 384X288 14MM IP/8IPS/HV/PM | 1 |  | 1 Year | 26980 | 0.33 | 18076.6
1408 | Pelco | SP-ESTM314-5WX1 | SXTM PT 384X288 14MM IP/8IPS/HV/WM | 1 |  | 1 Year | 26980 | 0.33 | 18076.6
1409 | Pelco | SP-ESTM335-2N | SXTM PT 384X288 35MM IP/NTSC/LV/PM | 1 |  | 1 Year | 29820 | 0.33 | 19979.4
1410 | Pelco | SP-ESTM335-2NX1 | SXTM PT 384X288 35MM IP/8IPS/LV/PM | 1 |  | 1 Year | 29820 | 0.33 | 19979.4
1411 | Pelco | SP-ESTM335-2W | SXTM PT 384X288 35MM IP/NTSC/LV/WM | 1 |  | 1 Year | 29820 | 0.33 | 19979.4
1412 | Pelco | SP-ESTM335-2WX1 | SXTM PT 384X288 35MM IP/8IPS/LV/WM | 1 |  | 1 Year | 29820 | 0.33 | 19979.4
1413 | Pelco | SP-ESTM335-5N | SXTM PT 384X288 35MM IP/NTSC/HV/PM | 1 |  | 1 Year | 29820 | 0.33 | 19979.4
1414 | Pelco | SP-ESTM335-5NX1 | SXTM PT 384X288 35MM IP/8IPS/HV/PM | 1 |  | 1 Year | 29820 | 0.33 | 19979.4
1415 | Pelco | SP-ESTM335-5W | SXTM PT 384X288 35MM IP/NTSC/HV/WM | 1 |  | 1 Year | 29820 | 0.33 | 19979.4
1416 | Pelco | SP-ESTM335-5WX1 | SXTM PT 384X288 35MM IP/8IPS/HV/WM | 1 |  | 1 Year | 29820 | 0.33 | 19979.4
1417 | Pelco | SP-TM314 | SARIX TM 384X288 14MM LENS IP/NTSC | 1 |  | 1 Year | 18460 | 0.33 | 12368.2
1418 | Pelco | SP-TM335-X1 | SARIX TM 384X288 35MM LENS IP/8IPS | 1 |  | 1 Year | 19880 | 0.33 | 13319.6
1419 | Pelco | SP-TM350 | SARIX TM 384X288 50MM LENS IP/NTSC | 1 |  | 1 Year | 21300 | 0.33 | 14271
1420 | Pelco | SXTI-3CAM35-X | SARIX TI 384X288 CAM 35MM IP/PAL | 1 |  | 1 Year | 17040 | 0.33 | 11416.8
1421 | Pelco | SXTI-PT-110-230 | SARIX TI P/T 110-230 POWER SUPPLY | 1 |  | 1 Year | 736 | 0.33 | 493.12
1422 | Pelco | SXTI-PT-BASE | SARIX TI P/T BASE | 1 |  | 1 Year | 4970 | 0.33 | 3329.9
1423 | Pelco | TI314 | SARIX TI 384X288 14MM LENS IP/NTSC | 1 |  | 1 Year | 6105 | 0.33 | 4090.35
1424 | Pelco | TI314-X | SARIX TI 384X288 14MM LENS IP/PAL | 1 |  | 1 Year | 6105 | 0.33 | 4090.35
1425 | Pelco | TI335 | SARIX TI 384X288 35MM LENS IP/NTSC | 1 |  | 1 Year | 7525 | 0.33 | 5041.75
1426 | Pelco | TI350 | SARIX TI 384X288 50MM LENS IP/NTSC | 1 |  | 1 Year | 9655 | 0.33 | 6468.85
1427 | Pelco | TI350-X | SARIX TI 384X288 50MM LENS IP/PAL | 1 |  | 1 Year | 9655 | 0.33 | 6468.85
1428 | Pelco | IBE129-1I | SRX ENH+ IND BULLET POE1224V 1.3MP | 1 |  | 1 Year | 907 | 0.33 | 607.69
1429 | Pelco | IBE129-1R | SRX ENH+ ENV BULLET POE1224V 1.3MP | 1 |  | 1 Year | 962 | 0.33 | 644.54
1430 | Pelco | IBE222-1I | SRX ENH+ IND BULLET POE1224V 2MP | 1 |  | 1 Year | 1065 | 0.33 | 713.55
1431 | Pelco | IBE222-1R | SRX ENH+ ENV BULLET POE1224V 2MP | 1 |  | 1 Year | 1172 | 0.33 | 785.24
1432 | Pelco | IBE229-1I | SRX ENH+ IND BULLET POE1224V 2MP | 1 |  | 1 Year | 962 | 0.33 | 644.54
1433 | Pelco | IBE229-1R | SRX ENH+ ENV BULLET POE1224V 2MP | 1 |  | 1 Year | 1065 | 0.33 | 713.55
1434 | Pelco | IBE238-1ER | SRX ENH OUTDR BLT 2MP 2.8-8 CLR SF | 1 |  | 1 Year | 1188 | 0.33 | 795.96
1435 | Pelco | IBE238-1ERUS | SRX ENH OTDR BLT 2MP 2.8-8 CL SF U | 1 |  | 1 Year | 1306 | 0.33 | 875.02
1436 | Pelco | IBE322-1I | SRX ENH+ IND BULLET POE1224V 3MP | 1 |  | 1 Year | 1183 | 0.33 | 792.61
1437 | Pelco | IBE322-1R | SRX ENH+ ENV BULLET POE1224V 3MP | 1 |  | 1 Year | 1289 | 0.33 | 863.63
1438 | Pelco | IBE329-1I | SRX ENH+ IND BULLET POE1224V 3MP | 1 |  | 1 Year | 1086 | 0.33 | 727.62
1439 | Pelco | IBE329-1R | SRX ENH+ ENV BULLET POE1224V 3MP | 1 |  | 1 Year | 1183 | 0.33 | 792.61
1440 | Pelco | IBE332-1ER | SRX ENH OUTDR BLT 3MP 8-20 CLR SRF | 1 |  | 1 Year | 1500 | 0.33 | 1005
1441 | Pelco | IBE332-1ERUS | SRX ENH OUTDR BLT 3MP 8-20 CL SF US | 1 |  | 1 Year | 1650 | 0.33 | 1105.5
1442 | Pelco | IBE338-1ER | SRX ENH OUTDR BLT 3MP 2.8-8 CLR SF | 1 |  | 1 Year | 1363 | 0.33 | 913.21
1443 | Pelco | IBE338-1ERUS | SRX ENH OTDR BLT 3MP 2.8-8 CL SF US | 1 |  | 1 Year | 1499 | 0.33 | 1004.33
1444 | Pelco | IBE539-1ER | SARX ENH OUTDR BLT 5MP 4-9 CLR SRF | 1 |  | 1 Year | 1450 | 0.33 | 971.5
1445 | Pelco | IBE539-1ERUS | SARX ENH OTDR BLT 5MP 4-9 CL SF US | 1 |  | 1 Year | 1595 | 0.33 | 1068.65
1446 | Pelco | IBE832-1ER | SARX ENH OUTDR BULT 4K 9-20 CLR SF | 1 |  | 1 Year | 1838 | 0.33 | 1231.46
1447 | Pelco | IBE832-1ERUS | SRX ENH OUTDR BLT 4K 9-20 CL SF US | 1 |  | 1 Year | 2022 | 0.33 | 1354.74
1448 | Pelco | IBE839-1ER | SARX ENH OUTDR BULT 4K 4-9 CLR SRF | 1 |  | 1 Year | 1613 | 0.33 | 1080.71
1449 | Pelco | IBE839-1ERUS | SARX ENH OTDR BULT 4K 4-9 CL SF US | 1 |  | 1 Year | 1774 | 0.33 | 1188.58
1450 | Pelco | IBEPLMT-E | SRX ENH+ ENV BULLET POLE MOUNT | 1 |  | 1 Year | 108 | 0.33 | 72.36
1451 | Pelco | IBEWLMT-E | SRX ENH+ ENV BULLET WALL MOUNT | 1 |  | 1 Year | 108 | 0.33 | 72.36
1452 | Pelco | IBEWLMT-I | SRX ENH+ IND BULLET WALL MOUNT | 1 |  | 1 Year | 108 | 0.33 | 72.36
1453 | Pelco | IME119-1I | IP SRX E INCL POE MDOME 1MP SVIS WC | 1 |  | 1 Year | 685 | 0.33 | 458.95
1454 | Pelco | IME119-1P | IP SRX E PEND POE MDOME 1MP SVIS WC | 1 |  | 1 Year | 735 | 0.33 | 492.45
1455 | Pelco | IME119-1S | IP SRX E SFMT POE MDOME 1MP SVIS WC | 1 |  | 1 Year | 685 | 0.33 | 458.95
1456 | Pelco | IME119-1VP | IP SRX E VND PD POE MDOME 1MP SV CL | 1 |  | 1 Year | 735 | 0.33 | 492.45
1457 | Pelco | IME119-1VS | IP SRX E VND SM POE MDOME 1MP SV CL | 1 |  | 1 Year | 735 | 0.33 | 492.45
1458 | Pelco | IME11-BASE | BASE MOD SRX ENH INDR 1MPIXL MINDOM | 1 |  | 1 Year | 1211 | 0.33 | 811.37
1459 | Pelco | IME122-1ES | SRX ENH+ ENV DOME POE1224V 1.3MP | 1 |  | 1 Year | 953 | 0.33 | 638.51
1460 | Pelco | IME122-1ES/US | SRX ENH2 ENV DOME 1MP ASSM IN USA | 1 |  | 1 Year | 952 | 0.33 | 637.84
1461 | Pelco | IME129-1ES | SRX ENH+ ENV DOME POE1224V 1.3MP | 1 |  | 1 Year | 953 | 0.33 | 638.51
1462 | Pelco | IME129-1ES/US | SRX ENH2 ENV DOME 1MP ASSM IN USA | 1 |  | 1 Year | 1035 | 0.33 | 693.45
1463 | Pelco | IME129-1ESE/US | SRX ENH2 ENV DOME 1MP ASSM IN USA | 1 |  | 1 Year | 926.9 | 0.33 | 621.023
1464 | Pelco | IME129-1IS | SRX ENH+ IND DOME POE1224V 1.3MP | 1 |  | 1 Year | 888 | 0.33 | 594.96
1465 | Pelco | IME129-1IS/US | SRX ENH2 IND DOME 1MP ASSM IN USA | 1 |  | 1 Year | 964 | 0.33 | 645.88
1466 | Pelco | IME129-1RS | SRX ENH+ ENV+IR DOME POE1224V 1.3MP | 1 |  | 1 Year | 1034 | 0.33 | 692.78
1467 | Pelco | IME129-1RS/US | SRX ENH2 ENV IR DOM 1MP ASSM IN USA | 1 |  | 1 Year | 1154 | 0.33 | 773.18
1468 | Pelco | IME129-1RSE/US | SRX ENH2 ENV IRDOME 1MP ASSMINUSA | 1 |  | 1 Year | 1109.75 | 0.33 | 743.5325
1469 | Pelco | IME219-1EI | IP SRX E ENV IN POE MDOME 2MP SV CL | 1 |  | 1 Year | 870 | 0.33 | 582.9
1470 | Pelco | IME219-1EP | IP SRX E ENV PD POE MDOME 2MP SV CL | 1 |  | 1 Year | 870 | 0.33 | 582.9
1471 | Pelco | IME219-1ES | IP SRX E ENV SM POE MDOME 2MP SV CL | 1 |  | 1 Year | 970 | 0.33 | 649.9
1472 | Pelco | IME219-1I | IP SRX E INCL POE MDOME 2MP SVIS WC | 1 |  | 1 Year | 769 | 0.33 | 515.23
1473 | Pelco | IME219-1P | IP SRX E PEND POE MDOME 2MP SVIS WC | 1 |  | 1 Year | 769 | 0.33 | 515.23
1474 | Pelco | IME219-1S | IP SRX E SFMT POE MDOME 2MP SVIS WC | 1 |  | 1 Year | 769 | 0.33 | 515.23
1475 | Pelco | IME219-1VP | IP SRX E VND PD POE MDOME 2MP SV CL | 1 |  | 1 Year | 820 | 0.33 | 549.4
1476 | Pelco | IME219-1VS | IP SRX E VND SM POE MDOME 2MP SV CL | 1 |  | 1 Year | 820 | 0.33 | 549.4
1477 | Pelco | IME21-BASE | BASE MOD SRX ENH INDR 2MPIXL MINDOM | 1 |  | 1 Year | 1277 | 0.33 | 855.59
1478 | Pelco | IME21-E-BASE | BASE MOD SRX ENH ENVR 2MPIXL MINDOM | 1 |  | 1 Year | 1490 | 0.33 | 998.3
1479 | Pelco | IME222-1ES | SRX ENH+ ENV DOME POE1224V 2MP | 1 |  | 1 Year | 1140 | 0.33 | 763.8
1480 | Pelco | IME222-1ES/US | SRX ENH2 ENV DOME 2MP ASSM IN USA | 1 |  | 1 Year | 1170 | 0.33 | 783.9
1481 | Pelco | IME222-1IS | SRX ENH+ IND DOME POE1224V 2MP | 1 |  | 1 Year | 1096 | 0.33 | 734.32
1482 | Pelco | IME222-1IS/US | SRX ENH2 IND DOME 2MP ASSM IN USA | 1 |  | 1 Year | 1138 | 0.33 | 762.46
1483 | Pelco | IME222-1RS | SRX ENH+ ENV+IR DOME POE1224V 2MP | 1 |  | 1 Year | 1255 | 0.33 | 840.85
1484 | Pelco | IME222-1RS/US | SRX ENH2 ENV IR DOM 2MP ASSM IN USA | 1 |  | 1 Year | 1301 | 0.33 | 871.67
1485 | Pelco | IME229-1ES | SRX ENH+ ENV MINI DOME POE12V24V 2M | 1 |  | 1 Year | 1034 | 0.33 | 692.78
1486 | Pelco | IME229-1ES/US | SRX ENH2 ENV DOME 2MP ASSM IN USA | 1 |  | 1 Year | 1154 | 0.33 | 773.18
1487 | Pelco | IME229-1ESE/US | SRX ENH2 ENV DOME 2MP ASSM IN USA | 1 |  | 1 Year | 1040.75 | 0.33 | 697.3025
1488 | Pelco | IME229-1IS | SRX ENH+ IND DOME POE1224V 2MP | 1 |  | 1 Year | 979 | 0.33 | 655.93
1489 | Pelco | IME229-1IS/US | SRX ENH2 IND DOME 2MP ASSM IN USA | 1 |  | 1 Year | 1083 | 0.33 | 725.61
1490 | Pelco | IME229-1RS | SRX ENH2 ENV+IR MDOME POE24V 2MP | 1 |  | 1 Year | 1150 | 0.33 | 770.5
1491 | Pelco | IME229-1RS/US | SRX ENH2 ENV IR DOM 2MP ASSM IN USA | 1 |  | 1 Year | 1297 | 0.33 | 868.99
1492 | Pelco | IME229-1RSE/US | SRX ENH2 ENV IRDOME 2MP ASSMINUSA | 1 |  | 1 Year | 1246.6 | 0.33 | 835.222
1493 | Pelco | IME238-1ERS | SRX ENH OUTDR DOM 2MP 2.8-8 CLR SF | 1 |  | 1 Year | 1250 | 0.33 | 837.5
1494 | Pelco | IME238-1ERSUS | SRX ENH OUTDR DOM 2MP 2.8-8 CL SF U | 1 |  | 1 Year | 1375 | 0.33 | 921.25
1495 | Pelco | IME238-1IRS | SRX ENH INDR DOM 2MP 2.8-8 CLR SRF | 1 |  | 1 Year | 1100 | 0.33 | 737
1496 | Pelco | IME238-1IRSUS | SRX ENH INDR DOM 2MP 2.8-8 CL SF US | 1 |  | 1 Year | 1210 | 0.33 | 810.7
1497 | Pelco | IME3122-1EI | IP SRX E ENV IN POE TP DOM 3MP SV C | 1 |  | 1 Year | 1099 | 0.33 | 736.33
1498 | Pelco | IME3122-1EP | IP SRX E ENV PD POE TP DOM 3MP SV C | 1 |  | 1 Year | 1099 | 0.33 | 736.33
1499 | Pelco | IME3122-1ES | IP SRX E ENV SM POE TP DOM 3MP SV C | 1 |  | 1 Year | 1099 | 0.33 | 736.33
1500 | Pelco | IME3122-1I | IP SRX E IN POE TLP DOM 3MP SVIS WC | 1 |  | 1 Year | 955 | 0.33 | 639.85
1501 | Pelco | IME3122-1P | IP SRX E PD POE TLP DOM 3MP SVIS WC | 1 |  | 1 Year | 955 | 0.33 | 639.85
1502 | Pelco | IME3122-1S | IP SRX E SM POE TLP DOM 3MP SVIS WC | 1 |  | 1 Year | 955 | 0.33 | 639.85
1503 | Pelco | IME3122-1VP | IP SRX E VND PD POE TP DOM 3MP SV C | 1 |  | 1 Year | 999 | 0.33 | 669.33
1504 | Pelco | IME3122-1VS | IP SRX E VND SM POE TP DOM 3MP SV C | 1 |  | 1 Year | 999 | 0.33 | 669.33
1505 | Pelco | IME3122-B1P | IP SRX E PD POE TLP DOM 3MP SVIS BC | 1 |  | 1 Year | 955 | 0.33 | 639.85
1506 | Pelco | IME3122-B1S | IP SRX E SM POE TLP DOM 3MP SVIS BC | 1 |  | 1 Year | 955 | 0.33 | 639.85
1507 | Pelco | IME3122-BASE | BASE MOD SRX ENH INDR 3MP 9T22 DOME | 1 |  | 1 Year | 1490 | 0.33 | 998.3
1508 | Pelco | IME3122-E-BASE | BASE MOD SRX ENH ENVR 3MP 9T22 DOME | 1 |  | 1 Year | 1703 | 0.33 | 1141.01
1509 | Pelco | IME319-1EI | IP SRX E ENV IN POE MDOME 3MP SV CL | 1 |  | 1 Year | 1099 | 0.33 | 736.33
1510 | Pelco | IME319-1EP | IP SRX E ENV PD POE MDOME 3MP SV CL | 1 |  | 1 Year | 1099 | 0.33 | 736.33
1511 | Pelco | IME319-1ES | IP SRX E ENV SM POE MDOME 3MP SV CL | 1 |  | 1 Year | 1099 | 0.33 | 736.33
1512 | Pelco | IME319-1I | IP SRX E INCL POE MDOME 3MP SVIS WC | 1 |  | 1 Year | 870 | 0.33 | 582.9
1513 | Pelco | IME319-1P | IP SRX E PEND POE MDOME 3MP SVIS WC | 1 |  | 1 Year | 870 | 0.33 | 582.9
1514 | Pelco | IME319-1S | IP SRX E SFMT POE MDOME 3MP SVIS WC | 1 |  | 1 Year | 870 | 0.33 | 582.9
1515 | Pelco | IME319-1VP | IP SRX E VND PD POE MDOME 3MP SV CL | 1 |  | 1 Year | 921 | 0.33 | 617.07
1516 | Pelco | IME319-1VS | IP SRX E VND SM POE MDOME 3MP SV CL | 1 |  | 1 Year | 921 | 0.33 | 617.07
1517 | Pelco | IME319-B1P | IP SRX E PEND POE MDOME 3MP SVIS BC | 1 |  | 1 Year | 955 | 0.33 | 639.85
1518 | Pelco | IME319-B1S | IP SRX E SFMT POE MDOME 3MP SVIS BC | 1 |  | 1 Year | 955 | 0.33 | 639.85
1519 | Pelco | IME31-BASE | BASE MOD SRX ENH INDR 3MP 3TO9 DOME | 1 |  | 1 Year | 1683 | 0.33 | 1127.61
1520 | Pelco | IME31-E-BASE | BASE MOD SRX ENH ENVR 3MP 3TO9 DOME | 1 |  | 1 Year | 2792 | 0.33 | 1870.64
1521 | Pelco | IME322-1ES | SRX ENH+ ENV DOME POE1224V 3MP | 1 |  | 1 Year | 1255 | 0.33 | 840.85
1522 | Pelco | IME322-1ES/US | SRX ENH2 ENV DOME 3MP ASSM IN USA | 1 |  | 1 Year | 1340 | 0.33 | 897.8
1523 | Pelco | IME322-1IS | SRX ENH+ IND DOME POE1224V 3MP | 1 |  | 1 Year | 1192 | 0.33 | 798.64
1524 | Pelco | IME322-1IS/US | SRX ENH2 IND DOME 3MP ASSM IN USA | 1 |  | 1 Year | 1273 | 0.33 | 852.91
1525 | Pelco | IME322-1RS | SRX ENH+ ENV+IR DOME POE1224V 3MP | 1 |  | 1 Year | 1361 | 0.33 | 911.87
1526 | Pelco | IME322-1RS/US | SRX ENH2 ENV IR DOM 3MP ASSM IN USA | 1 |  | 1 Year | 1454 | 0.33 | 974.18
1527 | Pelco | IME329-1ES | SRX ENH+ ENV DOME POE1224V 3MP | 1 |  | 1 Year | 1150 | 0.33 | 770.5
1528 | Pelco | IME329-1ES/US | SRX ENH2 ENV DOME 3MP ASSM IN USA | 1 |  | 1 Year | 1259 | 0.33 | 843.53
1529 | Pelco | IME329-1ESE/US | SRX ENH2 ENV DOME 3MP ASSM IN USA | 1 |  | 1 Year | 1177.6 | 0.33 | 788.992
1530 | Pelco | IME329-1IS | SRX ENH+ IND DOME POE1224V 3MP | 1 |  | 1 Year | 1086 | 0.33 | 727.62
1531 | Pelco | IME329-1IS/US | SRX ENH2 IND DOME 3MP ASSM IN USA | 1 |  | 1 Year | 1225 | 0.33 | 820.75
1532 | Pelco | IME329-1RS | SRX ENH+ ENV+IR DOME POE1224V 3MP | 1 |  | 1 Year | 1255 | 0.33 | 840.85
1533 | Pelco | IME329-1RS/US | SRX ENH2 ENV IR DOME 3MP ASSM IN UA | 1 |  | 1 Year | 1401 | 0.33 | 938.67
1534 | Pelco | IME329-1RSE/US | SRX ENH2 ENV IRDOME 3MP ASSMINUSA | 1 |  | 1 Year | 1360 | 0.33 | 911.2
1535 | Pelco | IME332-1ERS | SRX ENH OUTDR DOM 3MP 8-20 CLR SRF | 1 |  | 1 Year | 1563 | 0.33 | 1047.21
1536 | Pelco | IME332-1ERSUS | SRX ENH OUTDR DOM 3MP 8-20 CR SF US | 1 |  | 1 Year | 1719 | 0.33 | 1151.73
1537 | Pelco | IME332-1IRS | SRX ENH INDR DOM 3MP 8-20 CLR SRF | 1 |  | 1 Year | 1375 | 0.33 | 921.25
1538 | Pelco | IME332-1IRSUS | SRX ENH INDR DOM 3MP 8-20 CL SF US | 1 |  | 1 Year | 1513 | 0.33 | 1013.71
1539 | Pelco | IME338-1ERS | SRX ENH OUTDR DOM 3MP 2.8-8 CLR SF | 1 |  | 1 Year | 1438 | 0.33 | 963.46
1540 | Pelco | IME338-1ERSUS | SRX ENH OUTDR DOM 3MP 2.8-8 CL SF U | 1 |  | 1 Year | 1581 | 0.33 | 1059.27
1541 | Pelco | IME338-1IRS | SRX ENH INDR DOM 3MP 2.8-8 CLR SRF | 1 |  | 1 Year | 1250 | 0.33 | 837.5
1542 | Pelco | IME338-1IRSUS | SRX ENH INDR DOM 3MP 2.8-8 CL SF US | 1 |  | 1 Year | 1375 | 0.33 | 921.25
1543 | Pelco | IME539-1ERS | SARX ENH OUTDR DOM 5MP 4-9 CLR SRF | 1 |  | 1 Year | 1550 | 0.33 | 1038.5
1544 | Pelco | IME539-1ERSUS | SARX ENH OUTDR DOM 5MP 4-9 CL SF US | 1 |  | 1 Year | 1705 | 0.33 | 1142.35
1545 | Pelco | IME539-1IRS | SARX ENH INDR DOM 5MP 4-9 CLR SRF | 1 |  | 1 Year | 1375 | 0.33 | 921.25
1546 | Pelco | IME539-1IRSUS | SARX ENH INDR DOM 5MP 4-9 CL SF US | 1 |  | 1 Year | 1513 | 0.33 | 1013.71
1547 | Pelco | IME832-1ERS | SRX ENH OUTDR DOM 4K 9-20 CLR SRF | 1 |  | 1 Year | 1875 | 0.33 | 1256.25
1548 | Pelco | IME832-1ERSUS | SRX ENH OUTDR DOM 4K 9-20 CL SF US | 1 |  | 1 Year | 2063 | 0.33 | 1382.21
1549 | Pelco | IME832-1IRS | SRX ENH INDR DOM 4K 9-20 CLR SRF | 1 |  | 1 Year | 1700 | 0.33 | 1139
1550 | Pelco | IME832-1IRSUS | SRX ENH INDR DOM 4K 9-20 CLR SF US | 1 |  | 1 Year | 1870 | 0.33 | 1252.9
1551 | Pelco | IME839-1ERS | SARX ENH OUTDR DOM 4K 4-9 CLR SRF | 1 |  | 1 Year | 1713 | 0.33 | 1147.71
1552 | Pelco | IME839-1ERSUS | SARX ENH OUTDR DOM 4K 4-9 CLR SF US | 1 |  | 1 Year | 1884 | 0.33 | 1262.28
1553 | Pelco | IME839-1IRS | SARX ENH INDR DOM 4K 4-9 CLR SRF | 1 |  | 1 Year | 1538 | 0.33 | 1030.46
1554 | Pelco | IME839-1IRSUS | SARX ENH INDR DOM 4K 4-9 CLR SRF US | 1 |  | 1 Year | 1691 | 0.33 | 1132.97
1555 | Pelco | IMEBB-P | BACKBOX PENDT WHT SRX ENH INDR DOME | 1 |  | 1 Year | 55 | 0.33 | 36.85
1556 | Pelco | IMEBB-S | BACKBOX SURF WHT SRX ENH INDR DOME | 1 |  | 1 Year | 27 | 0.33 | 18.09
1557 | Pelco | IMEBB-VI | BACKBOX INCILNG SARX ENH VANDL DOME | 1 |  | 1 Year | 84 | 0.33 | 56.28
1558 | Pelco | IMEBB-VP | BACKBOX PENDANT SARX ENH VANDL DOME | 1 |  | 1 Year | 98 | 0.33 | 65.66
1559 | Pelco | IMEBB-VS | BACKBOX SURFACE SARX ENH VANDL DOME | 1 |  | 1 Year | 84 | 0.33 | 56.28
1560 | Pelco | IMEEBAP-E | SRX ENH+ ENV DOME ELEC BOX ADAPT | 1 |  | 1 Year | 37 | 0.33 | 24.79
1561 | Pelco | IMEEBAP-I | SRX ENH+ IND DOME ELEC BOX ADAPT | 1 |  | 1 Year | 37 | 0.33 | 24.79
1562 | Pelco | IMEICM-E | SRX ENH+ ENV DOME IN-CEILING MOUNT | 1 |  | 1 Year | 117 | 0.33 | 78.39
1563 | Pelco | IMEICM-I | SRX ENH+ IND DOME IN-CEILING MOUNT | 1 |  | 1 Year | 117 | 0.33 | 78.39
1564 | Pelco | IMELBB-I | BACKBOX INCLNG WHT SRX ENH INDR DOM | 1 |  | 1 Year | 58 | 0.33 | 38.86
1565 | Pelco | IMELD1-0V | SMOKD BUBBLE VANDL SARX ENHNCD DOM | 1 |  | 1 Year | 55 | 0.33 | 36.85
1566 | Pelco | IMELD1-1EI | CLR LWRDM INCLNG ENVR SRX ENHCD DOM | 1 |  | 1 Year | 98 | 0.33 | 65.66
1567 | Pelco | IMELD1-1ES | CLR LWRDM SURFC ENVIR SRX ENHCD DOM | 1 |  | 1 Year | 200 | 0.33 | 134
1568 | Pelco | IMELD1-1S | CLR LWRDM WHT SURFC INDR SRX ENH DM | 1 |  | 1 Year | 84 | 0.33 | 56.28
1569 | Pelco | IMELD1-1V | CLEAR BUBBLE VNDL SARX ENHCD DOM | 1 |  | 1 Year | 98 | 0.33 | 65.66
1570 | Pelco | IMELD1-1VS | CLR LWRDM VANDL SFC PND SRX ENH DM | 1 |  | 1 Year | 98 | 0.33 | 65.66
1571 | Pelco | IMELD2-0E | SRX ENH+ ENV SMOKE LOWER DOME | 1 |  | 1 Year | 117 | 0.33 | 78.39
1572 | Pelco | IMELD2-0I | SRX ENH+ IND SMOKE LOWER DOME | 1 |  | 1 Year | 88 | 0.33 | 58.96
1573 | Pelco | IMELD2-1E | SRX ENH+ ENV CLEAR LOWER DOME | 1 |  | 1 Year | 117 | 0.33 | 78.39
1574 | Pelco | IMELLD1-0BI | SMK LWRDM BLK NCLNG INDR SRX ENH DM | 1 |  | 1 Year | 70 | 0.33 | 46.9
1575 | Pelco | IMELLD1-0I | SMK LWRDM WHT NCLNG INDR SRX ENH DM | 1 |  | 1 Year | 70 | 0.33 | 46.9
1576 | Pelco | IMELLD1-1I | CLR LWRDM WHT NCLNG INDR SRX ENH DM | 1 |  | 1 Year | 70 | 0.33 | 46.9
1577 | Pelco | IMEPMB-I | SRX ENH+ IND DOME WALL MOUNT | 1 |  | 1 Year | 69 | 0.33 | 46.23
1578 | Pelco | IMEPM-E | SRX ENH+ ENV DOME PENDANT MOUNT | 1 |  | 1 Year | 117 | 0.33 | 78.39
1579 | Pelco | IMES19-1I | IP SRX E INCL POE MDOME STD SVIS WC | 1 |  | 1 Year | 650 | 0.33 | 435.5
1580 | Pelco | IMES19-1P | IP SRX E PEND POE MDOME STD SVIS WC | 1 |  | 1 Year | 698 | 0.33 | 467.66
1581 | Pelco | IMES19-1S | IP SRX E SFMT POE MDOME STD SVIS WC | 1 |  | 1 Year | 650 | 0.33 | 435.5
1582 | Pelco | IMES19-1VP | IP SRX E VND PD POE MDOME STD SV CL | 1 |  | 1 Year | 698 | 0.33 | 467.66
1583 | Pelco | IMES19-1VS | IP SRX E VND SM POE MDOME STD SV CL | 1 |  | 1 Year | 698 | 0.33 | 467.66
1584 | Pelco | IMES1-BASE | BASE MOD SRX ENH INDR STDDEF MINDM | 1 |  | 1 Year | 922 | 0.33 | 617.74
1585 | Pelco | IXE12 | SRX ENH+ BOX POE1224V 1.3MP | 1 |  | 1 Year | 927 | 0.33 | 621.09
1586 | Pelco | IXE21 | IP SRX E FIXBOX POE CAM 2MP SVIS CS | 1 |  | 1 Year | 837 | 0.33 | 560.79
1587 | Pelco | IXE22 | SRX ENH+ BOX POE1224V 2MP | 1 |  | 1 Year | 1045 | 0.33 | 700.15
1588 | Pelco | IXE23 | SARX ENH BOX 2MP ICS WDR ANLYTX RDY | 1 |  | 1 Year | 1100 | 0.33 | 737
1589 | Pelco | IXE23-US | SRX ENH BOX 2MP ICS WDR NLYTX RD US | 1 |  | 1 Year | 1210 | 0.33 | 810.7
1590 | Pelco | IXE32 | SRX ENH+ BOX POE1224V 3MP | 1 |  | 1 Year | 1160 | 0.33 | 777.2
1591 | Pelco | IXE33 | SARX ENH BOX 3MP ICS WDR ANLYTX RDY | 1 |  | 1 Year | 1275 | 0.33 | 854.25
1592 | Pelco | IXE33-US | SRX ENH BOX 3MP ICS WDR NLYTX RD US | 1 |  | 1 Year | 1403 | 0.33 | 940.01
1593 | Pelco | IXE53 | SARX ENH BOX 5MP ICS WDR ANLYTX RDY | 1 |  | 1 Year | 1475 | 0.33 | 988.25
1594 | Pelco | IXE53-US | SRX ENH BOX 5MP ICS WDR NLYTX RD US | 1 |  | 1 Year | 1623 | 0.33 | 1087.41
1595 | Pelco | IXE83 | SARX ENH BOX 4K ICS WDR ANLYTX RDY | 1 |  | 1 Year | 1625 | 0.33 | 1088.75
1596 | Pelco | IXE83-US | SRX ENH BOX 4K ICS WDR NLYTX RDY US | 1 |  | 1 Year | 1788 | 0.33 | 1197.96
1597 | Pelco | S-IBE222-1R-P | SMR PAINT SRX ENH+ ENV BULLET | 1 |  | 1 Year | 1500 | 0.33 | 1005
1598 | Pelco | S-IBEWLMT-E-P | SMR PAINT SRX ENH+ ENV BLT WALL MNT | 1 |  | 1 Year | 138 | 0.33 | 92.46
1599 | Pelco | S-IME129-1ES-M | SMR SRX ENH+ ENV 1.3MP 2-003551 | 1 |  | 1 Year | 1172 | 0.33 | 785.24
1600 | Pelco | S-IME129-1IS-P | SMR PAINT SRX ENH+ IND DOME 1.3MP | 1 |  | 1 Year | 1092 | 0.33 | 731.64
1601 | Pelco | S-IME222-1IS-P | SMR PAINT SRX ENH+ IND DOME 2MP | 1 |  | 1 Year | 1348 | 0.33 | 903.16
1602 | Pelco | S-IME229-1ES-P | SMR SRX ENH+ ENV MINI DOME 2M | 1 |  | 1 Year | 1272 | 0.33 | 852.24
1603 | Pelco | S-IME229-1IS-P | SMR PAINT SRX ENH+ IND DOME 2MP | 1 |  | 1 Year | 1204 | 0.33 | 806.68
1604 | Pelco | S-IME229-1RS-M | SMR SRX ENH2 ENV+IR POE24V 2-003551 | 1 |  | 1 Year | 1415 | 0.33 | 948.05
1605 | Pelco | S-IME229-1RS-P | SMR SRX ENH+ ENV DOM 2M ASSM IN USA | 1 |  | 1 Year | 1750 | 0.33 | 1172.5
1606 | Pelco | S-IME322-1IS-P | SMR SRX ENH+ IND DOME POE1224V 3MP | 1 |  | 1 Year | 1466 | 0.33 | 982.22
1607 | Pelco | S-IME329-1ES-I | SMR IP CONFIG IME329-1ES 1-26H1AP | 1 |  | 1 Year | 1213 | 0.33 | 812.71
1608 | Pelco | S-IME329-1IS-P | SMR PAINT SRX ENH+ IND DOME 3MP | 1 |  | 1 Year | 1547 | 0.33 | 1036.49
1609 | Pelco | S-IME329-1RS-I | SMR IP CONFIG IME329-1RS 1-26H1AP | 1 |  | 1 Year | 1318 | 0.33 | 883.06
1610 | Pelco | S-IMEICM-I-P | SMR SRX ENH+ IND DOME IN-CEIL MOUNT | 1 |  | 1 Year | 144 | 0.33 | 96.48
1611 | Pelco | S-IMEPMB-I-S | SMR PAINT IMEPMB-I | 1 |  | 1 Year | 149 | 0.33 | 99.83
1612 | Pelco | S-IMEPM-E-P | SMR SRX ENH+ ENV DOME PENDANT MOUNT | 1 |  | 1 Year | 144 | 0.33 | 96.48
1613 | Pelco | S-IMEPM-I-P | SMR PAINT SRX ENH+ ENV DO PEND MNT | 1 |  | 1 Year | 347 | 0.33 | 232.49
1614 | Pelco | SM-FHE250F-3432 | SMR FORTIFIE HI TEMP IXE 2M 50MM FO | 1 |  | 1 Year | 3990 | 0.33 | 2673.3
1615 | Pelco | SM-FHE28F-3432 | SMR FORTIFD HI TEMP IXE22 2M 8MM FO | 1 |  | 1 Year | 3990 | 0.33 | 2673.3
1616 | Pelco | SM-IMEICMI-3614 | SMR TAMPER PROOF IMEICM-I | 1 |  | 1 Year | 168 | 0.33 | 112.56
1617 | Pelco | SP-IME129-1RS-P | SMR SRX ENH+ ENV DOME IR1.3MP PAINT | 1 |  | 1 Year | 1187 | 0.33 | 795.29
1618 | Pelco | IBD129-1 | SRX RUGGED CORNR +IR POE1224V 1.3MP | 1 |  | 1 Year | 1869 | 0.33 | 1252.23
1619 | Pelco | IBD329-1 | SRX RUGGED CORNR +IR POE1224V 3MP | 1 |  | 1 Year | 2172 | 0.33 | 1455.24
1620 | Pelco | IBP121-1I | SRX PRO2 IND BULLET POE24V12V 1MP | 1 |  | 1 Year | 516 | 0.33 | 345.72
1621 | Pelco | IBP121-1R | SRX PRO2 ENV BULLET POE24V12V 1MP | 1 |  | 1 Year | 621 | 0.33 | 416.07
1622 | Pelco | IBP122-1I | SRX PRO2 IND BULLET POE24V12V 1MP | 1 |  | 1 Year | 559 | 0.33 | 374.53
1623 | Pelco | IBP122-1R | SRX PRO2 ENV BULLET POE24V12V 1MP | 1 |  | 1 Year | 683 | 0.33 | 457.61
1624 | Pelco | IBP124-1I | SRX PRO2 IND BULLET POE24V12V 1MP | 1 |  | 1 Year | 726 | 0.33 | 486.42
1625 | Pelco | IBP124-1R | SRX PRO2 ENV BULLET POE24V12V 1MP | 1 |  | 1 Year | 726 | 0.33 | 486.42
1626 | Pelco | IBP219-ER | IP SRXP ENV BULLET IR POE24V 2MP DN | 1 |  | 1 Year | 668 | 0.33 | 447.56
1627 | Pelco | IBP221-1I | SRX PRO2 IND BULLET POE24V12V 2MP | 1 |  | 1 Year | 693 | 0.33 | 464.31
1628 | Pelco | IBP221-1R | SRX PRO2 ENV BULLET POE24V12V 2MP | 1 |  | 1 Year | 793 | 0.33 | 531.31
1629 | Pelco | IBP222-1I | SRX PRO2 IND BULLET POE24V12V 2MP | 1 |  | 1 Year | 733 | 0.33 | 491.11
1630 | Pelco | IBP222-1R | SRX PRO2 ENV BULLET POE24V12V 2MP | 1 |  | 1 Year | 833 | 0.33 | 558.11
1631 | Pelco | IBP224-1I | SRX PRO2 IND BULLET POE24V12V 2MP | 1 |  | 1 Year | 773 | 0.33 | 517.91
1632 | Pelco | IBP224-1R | SRX PRO2 ENV BULLET POE24V12V 2MP | 1 |  | 1 Year | 874 | 0.33 | 585.58
1633 | Pelco | IBP2BBAP-EI | SRX PRO2 ENV BULLET IN-CEILING MT | 1 |  | 1 Year | 64 | 0.33 | 42.88
1634 | Pelco | IBP2BBAP-ES | SRX PRO2 ENV BULLET SURFACE MOUNT | 1 |  | 1 Year | 64 | 0.33 | 42.88
1635 | Pelco | IBP2-PLMT | SRX PRO2 BULLET POLE BRACKET | 1 |  | 1 Year | 85 | 0.33 | 56.95
1636 | Pelco | IBP321-1I | SRX PRO2 IND BULLET POE24V12V 3MP | 1 |  | 1 Year | 813 | 0.33 | 544.71
1637 | Pelco | IBP321-1R | SRX PRO2 ENV BULLET POE24V12V 3MP | 1 |  | 1 Year | 914 | 0.33 | 612.38
1638 | Pelco | IBP322-1I | SRX PRO2 IND BULLET POE24V12V 3MP | 1 |  | 1 Year | 853 | 0.33 | 571.51
1639 | Pelco | IBP322-1R | SRX PRO2 ENV BULLET POE24V12V 3MP | 1 |  | 1 Year | 953 | 0.33 | 638.51
1640 | Pelco | IBP324-1I | SRX PRO2 IND BULLET POE24V12V 3MP | 1 |  | 1 Year | 914 | 0.33 | 612.38
1641 | Pelco | IBP324-1R | SRX PRO2 ENV BULLET POE24V12V 3MP | 1 |  | 1 Year | 994 | 0.33 | 665.98
1642 | Pelco | IBP521-1I | SRX PRO2 IND BULLET POE24V12V 5MP | 1 |  | 1 Year | 914 | 0.33 | 612.38
1643 | Pelco | IBP521-1R | SRX PRO2 ENV BULLET POE24V12V 5MP | 1 |  | 1 Year | 1014 | 0.33 | 679.38
1644 | Pelco | IBP831-1ER | GFC - 4K ENV BULLET IR | 1 |  | 1 Year | 1799 | 0.33 | 1205.33
1645 | Pelco | IJP121-1IS | SRX PRO2 IND DOME POE 1MP 2.8MM LEN | 1 |  | 1 Year | 411 | 0.33 | 275.37
1646 | Pelco | IJP221-1IS | SRX PRO2 IND DOME POE 2MP 2.8MM LEN | 1 |  | 1 Year | 472 | 0.33 | 316.24
1647 | Pelco | IME3ICM-E | INCEILING MOUNT FOR SARIX ENH3 DOME | 1 |  | 1 Year | 117 | 0.33 | 78.39
1648 | Pelco | IME3LD-0E | SMOKED LOWER DOME FOR SARIX ENH3 | 1 |  | 1 Year | 117 | 0.33 | 78.39
1649 | Pelco | IME3LD-1E | CLEAR LOWER DOME FOR SARIX ENH3 | 1 |  | 1 Year | 117 | 0.33 | 78.39
1650 | Pelco | IME3PM-E | PENDANT MOUNT FOR SARIX ENH3 DOME | 1 |  | 1 Year | 117 | 0.33 | 78.39
1651 | Pelco | IMEPM-I | SRX ENH+ IND DOME PENDANT MOUNT | 1 |  | 1 Year | 117 | 0.33 | 78.39
1652 | Pelco | IMP1110-1E | DO NOT SELL | 1 |  | 1 Year | 922 | 0.33 | 617.74
1653 | Pelco | IMP1110-1EP | IP SRX P ENV PM POE24V MDOME 1MP CL | 1 |  | 1 Year | 532 | 0.33 | 356.44
1654 | Pelco | IMP1110-1ES | IP SRX P ENV SM POE24V MDOME 1MP CL | 1 |  | 1 Year | 532 | 0.33 | 356.44
1655 | Pelco | IMP121-1ES | SRX PRO2 ENV DOME POE24V 1MP | 1 |  | 1 Year | 601 | 0.33 | 402.67
1656 | Pelco | IMP121-1IS | SRX PRO2 IND DOME POE24V12V 1MP | 1 |  | 1 Year | 512.07 | 0.33 | 343.0869
1657 | Pelco | IMP121-1RS | SRX PRO2 ENV IR DOME POE24V 1MP | 1 |  | 1 Year | 706 | 0.33 | 473.02
1658 | Pelco | IMP121A-1IS | SRX PRO2 IND DOME POE24V12V 1MP | 1 |  | 1 Year | 538 | 0.33 | 360.46
1659 | Pelco | IMP219-1E | DO NOT SELL | 1 |  | 1 Year | 1120 | 0.33 | 750.4
1660 | Pelco | IMP219-1EP | IP SRX P ENV PM POE24V MDOME 2MP CL | 1 |  | 1 Year | 584 | 0.33 | 391.28
1661 | Pelco | IMP219-1ER | OBS | 1 |  | 1 Year | 584 | 0.33 | 391.28
1662 | Pelco | IMP219-1ERP | IP SRX P ENV IR PM POE24V MDOME 2MP | 1 |  | 1 Year | 668 | 0.33 | 447.56
1663 | Pelco | IMP219-1ERS | IP SRX P ENV IR SM POE24V MDOME 2MP | 1 |  | 1 Year | 668 | 0.33 | 447.56
1664 | Pelco | IMP219-1ES | IP SRX P ENV SM POE24V MDOME 2MP CL | 1 |  | 1 Year | 584 | 0.33 | 391.28
1665 | Pelco | IMP221-1ES | SRX PRO2 ENV DOME POE24V 2MP | 1 |  | 1 Year | 693 | 0.33 | 464.31
1666 | Pelco | IMP221-1IS | SRX PRO2 IND DOME POE24V12V 2MP | 1 |  | 1 Year | 632.26 | 0.33 | 423.6142
1667 | Pelco | IMP221-1RS | SRX PRO2 ENV IR DOME POE24V 2MP | 1 |  | 1 Year | 793 | 0.33 | 531.31
1668 | Pelco | IMP221A-1IS | SRX PRO2 IND DOME POE24V12V 2MP | 1 |  | 1 Year | 632 | 0.33 | 423.44
1669 | Pelco | IMP319-1 | DO NOT SELL | 1 |  | 1 Year | 1064 | 0.33 | 712.88
1670 | Pelco | IMP319-1ERP | IP SRX P ENV IR PM POE24V MDOME 3MP | 1 |  | 1 Year | 770 | 0.33 | 515.9
1671 | Pelco | IMP319-1ERS | IP SRX P ENV IR SM POE24V MDOME 3MP | 1 |  | 1 Year | 770 | 0.33 | 515.9
1672 | Pelco | IMP319-1S | IP SRX P SFMT POE 24V MDOME 3MP WC | 1 |  | 1 Year | 635 | 0.33 | 425.45
1673 | Pelco | IMP321-1ES | SRX PRO2 ENV DOME POE24V 3MP | 1 |  | 1 Year | 813 | 0.33 | 544.71
1674 | Pelco | IMP321-1IS | SRX PRO2 IND DOME POE24V12V 3MP | 1 |  | 1 Year | 753.46 | 0.33 | 504.8182
1675 | Pelco | IMP321-1RS | SRX PRO2 ENV IR DOME POE24V 3MP | 1 |  | 1 Year | 914 | 0.33 | 612.38
1676 | Pelco | IMP321A-1IS | SRX PRO2 IND DOME POE24V12V 3MP | 1 |  | 1 Year | 753 | 0.33 | 504.51
1677 | Pelco | IMP521-1ES | SRX PRO2 ENV DOME POE24V 5MP | 1 |  | 1 Year | 933 | 0.33 | 625.11
1678 | Pelco | IMP521-1IS | SRX PRO2 IND DOME POE24V12V 5MP | 1 |  | 1 Year | 873.65 | 0.33 | 585.3455
1679 | Pelco | IMP521-1RS | SRX PRO2 ENV IR DOME POE24V 5MP | 1 |  | 1 Year | 1034 | 0.33 | 692.78
1680 | Pelco | IMP521A-1IS | SRX PRO2 IND DOME POE24V12V 5MP | 1 |  | 1 Year | 874 | 0.33 | 585.58
1681 | Pelco | IMP831-1ERS | GFC - 4K ENV DOME IR MIC | 1 |  | 1 Year | 1899 | 0.33 | 1272.33
1682 | Pelco | IMP831-1RS | GFC - 4K DOME IR MIC | 1 |  | 1 Year | 1799 | 0.33 | 1205.33
1683 | Pelco | IMPBB-EP | IP SRX PRO BACKBOX OUTDR PM | 1 |  | 1 Year | 70 | 0.33 | 46.9
1684 | Pelco | IMPBB-ES | IP SRX PRO BACKBOX OUTDR SM | 1 |  | 1 Year | 70 | 0.33 | 46.9
1685 | Pelco | IMPBB-S | IP SRX PRO BACKBOX INDR SM | 1 |  | 1 Year | 43 | 0.33 | 28.81
1686 | Pelco | IMPEBAP | SRX PRO2 DOME BOX ADAPTER PLATE | 1 |  | 1 Year | 23 | 0.33 | 15.41
1687 | Pelco | IMPICM-1ER | SRX PRO2 ENV DOME IN-CEILING MOUNT | 1 |  | 1 Year | 81 | 0.33 | 54.27
1688 | Pelco | IMPICM-1I | SRX PRO2 IND DOME IN-CEILING MOUNT | 1 |  | 1 Year | 81 | 0.33 | 54.27
1689 | Pelco | IMPLD2-0ER | SRX PRO2 ENV DOME SMK LOWER DOME | 1 |  | 1 Year | 81 | 0.33 | 54.27
1690 | Pelco | IMPLD2-0I | SRX PRO2 IND DOME SMK LOWER DOME | 1 |  | 1 Year | 63 | 0.33 | 42.21
1691 | Pelco | IMPLD2-1ER | SRX PRO2 ENV DOME CLEAR LOWER DOME | 1 |  | 1 Year | 101 | 0.33 | 67.67
1692 | Pelco | IMPLD2-1I | SARIX PRO2 LOWER DOME, IND | 1 |  | 1 Year | 95 | 0.33 | 63.65
1693 | Pelco | IMPPM-1ER | SRX PRO2 ENV DOME PENDANT ADAPTER | 1 |  | 1 Year | 81 | 0.33 | 54.27
1694 | Pelco | IMPPM-1I | SRX PRO2 IND DOME PENDANT ADAPTER | 1 |  | 1 Year | 81 | 0.33 | 54.27
1695 | Pelco | IMPPMB-1I | SRX PRO2 IND DOME WALL BRACKET | 1 |  | 1 Year | 47 | 0.33 | 31.49
1696 | Pelco | IMPS110-1ERP | IP SRX P ENV IR PM POE24V MDOME STD | 1 |  | 1 Year | 567 | 0.33 | 379.89
1697 | Pelco | IMPS110-1ERS | IP SRX P ENV IR SM POE24V MDOME STD | 1 |  | 1 Year | 567 | 0.33 | 379.89
1698 | Pelco | IM-VE4S | 4S BOX MTG PLATE FOR SARIX IM V E | 1 |  | 1 Year | 28 | 0.33 | 18.76
1699 | Pelco | IM-VECM | CORNER MOUNT FOR SARIX IM VE | 1 |  | 1 Year | 142 | 0.33 | 95.14
1700 | Pelco | IWP121-1ES | SRX PRO2 VANDAL DOME 1MP 2.8MM LENS | 1 |  | 1 Year | 474 | 0.33 | 317.58
1701 | Pelco | IWP221-1ES | SRX PRO2 VANDAL DOME 2MP 2.8MM LENS | 1 |  | 1 Year | 573 | 0.33 | 383.91
1702 | Pelco | IWPWPC | WATERPROOF RJ45 CNCTR CVR SARIX IWP | 1 |  | 1 Year | 11 | 0.33 | 7.37
1703 | Pelco | IXP31 | IP SRX P FIX BOX POE 24V 3MP DN CS | 1 |  | 1 Year | 685 | 0.33 | 458.95
1704 | Pelco | LDIMVE-0 | LOWER DOME SMOKED FOR SARIX IM VE | 1 |  | 1 Year | 57 | 0.33 | 38.19
1705 | Pelco | S-IBP221-1R-P | SMR SRX PRO2 ENV BLT POE24V12V 2MP | 1 |  | 1 Year | 8723 | 0.33 | 5844.41
1706 | Pelco | S-IBP2BBAP-ES-P | SMR SRX PRO2 ENV BLT SRFCE MNT | 1 |  | 1 Year | 704 | 0.33 | 471.68
1707 | Pelco | S-IBP2-PLMT-P | SMR PAINT SRX PRO2 BLT POLE BCKT | 1 |  | 1 Year | 935 | 0.33 | 626.45
1708 | Pelco | S-IBP322-1I-I | SMR IP CONFIG IBP322-1I 1-26H1AP | 1 |  | 1 Year | 916 | 0.33 | 613.72
1709 | Pelco | S-IJP221-1IS-P | SMR SRX PRO2 IND DO POE 2MP | 1 |  | 1 Year | 926 | 0.33 | 620.42
1710 | Pelco | S-IMP121-1ES-A | SMR SRX PRO2 ENV POE24V 1MP ANODIZE | 1 |  | 1 Year | 1132 | 0.33 | 758.44
1711 | Pelco | S-IMP121-1ES-P | SMR SRX PRO2 ENV DOME POE24V 1MP | 1 |  | 1 Year | 1013 | 0.33 | 678.71
1712 | Pelco | S-IMP121-1IS-P | SMR SRX PRO2 IND DOME POE24V12V 1MP | 1 |  | 1 Year | 507 | 0.33 | 339.69
1713 | Pelco | S-IMP121-1RS-P | SMR PAINT SRX PRO2 ENV IR DOME 1MP | 1 |  | 1 Year | 528 | 0.33 | 353.76
1714 | Pelco | S-IMP221-1ES-P | SMR SRX PRO2 ENV DOME POE24V 2MP | 1 |  | 1 Year | 1097 | 0.33 | 734.99
1715 | Pelco | S-IMP221-1IS-P | SMR PAINT SRX PRO2 IND DOME 2MP | 1 |  | 1 Year | 783 | 0.33 | 524.61
1716 | Pelco | S-IMP221-1RS-P | SMR PAINT SRX PRO2 ENV IR DOME 2MP | 1 |  | 1 Year | 1185 | 0.33 | 793.95
1717 | Pelco | S-IMP221A-1IS-I | SMR IP CONFIG IMP221A-1IS 1-26H1AP | 1 |  | 1 Year | 695 | 0.33 | 465.65
1718 | Pelco | S-IMP221RS-9003 | SMR RAL9003 PNT IMP221-1RS 2-003955 | 1 |  | 1 Year | 801 | 0.33 | 536.67
1719 | Pelco | S-IMP321-1ES-P | SMR PAINT SRX PRO2 ENV DOME 3MP | 1 |  | 1 Year | 1209 | 0.33 | 810.03
1720 | Pelco | S-IMP321-1IS-P | SMR PAINT SRX PRO2 IND DOME 3MP | 1 |  | 1 Year | 1007 | 0.33 | 674.69
1721 | Pelco | S-IMP321-1RS-P | SMR PAINT SRX PRO2 ENV IR DOME 3MP | 1 |  | 1 Year | 1310 | 0.33 | 877.7
1722 | Pelco | S-IMP521-1ES-P | SMR PAINT SRX PRO2 ENV DOME 5MP | 1 |  | 1 Year | 1322 | 0.33 | 885.74
1723 | Pelco | S-IMP521-1RS-P | SMR PAINT SRX PRO2 ENV IR DOME 5MP | 1 |  | 1 Year | 1418 | 0.33 | 950.06
1724 | Pelco | S-IMPICM-1ER-P | SMR PAINT SRX PRO2 ENV IN-CEIL MNT | 1 |  | 1 Year | 167 | 0.33 | 111.89
1725 | Pelco | S-IMPICM-1I-P | SMR SRX PRO2 IND DOME IN-CLNG MNT | 1 |  | 1 Year | 167 | 0.33 | 111.89
1726 | Pelco | S-IMPICMER-9003 | SMR RAL9003 PNT IMPICM-1ER 2-003955 | 1 |  | 1 Year | 82 | 0.33 | 54.94
1727 | Pelco | S-IMPPM-1ER-A | SMR ANODIZE IMPPM-1ER | 1 |  | 1 Year | 362 | 0.33 | 242.54
1728 | Pelco | S-IMPPM-1ER-P | SMR SRX PRO2 ENV DME PNDNT ADPTR | 1 |  | 1 Year | 109 | 0.33 | 73.03
1729 | Pelco | S-IMPPMB-1I-P | SMR PAINT IMPPMB-1I | 1 |  | 1 Year | 63 | 0.33 | 42.21
1730 | Pelco | S-IWP121-1ES-I | SMR IP CONFIG IWP121-1ES 1-26H1AP | 1 |  | 1 Year | 537 | 0.33 | 359.79
1731 | Pelco | S-IWP121-1ES-P | SMR SRX PRO2 VANDAL DO 1MP 2.8MM | 1 |  | 1 Year | 692 | 0.33 | 463.64
1732 | Pelco | S-IWP221-1ES-I | SMR IP CONFIG IWP221-1ES 1-26H1AP | 1 |  | 1 Year | 636 | 0.33 | 426.12
1733 | Pelco | S-IWP221-1ES-P | SMR SRX PRO2 VANDAL DO 2MP 2.8MM | 1 |  | 1 Year | 837 | 0.33 | 560.79
1734 | Pelco | SM-IMPICM-3644 | SMR VND PRFRNG IMP INCL MNT2-003644 | 1 |  | 1 Year | 120 | 0.33 | 80.4
1735 | Pelco | SM-IMVECM-3479 | SMR CNR MNTWDG IMPS110-1ES 2-003479 | 1 |  | 1 Year | 344 | 0.33 | 230.48
1736 | Pelco | SP-IMP319-1I | KIT IMP319 CAM/CLR LDHDF/BKT/LNR | 1 |  | 1 Year | 1064 | 0.33 | 712.88
1737 | Pelco | SP-IMP319-1P | KIT IMP319 CAM/CLR LDHDPB/BKT/LNR | 1 |  | 1 Year | 1064 | 0.33 | 712.88
1738 | Pelco | S-WMVE-SR-A | SMR ANODIZE WMVE-SR | 1 |  | 1 Year | 228 | 0.33 | 152.76
1739 | Pelco | S-WMVE-SR-P | SMR WALL MNT VNDL 1.5IN NPT LT GRAY | 1 |  | 1 Year | 209 | 0.33 | 140.03
1740 | Pelco | WMVE-SR | DOME WALL MNT 1.5IN NPT, LT GRAY | 1 |  | 1 Year | 64 | 0.33 | 42.88
1741 | Pelco | WMVE-SW | DOME WALL MNT .75-1.5IN NPT, WT | 1 |  | 1 Year | 67 | 0.33 | 44.89
1742 | Pelco | WMVE-WT | WALL MOUNT VANDAL 1.5IN NPT WHITE | 1 |  | 1 Year | 64 | 0.33 | 42.88
1743 | Pelco | 1900-2000 | OEM CAMERA IP CONFIGURATION OUTSOUC | 1 |  | 1 Year | 60 | 0.33 | 40.2
1744 | Pelco | 2100-0000 | G-SMR PAINT,OEM CAMERA IMP PENDANT | 1 |  | 1 Year | 100 | 0.33 | 67
1745 | Pelco | 2100-0100 | G-SMR PAINT,OEM CAM IMP IN CEILING | 1 |  | 1 Year | 100 | 0.33 | 67
1746 | Pelco | 2100-0200 | G-SMR PAINT,OEM CAM IMP SURFACE MNT | 1 |  | 1 Year | 100 | 0.33 | 67
1747 | Pelco | 2100-0300 | SMR IMP SURFACE MNT INDOOR PLASTIC | 1 |  | 1 Year | 100 | 0.33 | 67
1748 | Pelco | 2100-0400 | SMR PAINT IMP IN CEILING MNT ENV | 1 |  | 1 Year | 100 | 0.33 | 67
1749 | Pelco | 2100-0500 | SMR ANODIZE IMP SURFACE MNT | 1 |  | 1 Year | 75 | 0.33 | 50.25
1750 | Pelco | 2100-0600 | SMR ANODIZE IMP PENDANT MOUNT | 1 |  | 1 Year | 75 | 0.33 | 50.25
1751 | Pelco | 2100-1000 | G-SMR PAINT,OEM CAMERA IBP | 1 |  | 1 Year | 150 | 0.33 | 100.5
1752 | Pelco | 2100-1100 | G-SMR PAINT,OEM IBP JUNCTION BOX | 1 |  | 1 Year | 100 | 0.33 | 67
1753 | Pelco | 2100-1200 | SMR PAINT IBP POLE MOUNT | 1 |  | 1 Year | 100 | 0.33 | 67
1754 | Pelco | 2100-2000 | G-SMR PAINT,OEM CAM IME SURFACE | 1 |  | 1 Year | 100 | 0.33 | 67
1755 | Pelco | 2100-2100 | G-SMR PAINT,OEM CAMERA IME PENDANT | 1 |  | 1 Year | 100 | 0.33 | 67
1756 | Pelco | 2100-2200 | G-SMR PAINT,OEM CAM IME WALL MOUNT | 1 |  | 1 Year | 100 | 0.33 | 67
1757 | Pelco | 2100-2300 | SMR PAINT,OEM IME IN CEILING MNT | 1 |  | 1 Year | 100 | 0.33 | 67
1758 | Pelco | 2100-2400 | SMR PAINT IME LOWER DOME ASSEMBLY | 1 |  | 1 Year | 100 | 0.33 | 67
1759 | Pelco | 2100-3000 | G-SMR PAINT,OEM SPECTRA ENH PEND BB | 1 |  | 1 Year | 100 | 0.33 | 67
1760 | Pelco | 2100-3100 | SMR PAINT SPECTRA STAINLESS BB & LD | 1 |  | 1 Year | 126 | 0.33 | 84.42
1761 | Pelco | 2100-4000 | SMR SPECTRA PRO ENV PENDANT PAINT | 1 |  | 1 Year | 100 | 0.33 | 67
1762 | Pelco | 2100-4100 | SMR SP PRO INDOOR TRIM RING PAINT | 1 |  | 1 Year | 100 | 0.33 | 67
1763 | Pelco | 2100-4200 | SMR PAINT SP PRO LOOK UP DOME | 1 |  | 1 Year | 100 | 0.33 | 67
1764 | Pelco | 2100-6000 | SMR PAINT IMM PENDANT | 1 |  | 1 Year | 100 | 0.33 | 67
1765 | Pelco | 2100-6100 | SMR PAINT IMM SURFACE MOUNT | 1 |  | 1 Year | 100 | 0.33 | 67
1766 | Pelco | 2100-6200 | SMR PAINT CORNER MOUNT IMM | 1 |  | 1 Year | 100 | 0.33 | 67
1767 | Pelco | 2100-6900 | SMR PAINT OEM CM400 | 1 |  | 1 Year | 100 | 0.33 | 67
1768 | Pelco | 2100-7000 | SMR PAINT IWP CAMERA | 1 |  | 1 Year | 100 | 0.33 | 67
1769 | Pelco | 2100-7100 | SMR PAINT IMPPMB-1I | 1 |  | 1 Year | 60 | 0.33 | 40.2
1770 | Pelco | 2100-8000 | SMR PAINT IBE | 1 |  | 1 Year | 100 | 0.33 | 67
1771 | Pelco | 2100-8100 | SMR PAINT IBE WALL MOUNT | 1 |  | 1 Year | 100 | 0.33 | 67
1772 | Pelco | 2100-8200 | SMR PAINT IBEPLMT-E POLE MOUNT | 1 |  | 1 Year | 100 | 0.33 | 67
1773 | Pelco | 2100-9000 | SMR PAINT POLE ADAPTER SWM-PG-GY | 1 |  | 1 Year | 100 | 0.33 | 67
1774 | Pelco | 2100-9001 | SMR ANODIZE PA101 2-003461 | 1 |  | 1 Year | 75 | 0.33 | 50.25
1775 | Pelco | 2100-9002 | SMR PAINT EPP2 | 1 |  | 1 Year | 40 | 0.33 | 26.8
1776 | Pelco | 2100-9003 | SMR PAINT SP01-001 | 1 |  | 1 Year | 100 | 0.33 | 67
1777 | Pelco | 2100-9004 | SMR PAINT SWM-CA | 1 |  | 1 Year | 300 | 0.33 | 201
1778 | Pelco | 2100-9100 | SMR PAINT WALL MOUNT S-WMVE-SR-P | 1 |  | 1 Year | 100 | 0.33 | 67
1779 | Pelco | 2100-9200 | SMR PAINT POLE ADAPTER S-PA101-P | 1 |  | 1 Year | 100 | 0.33 | 67
1780 | Pelco | 2100-9300 | SMR PAINT SPECTRA WALL MOUNT SWM-GY | 1 |  | 1 Year | 100 | 0.33 | 67
1781 | Pelco | 2100-9400 | SMR PA402 POLE MOUNT PAINT | 1 |  | 1 Year | 50 | 0.33 | 33.5
1782 | Pelco | 2100-9500 | SMR PAINT IWM24-GY | 1 |  | 1 Year | 75 | 0.33 | 50.25
1783 | Pelco | 2100-9600 | SMR PAINT CM400 | 1 |  | 1 Year | 75 | 0.33 | 50.25
1784 | Pelco | 2100-9700 | SMR PAINT IWM | 1 |  | 1 Year | 50 | 0.33 | 33.5
1785 | Pelco | 2100-9800 | SMR PAINT EM2000 | 1 |  | 1 Year | 50 | 0.33 | 33.5
1786 | Pelco | 2100-9900 | SMR ANODIZE WMVE-SR OR EM16 MOUNT | 1 |  | 1 Year | 75 | 0.33 | 50.25
1787 | Pelco | 2101-0000 | SMR PAINT PP350 OR PP450 | 1 |  | 1 Year | 100 | 0.33 | 67
1788 | Pelco | 2101-1000 | SMR PAINT PP351 OR PP451 | 1 |  | 1 Year | 100 | 0.33 | 67
1789 | Pelco | 2102-1000 | SMR PAINT IJP CAMERA | 1 |  | 1 Year | 100 | 0.33 | 67
1790 | Pelco | 2104-0000 | SMR PAINT EVO CAMERA | 1 |  | 1 Year | 100 | 0.33 | 67
1791 | Pelco | 2105-0000 | SMR PAINT ESPRIT ENHANCED | 1 |  | 1 Year | 800 | 0.33 | 536
1792 | Pelco | 2120-EC20 | SMR PAINT EC20 | 1 |  | 1 Year | 100 | 0.33 | 67
1793 | Pelco | 2120-EH20 | SMR PAINT EH20 SERIES | 1 |  | 1 Year | 100 | 0.33 | 67
1794 | Pelco | 2120-EM20 | SMR PAINT EM20 | 1 |  | 1 Year | 100 | 0.33 | 67
1795 | Pelco | 2120-EP20 | SMR PAINT EP20 | 1 |  | 1 Year | 100 | 0.33 | 67
1796 | Pelco | 2120-EP21 | SMR PAINT EP21 | 1 |  | 1 Year | 100 | 0.33 | 67
1797 | Pelco | 2120-JB20 | SMR PAINT EM20JB | 1 |  | 1 Year | 100 | 0.33 | 67
1798 | Pelco | 2200-0000 | SMR ANODIZE FD5 | 1 |  | 1 Year | 100 | 0.33 | 67
1799 | Pelco | 2200-1000 | SMR ANODIZE IMP SURFACE MOUNT | 1 |  | 1 Year | 100 | 0.33 | 67
1800 | Pelco | 2200-2000 | SMR ANODIZE SPECTRA PNDNT BCK BOX | 1 |  | 1 Year | 200 | 0.33 | 134
1801 | Pelco | 2200-3806 | SMR ANODIZE EH20 ENCLOSURE | 1 |  | 1 Year | 90 | 0.33 | 60.3
1802 | Pelco | 2200-3807 | SMR EM20JB ANODIZED 2-003806 | 1 |  | 1 Year | 90 | 0.33 | 60.3
1803 | Pelco | 2200-3808 | SMR EM20 ANODIZED 2-003806 | 1 |  | 1 Year | 90 | 0.33 | 60.3
1804 | Pelco | 2200-3820 | SMR EP20 ANODIZED 2-003806 | 1 |  | 1 Year | 90 | 0.33 | 60.3
1805 | Pelco | 2200-3821 | SMR EP21 ANODIZED 2-003806 | 1 |  | 1 Year | 90 | 0.33 | 60.3
1806 | Pelco | 2200-4000 | SMR ANODIZE IWM MOUNT | 1 |  | 1 Year | 72 | 0.33 | 48.24
1807 | Pelco | 2200-5000 | SMR ANODIZE PA402 | 1 |  | 1 Year | 72 | 0.33 | 48.24
1808 | Pelco | 2200-6000 | SMR ANODIZE EWM 2-003463 | 1 |  | 1 Year | 50 | 0.33 | 33.5
1809 | Pelco | 2300-0000 | SMR CUSTOM MATCH IMM PENDANT | 1 |  | 1 Year | 400 | 0.33 | 268
1810 | Pelco | 2300-1000 | SMR CUSTOM MATCH IMP CAMERA | 1 |  | 1 Year | 400 | 0.33 | 268
1811 | Pelco | 2300-1100 | SMR CUSTOM MATCH IMP PENDANT | 1 |  | 1 Year | 400 | 0.33 | 268
1812 | Pelco | 2400-0000 | SMR 2-003556 CUSTOM WMVE | 1 |  | 1 Year | 20 | 0.33 | 13.4
1813 | Pelco | 2400-1000 | SMR PRESSURIZED SPECTRA ENHANCED | 1 |  | 1 Year | 75 | 0.33 | 50.25
1814 | Pelco | 2400-2000 | SMR IP110 ADAPTER 2-003551 | 1 |  | 1 Year | 100 | 0.33 | 67
1815 | Pelco | 2400-2301 | SMR OPERA/SPECTRA BRACKET KIT | 1 |  | 1 Year | 100 | 0.33 | 67
1816 | Pelco | 2400-3000 | SMR MOD PM2010 1-K6U6 | 1 |  | 1 Year | 140 | 0.33 | 93.8
1817 | Pelco | 2400-3614 | SMR VALUE ADD TAMPER PRF IMEICM | 1 |  | 1 Year | 20 | 0.33 | 13.4
1818 | Pelco | 2400-3627 | SMR EM20 LMP MNT VALUE ADD 2-003627 | 1 |  | 1 Year | 20 | 0.33 | 13.4
1819 | Pelco | 2400-3700 | SMR VALUE ADD INST IME/IMP CAM BRKT | 1 |  | 1 Year | 100 | 0.33 | 67
1820 | Pelco | 2400-3800 | SMR GENERAL MODIFICATION WORK | 1 |  | 1 Year | 50 | 0.33 | 33.5
1821 | Pelco | 2400-3835 | SMR EH20 ASY & PAINT 2-003835 | 1 |  | 1 Year | 150 | 0.33 | 100.5
1822 | Pelco | 2400-3900 | NOT BEING USED | 1 |  | 1 Year | 100 | 0.33 | 67
1823 | Pelco | 2400-9000 | SMR GENERAL SETUP FEES | 1 |  | 1 Year | 752 | 0.33 | 503.84
1824 | Pelco | 2500-0000 | SMR B6 BRUSHED SST BB 1-2MLNM1 | 1 |  | 1 Year | 100 | 0.33 | 67
1825 | Pelco | 2500-1000 | SMR LD6 BRUSHED SST LD 1-2MLNM1 | 1 |  | 1 Year | 100 | 0.33 | 67
1826 | Pelco | BX00-0805-0324 | G-BOX,ICS100/150 CMRA ASSY,ICS-2XXX | 1 |  | 1 Year | 1.61 | 0.33 | 1.0787
1827 | Pelco | BX00-0806-1224 | G-BOX,SARIX 2 CAM SYS MASTER | 1 |  | 1 Year | 7.89 | 0.33 | 5.2863
1828 | Pelco | BX00-0806-1225 | G-BOX,IMM SERIES CAMERA SYSTEMS | 1 |  | 1 Year | 7.59 | 0.33 | 5.0853
1829 | Pelco | BX00-1010-0500 | G-BOX,PLAIN WHITE,CC905-20010905 | 1 |  | 1 Year | 1.37 | 0.33 | 0.9179
1830 | Pelco | BX00-1106-0622 | G-BOX,SARIX 2 PRO SYSTEM PACK | 1 |  | 1 Year | 7.32 | 0.33 | 4.9044
1831 | Pelco | BX00-1208-0635C | G-BOX,SPECTRA MINI SYS MASTER PACK | 1 |  | 1 Year | 6.55 | 0.33 | 4.3885
1832 | Pelco | BX00-1808-0607 | G- BOX,PLAIN WHITE,18X8X6 CC6019 | 1 |  | 1 Year | 4.26 | 0.33 | 2.8542
1833 | Pelco | BX00-2010-0600 | G- BOX,PLAIN WHT,CC6380 | 1 |  | 1 Year | 3.08 | 0.33 | 2.0636
1834 | Pelco | BX00-2012-0600 | G-BOX,PLAIN WHT,CC438-20010438 | 1 |  | 1 Year | 8.1 | 0.33 | 5.427
1835 | Pelco | BX00-2211-1000Y | G-BOX,SPECTRA FLUSH MNT SYS PACK | 1 |  | 1 Year | 2.1 | 0.33 | 1.407
1836 | Pelco | BX00-2308-0920 | G-BOX,EH8104 PRESSRIZED ENCLSURE | 1 |  | 1 Year | 5.23 | 0.33 | 3.5041
1837 | Pelco | BX00-2610-1120B | G-BOX,SPECTRA IV PEND MNT SYS PACK | 1 |  | 1 Year | 8.95 | 0.33 | 5.9965
1838 | Pelco | BX00-2612-120A | G-BOX,W/GRAPHICS CC6284-20016284 | 1 |  | 1 Year | 13.01 | 0.33 | 8.7167
1839 | Pelco | BX00-2613-1320Y | G-BOX,SPECTRA PRESSURIZED SYS PACK | 1 |  | 1 Year | 11.36 | 0.33 | 7.6112
1840 | Pelco | BX01-0205-0817 | G-INSRT,ICS100/150 CAMASSY,ICS-2XXX | 1 |  | 1 Year | 4.74 | 0.33 | 3.1758
1841 | Pelco | C2285M | G-MNL,POE INJECTOR SPECTRA ENH | 1 |  | 1 Year | 1 | 0.33 | 0.67
1842 | Pelco | CUSTOMDEVELOPAP | CUSTOM DEVELOPMENT SE ASIA | 1 |  | 1 Year | 1 | 0.33 | 0.67
1843 | Pelco | CUSTOMDEVELOPCN | CUSTOM DEVELOPMENT CHINA | 1 |  | 1 Year | 1 | 0.33 | 0.67
1844 | Pelco | CUSTOMDEVELOPEU | CUSTOM DEVELOPMENT EMEA | 1 |  | 1 Year | 1 | 0.33 | 0.67
1845 | Pelco | CUSTOMDEVELOPNA | CUSTOM DEVELOPMENT N AMERICA | 1 |  | 1 Year | 1 | 0.33 | 0.67
1846 | Pelco | CUSTOMDEVELOPSA | CUSTOM DEVELOPMENT S AMERICA | 1 |  | 1 Year | 1 | 0.33 | 0.67
1847 | Pelco | DATAPLUGLENEL | LENEL DATA PLUGIN | 1 |  | 1 Year | 895 | 0.33 | 599.65
1848 | Pelco | EXTSYSWAR-2 | EXTENDED SYSTEM WARRANTY - 2 YEARS | 1 |  | 1 Year | 0.01 | 0.33 | 0.0067
1849 | Pelco | EXTSYSWAR-3 | EXTENDED SYSTEM WARRANTY - 3 YEARS | 1 |  | 1 Year | 0.01 | 0.33 | 0.0067
1850 | Pelco | EXTSYSWAR-5 | EXTENDED SYSTEM WARRANTY - 5 YEARS | 1 |  | 1 Year | 0.01 | 0.33 | 0.0067
1851 | Pelco | EXTWAR-1 | EXTENDED WARRANTY - ONE YEAR | 1 |  | 1 Year | 0.01 | 0.33 | 0.0067
1852 | Pelco | EXTWAR-2 | EXTENDED WARRANTY - TWO YEARS | 1 |  | 1 Year | 0.01 | 0.33 | 0.0067
1853 | Pelco | EXTWAR-3 | EXTENDED WARRANTY - THREE YEARS | 1 |  | 1 Year | 0.01 | 0.33 | 0.0067
1854 | Pelco | EXTWAR-4 | EXTENDED WARRANTY - FOUR YEARS | 1 |  | 1 Year | 0.01 | 0.33 | 0.0067
1855 | Pelco | EXTWAR-5 | EXTENDED WARRANTY - FIVE YEARS | 1 |  | 1 Year | 0.01 | 0.33 | 0.0067
1856 | Pelco | INT3PRTYCAMDRVR | 3RD PARTY CAMERA DRIVER DEVELOPMENT | 1 |  | 1 Year | 26838 | 0.33 | 17981.46
1857 | Pelco | OCCPLUGAGENTVI | AGENT VI OPS CENTER PLUGIN | 1 |  | 1 Year | 1789 | 0.33 | 1198.63
1858 | Pelco | OCCPLUGARHOL | ARH OPS CENTER OVERLAY PLUGIN | 1 |  | 1 Year | 895 | 0.33 | 599.65
1859 | Pelco | OCCPLUGAXPERT | ACCESSXPERT OCC PLUGIN | 1 |  | 1 Year | 1 | 0.33 | 0.67
1860 | Pelco | OCCPLUGECON | ECONNECT OPS CENTER PLUGIN | 1 |  | 1 Year | 1789 | 0.33 | 1198.63
1861 | Pelco | OCCPLUGITRAKOV | ITRACK OPS CENTER OVERLAY PLUGIN | 1 |  | 1 Year | 895 | 0.33 | 599.65
1862 | Pelco | OCCPLUGPLATEAV | PLATESMART ALRT VWR OPS CNTR PLUGIN | 1 |  | 1 Year | 895 | 0.33 | 599.65
1863 | Pelco | OCCPLUGPLATEOL | PLATESMART OPS CNTER OVERLAY PLUGIN | 1 |  | 1 Year | 895 | 0.33 | 599.65
1864 | Pelco | OCCPLUGPLATEPV | PLATESMART PLT VWR OPS CNTR PLUGIN | 1 |  | 1 Year | 895 | 0.33 | 599.65
1865 | Pelco | PHSUP-1ADDCAM | 1 ADD CAM FOR ULTD SUP | 1 |  | 1 Year | 8 | 0.33 | 5.36
1866 | Pelco | PHSUP-1AUTHUSR | 1 AUTH USR FOR ULTD SUP | 1 |  | 1 Year | 1500 | 0.33 | 1005
1867 | Pelco | PHSUP-1-INCID | 1 ADV SUP INCIDENT | 1 |  | 1 Year | 195 | 0.33 | 130.65
1868 | Pelco | PHSUP-5-INCID | 5 ADV SUP INCIDENTS | 1 |  | 1 Year | 780 | 0.33 | 522.6
1869 | Pelco | PHSUP-ADV | 1 YEAR ULTD ADV SUP TRIAGED | 1 |  | 1 Year | 13500 | 0.33 | 9045
1870 | Pelco | PHSUP-ADV-PLUS | 1 YEAR ULTD ADV SUP DIRECT | 1 |  | 1 Year | 29500 | 0.33 | 19765
1871 | Pelco | PHSUP-EH-24IN | 1 YEAR ADV SUP AFTER HOURS 24IN | 1 |  | 1 Year | 7500 | 0.33 | 5025
1872 | Pelco | PROSRV-VXP-1CH | REMOTE CONFIG OF ONE VXP CHANNEL | 1 |  | 1 Year | 35 | 0.33 | 23.45
1873 | Pelco | PS01-9502-0557G | G-POE INJ 95W 100-240VAC 54V-V UK | 1 |  | 1 Year | 300 | 0.33 | 201
1874 | Pelco | RMTSUP-VXP-1CH | RMT CONFIG VX PRO 1 CHAN | 1 |  | 1 Year | 35 | 0.33 | 23.45
1875 | Pelco | S-EC20-P | SMR PAINT EC20 | 1 |  | 1 Year | 291 | 0.33 | 194.97
1876 | Pelco | S-EH20-2-H-P | SMR PAINT EH20-2-H | 1 |  | 1 Year | 605 | 0.33 | 405.35
1877 | Pelco | S-EH20-3-H-P | SMR PAINT EH20-3-H | 1 |  | 1 Year | 695 | 0.33 | 465.65
1878 | Pelco | S-EH20-P | SMR PAINT EH20 | 1 |  | 1 Year | 500 | 0.33 | 335
1879 | Pelco | S-EH20-P-H-P | SMR PAINT EH20-P-H | 1 |  | 1 Year | 780 | 0.33 | 522.6
1880 | Pelco | S-EM2000-P | SMR PAINT EM2000 | 1 |  | 1 Year | 253 | 0.33 | 169.51
1881 | Pelco | S-EM20JB-P | SMR PAINT EM20JB | 1 |  | 1 Year | 237 | 0.33 | 158.79
1882 | Pelco | S-EM20-P | SMR PAINT EM20 | 1 |  | 1 Year | 201 | 0.33 | 134.67
1883 | Pelco | S-EP20-P | SMR PAINT EP20 | 1 |  | 1 Year | 255 | 0.33 | 170.85
1884 | Pelco | S-EP21-P | SMR PAINT EP21 | 1 |  | 1 Year | 184 | 0.33 | 123.28
1885 | Pelco | S-EVO-05NCD-I | SMR IP CONFIG EVO-05NCD 1-26H1AP | 1 |  | 1 Year | 1225 | 0.33 | 820.75
1886 | Pelco | S-IBE222-1I-P | SMR PAINT SRX ENH+ IND BULLET 2MP | 1 |  | 1 Year | 1363 | 0.33 | 913.21
1887 | Pelco | S-IBE229-1I-P | SMR PAINT SRX ENH+ IND BULLET 2MP | 1 |  | 1 Year | 1231 | 0.33 | 824.77
1888 | Pelco | S-IBE229-1R-P | SMR PAINT IBE229-1R | 1 |  | 1 Year | 1363 | 0.33 | 913.21
1889 | Pelco | S-IBE322-1I-P | SMR PAINT SRX ENH+ IND BULLET 3MP | 1 |  | 1 Year | 1514 | 0.33 | 1014.38
1890 | Pelco | S-IBE329-1I-P | SMR PAINT SRX ENH+ IND BULLET 3MP | 1 |  | 1 Year | 1390 | 0.33 | 931.3
1891 | Pelco | S-IBE329-1R-P | SMR PAINT IBE329-1R | 1 |  | 1 Year | 1514 | 0.33 | 1014.38
1892 | Pelco | S-IBEPLMT-E-P | SMR PAINT IBEPLMT-E | 1 |  | 1 Year | 194 | 0.33 | 129.98
1893 | Pelco | S-IBEWLMT-I-P | SMR PAINT SRX ENH+ IND BUL WALL MNT | 1 |  | 1 Year | 227 | 0.33 | 152.09
1894 | Pelco | S-IBP521-1R-P | SMR PAINT IBP521-1R | 1 |  | 1 Year | 11154 | 0.33 | 7473.18
1895 | Pelco | S-IME322-1ES-P | SMR PAINT IME322-1ES | 1 |  | 1 Year | 1544 | 0.33 | 1034.48
1896 | Pelco | S-IME322-1RS-P | SMR PAINT IME322-1RS | 1 |  | 1 Year | 1674 | 0.33 | 1121.58
1897 | Pelco | S-IME329-1ES-P | SMR PAINT IME329-1ES | 1 |  | 1 Year | 1415 | 0.33 | 948.05
1898 | Pelco | S-IME329-1RS-P | SMR PAINT ME329-1RS | 1 |  | 1 Year | 1544 | 0.33 | 1034.48
1899 | Pelco | S-IMEICM-E-P | SMR PAINT SRX ENH+ ENV IN-CEIL MNT | 1 |  | 1 Year | 135 | 0.33 | 90.45
1900 | Pelco | S-IMELD2-0E-P | SMR PAINT SRX ENH+ SMOKE LOWER DOME | 1 |  | 1 Year | 131 | 0.33 | 87.77
1901 | Pelco | S-IMELD2-0I-P | SMR PAINT IMELD2-0I | 1 |  | 1 Year | 99 | 0.33 | 66.33
1902 | Pelco | S-IMM120181EP-I | SMR IPCONFG IMM-12018-1EP 1-26H1AP | 1 |  | 1 Year | 3009 | 0.33 | 2016.03
1903 | Pelco | S-IMM120271EP-I | SMR IP CONFG IMM-12027-1EP 1-26H1AP | 1 |  | 1 Year | 3077 | 0.33 | 2061.59
1904 | Pelco | S-IMP121-1ES-I | SMR IP CONFIG IMP121-1ES 1-26H1AP | 1 |  | 1 Year | 631 | 0.33 | 422.77
1905 | Pelco | S-IMP121A-1IS-I | SMR IP CONFIG IMP121A-1IS 1-26H1AP | 1 |  | 1 Year | 565 | 0.33 | 378.55
1906 | Pelco | S-IMP121A-1IS-P | SMR PAINT IMP121A-1IS | 1 |  | 1 Year | 691 | 0.33 | 462.97
1907 | Pelco | S-IMP221A-1IS-P | SMR PAINT IMP221A-1IS | 1 |  | 1 Year | 853 | 0.33 | 571.51
1908 | Pelco | S-IMPPM-1I-P | SMR PAINT IMPPM-1I | 1 |  | 1 Year | 188 | 0.33 | 125.96
1909 | Pelco | S-IWM24GY-A | SMR ANODIZE MNT DM WALL GRY P/SUP | 1 |  | 1 Year | 769 | 0.33 | 515.23
1910 | Pelco | S-IWM-A | SMR ANODIZE MNT DM WALL GRY | 1 |  | 1 Year | 288 | 0.33 | 192.96
1911 | Pelco | S-IWM-P | SMR PAINT IWM WALL MOUNT, DOME | 1 |  | 1 Year | 231 | 0.33 | 154.77
1912 | Pelco | S-IWM-S | SMR DO NOT USE | 1 |  | 1 Year | 1254 | 0.33 | 840.18
1913 | Pelco | SM-02025-3278 | SMR SM 02-025 FLT ROOF MNT 2-003278 | 1 |  | 1 Year | 900 | 0.33 | 603
1914 | Pelco | SM-02025-3547 | SMR CUSTOM SP02-025 2-003547 | 1 |  | 1 Year | 616 | 0.33 | 412.72
1915 | Pelco | SM-1260-1RMT4N | SMR PT1260 SMR 1-1RMT4N | 1 |  | 1 Year | 10200 | 0.33 | 6834
1916 | Pelco | SM-1260-4JZ2T | SMR PT1260 SMR 1-4JZ2T | 1 |  | 1 Year | 10200 | 0.33 | 6834
1917 | Pelco | SM-1260P-1RMT4N | SMR PT1260/PP SMR 1-1RMT4N | 1 |  | 1 Year | 10200 | 0.33 | 6834
1918 | Pelco | SM-1260P-4JZ2T | SMR PT1260/PP SMR 1-4JZ2T | 1 |  | 1 Year | 10200 | 0.33 | 6834
1919 | Pelco | SM-168PMTS-3285 | SMR EH16-8PMTS CAMERA BRKT 2-003285 | 1 |  | 1 Year | 374 | 0.33 | 250.58
1920 | Pelco | SM-3BBBRKT-3867 | SMR LD RET BRK SP-6000-3BB 2-003867 | 1 |  | 1 Year | 30 | 0.33 | 20.1
1921 | Pelco | SM-4012S-5Z9DD | SMR BRUSHED STAINLESS ARM 1-5Z9DD | 1 |  | 1 Year | 2250 | 0.33 | 1507.5
1922 | Pelco | SM-4018-2B3YS | SMR 36 INCH IDM4018 1-2B3YS | 1 |  | 1 Year | 1335 | 0.33 | 894.45
1923 | Pelco | SM-4018-3363 | SMR SPECIAL IDM4018 7 INCH 2-003363 | 1 |  | 1 Year | 298.04 | 0.33 | 199.6868
1924 | Pelco | SM-47WIND-2351 | SMR EH4700 GLASS WINDOW | 1 |  | 1 Year | 89 | 0.33 | 59.63
1925 | Pelco | SM-8106-1T9P1V | SMR 1-1T9P1V EH8106-1 | 1 |  | 1 Year | 2382 | 0.33 | 1595.94
1926 | Pelco | SM-81HSG-1T9P1V | SMR 1-1T9P1V EH8106-1 HOUSING | 1 |  | 1 Year | 1318 | 0.33 | 883.06
1927 | Pelco | SM-A483001-3432 | SMR HI T EN SLED SYS INTEG 2-003432 | 1 |  | 1 Year | 800 | 0.33 | 536
1928 | Pelco | SM-B4PRE-2P888R | SMR SPECTRA ENH PRESSURIZED1-2P888R | 1 |  | 1 Year | 3120 | 0.33 | 2090.4
1929 | Pelco | SM-B6HDP-2L4WYR | SMR SPECTRA ENHD HD BKBX ENV PNDGRY | 1 |  | 1 Year | 767 | 0.33 | 513.89
1930 | Pelco | SM-B6PSG-2PXBZL | SMR SP ENH STAINLESS BB IMP & IME | 1 |  | 1 Year | 1755 | 0.33 | 1175.85
1931 | Pelco | SM-BB4PR-1548 | SMR CABLE 28 FT BB4-PR-E 2-001548 | 1 |  | 1 Year | 1052 | 0.33 | 704.84
1932 | Pelco | SM-BB4-PRE-2418 | SMR BB4-PR-E FOR IME CAM 2-002418 | 1 |  | 1 Year | 1440 | 0.33 | 964.8
1933 | Pelco | SM-BB5-PCA-3291 | SMR CODUIT BOX W ADPTR PLT 2-003291 | 1 |  | 1 Year | 394 | 0.33 | 263.98
1934 | Pelco | SM-BB5PCA-3991 | SMR BB5-PCA-GY CONDBOX NIP 2-003991 | 1 |  | 1 Year | 336 | 0.33 | 225.12
1935 | Pelco | SM-BOAAZ001HIA | SMR EH20 HEX BOSS | 1 |  | 1 Year | 25 | 0.33 | 16.75
1936 | Pelco | SM-BOKBM00400A | SMR EH20 STAINLESS INSERTS | 1 |  | 1 Year | 25 | 0.33 | 16.75
1937 | Pelco | SM-BPSG- 2OCDY1 | SMR SS OPTERA/SPECTRA BB 1-2OCDY1 | 1 |  | 1 Year | 18744 | 0.33 | 12558.48
1938 | Pelco | SM-BPSG-2OCDY1 | SMR SS OPTERA/SPECTRA BB 1-2OCDY1 | 1 |  | 1 Year | 1704 | 0.33 | 1141.68
1939 | Pelco | SM-CAMBRK-3324 | SMR IMP & IME DF5 CAMERA BRKT KIT | 1 |  | 1 Year | 205 | 0.33 | 137.35
1940 | Pelco | SM-CAMSCRW-3551 | DYNACOLOR CAMMNT SCREW 5706PM300024 | 1 |  | 1 Year | 1 | 0.33 | 0.67
1941 | Pelco | SM-DBLB-41H8S | SMR DOUBLE MNT 2DOME 1.5IN 1-41H8S | 1 |  | 1 Year | 178 | 0.33 | 119.26
1942 | Pelco | SM-DF8SMK-3943 | SMR HD BUBBLE SMOKE DF8 2-003943 | 1 |  | 1 Year | 102 | 0.33 | 68.34
1943 | Pelco | SM-EA4348-3923 | SMR STD EA4348 2-002896 | 1 |  | 1 Year | 80 | 0.33 | 53.6
1944 | Pelco | SM-EH20MBR-3954 | SMR EH20 MEDIA BRACKET 2-003954 | 1 |  | 1 Year | 66 | 0.33 | 44.22
1945 | Pelco | SM-EH20PH-3806 | SMR EH20-P-H UNFINISHED 2-003806 | 1 |  | 1 Year | 784 | 0.33 | 525.28
1946 | Pelco | SM-EHB00017JGA | SMR EH 20 CABLE GLAND | 1 |  | 1 Year | 25 | 0.33 | 16.75
1947 | Pelco | SM-EHX8-2269 | SMR HEAVY DUTY ENCL EHX8 2-002269 | 1 |  | 1 Year | 7046 | 0.33 | 4720.82
1948 | Pelco | SM-EM1109-2200 | SMR HORIZONTAL PA ESPRIT 1-2ILW2X | 1 |  | 1 Year | 216 | 0.33 | 144.72
1949 | Pelco | SM-EM2000-3859 | SMR SPECIAL EM2000 2-003859 | 1 |  | 1 Year | 1042 | 0.33 | 698.14
1950 | Pelco | SM-EM2000-3862 | SMR SPECIAL EM2000 2-003862 | 1 |  | 1 Year | 1502 | 0.33 | 1006.34
1951 | Pelco | SM-EM20-3593 | SMR EM20 SWIVEL TRAF MOUNT 2-003593 | 1 |  | 1 Year | 380 | 0.33 | 254.6
1952 | Pelco | SM-EM20-3835 | SMR EM20 DESIGN & PAINT 2-003835 | 1 |  | 1 Year | 842 | 0.33 | 564.14
1953 | Pelco | SM-EM20HD-3967 | SMR HEAVY DUTY EM20 2-003967 | 1 |  | 1 Year | 55 | 0.33 | 36.85
1954 | Pelco | SM-EPP183-3961 | SMR ESPRIT ADP PLT UK EPP2 2-003961 | 1 |  | 1 Year | 100 | 0.33 | 67
1955 | Pelco | SM-EPP2-2870 | SMR EPP2 SPECIAL 2-002870 | 1 |  | 1 Year | 224 | 0.33 | 150.08
1956 | Pelco | SM-EPP-3899 | SMR EPP CAP NO HOLES 2-003899 | 1 |  | 1 Year | 120 | 0.33 | 80.4
1957 | Pelco | SM-ESTX-2-1896 | SMR ESTX-2 24VDC 1-2089I9 | 1 |  | 1 Year | 447 | 0.33 | 299.49
1958 | Pelco | SM-ESTX-3861 | SMR EXT ESPRIT PWR MOD 2-002896 | 1 |  | 1 Year | 120 | 0.33 | 80.4
1959 | Pelco | SM-ESTX-5-3910 | SMR ESTX-5 EXT CABLE 8 FT 2-003910 | 1 |  | 1 Year | 447 | 0.33 | 299.49
1960 | Pelco | SM-EWMAPT-3959 | SMR SWING ADAPTER PLT EWM 2-003959 | 1 |  | 1 Year | 672 | 0.33 | 450.24
1961 | Pelco | SM-FHE350F-3432 | SMR FORTIFIE HI TEMP IXE 3M 50MM FO | 1 |  | 1 Year | 3990 | 0.33 | 2673.3
1962 | Pelco | SM-FHLE12-3998 | SMR FORTIFD LOW TEMP IXE22 12MM | 1 |  | 1 Year | 3550 | 0.33 | 2378.5
1963 | Pelco | SM-FHXE250-3432 | SMR FH HI TMP IXE 2M 50 2-003432 | 1 |  | 1 Year | 3792 | 0.33 | 2540.64
1964 | Pelco | SM-FHXE350-3432 | SMR FORTIFIED HI TEMP XE 3M 50MM | 1 |  | 1 Year | 3792 | 0.33 | 2540.64
1965 | Pelco | SM-FTPLT-1T9P1V | SMR 8106 FRONT PLATE 1-1T9P1V | 1 |  | 1 Year | 172 | 0.33 | 115.24
1966 | Pelco | SM-ICM-3950 | SMR IN CEILING REROFIT KIT 2-003950 | 1 |  | 1 Year | 186 | 0.33 | 124.62
1967 | Pelco | SM-IDM4018-3526 | SMR CLG MNT ARM 18LEN 11/2 2-003526 | 1 |  | 1 Year | 667 | 0.33 | 446.89
1968 | Pelco | SM-IDM4018-3908 | SMR IDM CEILING MNT ROTATE 2-003908 | 1 |  | 1 Year | 1395 | 0.33 | 934.65
1969 | Pelco | SM-IDM4018-3993 | SMR IDM4018 EXT TO 72 IN 2-003993 | 1 |  | 1 Year | 831 | 0.33 | 556.77
1970 | Pelco | SM-IDMBFSS-3234 | SMR STAINLESS MOUNT ARM 2-003234 | 1 |  | 1 Year | 3680 | 0.33 | 2465.6
1971 | Pelco | SM-IMBPG0-3324 | SMR IME/IMP SPECTRA PEND BB SMK LD | 1 |  | 1 Year | 700 | 0.33 | 469
1972 | Pelco | SM-IMBPG1-3324 | SMR IME/IMP SPECTRA PEND BB CLR LD | 1 |  | 1 Year | 700 | 0.33 | 469
1973 | Pelco | SM-IMEAL-3995 | SMR IME ANTI LIG COLLAR 2-003995 | 1 |  | 1 Year | 500 | 0.33 | 335
1974 | Pelco | SM-IMEBB-3551 | DYNACOLOR BACK BOX 52B0FXXPUD20 | 1 |  | 1 Year | 10 | 0.33 | 6.7
1975 | Pelco | SM-IMEORNG-3551 | DYNACOLOR O RING 51B0FXXZZD30 | 1 |  | 1 Year | 1 | 0.33 | 0.67
1976 | Pelco | SM-IMEPLUG-3551 | DYNACOLOR CONDUIT PLUG 52B02XXZZN20 | 1 |  | 1 Year | 2 | 0.33 | 1.34
1977 | Pelco | SM-IMMAL-3963 | SMR IMM ANTI LIG COLLAR 2-003963 | 1 |  | 1 Year | 500 | 0.33 | 335
1978 | Pelco | SM-IMMBPG0-3882 | SMR IMM SPECTRA PEND BB SMK LD | 1 |  | 1 Year | 350 | 0.33 | 234.5
1979 | Pelco | SM-IMMBPG1-3882 | SMR IMM SPECTRA PEND BB CLR LD | 1 |  | 1 Year | 350 | 0.33 | 234.5
1980 | Pelco | SM-IMMDF5-3937 | SMR IMM-DF5 STD KIT IMM 2-003937 | 1 |  | 1 Year | 240 | 0.33 | 160.8
1981 | Pelco | SM-IMPICME-3644 | SMR VANDAL RNG IMPICM-1ER 2-003644 | 1 |  | 1 Year | 120 | 0.33 | 80.4
1982 | Pelco | SM-IWM24GY-2111 | SMR IWM24-GY SST MNT ARM 2-002111 | 1 |  | 1 Year | 971 | 0.33 | 650.57
1983 | Pelco | SM-IWMGY-28FZP9 | SMR IWM24-GY MEDIA ARM 1-28FZP9 | 1 |  | 1 Year | 861 | 0.33 | 576.87
1984 | Pelco | SM-LDHC0-2L4WYR | SMR HEAVY DUTY LD PEND SMOKE CAGE | 1 |  | 1 Year | 4400 | 0.33 | 2948
1985 | Pelco | SM-LDHC1-2L4WYR | SMR HEAVY DUTY LD PEND CLEAR CAGE | 1 |  | 1 Year | 4400 | 0.33 | 2948
1986 | Pelco | SM-LDSCREW-3551 | DYNACOLOR LD SCREW 5726PM400010 | 1 |  | 1 Year | 1 | 0.33 | 0.67
1987 | Pelco | SM-MRCA-3941 | SMR MRCA FLANGE EXT NIPPLE 2-003941 | 1 |  | 1 Year | 160 | 0.33 | 107.2
1988 | Pelco | SM-P6DN0001HGA | SMR EH20 CAMERA HOLDER | 1 |  | 1 Year | 25 | 0.33 | 16.75
1989 | Pelco | SM-P8701A01GMA | SMR EH20 BOTTOM COVER NO PAINT | 1 |  | 1 Year | 25 | 0.33 | 16.75
1990 | Pelco | SM-PA2000-3935 | SMR STANDARD PA2000 2-003935 | 1 |  | 1 Year | 84 | 0.33 | 56.28
1991 | Pelco | SM-PA3512-3940 | SMR PA3512 STD DESIGN 2-003940 | 1 |  | 1 Year | 88 | 0.33 | 58.96
1992 | Pelco | SM-PA3512-NRT9 | SMR HORZ POLE MNT ADJ ANG 1 1/2 NPT | 1 |  | 1 Year | 181 | 0.33 | 121.27
1993 | Pelco | SM-PA402-2115 | SMR PA402 STAINLESS 2-002115 | 1 |  | 1 Year | 400 | 0.33 | 268
1994 | Pelco | SM-PA402-2389 | SMR CUSTOM PA402 2-002389 | 1 |  | 1 Year | 420 | 0.33 | 281.4
1995 | Pelco | SM-PM2010-1312 | SMR PM2010 W/TWO 6 IN FLNG 2-002896 | 1 |  | 1 Year | 700 | 0.33 | 469
1996 | Pelco | SM-PM2010-1378 | SMR PM2010 ESPRIT PED MNT 1-1A3JIS | 1 |  | 1 Year | 718 | 0.33 | 481.06
1997 | Pelco | SM-PM2010-3101 | SMR PM2010 6 INCH FLANGES 2-003101 | 1 |  | 1 Year | 400 | 0.33 | 268
1998 | Pelco | SM-PM2010-K6U6 | SMR PM2010 MNT,PED, 10IN 1-K6U6 | 1 |  | 1 Year | 231 | 0.33 | 154.77
1999 | Pelco | SM-PP45-0078 | SMR PP45X ARM ONLY B=60 2-000078 | 1 |  | 1 Year | 882 | 0.33 | 590.94
2000 | Pelco | SM-PP450-2QPX69 | SMR PP450 60" DOUBLE MNT 1-2QPX69 | 1 |  | 1 Year | 393 | 0.33 | 263.31
2001 | Pelco | SM-PP450-3323 | SMR SPECIAL PP450 A=78 2-003323 | 1 |  | 1 Year | 900 | 0.33 | 603
2002 | Pelco | SM-PP450-3956 | SMR SPECIAL PEND POLE MNT 2-003956 | 1 |  | 1 Year | 944 | 0.33 | 632.48
2003 | Pelco | SM-PP450-N9LN | SMR DBL NIP PP450 ARM ONLY 1-N9LN | 1 |  | 1 Year | 781 | 0.33 | 523.27
2004 | Pelco | SM-PP45-1YXT53 | SMR PP45X CSTARM ONLY A=72 1-1YXT53 | 1 |  | 1 Year | 400 | 0.33 | 268
2005 | Pelco | SM-PP50-3810 | SMR PPX50 STD PARAPETWALL MNT ONLY | 1 |  | 1 Year | 540 | 0.33 | 361.8
2006 | Pelco | SM-PP51-3810 | SMR PPX51 STD ROOF TOP MNT ONLY | 1 |  | 1 Year | 570 | 0.33 | 381.9
2007 | Pelco | SM-Q7B9F001GMA | SMR EH20 SUN SHROUD NO PAINT | 1 |  | 1 Year | 25 | 0.33 | 16.75
2008 | Pelco | SM-SD4PS1-4OYR1 | SMR SP 4 SE 36X SS ENV PND CLR NTSC | 1 |  | 1 Year | 5299 | 0.33 | 3550.33
2009 | Pelco | SM-SDEMO-23PAJW | SMR SPECTRA ENHANCED DEMO 2-23PAJW | 1 |  | 1 Year | 1000 | 0.33 | 670
2010 | Pelco | SM-SP007-26PBNB | SMR SP00-007 2 METER DEMO STAND | 1 |  | 1 Year | 1400 | 0.33 | 938
2011 | Pelco | SM-SP0146B-3933 | SMR SP01-146B 16" LENGTH 2-003933 | 1 |  | 1 Year | 240 | 0.33 | 160.8
2012 | Pelco | SM-SP02025-3615 | SMR CUSTOM SP02-025 2-003615 | 1 |  | 1 Year | 1310 | 0.33 | 877.7
2013 | Pelco | SM-SS8006-1777 | SMR MODIFIED SUN SHROUD SS8006 | 1 |  | 1 Year | 346 | 0.33 | 231.82
2014 | Pelco | SM-SWMADP-3965 | SMR ADAPTER PLT SWM-GY 2-003965 | 1 |  | 1 Year | 61 | 0.33 | 40.87
2015 | Pelco | SM-SWMBK-3936 | SMR IWM-BK STANDARD 2-003936 | 1 |  | 1 Year | 150 | 0.33 | 100.5
2016 | Pelco | SM-SWM-CA-3975 | SMR VER SWM-CA RAL 7047 2-003959 | 1 |  | 1 Year | 718 | 0.33 | 481.06
2017 | Pelco | SM-SWMPAGY-3862 | SMR HORZ PA 1.5 NPT 2-001706 | 1 |  | 1 Year | 190 | 0.33 | 127.3
2018 | Pelco | SM-TETHER-3551 | DYNACOLOR TETHER 5Z0C82XAW000 | 1 |  | 1 Year | 2 | 0.33 | 1.34
2019 | Pelco | SM-TRLB-2BTOT0 | SMR TRIPLE MOUNT THREE DOMES 1.5 IN | 1 |  | 1 Year | 351 | 0.33 | 235.17
2020 | Pelco | SM-WM2000-1515 | SMR WM2000 60 INCH LENGTH 1-1EQ16S | 1 |  | 1 Year | 418 | 0.33 | 280.06
2021 | Pelco | SM-WM2000-1748 | SMR WM2000 48 INCH 1-1PLZ5F | 1 |  | 1 Year | 707 | 0.33 | 473.69
2022 | Pelco | SM-WM2000-2276 | SMR WM2000 24IN LN WHITE 1-2N2VHG | 1 |  | 1 Year | 880 | 0.33 | 589.6
2023 | Pelco | SM-WM2000-2410 | SMR WM2000 36 INCH 1-2S4UKH | 1 |  | 1 Year | 522 | 0.33 | 349.74
2024 | Pelco | SM-WM2000-2844 | SMR WM2000 30 INCH 1-D611D | 1 |  | 1 Year | 441 | 0.33 | 295.47
2025 | Pelco | SM-WM2000-2932 | SMR WM2000 24 INCH LENGTH 2-002932 | 1 |  | 1 Year | 238 | 0.33 | 159.46
2026 | Pelco | SM-WM2000-3968 | SMR WM2000 20 INCH LENGTH 2-003968 | 1 |  | 1 Year | 225 | 0.33 | 150.75
2027 | Pelco | SM-WM2000-3969 | SMR WM2000 72 INCH LENGTH 2-003969 | 1 |  | 1 Year | 478 | 0.33 | 320.26
2028 | Pelco | SM-WM3026-3180 | SMR WM3026 2-003180 | 1 |  | 1 Year | 900 | 0.33 | 603
2029 | Pelco | SM-WM326-2RVV6T | SMR WM3026 W/ EPP STUD PAT 1-2RVV6T | 1 |  | 1 Year | 810 | 0.33 | 542.7
2030 | Pelco | SM-WMVESR-2409 | SMR WMVE-SR 1 GNG WL PLT 2-002409 | 1 |  | 1 Year | 110 | 0.33 | 73.7
2031 | Pelco | SM-WMVESW-3556 | SMR WMVE-SW 25 MM HOLE TOP SURFACE | 1 |  | 1 Year | 124 | 0.33 | 83.08
2032 | Pelco | SP-1153-192A | G-MOD ASSY,SMALL LAMP I2 BRKT | 1 |  | 1 Year | 120 | 0.33 | 80.4
2033 | Pelco | SP-1153-220A | SMR MOD ASSY,LG I8 BKT | 1 |  | 1 Year | 120 | 0.33 | 80.4
2034 | Pelco | S-P1220-ESR0-A | SMR ANODIZE P1220-ESR0 2-003613 | 1 |  | 1 Year | 2662 | 0.33 | 1783.54
2035 | Pelco | S-P1220-ESR1-A | SMR ANODIZE P1220-ESR1 2-003612 | 1 |  | 1 Year | 2662 | 0.33 | 1783.54
2036 | Pelco | S-P1220-ESR1-I | SMR IP CONFIG P1220-ESR1 1-26H1AP | 1 |  | 1 Year | 2349 | 0.33 | 1573.83
2037 | Pelco | S-P1220-PWH0-I | SMR IP CONFIG P1220-PWH0 1-26H1AP | 1 |  | 1 Year | 2191 | 0.33 | 1467.97
2038 | Pelco | SP-6000-1 | SP-6000-1 BRACKET FOR IX CAMERA | 1 |  | 1 Year | 119 | 0.33 | 79.73
2039 | Pelco | SP-6000-2 | SP-6000-2 EMPTY SPECTRA BACK BOX | 1 |  | 1 Year | 248 | 0.33 | 166.16
2040 | Pelco | SP-6000-3 | SP-6000-3 MODIFIED SPECTRA BACK BOX | 1 |  | 1 Year | 4889 | 0.33 | 3275.63
2041 | Pelco | SP-6000-3BB | SP-6000-3BB MODIFIED SPECTRA BB | 1 |  | 1 Year | 1083 | 0.33 | 725.61
2042 | Pelco | S-PA402-A | SMR ANODIZE PA402 | 1 |  | 1 Year | 400 | 0.33 | 268
2043 | Pelco | SP-DSSRV2-4-TRN | DSSRV2 POE 4TB TRSPTN SMR 2-003525 | 1 |  | 1 Year | 6792 | 0.33 | 4550.64
2044 | Pelco | SP-SD4-W0-X | SD4-W0-X WITH GOLD BUB SMR 1-163YAL | 1 |  | 1 Year | 1670 | 0.33 | 1118.9
2045 | Pelco | S-S6230-EGL0-A | SMR ANODIZE SP EN ENV 30X P GRY SMK | 1 |  | 1 Year | 5302 | 0.33 | 3552.34
2046 | Pelco | S-S6230-EGL1-A | SMR ANODIZED SP ENH ENV P GRY CLR | 1 |  | 1 Year | 5302 | 0.33 | 3552.34
2047 | Pelco | S-SWM-CA-P | SMR PAINT SWM-CA | 1 |  | 1 Year | 718 | 0.33 | 481.06
2048 | Pelco | S-SWM-SW-P | SMR PAINT SWM SE WHITE 2-003868 | 1 |  | 1 Year | 103 | 0.33 | 69.01
2049 | Pelco | TFX-1C | TFX SOFTWARE - 1 CH LIC | 1 |  | 1 Year | 9208.3301 | 0.33 | 6169.5812
2050 | Pelco | TFX-RENEW | TFX LIC RENEWAL FOR 1 CH | 1 |  | 1 Year | 1381.25 | 0.33 | 925.4375
2051 | Pelco | ZSPIXE20C | OE - SARIX PROCESSOR/OPTICS SKU | 1 |  | 1 Year | 512 | 0.33 | 343.04
2052 | Pelco | ZSPIXE20DN | OE - SARIX PROCESSOR/OPTICS SKU | 1 |  | 1 Year | 512 | 0.33 | 343.04
2053 | Pelco | ZSS4X3X2 | G-BOX,TRANSFORMER,TF7900, WHT | 1 |  | 1 Year | 1.28 | 0.33 | 0.8576
2054 | Pelco | B52-F | SP HD 1080P BACKBOX,FLUSH | 1 |  | 1 Year | 704 | 0.33 | 471.68
2055 | Pelco | B52-PG-E | SP HD 1080P BACKBOX ENV PEND GRY | 1 |  | 1 Year | 1296 | 0.33 | 868.32
2056 | Pelco | B5-F | SPECTRA HD BACK BOX,FLUSH | 1 |  | 1 Year | 633 | 0.33 | 424.11
2057 | Pelco | B6-F | SP ENH 1080 BACKBOX FLUSH | 1 |  | 1 Year | 736 | 0.33 | 493.12
2058 | Pelco | B6-F-E | SP ENH 1080 BACKBOX ENV FLUSH | 1 |  | 1 Year | 1152 | 0.33 | 771.84
2059 | Pelco | B6-PB | SP ENH 1080 BACKBOX PENDANT BLACK | 1 |  | 1 Year | 830 | 0.33 | 556.1
2060 | Pelco | B6-PG | SP ENH 1080 BACKBOX PENDANT GRAY | 1 |  | 1 Year | 830 | 0.33 | 556.1
2061 | Pelco | B6-PG-E | SP ENH 1080 BACKBOX ENV PNDT GRAY | 1 |  | 1 Year | 1250 | 0.33 | 837.5
2062 | Pelco | B6-PRG-E | SP ENH 1080 PRES BB ENV PNDT GRAY | 1 |  | 1 Year | 1567 | 0.33 | 1049.89
2063 | Pelco | B6-PSG-E | SP ENH 1080 SS BACKBOX ENV PNDT GRY | 1 |  | 1 Year | 1860 | 0.33 | 1246.2
2064 | Pelco | BB4E-F | SPECTRA IV IP H.264 BACKBOX FLUSH | 1 |  | 1 Year | 873 | 0.33 | 584.91
2065 | Pelco | BB4E-PG-E | SPECTRA IV IP H.264 BBX ENV PND GRY | 1 |  | 1 Year | 1083 | 0.33 | 725.61
2066 | Pelco | D6220 | SP ENH 1080 20X DOME DRIVE | 1 |  | 1 Year | 2584 | 0.33 | 1731.28
2067 | Pelco | D6220L | SP ENH 1080 LL 20X DOME DRIVE | 1 |  | 1 Year | 3017 | 0.33 | 2021.39
2068 | Pelco | D6220L-US | SP ENH 1080 LL 20X DOME DRIV COO US | 1 |  | 1 Year | 3258 | 0.33 | 2182.86
2069 | Pelco | D6230L | SP ENH 1080 LL 30X DOME DRIVE | 1 |  | 1 Year | 3498 | 0.33 | 2343.66
2070 | Pelco | D6230L-US | SP ENH 1080 LL 30X DOME DRIV COO US | 1 |  | 1 Year | 3848 | 0.33 | 2578.16
2071 | Pelco | D6230-US | SP ENH 1080 30X DOME DRIVE COO US | 1 |  | 1 Year | 3515 | 0.33 | 2355.05
2072 | Pelco | LD53PR-0 | SPECTRA III PRES LOWER DOME SMK | 1 |  | 1 Year | 819 | 0.33 | 548.73
2073 | Pelco | LD53PR-1 | SPECTRA III PRES LOWER DOME CLEAR | 1 |  | 1 Year | 819 | 0.33 | 548.73
2074 | Pelco | LD6F-0 | LOWER DOME SP ENH FLUSH SMK IK10 | 1 |  | 1 Year | 214 | 0.33 | 143.38
2075 | Pelco | LD6F-1 | LOWER DOME SP ENH FLUSH CLR IK10 | 1 |  | 1 Year | 214 | 0.33 | 143.38
2076 | Pelco | LD6PB-0 | LOWER DOME SP ENH PEND SMK IK10 | 1 |  | 1 Year | 246 | 0.33 | 164.82
2077 | Pelco | LD6PB-1 | LOWER DOME SP ENH PEND CLR IK10 | 1 |  | 1 Year | 246 | 0.33 | 164.82
2078 | Pelco | LD6SS-0 | LOWER DOME SP ENH SS PEND SMK IK10 | 1 |  | 1 Year | 595 | 0.33 | 398.65
2079 | Pelco | LD6SS-1 | LOWER DOME SP ENH SS PEND CLR IK10 | 1 |  | 1 Year | 595 | 0.33 | 398.65
2080 | Pelco | LDHDF-0 | SPECTRA HD LOWER DOME FLUSH SMOKED | 1 |  | 1 Year | 196 | 0.33 | 131.32
2081 | Pelco | LDHDF-1 | SPECTRA HD LOWER DOME FLUSH CLEAR | 1 |  | 1 Year | 196 | 0.33 | 131.32
2082 | Pelco | LDHDPB-1 | SPECTRA HD LOWER DOME BLK PND CLEAR | 1 |  | 1 Year | 234 | 0.33 | 156.78
2083 | Pelco | S6220-EG0 | SP ENH 1080 20X ENV PNDT GRY SMK | 1 |  | 1 Year | 3960 | 0.33 | 2653.2
2084 | Pelco | S6220-EG1 | SP ENH 1080 20X ENV PNDT GRY CLR | 1 |  | 1 Year | 3960 | 0.33 | 2653.2
2085 | Pelco | S6220-EGL0 | SP ENH 1080 LL 20X ENV PNDT GRY SMK | 1 |  | 1 Year | 4269 | 0.33 | 2860.23
2086 | Pelco | S6220-EGL0US | SP ENH 1080 20X LL ENV PND GR SM US | 1 |  | 1 Year | 4695 | 0.33 | 3145.65
2087 | Pelco | S6220-EGL1 | SP ENH 1080 LL 20X ENV PNDT GRY CLR | 1 |  | 1 Year | 4269 | 0.33 | 2860.23
2088 | Pelco | S6220-EGL1US | SP ENH 1080 20X LL ENV PND GR CL US | 1 |  | 1 Year | 4695 | 0.33 | 3145.65
2089 | Pelco | S6220-ESG0 | SP ENH 1080 20X SS ENV PNDT GRY SMK | 1 |  | 1 Year | 4770 | 0.33 | 3195.9
2090 | Pelco | S6220-ESG1 | SP ENH 1080 20X SS ENV PNDT GRY CLR | 1 |  | 1 Year | 4770 | 0.33 | 3195.9
2091 | Pelco | S6220-ESGL0 | SP ENH 1080 LL 20X SS ENV P GRY SMK | 1 |  | 1 Year | 5119 | 0.33 | 3429.73
2092 | Pelco | S6220-ESGL0US | SP ENH 1080 20X LL ENV PND SS SM US | 1 |  | 1 Year | 5630 | 0.33 | 3772.1
2093 | Pelco | S6220-ESGL1 | SP ENH 1080 LL 20X SS ENV P GRY CLR | 1 |  | 1 Year | 5119 | 0.33 | 3429.73
2094 | Pelco | S6220-ESGL1US | SP ENH 1080 20X LL ENV PND SS CL US | 1 |  | 1 Year | 5630 | 0.33 | 3772.1
2095 | Pelco | S6220-FW0 | SP ENH 1080 20X FLUSH WHITE SMOKE | 1 |  | 1 Year | 3435 | 0.33 | 2301.45
2096 | Pelco | S6220-FW1 | SP ENH 1080 20X FLUSH WHITE CLEAR | 1 |  | 1 Year | 3435 | 0.33 | 2301.45
2097 | Pelco | S6220-FWL0 | SP ENH 1080 20X LL INDR NCLG WHT SM | 1 |  | 1 Year | 3750 | 0.33 | 2512.5
2098 | Pelco | S6220-FWL0US | SP ENH 1080 20X LL NDR NCLG W SM US | 1 |  | 1 Year | 4126 | 0.33 | 2764.42
2099 | Pelco | S6220-FWL1 | SP ENH 1080 20X LL INDR NCLG WHT CL | 1 |  | 1 Year | 3750 | 0.33 | 2512.5
2100 | Pelco | S6220-FWL1US | SP ENH 1080 20X LL NDR NCLG W CL US | 1 |  | 1 Year | 4126 | 0.33 | 2764.42
2101 | Pelco | S6220-PB0 | SP ENH 1080 20X PENDANT BLACK SMK | 1 |  | 1 Year | 3563 | 0.33 | 2387.21
2102 | Pelco | S6220-PB1 | SP ENH 1080 20X PENDANT BLACK CLR | 1 |  | 1 Year | 3563 | 0.33 | 2387.21
2103 | Pelco | S6220-PBL0 | SP ENH 1080 20X LL INDR PNDT BLK SM | 1 |  | 1 Year | 3886 | 0.33 | 2603.62
2104 | Pelco | S6220-PBL0US | SP ENH 1080 20X LL NDR PND BL SM US | 1 |  | 1 Year | 4357 | 0.33 | 2919.19
2105 | Pelco | S6220-PBL1 | SP ENH 1080 20X LL INDR PNDT BLK CL | 1 |  | 1 Year | 3886 | 0.33 | 2603.62
2106 | Pelco | S6220-PBL1US | SP ENH 1080 20X LL NDR PND BL CL US | 1 |  | 1 Year | 4357 | 0.33 | 2919.19
2107 | Pelco | S6220-PG0 | SP ENH 1080 20X PENDANT GRAY SMOKE | 1 |  | 1 Year | 3563 | 0.33 | 2387.21
2108 | Pelco | S6220-PG1 | SP ENH 1080 20X PENDANT GRAY CLEAR | 1 |  | 1 Year | 3563 | 0.33 | 2387.21
2109 | Pelco | S6220-PGL0 | SP ENH 1080 20X LL INDR PNDT GRY SM | 1 |  | 1 Year | 3886 | 0.33 | 2603.62
2110 | Pelco | S6220-PGL0US | SP ENH 1080 20X LL NDR PND GR SM US | 1 |  | 1 Year | 4357 | 0.33 | 2919.19
2111 | Pelco | S6220-PGL1 | SP ENH 1080 20X LL INDR PNDT GRY CL | 1 |  | 1 Year | 3886 | 0.33 | 2603.62
2112 | Pelco | S6220-PGL1US | SP ENH 1080 20X LL NDR PND GR CL US | 1 |  | 1 Year | 4357 | 0.33 | 2919.19
2113 | Pelco | S6220-YB0 | SP ENH 1080 20X ENV FLUSH BLACK SMK | 1 |  | 1 Year | 3847 | 0.33 | 2577.49
2114 | Pelco | S6220-YB1 | SP ENH 1080 20X ENV FLUSH BLACK CLR | 1 |  | 1 Year | 3847 | 0.33 | 2577.49
2115 | Pelco | S6220-YBL0 | SP ENH 1080 20X LL ENV NCLNG BLK SM | 1 |  | 1 Year | 4187 | 0.33 | 2805.29
2116 | Pelco | S6220-YBL0US | SP ENH 1080 20X LL ENV NCLG B SM US | 1 |  | 1 Year | 4562 | 0.33 | 3056.54
2117 | Pelco | S6220-YBL1 | SP ENH 1080 20X LL ENV NCLNG BLK CL | 1 |  | 1 Year | 4187 | 0.33 | 2805.29
2118 | Pelco | S6220-YBL1US | SP ENH 1080 20X LL ENV NCLG B CL US | 1 |  | 1 Year | 4562 | 0.33 | 3056.54
2119 | Pelco | S6230-EG0US | SP ENH 1080 30X ENV PNDT GRY SMK US | 1 |  | 1 Year | 5028 | 0.33 | 3368.76
2120 | Pelco | S6230-EGL0 | SP ENH 1080 LL 30X ENV P GRY SMOKE | 1 |  | 1 Year | 4909 | 0.33 | 3289.03
2121 | Pelco | S6230-EGL0US | SP ENH 1080 30X LL ENV PND GR SM US | 1 |  | 1 Year | 5400 | 0.33 | 3618
2122 | Pelco | S6230-EGL1 | SP ENH 1080 LL 30X ENV P GRY CLEAR | 1 |  | 1 Year | 4909 | 0.33 | 3289.03
2123 | Pelco | S6230-EGL1US | SP ENH 1080 30X LL ENV PND GR CL US | 1 |  | 1 Year | 5400 | 0.33 | 3618
2124 | Pelco | S6230-ESGL0 | SP ENH 1080 LL 30X SS ENV P GRY SMK | 1 |  | 1 Year | 5790 | 0.33 | 3879.3
2125 | Pelco | S6230-ESGL0US | SP ENH 1080 30X LL ENV PND SS SM US | 1 |  | 1 Year | 6369 | 0.33 | 4267.23
2126 | Pelco | S6230-ESGL1 | SP ENH 1080 LL 30X DOME DRIVE | 1 |  | 1 Year | 5790 | 0.33 | 3879.3
2127 | Pelco | S6230-ESGL1US | SP ENH 1080 30X LL ENV PND SS CL US | 1 |  | 1 Year | 6369 | 0.33 | 4267.23
2128 | Pelco | S6230-FWL0 | SP ENH 1080 30X LL INDR NCLG WHT SM | 1 |  | 1 Year | 4368 | 0.33 | 2926.56
2129 | Pelco | S6230-FWL0US | SP ENH 1080 30X LL NDR NCLG W SM US | 1 |  | 1 Year | 4758 | 0.33 | 3187.86
2130 | Pelco | S6230-FWL1 | SP ENH 1080 30X LL INDR NCLG WHT CL | 1 |  | 1 Year | 4368 | 0.33 | 2926.56
2131 | Pelco | S6230-FWL1US | SP ENH 1080 30X LL NDR NCLG W CL US | 1 |  | 1 Year | 4758 | 0.33 | 3187.86
2132 | Pelco | S6230-PBL0 | SP ENH 1080 30X LL INDR PNDT BLK SM | 1 |  | 1 Year | 4518 | 0.33 | 3027.06
2133 | Pelco | S6230-PBL0US | SP ENH 1080 30X LL NDR PND BL SM US | 1 |  | 1 Year | 4970 | 0.33 | 3329.9
2134 | Pelco | S6230-PBL1 | SP ENH 1080 30X LL INDR PNDT BLK CL | 1 |  | 1 Year | 4518 | 0.33 | 3027.06
2135 | Pelco | S6230-PBL1US | SP ENH 1080 30X LL NDR PND BL CL US | 1 |  | 1 Year | 4970 | 0.33 | 3329.9
2136 | Pelco | S6230-PG0US | SP ENH 1080 30X INDR PNDT GRY SM US | 1 |  | 1 Year | 4575 | 0.33 | 3065.25
2137 | Pelco | S6230-PGL0 | SP ENH 1080 30X LL INDR PNDT GRY SM | 1 |  | 1 Year | 4518 | 0.33 | 3027.06
2138 | Pelco | S6230-PGL0US | SP ENH 1080 30X LL NDR PND GR SM US | 1 |  | 1 Year | 4970 | 0.33 | 3329.9
2139 | Pelco | S6230-PGL1 | SP ENH 1080 30X LL INDR PNDT GRY CL | 1 |  | 1 Year | 4518 | 0.33 | 3027.06
2140 | Pelco | S6230-PGL1US | SP ENH 1080 30X LL NDR PND GR CL US | 1 |  | 1 Year | 4970 | 0.33 | 3329.9
2141 | Pelco | S6230-YBL0 | SP ENH 1080 30X LL ENV NCLNG BLK SM | 1 |  | 1 Year | 4788 | 0.33 | 3207.96
2142 | Pelco | S6230-YBL0US | SP ENH 1080 30X LL ENV NCLG B SM US | 1 |  | 1 Year | 5267 | 0.33 | 3528.89
2143 | Pelco | S6230-YBL1 | SP ENH 1080 30X LL ENV NCLNG BLK CL | 1 |  | 1 Year | 4788 | 0.33 | 3207.96
2144 | Pelco | S6230-YBL1US | SP ENH 1080 30X LL ENV NCLG B CL US | 1 |  | 1 Year | 5267 | 0.33 | 3528.89
2145 | Pelco | S-B6-PG-E-P | SMR SP ENH 1080 BCKBX ENV PNDT GRY | 1 |  | 1 Year | 1260 | 0.33 | 844.2
2146 | Pelco | S-B6-PSG-E-S | SMR BRUSHED SST ENH BB 1-2MLNM1 | 1 |  | 1 Year | 1060 | 0.33 | 710.2
2147 | Pelco | SD4E23-F0 | SP IV H.264 23X FLUSH WHT SMK NTSC | 1 |  | 1 Year | 2173 | 0.33 | 1455.91
2148 | Pelco | SD4E23-F0-X | SP IV H.264 23X FLUSH WHT SMK PAL | 1 |  | 1 Year | 2173 | 0.33 | 1455.91
2149 | Pelco | SD4E23-PG-0 | SP IV H.264 23X PND GREY SMOKE NTSC | 1 |  | 1 Year | 2225 | 0.33 | 1490.75
2150 | Pelco | SD4E23-PG-0-X | SP IV H.264 23X PND GREY SMOKE PAL | 1 |  | 1 Year | 2225 | 0.33 | 1490.75
2151 | Pelco | SD4E23-PG-1 | SP IV H.264 23X PND GREY CLEAR NTSC | 1 |  | 1 Year | 2225 | 0.33 | 1490.75
2152 | Pelco | SD4E23-PG-1-X | SP IV H.264 23X PND GREY CLEAR PAL | 1 |  | 1 Year | 2225 | 0.33 | 1490.75
2153 | Pelco | SD4E23-PG-E0 | SP IV H.264 23X ENV PND GREY SMK N | 1 |  | 1 Year | 2322 | 0.33 | 1555.74
2154 | Pelco | SD4E23-PG-E0-X | SP IV H.264 23X ENV PND GREY SMK P | 1 |  | 1 Year | 2322 | 0.33 | 1555.74
2155 | Pelco | SD4E23-PG-E1 | SP IV H.264 23X ENV PND GREY CLR N | 1 |  | 1 Year | 2322 | 0.33 | 1555.74
2156 | Pelco | SD4E23-PG-E1-X | SP IV H.264 23X ENV PND GREY CLR P | 1 |  | 1 Year | 2322 | 0.33 | 1555.74
2157 | Pelco | SD4E29-F0 | SP IV H.264 29X FLUSH WHT SMK NTSC | 1 |  | 1 Year | 3367 | 0.33 | 2255.89
2158 | Pelco | SD4E29-F0-X | SP IV H.264 29X FLUSH WHITE SMK PAL | 1 |  | 1 Year | 3367 | 0.33 | 2255.89
2159 | Pelco | SD4E29-PG-0 | SP IV H.264 29X PND GREY SMK NTSC | 1 |  | 1 Year | 3524 | 0.33 | 2361.08
2160 | Pelco | SD4E29-PG-0-X | SP IV H.264 29X PND GREY SMOKE PAL | 1 |  | 1 Year | 3524 | 0.33 | 2361.08
2161 | Pelco | SD4E29-PG-1 | SP IV H.264 29X PND GREY CLR NTSC | 1 |  | 1 Year | 3524 | 0.33 | 2361.08
2162 | Pelco | SD4E29-PG-1-X | SP IV H.264 29X PND GREY CLEAR PAL | 1 |  | 1 Year | 3524 | 0.33 | 2361.08
2163 | Pelco | SD4E29-PG-E0 | SP IV H.264 29X ENV PND GREY SMK N | 1 |  | 1 Year | 3615 | 0.33 | 2422.05
2164 | Pelco | SD4E29-PG-E0-X | SP IV H.264 29X ENV PND GREY SMK PL | 1 |  | 1 Year | 3615 | 0.33 | 2422.05
2165 | Pelco | SD4E29-PG-E1 | SP IV H.264 29X ENV PND GREY CLR N | 1 |  | 1 Year | 3615 | 0.33 | 2422.05
2166 | Pelco | SD4E29-PG-E1-X | SP IV H.264 29X ENV PND GREY CLR PL | 1 |  | 1 Year | 3615 | 0.33 | 2422.05
2167 | Pelco | SD4E36-F0 | SP IV H.264 36X FLUSH WHT SMK NTSC | 1 |  | 1 Year | 4044 | 0.33 | 2709.48
2168 | Pelco | SD4E36-F0-X | SP IV H.264 36X FLUSH WHITE SMK PAL | 1 |  | 1 Year | 4044 | 0.33 | 2709.48
2169 | Pelco | SD4E36-PG-0 | SP IV H.264 36X PND GREY SMK NTSC | 1 |  | 1 Year | 4202 | 0.33 | 2815.34
2170 | Pelco | SD4E36-PG-0-X | SP IV H.264 36X PND GREY SMOKE PAL | 1 |  | 1 Year | 4202 | 0.33 | 2815.34
2171 | Pelco | SD4E36-PG-1 | SP IV H.264 36X PND GREY CLR NTSC | 1 |  | 1 Year | 4202 | 0.33 | 2815.34
2172 | Pelco | SD4E36-PG-1-X | SP IV H.264 36X PND GREY CLEAR PAL | 1 |  | 1 Year | 4202 | 0.33 | 2815.34
2173 | Pelco | SD4E36-PG-E0 | SP IV H.264 36X ENV PND GREY SMK N | 1 |  | 1 Year | 4293 | 0.33 | 2876.31
2174 | Pelco | SD4E36-PG-E0-X | SP IV H.264 36X ENV PND GREY SMK PL | 1 |  | 1 Year | 4293 | 0.33 | 2876.31
2175 | Pelco | SD4E36-PG-E1 | SP IV H.264 36X ENV PND GREY CLR N | 1 |  | 1 Year | 4293 | 0.33 | 2876.31
2176 | Pelco | SD4E36-PG-E1-X | SP IV H.264 36X ENV PND GREY CLR PL | 1 |  | 1 Year | 4293 | 0.33 | 2876.31
2177 | Pelco | SD4N23-PG-0 | SP IV IP SL 23X PND GREY SMOKE NTSC | 1 |  | 1 Year | 2225 | 0.33 | 1490.75
2178 | Pelco | SD4N23-PG-0-X | SP IV IP SL 23X PND GREY SMOKE PAL | 1 |  | 1 Year | 2225 | 0.33 | 1490.75
2179 | Pelco | SD4N23-PG-1 | SP IV IP SL 23X PND GREY CLEAR NTSC | 1 |  | 1 Year | 2225 | 0.33 | 1490.75
2180 | Pelco | SD4N23-PG-1-X | SP IV IP SL 23X PND GREY CLEAR PAL | 1 |  | 1 Year | 2225 | 0.33 | 1490.75
2181 | Pelco | SD4N29-PG-0 | SP IV IP SE 29X PND GREY SMK NTSC | 1 |  | 1 Year | 3524 | 0.33 | 2361.08
2182 | Pelco | SD4N29-PG-0-X | SP IV IP SE 29X PND GREY SMOKE PAL | 1 |  | 1 Year | 3524 | 0.33 | 2361.08
2183 | Pelco | SD4N29-PG-1 | SP IV IP SE 29X PND GREY CLR NTSC | 1 |  | 1 Year | 3524 | 0.33 | 2361.08
2184 | Pelco | SD4N29-PG-1-X | SP IV IP SE 29X PND GREY CLEAR PAL | 1 |  | 1 Year | 3524 | 0.33 | 2361.08
2185 | Pelco | SD4N36-PG-0 | SP IV IP SL 36X PND GREY SMOKE NTSC | 1 |  | 1 Year | 4202 | 0.33 | 2815.34
2186 | Pelco | SD4N36-PG-0-X | SP IV IP SE 36X PND GREY SMOKE PAL | 1 |  | 1 Year | 4202 | 0.33 | 2815.34
2187 | Pelco | SD4N36-PG-1 | SP IV IP SL 36X PND GREY CLEAR NTSC | 1 |  | 1 Year | 4202 | 0.33 | 2815.34
2188 | Pelco | SD4N36-PG-1-X | SP IV IP SE 36X PND GREY CLEAR PAL | 1 |  | 1 Year | 4202 | 0.33 | 2815.34
2189 | Pelco | S-LD6SS-0-S | SMR LD SP ENH SS PND SMK 1-2MLNM1 | 1 |  | 1 Year | 795 | 0.33 | 532.65
2190 | Pelco | S-LD6SS-1-S | SMR LD SP ENH SS PND CLR 1-2MLNM1 | 1 |  | 1 Year | 795 | 0.33 | 532.65
2191 | Pelco | SP-MRCA-3108 | SMR MRCA8"SQFLG 3"NPT COUP 2-003108 | 1 |  | 1 Year | 190 | 0.33 | 127.3
2192 | Pelco | SP-S6220-PGL1-P | SMR SP ENH 20X LL INDR PND CL PAINT | 1 |  | 1 Year | 3886 | 0.33 | 2603.62
2193 | Pelco | S-S6220-EG1-P | SMR SP ENH 1080 20X ENV PNDT GRY | 1 |  | 1 Year | 3960 | 0.33 | 2653.2
2194 | Pelco | S-S6220-EGL0-P | SMR PAINT SP ENH LL 20X ENV PND SMK | 1 |  | 1 Year | 4063 | 0.33 | 2722.21
2195 | Pelco | S-S6220-EGL1-P | SMR PAINT SP ENH LL 20X ENV PND CLR | 1 |  | 1 Year | 4063 | 0.33 | 2722.21
2196 | Pelco | S-S6220-PGL1-P | SMR SP ENH 20X LL INDR PNDT GRY CL | 1 |  | 1 Year | 3886 | 0.33 | 2603.62
2197 | Pelco | S-S6230-EG0-P | SMR PAINT SP ENH 30X ENV PNDT SMK | 1 |  | 1 Year | 5302 | 0.33 | 3552.34
2198 | Pelco | S-S6230-EG1-P | SMR PAINT SP ENH 30X ENV PNDT CLR | 1 |  | 1 Year | 4937 | 0.33 | 3307.79
2199 | Pelco | S-S6230-EGL0-P | SMR PAINT SP ENH LL 30X ENV PSMK | 1 |  | 1 Year | 5302 | 0.33 | 3552.34
2200 | Pelco | S-S6230-EGL1-P | SMR SP ENH LL 30X ENV P GRY CLEAR | 1 |  | 1 Year | 5302 | 0.33 | 3552.34
2201 | Pelco | S-S62ESGL0US-P | SMR PAINT S6230-ESGL0US | 1 |  | 1 Year | 6549 | 0.33 | 4387.83
2202 | Pelco | S-S62ESGL1US-P | SMR PAINT S6230-ESGL1US | 1 |  | 1 Year | 6549 | 0.33 | 4387.83
2203 | Pelco | TXB-IP-F | IP TRANSLATOR BOARD FOR IN-CEILING | 1 |  | 1 Year | 1048 | 0.33 | 702.16
2204 | Pelco | LDP-ESR-0 | LOWER DOME PRO ENV PDNT SR GRY SMK | 1 |  | 1 Year | 178 | 0.33 | 119.26
2205 | Pelco | LDP-ESR-1 | LOWER DOME PRO ENV PDNT SR GRY CLR | 1 |  | 1 Year | 178 | 0.33 | 119.26
2206 | Pelco | LDP-FWH-0 | LOWER DOME PRO FLUSH WHITE SMOKE | 1 |  | 1 Year | 135 | 0.33 | 90.45
2207 | Pelco | LDP-FWH-1 | LOWER DOME PRO FLUSH WHITE CLEAR | 1 |  | 1 Year | 135 | 0.33 | 90.45
2208 | Pelco | LDP-PWH-0 | LOWER DOME PRO PENDANT WHITE SMOKE | 1 |  | 1 Year | 135 | 0.33 | 90.45
2209 | Pelco | LDP-PWH-1 | LOWER DOME PRO PENDANT WHITE CLEAR | 1 |  | 1 Year | 135 | 0.33 | 90.45
2210 | Pelco | LDP-YSR-0 | LOWER DOME PRO ENV FLSH SR GRY SMK | 1 |  | 1 Year | 178 | 0.33 | 119.26
2211 | Pelco | LDP-YSR-1 | LOWER DOME PRO ENV FLSH SR GRY CLR | 1 |  | 1 Year | 178 | 0.33 | 119.26
2212 | Pelco | P1220-ESR0 | SP PRO 1080 20X ENV PDNT SR GRY SMK | 1 |  | 1 Year | 2237 | 0.33 | 1498.79
2213 | Pelco | P1220-ESR1 | SP PRO 1080 20X ENV PDNT SR GRY CLR | 1 |  | 1 Year | 2237 | 0.33 | 1498.79
2214 | Pelco | P1220-FWH0 | SP PRO 1080 20X FLUSH WHITE SMOKE | 1 |  | 1 Year | 1995 | 0.33 | 1336.65
2215 | Pelco | P1220-FWH1 | SP PRO 1080 20X FLUSH WHITE CLEAR | 1 |  | 1 Year | 1995 | 0.33 | 1336.65
2216 | Pelco | P1220-PWH0 | SP PRO 1080 20X PNDT WHITE SMOKE | 1 |  | 1 Year | 2087 | 0.33 | 1398.29
2217 | Pelco | P1220-PWH1 | SP PRO 1080 20X PNDT WHITE CLEAR | 1 |  | 1 Year | 2087 | 0.33 | 1398.29
2218 | Pelco | P1220-YSR0 | SP PRO 1080 20X ENV FLSH SR GRY SMK | 1 |  | 1 Year | 2227 | 0.33 | 1492.09
2219 | Pelco | P1220-YSR1 | SP PRO 1080 20X ENV FLSH SR GRY CLR | 1 |  | 1 Year | 2227 | 0.33 | 1492.09
2220 | Pelco | P2230-ESR | SP PRO 2M 30X IR ENV PDNT SR GRY | 1 |  | 1 Year | 2400 | 0.33 | 1608
2221 | Pelco | P2230L-ESR | SP PRO 2M LL 30X IR ENV PDNT SR GRY | 1 |  | 1 Year | 2400 | 0.33 | 1608
2222 | Pelco | P2820-ESR | SP PRO 4K 20X IR ENV PDNT SR GRY | 1 |  | 1 Year | 4999 | 0.33 | 3349.33
2223 | Pelco | S-P1220-ESR0-P | SMR SP PRO 20X ENV PDNT SMK | 1 |  | 1 Year | 2597 | 0.33 | 1739.99
2224 | Pelco | S-P1220-ESR1-P | SMR SP PRO 20X ENV PDNT CLR | 1 |  | 1 Year | 2597 | 0.33 | 1739.99
2225 | Pelco | S-P1220-PWH0-P | SMR SP PRO 20X PNDT SMOKE | 1 |  | 1 Year | 2435 | 0.33 | 1631.45
2226 | Pelco | S-P1220-PWH1-P | SMR SP PRO 20X PNDT CLEAR | 1 |  | 1 Year | 2435 | 0.33 | 1631.45
2227 | Pelco | S-P2230-ESR-P | SMR SPECIAL PAINT P2230-ESR | 1 |  | 1 Year | 2694 | 0.33 | 1804.98
2228 | Pelco | SP-P1220-ESR1-P | SMR SP PRO 20X ENV PDNT CLR PAINT | 1 |  | 1 Year | 2300 | 0.33 | 1541
2229 | Pelco | SP-P1220-FWH0-P | SMR SP PRO 20X FLUSH SMOKE PAINT | 1 |  | 1 Year | 1994 | 0.33 | 1335.98
2230 | Pelco | SP-P1220-FWH1-B | SMR SP PRO 20X FLUSH CLEAR PAINT | 1 |  | 1 Year | 2069 | 0.33 | 1386.23
2231 | Pelco | SP-P1220-FWH1-P | SMR SP PRO 20X FLUSH CLEAR PAINT | 1 |  | 1 Year | 1994 | 0.33 | 1335.98
2232 | Pelco | U1-AGG-1C | AGGREGATE VXE TO VXE 1 CHAN SW LIC | 1 |  | 1 Year | 99 | 0.33 | 66.33
2233 | Pelco | VXP-16C | 16 CHANNEL LICENSE | 1 |  | 1 Year | 2150 | 0.33 | 1440.5
2234 | Pelco | VXP-1C | 1 CHANNEL LICENSE | 1 |  | 1 Year | 125 | 0.33 | 83.75
2235 | Pelco | VXP-1C-3Y | VXP 1CH WITH 3YR SUP LICENSE | 1 |  | 1 Year | 180 | 0.33 | 120.6
2236 | Pelco | VXP-32C | 32 CHANNEL LICENSE | 1 |  | 1 Year | 4200 | 0.33 | 2814
2237 | Pelco | VXP-4C | 4 CHANNEL LICENSE | 1 |  | 1 Year | 650 | 0.33 | 435.5
2238 | Pelco | VXP-64C | 64 CHANNEL LICENSE | 1 |  | 1 Year | 8150 | 0.33 | 5460.5
2239 | Pelco | VXP-8C | 8 CHANNEL LICENSE | 1 |  | 1 Year | 1250 | 0.33 | 837.5
2240 | Pelco | VXP-96C | 96 CHANNEL LICENSE | 1 |  | 1 Year | 12150 | 0.33 | 8140.5
2241 | Pelco | VXP-BASE | 4 CHANNEL BASE LICENSE | 1 |  | 1 Year | 490 | 0.33 | 328.3
2242 | Pelco | VXP-E-0-J-S | VXP ECO, NO STORAGE,E36S | 1 |  | 1 Year | 3715 | 0.33 | 2489.05
2243 | Pelco | VXP-E-12-J-S | VXP ECO,4TBHD,12TB,JBOD,E36S | 1 |  | 1 Year | 4915 | 0.33 | 3293.05
2244 | Pelco | VXP-E-12-J-S-16 | VXP ECO,4TBHD,12TB,JBOD,16C,E36S | 1 |  | 1 Year | 7531 | 0.33 | 5045.77
2245 | Pelco | VXP-E-12-J-S-4 | VXP ECO,4TBHD,12TB,JBOD,4C,E36S | 1 |  | 1 Year | 5483 | 0.33 | 3673.61
2246 | Pelco | VXP-E-12-J-S-8 | VXP ECO,4TBHD,12TB,JBOD,8C,E36S | 1 |  | 1 Year | 6179 | 0.33 | 4139.93
2247 | Pelco | VXP-E-4-J-S | VXP ECO,4TBHD,4TB,JBOD,E36S | 1 |  | 1 Year | 3915 | 0.33 | 2623.05
2248 | Pelco | VXP-E-4-J-S-16 | VXP ECO,4TBHD,4TB,JBOD,16C,E36S | 1 |  | 1 Year | 6516 | 0.33 | 4365.72
2249 | Pelco | VXP-E-4-J-S-4 | VXP ECO,4TBHD,4TB,JBOD,4C,E36S | 1 |  | 1 Year | 4483 | 0.33 | 3003.61
2250 | Pelco | VXP-E-4-J-S-8 | VXP ECO,4TBHD,4TB,JBOD,8C,E36S | 1 |  | 1 Year | 5164 | 0.33 | 3459.88
2251 | Pelco | VXP-E-8-J-S | VXP ECO,4TBHD,8TB,JBOD,E36S | 1 |  | 1 Year | 4415 | 0.33 | 2958.05
2252 | Pelco | VXP-E-8-J-S-16 | VXP ECO,4TBHD,8TB,JBOD,16C,E36S | 1 |  | 1 Year | 7031 | 0.33 | 4710.77
2253 | Pelco | VXP-E-8-J-S-4 | VXP ECO,4TBHD,8TB,JBOD,4C,E36S | 1 |  | 1 Year | 4983 | 0.33 | 3338.61
2254 | Pelco | VXP-E-8-J-S-8 | VXP ECO,4TBHD,8TB,JBOD,8C,E36S | 1 |  | 1 Year | 5679 | 0.33 | 3804.93
2255 | Pelco | VXP-F-0-J-S | VXP FLEX,NO STORAGE,E35S | 1 |  | 1 Year | 5315 | 0.33 | 3561.05
2256 | Pelco | VXP-F-12-J-S | VXP FLEX,4TBHD,12TB,JBOD,E35S | 1 |  | 1 Year | 6615 | 0.33 | 4432.05
2257 | Pelco | VXP-F-20-5-S | VXP FLEX,4TBHD,20TB,RAID5,E35S | 1 |  | 1 Year | 7615 | 0.33 | 5102.05
2258 | Pelco | VXP-F-20-5-S-16 | VXP FLEX,4TBHD,20TB,RAID5,16C,E35S | 1 |  | 1 Year | 10231 | 0.33 | 6854.77
2259 | Pelco | VXP-F-20-5-S-32 | VXP FLEX,4TBHD,20TB,RAID5,32C,E35S | 1 |  | 1 Year | 12655 | 0.33 | 8478.85
2260 | Pelco | VXP-F-20-5-S-64 | VXP FLEX,4TBHD,20TB,RAID5,64C,E35S | 1 |  | 1 Year | 17423 | 0.33 | 11673.41
2261 | Pelco | VXP-F-20-J-S | VXP FLEX,4TBHD,20TB,JBOD,E35S | 1 |  | 1 Year | 7615 | 0.33 | 5102.05
2262 | Pelco | VXP-F-20-J-S-16 | VXP FLEX,4TBHD,20TB,JBOD,16C,E35S | 1 |  | 1 Year | 10231 | 0.33 | 6854.77
2263 | Pelco | VXP-F-20-J-S-32 | VXP FLEX,4TBHD,20TB,JBOD,32C,E35S | 1 |  | 1 Year | 12655 | 0.33 | 8478.85
2264 | Pelco | VXP-F-20-J-S-64 | VXP FLEX,4TBHD,20TB,JBOD,64C,E35S | 1 |  | 1 Year | 17423 | 0.33 | 11673.41
2265 | Pelco | VXP-F-28-5-S | VXP FLEX,4TBHD,28TB,RAID5,E35S | 1 |  | 1 Year | 9515 | 0.33 | 6375.05
2266 | Pelco | VXP-F-28-5-S-16 | VXP FLEX,4TBHD,28TB,RAID5,16C,E35S | 1 |  | 1 Year | 12131 | 0.33 | 8127.77
2267 | Pelco | VXP-F-28-5-S-32 | VXP FLEX,4TBHD,28TB,RAID5,32C,E35S | 1 |  | 1 Year | 14555 | 0.33 | 9751.85
2268 | Pelco | VXP-F-28-5-S-64 | VXP FLEX,4TBHD,28TB,RAID5,64C,E35S | 1 |  | 1 Year | 19323 | 0.33 | 12946.41
2269 | Pelco | VXP-F-28-6-S | VXP FLEX,4TBHD,28TB,RAID6,E35S | 1 |  | 1 Year | 9515 | 0.33 | 6375.05
2270 | Pelco | VXP-F-28-6-S-16 | VXP FLEX,4TBHD,28TB,RAID6,16C,E35S | 1 |  | 1 Year | 12131 | 0.33 | 8127.77
2271 | Pelco | VXP-F-28-6-S-32 | VXP FLEX,4TBHD,28TB,RAID6,32C,E35S | 1 |  | 1 Year | 14555 | 0.33 | 9751.85
2272 | Pelco | VXP-F-28-6-S-64 | VXP FLEX,4TBHD,28TB,RAID6,64C,E35S | 1 |  | 1 Year | 19323 | 0.33 | 12946.41
2273 | Pelco | VXP-F-28-J-S | VXP FLEX,4TBHD,28TB,JBOD,E35S | 1 |  | 1 Year | 9515 | 0.33 | 6375.05
2274 | Pelco | VXP-F-28-J-S-16 | VXP FLEX,4TBHD,28TB,JBOD,16C,E35S | 1 |  | 1 Year | 12131 | 0.33 | 8127.77
2275 | Pelco | VXP-F-28-J-S-32 | VXP FLEX,4TBHD,28TB,JBOD,32C,E35S | 1 |  | 1 Year | 14555 | 0.33 | 9751.85
2276 | Pelco | VXP-F-28-J-S-64 | VXP FLEX,4TBHD,28TB,JBOD,64C,E35S | 1 |  | 1 Year | 19323 | 0.33 | 12946.41
2277 | Pelco | VXP-F-4-J-S | VXP FLEX,4TBHD,4TB,JBOD,E35S | 1 |  | 1 Year | 5515 | 0.33 | 3695.05
2278 | Pelco | VXP-F-4-J-S-16 | VXP FLEX,4TBHD,4TB,JBOD,16C,E35S | 1 |  | 1 Year | 8131 | 0.33 | 5447.77
2279 | Pelco | VXP-F-4-J-S-32 | VXP FLEX,4TBHD,4TB,JBOD,32C,E35S | 1 |  | 1 Year | 10555 | 0.33 | 7071.85
2280 | Pelco | VXP-F-4-J-S-8 | VXP FLEX,4TBHD,4TB,JBOD,8C,E35S | 1 |  | 1 Year | 6779 | 0.33 | 4541.93
2281 | Pelco | VXP-F-8-J-S | VXP FLEX,4TBHD,8TB,JBOD,E35S | 1 |  | 1 Year | 6115 | 0.33 | 4097.05
2282 | Pelco | VXP-F-8-J-S-16 | VXP FLEX,4TBHD,8TB,JBOD,16C,E35S | 1 |  | 1 Year | 8731 | 0.33 | 5849.77
2283 | Pelco | VXP-F-8-J-S-32 | VXP FLEX,4TBHD,8TB,JBOD,32C,E35S | 1 |  | 1 Year | 11155 | 0.33 | 7473.85
2284 | Pelco | VXP-F-8-J-S-8 | VXP FLEX,4TBHD,8TB,JBOD,8C,E35S | 1 |  | 1 Year | 7379 | 0.33 | 4943.93
2285 | Pelco | VXP-KIT-4TB | VXP 4TB HDD KIT | 1 |  | 1 Year | 797 | 0.33 | 533.99
2286 | Pelco | VXP-KIT-8TB | VXP PWR2 8TB HDD KIT | 1 |  | 1 Year | 1300 | 0.33 | 871
2287 | Pelco | VXP-KIT-P2-PSU | VXP PWR2 HOT SWAPPABLE PSU 750W | 1 |  | 1 Year | 600 | 0.33 | 402
2288 | Pelco | VXP-P-0-6-D | VXP POWER,NO STORAGE,RAID6,2PS,E29S | 1 |  | 1 Year | 8615 | 0.33 | 5772.05
2289 | Pelco | VXP-P-0-J-S | VXP POWER,NO STORAGE,E29S | 1 |  | 1 Year | 8115 | 0.33 | 5437.05
2290 | Pelco | VXP-P-20-5-S | VXP POWER,4TBHD,20TB,RAID5,E29S | 1 |  | 1 Year | 11315 | 0.33 | 7581.05
2291 | Pelco | VXP-P-20-5-S-16 | VXP Power,4TBHD,20TB,RAID5,16C,E29S | 1 |  | 1 Year | 13931 | 0.33 | 9333.77
2292 | Pelco | VXP-P-20-5-S-32 | VXP POWER,4TBHD,20TB,RAID5,32C,E29S | 1 |  | 1 Year | 16355 | 0.33 | 10957.85
2293 | Pelco | VXP-P-20-5-S-64 | VXP POWER,4TBHD,20TB,RAID5,64C,E29S | 1 |  | 1 Year | 21123 | 0.33 | 14152.41
2294 | Pelco | VXP-P-20-5-S-96 | VXP POWER,4TBHD,20TB,RAID5,96C,E29S | 1 |  | 1 Year | 25891 | 0.33 | 17346.97
2295 | Pelco | VXP-P-20-J-S | VXP POWER,4TBHD,20TB,JBOD,E29S | 1 |  | 1 Year | 11315 | 0.33 | 7581.05
2296 | Pelco | VXP-P-20-J-S-16 | VXP POWER,4TBHD,20TB,JBOD,16C,E29S | 1 |  | 1 Year | 13931 | 0.33 | 9333.77
2297 | Pelco | VXP-P-20-J-S-32 | VXP POWER,4TBHD,20TB,JBOD,32C,E29S | 1 |  | 1 Year | 16355 | 0.33 | 10957.85
2298 | Pelco | VXP-P-20-J-S-64 | VXP POWER,4TBHD,20TB,JBOD,64C,E29S | 1 |  | 1 Year | 21123 | 0.33 | 14152.41
2299 | Pelco | VXP-P-20-J-S-96 | VXP POWER,4TBHD,20TB,JBOD,96C,E29S | 1 |  | 1 Year | 25891 | 0.33 | 17346.97
2300 | Pelco | VXP-P2-0-X-D | VXP PWR2 SRVR & OS OTB UNCNFG, E46S | 1 |  | 1 Year | 9900 | 0.33 | 6633
2301 | Pelco | VXP-P2-24-5-D | VXP PWR2 SRVR & OS 24TB RAID5, E46S | 1 |  | 1 Year | 13200 | 0.33 | 8844
2302 | Pelco | VXP-P2-24-J-D | VXP PWR2 SRVR & OS 24TB JBOD, E46S | 1 |  | 1 Year | 12900 | 0.33 | 8643
2303 | Pelco | VXP-P2-48-5-D | VXP PWR2 SRVR & OS 48TB RAID5, E46S | 1 |  | 1 Year | 16700 | 0.33 | 11189
2304 | Pelco | VXP-P2-48-6-D | VXP PWR2 SRVR & OS 48TB RAID6, E46S | 1 |  | 1 Year | 16700 | 0.33 | 11189
2305 | Pelco | VXP-P2-48-J-D | VXP PWR2 SRVR & OS 48TB JBOD, E46S | 1 |  | 1 Year | 16700 | 0.33 | 11189
2306 | Pelco | VXP-P2-72-5-D | VXP PWR2 SRVR & OS 72TB RAID5, E46S | 1 |  | 1 Year | 19700 | 0.33 | 13199
2307 | Pelco | VXP-P2-72-6-D | VXP PWR2 SRVR & OS 72TB RAID6, E46S | 1 |  | 1 Year | 19700 | 0.33 | 13199
2308 | Pelco | VXP-P2-72-J-D | VXP PWR2 SRVR & OS 72TB JBOD, E46S | 1 |  | 1 Year | 19700 | 0.33 | 13199
2309 | Pelco | VXP-P-28-5-D | VXP POWER,4TBHD,28TB,RAID5,2PS,E29S | 1 |  | 1 Year | 13815 | 0.33 | 9256.05
2310 | Pelco | VXP-P-28-5-S | VXP POWER,4TBHD,28TB,RAID5,E29S | 1 |  | 1 Year | 13315 | 0.33 | 8921.05
2311 | Pelco | VXP-P-28-5-S-16 | VXP POWER,4TBHD,28TB,RAID5,16C,E29S | 1 |  | 1 Year | 15931 | 0.33 | 10673.77
2312 | Pelco | VXP-P-28-5-S-32 | VXP POWER,4TBHD,28TB,RAID5,32C,E29S | 1 |  | 1 Year | 18355 | 0.33 | 12297.85
2313 | Pelco | VXP-P-28-5-S-64 | VXP POWER,4TBHD,28TB,RAID5,64C,E29S | 1 |  | 1 Year | 23123 | 0.33 | 15492.41
2314 | Pelco | VXP-P-28-5-S-96 | VXP POWER,4TBHD,28TB,RAID5,96C,E29S | 1 |  | 1 Year | 27981 | 0.33 | 18747.27
2315 | Pelco | VXP-P-28-6-D | VXP POWER,4TBHD,28TB,RAID6,2PS,E29S | 1 |  | 1 Year | 13815 | 0.33 | 9256.05
2316 | Pelco | VXP-P-28-6-S | VXP POWER,4TBHD,28TB,RAID6,E29S | 1 |  | 1 Year | 13315 | 0.33 | 8921.05
2317 | Pelco | VXP-P-28-6-S-16 | VXP POWER,4TBHD,28TB,RAID6,16C,E29S | 1 |  | 1 Year | 15931 | 0.33 | 10673.77
2318 | Pelco | VXP-P-28-6-S-32 | VXP POWER,4TBHD,28TB,RAID6,32C,E29S | 1 |  | 1 Year | 18355 | 0.33 | 12297.85
2319 | Pelco | VXP-P-28-6-S-64 | VXP POWER,4TBHD,28TB,RAID6,64C,E29S | 1 |  | 1 Year | 23123 | 0.33 | 15492.41
2320 | Pelco | VXP-P-28-6-S-96 | VXP POWER,4TBHD,28TB,RAID6,96C,E29S | 1 |  | 1 Year | 27981 | 0.33 | 18747.27
2321 | Pelco | VXP-P-28-J-S | VXP POWER,4TBHD,28TB,JBOD,E29S | 1 |  | 1 Year | 13315 | 0.33 | 8921.05
2322 | Pelco | VXP-P-28-J-S-16 | VXP POWER,4TBHD,28TB,JBOD,16C,E29S | 1 |  | 1 Year | 15931 | 0.33 | 10673.77
2323 | Pelco | VXP-P-28-J-S-32 | VXP POWER,4TBHD,28TB,JBOD,32C,E29S | 1 |  | 1 Year | 18355 | 0.33 | 12297.85
2324 | Pelco | VXP-P-28-J-S-64 | VXP POWER,4TBHD,28TB,JBOD,64C,E29S | 1 |  | 1 Year | 23123 | 0.33 | 15492.41
2325 | Pelco | VXP-P-28-J-S-96 | VXP Power,4TBHD,28TB,JBOD,96C,E29S | 1 |  | 1 Year | 27981 | 0.33 | 18747.27
2326 | Pelco | VXP-P2-96-5-D | VXP PWR2 SRVR & OS 96TB RAID5, E46S | 1 |  | 1 Year | 22700 | 0.33 | 15209
2327 | Pelco | VXP-P2-96-6-D | VXP PWR2 SRVR & OS 96TB RAID6, E46S | 1 |  | 1 Year | 22700 | 0.33 | 15209
2328 | Pelco | VXP-P2-96-J-D | VXP PWR2 SRVR & OS 96TB JBOD, E46S | 1 |  | 1 Year | 22700 | 0.33 | 15209
2329 | Pelco | VXP-P-8-J-S | VXP POWER,4TBHD,8TB,JBOD,E29S | 1 |  | 1 Year | 8315 | 0.33 | 5571.05
2330 | Pelco | VXP-P-8-J-S-16 | VXP POWER,4TBHD,8TB,JBOD,16C,E29S | 1 |  | 1 Year | 10931 | 0.33 | 7323.77
2331 | Pelco | VXP-P-8-J-S-32 | VXP POWER,4TBHD,8TB,JBOD,32C,E29S | 1 |  | 1 Year | 13355 | 0.33 | 8947.85
2332 | Pelco | VXP-P-8-J-S-64 | VXP POWER,4TBHD,8TB,JBOD,64C,E29S | 1 |  | 1 Year | 18123 | 0.33 | 12142.41
2333 | Pelco | VXP-RK-FLEX | VXP FLX SRS TOWER TO RCK CNVRSN KIT | 1 |  | 1 Year | 290 | 0.33 | 194.3
2334 | Pelco | VXP-SUP-1D | 1 DAY SOFTWARE UPGRADE PLAN, 1CH | 1 |  | 1 Year | 0.08 | 0.33 | 0.0536
2335 | Pelco | VXP-SUP-1Y | 1 YEAR SOFTWARE UPGRADE PLAN, 1CH | 1 |  | 1 Year | 25 | 0.33 | 16.75
2336 | Pelco | VXP-SUP-3Y | 3 YEAR SOFTWARE UPGRADE PLAN, 1CH | 1 |  | 1 Year | 55 | 0.33 | 36.85
2337 | Pelco | VXP-WKS | VXP WORKSTATION,D11S | 1 |  | 1 Year | 3515 | 0.33 | 2355.05
2338 | Pelco | VX-WKS | VX WRKSTN, EU UK US PWR CRD D11S | 1 |  | 1 Year | 4324 | 0.33 | 2897.08
2339 | Pelco | AGG-1C | 1 CH PELCO AGGREGATION | 1 |  | 1 Year | 99 | 0.33 | 66.33
2340 | Pelco | D09U-A1-DEC | VX ENH DECODER | 1 |  | 1 Year | 2840 | 0.33 | 1902.8
2341 | Pelco | D09U-A1-DEC-EUK | VX ENH DECODER | 1 |  | 1 Year | 2840 | 0.33 | 1902.8
2342 | Pelco | D09U-A1-DEC-US | VX ENH DECODER | 1 |  | 1 Year | 2840 | 0.33 | 1902.8
2343 | Pelco | D09U-A1-MOUNT | DO NOT SELL VX ENH DEC MONITOR MNT | 1 |  | 1 Year | 142 | 0.33 | 95.14
2344 | Pelco | D10U | VX ENH DECODER & ACC SVR BASE | 1 |  | 1 Year | 3500 | 0.33 | 2345
2345 | Pelco | E1-1C | ENT 1 CAMERA LICENSE | 1 |  | 1 Year | 200 | 0.33 | 134
2346 | Pelco | E1-1C-SUP1 | ENT 1 CAMERA SW UP LIC 1 YR | 1 |  | 1 Year | 57 | 0.33 | 38.19
2347 | Pelco | E1-1C-SUP3 | ENT 1 CAMERA SW UP LIC 3 YR | 1 |  | 1 Year | 121 | 0.33 | 81.07
2348 | Pelco | E1-4COR-SW | VX 4+CORE SERVER SW LIC | 1 |  | 1 Year | 100000 | 0.33 | 67000
2349 | Pelco | E1-CMG-SVR | VX E1 CORE MG SERVER | 1 |  | 1 Year | 8753 | 0.33 | 5864.51
2350 | Pelco | E1-CMG-SVR-EUK | VX E1 CORE MG SERVER EUK | 1 |  | 1 Year | 8753 | 0.33 | 5864.51
2351 | Pelco | E1-CMG-SVRP | VX E1 CORE MG SERVER, EU UK US PWR | 1 |  | 1 Year | 8753 | 0.33 | 5864.51
2352 | Pelco | E1-CMG-SVR-P | VX E1 CORE MG SERVER & OS US/EU/UK | 1 |  | 1 Year | 6900 | 0.33 | 4623
2353 | Pelco | E1-CMG-SVR-US | VX E1 CORE MG SERVER US | 1 |  | 1 Year | 8753 | 0.33 | 5864.51
2354 | Pelco | E1-COR-SVR-EUK | VX E1 CORE SERVER EUK | 1 |  | 1 Year | 6809 | 0.33 | 4562.03
2355 | Pelco | E1-COR-SVR-US | VX E1 CORE SERVER US | 1 |  | 1 Year | 6809 | 0.33 | 4562.03
2356 | Pelco | E1-COR-SW | VX E1 CORE SERVER SW LIC | 1 |  | 1 Year | 4260 | 0.33 | 2854.2
2357 | Pelco | E1-DSS-1UP | VX E1 DSSRV SW LIC UPGRADE | 1 |  | 1 Year | 1129 | 0.33 | 756.43
2358 | Pelco | E1-MGW-SVR-EUK | VX E1 MG SERVER EUK | 1 |  | 1 Year | 5836 | 0.33 | 3910.12
2359 | Pelco | E1-MGW-SVRP | VX E1 MG SERVER, EU UK US PWR CRD | 1 |  | 1 Year | 5836 | 0.33 | 3910.12
2360 | Pelco | E1-MGW-SVR-US | VX E1 MG SERVER US | 1 |  | 1 Year | 5836 | 0.33 | 3910.12
2361 | Pelco | E1-MGW-SW | VX E1 MEDIA GATEWAY SW LIC | 1 |  | 1 Year | 3408 | 0.33 | 2283.36
2362 | Pelco | E1-NSM-1UP | VX E1 NSM5200 SW LIC | 1 |  | 1 Year | 7295 | 0.33 | 4887.65
2363 | Pelco | E1-OPS-WKS | VX E1 WORK STATION | 1 |  | 1 Year | 4963 | 0.33 | 3325.21
2364 | Pelco | E1-OPS-WKS6 | VX E1 WORK STATION W/6 MON | 1 |  | 1 Year | 5622 | 0.33 | 3766.74
2365 | Pelco | E1-OPS-WKS6-EUK | VX E1 WORK STATION W/6 MON EUK | 1 |  | 1 Year | 5622 | 0.33 | 3766.74
2366 | Pelco | E1-OPS-WKS6P | VX ENT ULT WKTN,W/6MON,EU UK US PWR | 1 |  | 1 Year | 5622 | 0.33 | 3766.74
2367 | Pelco | E1-OPS-WKS6-US | VX E1 WORK STATION W/6 MON US | 1 |  | 1 Year | 5622 | 0.33 | 3766.74
2368 | Pelco | E1-OPS-WKS-EUK | VX E1 WORK STATION EUK | 1 |  | 1 Year | 4963 | 0.33 | 3325.21
2369 | Pelco | E1-OPS-WKSP | VX ENT ULT WKTN, EU UK US PWR CRD | 1 |  | 1 Year | 4963 | 0.33 | 3325.21
2370 | Pelco | E1-OPS-WKS-US | VX E1 WORK STATION US | 1 |  | 1 Year | 4963 | 0.33 | 3325.21
2371 | Pelco | E1-VXS-00-P | VXS E1 RAID STOR SVR 00TB US-EU-UK | 1 |  | 1 Year | 56800 | 0.33 | 38056
2372 | Pelco | E1-VXS-00T-P | VXS E1 RAID SVR & OS 00TB US/EU/UK | 1 |  | 1 Year | 14000 | 0.33 | 9380
2373 | Pelco | E1-VXS-48-P | VXS E1 RAID STOR SVR 48TB US-EU-UK | 1 |  | 1 Year | 60857 | 0.33 | 40774.19
2374 | Pelco | E1-VXS-48T-P | VXS E1 RAID SVR & OS 48TB US/EU/UK | 1 |  | 1 Year | 17000 | 0.33 | 11390
2375 | Pelco | E1-VXS-72 | VXS E1 RAID STORAGE SVR 72TB | 1 |  | 1 Year | 65929 | 0.33 | 44172.43
2376 | Pelco | E1-VXS-72-EUK | VXS E1 RAID STORAGE SVR 72TB EUK | 1 |  | 1 Year | 65929 | 0.33 | 44172.43
2377 | Pelco | E1-VXS-72-P | VXS E1 RAID STOR SVR 72TB US-EU-UK | 1 |  | 1 Year | 65929 | 0.33 | 44172.43
2378 | Pelco | E1-VXS-72T-P | VXS E1 RAID SVR & OS 72TB US/EU/UK | 1 |  | 1 Year | 20000 | 0.33 | 13400
2379 | Pelco | E1-VXS-96 | VXS E1 RAID STORAGE SVR 96TB | 1 |  | 1 Year | 71000 | 0.33 | 47570
2380 | Pelco | E1-VXS-96-P | VXS E1 RAID STOR SVR 96TB US-EU-UK | 1 |  | 1 Year | 71000 | 0.33 | 47570
2381 | Pelco | E1-VXS-96T-P | VXS E1 RAID SVR & OS 96TB US/EU/UK | 1 |  | 1 Year | 23000 | 0.33 | 15410
2382 | Pelco | E1-VXS-SW | ENT VXS SW LICENSE,ONE PER INSTANCE | 1 |  | 1 Year | 999 | 0.33 | 669.33
2383 | Pelco | NET5402R-HD | DO NOT SELL-2MONITOR NTWRK DEC BASE | 1 |  | 1 Year | 3470 | 0.33 | 2324.9
2384 | Pelco | NET5402R-HD-AU | 2 MONITOR NET DECODER, AU PWR CRD | 1 |  | 1 Year | 3337 | 0.33 | 2235.79
2385 | Pelco | NET5402R-HD-CN | 2 MONITOR NET DECODER, CN | 1 |  | 1 Year | 3337 | 0.33 | 2235.79
2386 | Pelco | NET5402R-HD-EU | 2 MONITOR NET DECODER, EU PWR CRD | 1 |  | 1 Year | 3337 | 0.33 | 2235.79
2387 | Pelco | NET5402R-HD-UK | 2 MONITOR NET DECODER, UK PWR CRD | 1 |  | 1 Year | 3337 | 0.33 | 2235.79
2388 | Pelco | NET5402R-HD-US | 2 MONITOR NET DECODER, US PWR CRD | 1 |  | 1 Year | 3337 | 0.33 | 2235.79
2389 | Pelco | SP-VXDEMOCASE2 | VIDEOXPERT DEMO SUITCASE VER 2 | 1 |  | 1 Year | 4970 | 0.33 | 3329.9
2390 | Pelco | U1-AGG-1P | AGGREGATE VXP TO VXE 1 CHAN SW LIC | 1 |  | 1 Year | 250 | 0.33 | 167.5
2391 | Pelco | U1-CMG-SVR-EUK | VX U1 CORE MG SERVER EUK | 1 |  | 1 Year | 9463 | 0.33 | 6340.21
2392 | Pelco | U1-CMG-SVR-US | VX U1 CORE MG SERVER US | 1 |  | 1 Year | 9463 | 0.33 | 6340.21
2393 | Pelco | U1-COR-SVRP | VX U1 COR SERVER, EU UK US PWR CRD | 1 |  | 1 Year | 7519 | 0.33 | 5037.73
2394 | Pelco | U1-MGW-SVRP | VX U1 MG SERVER, EU UK US PWR CRD | 1 |  | 1 Year | 6546 | 0.33 | 4385.82
2395 | Pelco | U1-OPS-WKS6 | VX U1 WORK STATION W/6 MON | 1 |  | 1 Year | 6332 | 0.33 | 4242.44
2396 | Pelco | U1-OPS-WKS6-EUK | VX U1 WORK STATION W/6 MON EUK | 1 |  | 1 Year | 6332 | 0.33 | 4242.44
2397 | Pelco | U1-OPS-WKS6-US | VX U1 WORK STATION W/6 MON US | 1 |  | 1 Year | 6332 | 0.33 | 4242.44
2398 | Pelco | U1-VXS-48-EUK | VXS U1 RAID STORAGE SVR 48TB EUK | 1 |  | 1 Year | 65929 | 0.33 | 44172.43
2399 | Pelco | USB-ACCSVR-D10U | VX ACC SVR USB FOR D10U | 1 |  | 1 Year | 70 | 0.33 | 46.9
2400 | Pelco | USB-ENHDEC-D10U | VX ENH DEC USB FOR D10U | 1 |  | 1 Year | 70 | 0.33 | 46.9
2401 | Pelco | VX-A3-ACC | D10U, VX ACC SVR, EU UK US PWR CRD | 1 |  | 1 Year | 3543 | 0.33 | 2373.81
2402 | Pelco | VX-A3-DEC | D10U, VX ENH DEC, EU UK US PWR CRD | 1 |  | 1 Year | 2840 | 0.33 | 1902.8
2403 | Pelco | VX-A3-SDD | D10U, VX SH DIS DEC, EUK US PWR CRD | 1 |  | 1 Year | 3421 | 0.33 | 2292.07
2404 | Pelco | VX-A4-ACC | VX ACC SVR, EU UK US PWR CRD D10U | 1 |  | 1 Year | 3543 | 0.33 | 2373.81
2405 | Pelco | VX-A4-DEC | VX ENH DEC, EU UK US PWR CRD D10U | 1 |  | 1 Year | 2840 | 0.33 | 1902.8
2406 | Pelco | VX-A4-SDD | VX SH DIS DEC, EUK US PWR CRD D10U | 1 |  | 1 Year | 3421 | 0.33 | 2292.07
2407 | Pelco | VXS-FAN-MID | VXS 80MM MID AXIAL FAN | 1 |  | 1 Year | 84 | 0.33 | 56.28
2408 | Pelco | VXS-FAN-REAR | VXS 80MM EXHAUST AXIAL FAN REAR | 1 |  | 1 Year | 175 | 0.33 | 117.25
2409 | Pelco | VXS-HDD-6TB | VXS 6TB REPLACEMENT DRIVE | 1 |  | 1 Year | 1413 | 0.33 | 946.71
2410 | Pelco | VXS-PSU | VXS HIGH EFFICIENCY POWER SUPPLY | 1 |  | 1 Year | 1148 | 0.33 | 769.16
2411 | Pelco | VXS-RAID | VXS LOW PROFILE INT RAID ADAPTER | 1 |  | 1 Year | 3423 | 0.33 | 2293.41
2412 | Pelco | VXS-RAID-16 | VXS LOW PROFILE RAID ADAPTER VER 2 | 1 |  | 1 Year | 3423 | 0.33 | 2293.41
2413 | Pelco | VXS-RAID-BATT | RAID BATTERY, CONSUMABLE | 1 |  | 1 Year | 939 | 0.33 | 629.13
2414 | Pelco | VXS-RAIL-KIT | VXS Rail Kit | 1 |  | 1 Year | 275 | 0.33 | 184.25
2415 | Pelco | VXS-RAM | RAM FOR VXS STORAGE | 1 |  | 1 Year | 300 | 0.33 | 201
2416 | Pelco | VXS-SSD-240GB | VXS OS 240GB 2.5" SSD | 1 |  | 1 Year | 740 | 0.33 | 495.8
2417 | Vicon | ADAM-6050 | IP I/O DEVICE; allows 12 external alarm inputs and 6 outputs to any NVR, workstation or Kollector DVR | 1 |  | 1 Year | 912 | 0.33 | 611.04
2418 | Vicon | DTK-PVPIP | IP VIDEO PROTECTION; power, data, video; gigabit Ethernet, RJ-45 in/out, UTP | 1 |  | 1 Year | 255 | 0.33 | 170.85
2419 | Vicon | FMC-BP | BLANK PANEL; for FMC-RK, 1-inch | 1 |  | 1 Year | 28 | 0.33 | 18.76
2420 | Vicon | FMC-RK | 14-SLOT CARD CAGE; includes internal power supply. | 1 |  | 1 Year | 998 | 0.33 | 668.66
2421 | Vicon | FMC-TRM-A | 2-PORT MINI MEDIA CONVERTER; 10/100 Mbps Ethernet, AC/DC powered; utilizes ST connectors (1310 nm) with power supply, multimode fiber; order as a set with one A and one B model | 1 |  | 1 Year | 660 | 0.33 | 442.2
2422 | Vicon | FMC-TRM-B | 2-PORT MINI MEDIA CONVERTER; 10/100 Mbps Ethernet, AC/DC powered; utilizes ST connectors (1550 nm) with power supply, multimode fiber; order as a receiver for Surveyor HD dome with fiber optic video transmission | 1 |  | 1 Year | 660 | 0.33 | 442.2
2423 | Vicon | FMC-TRRM-A | 2-PORT RACK-MOUNT MEDIA CONVERTER; 10/100 Mbps Ethernet, AC/DC powered; utilizes ST connectors (1310 nm) with power supply, multimode fiber; order as a set with one A and one B model | 1 |  | 1 Year | 660 | 0.33 | 442.2
2424 | Vicon | FMC-TRRM-B | 2-PORT RACK-MOUNT MINI MEDIA CONVERTER; 10/100 Mbps Ethernet, AC/DC powered; utilizes ST connectors (1550 nm) with power supply, multimode fiber; order as a receiver for Surveyor HD dome with fiber optic video transmission | 1 |  | 1 Year | 660 | 0.33 | 442.2
2425 | Vicon | H264-16CH-ENCDR | H.264 16-CHANNEL DIGITAL VIDEO ENCODER; 480 fps (total), ViconNet; audio input/output; Power over Ethernet capable | 1 |  | 1 Year | 4423 | 0.33 | 2963.41
2426 | Vicon | HPOE-100 | OUTDOOR CAMERA HOUSING with PoE; includes IR LEDs (50m), heater, fan and PoE/12 VDC | 1 |  | 1 Year | 340 | 0.33 | 227.8
2427 | Vicon | HPOE-70W-INJECT | MIDSPAN GIGABIT POE INJECTOR; provides UPoE (60 W) for HPOE-100 | 1 |  | 1 Year | 265 | 0.33 | 177.55
2428 | Vicon | HPOE-PA | POLE MOUNT ADAPTER; uitable for poles 2.75 to 9 in. (70-230 mm); for HPOE-100 | 1 |  | 1 Year | 145 | 0.33 | 97.15
2429 | Vicon | IQ800-JB+C | JUNCTION BOX; with environmental cover | 1 |  | 1 Year | 99 | 0.33 | 66.33
2430 | Vicon | IQ800-JBC | JUNCTION BOX COVER | 1 |  | 1 Year | 35 | 0.33 | 23.45
2431 | Vicon | IQ862WE-V17 | SENTINEL OUTDOOR H.264 WDR 1080P CAMERA; remote back focus, 3.3-10 mm lens | 1 |  | 1 Year | 1199 | 0.33 | 803.33
2432 | Vicon | IQ862WE-V6 | SENTINEL OUTDOOR H.264 WDR 1080P CAMERA; remote back focus, 12-40 mm lens | 1 |  | 1 Year | 1179 | 0.33 | 789.93
2433 | Vicon | IQ862WE-W2 | SENTINEL OUTDOOR H.264 WDR 1080P CAMERA; remote back focus, 1.8-3 mm lens | 1 |  | 1 Year | 1308 | 0.33 | 876.36
2434 | Vicon | IQ863WE-V17 | SENTINEL OUTDOOR H.264 WDR 3 MP CAMERA; remote back focus, 3.3-10 mm lens | 1 |  | 1 Year | 1299 | 0.33 | 870.33
2435 | Vicon | IQ863WE-V6 | SENTINEL OUTDOOR H.264 WDR 3 MP CAMERA; remote back focus, 12-40 mm lens | 1 |  | 1 Year | 1279 | 0.33 | 856.93
2436 | Vicon | IQ865NE-V17 | SENTINEL OUTDOOR H.264 5 MP CAMERA; remote back focus, 3.3-10 mm lens | 1 |  | 1 Year | 1399 | 0.33 | 937.33
2437 | Vicon | IQ865NE-V6 | SENTINEL OUTDOOR H.264 5 MP CAMERA; remote back focus, 12-40 mm lens | 1 |  | 1 Year | 1379 | 0.33 | 923.93
2438 | Vicon | IQ865NE-W2 | SENTINEL OUTDOOR H.264 5 MP CAMERA; remote back focus, 1.8-3 mm lens | 1 |  | 1 Year | 1508 | 0.33 | 1010.36
2439 | Vicon | IQ8712NE-V18 | SENTINEL OUTDOOR H.264 12 MP CAMERA; remote back focus, 4.5-10 mm lens | 1 |  | 1 Year | 1695 | 0.33 | 1135.65
2440 | Vicon | IQ8712NE-V19 | SENTINEL OUTDOOR H.264 12 MP CAMERA; remote back focus, 9-40 mm lens | 1 |  | 1 Year | 1695 | 0.33 | 1135.65
2441 | Vicon | IQA-CAB | CABLE ADAPTER; for termination of I/O relay, audio and analog video output; for use with select Alliance-mx not using IQM-BOX and Alliance-mini models | 1 |  | 1 Year | 15 | 0.33 | 10.05
2442 | Vicon | IQA-CNR | CORNER AND POLE MOUNT ADAPTER; for Alliance-mx and Sentinel, indoor/outdoor, no camera | 1 |  | 1 Year | 99 | 0.33 | 66.33
2443 | Vicon | IQA-FG | VANDAL DOME FLUSH MOUNT ADAPTER; for Alliance-mx, indoor/outdoor, no camera | 1 |  | 1 Year | 99 | 0.33 | 66.33
2444 | Vicon | IQB91WI-A5 | BOX INDOOR DAY/NIGHT CAMERA; H.264, 720p; WDR; motorized P-iris 2.8-12 mm lens | 1 |  | 1 Year | 449 | 0.33 | 300.83
2445 | Vicon | IQB92WI-A5 | BOX INDOOR DAY/NIGHT CAMERA; H.264, 1080p; WDR; motorized P-iris 2.8-12 mm lens | 1 |  | 1 Year | 549 | 0.33 | 367.83
2446 | Vicon | IQB92WI-NL | BOX INDOOR DAY/NIGHT CAMERA; H.264, 1080p; WDR; no lens with CS-mount and auto/DC iris support | 1 |  | 1 Year | 349 | 0.33 | 233.83
2447 | Vicon | IQB93NI-A6 | BOX INDOOR DAY/NIGHT CAMERA; H.264, 3 MP, motorized P-iris 2.8-8.5 mm lens | 1 |  | 1 Year | 599 | 0.33 | 401.33
2448 | Vicon | IQB95NI-A6 | BOX INDOOR DAY/NIGHT CAMERA; H.264, 5 MP, motorized P-iris 2.8-8.5 mm lens | 1 |  | 1 Year | 649 | 0.33 | 434.83
2449 | Vicon | IQB95NI-NL | BOX INDOOR DAY/NIGHT CAMERA; H.264, 5 MP; no lens with CS-mount and auto/DC iris support | 1 |  | 1 Year | 449 | 0.33 | 300.83
2450 | Vicon | IQB9-IR | IR ILLUMINATOR ACCESSORY; for IR functionality in low light conditions; for IQeye 9 series select models | 1 |  | 1 Year | 50 | 0.33 | 33.5
2451 | Vicon | IQD4-PB-5 | PENDANT MOUNT; for Alliance-mini, black, 5 pack, no camera | 1 |  | 1 Year | 89 | 0.33 | 59.63
2452 | Vicon | IQD4-PG-5 | PENDANT MOUNT; for Alliance-mini, beige, 5 pack, no camera | 1 |  | 1 Year | 89 | 0.33 | 59.63
2453 | Vicon | IQD4-WB | WALL MOUNT; for Alliance-mini, black, no camera | 1 |  | 1 Year | 39 | 0.33 | 26.13
2454 | Vicon | IQD4-WG | WALL MOUNT; for Alliance-mini, beige, no camera | 1 |  | 1 Year | 39 | 0.33 | 26.13
2455 | Vicon | IQD62NI-B7 | ALLIANCE-MINI INDOOR VANDAL DOME DAY/NIGHT CAMERA; H.264; 1080p, 3-6 mm lens; black plastic trim ring | 1 |  | 1 Year | 420 | 0.33 | 281.4
2456 | Vicon | IQD62NI-F11 | ALLIANCE-MINI INDOOR VANDAL DOME DAY/NIGHT CAMERA; H.264; 1080p, fixed 2.8 mm lens; black plastic trim ring | 1 |  | 1 Year | 382 | 0.33 | 255.94
2457 | Vicon | IQD62WV-B7 | ALLIANCE-MINI INDOOR VANDAL DOME DAY/NIGHT CAMERA; H.264, WDR; 1080p, 3-6 mm lens; black and beige aluminum trim rings | 1 |  | 1 Year | 496 | 0.33 | 332.32
2458 | Vicon | IQD63WV-B7 | ALLIANCE-MINI INDOOR VANDAL DOME DAY/NIGHT CAMERA; H.264, WDR; 3.1MP, 3-6 mm lens; black and beige aluminum trim rings | 1 |  | 1 Year | 573 | 0.33 | 383.91
2459 | Vicon | IQD-GBA | GANG BOX ADAPTER; for Alliance-mini | 1 |  | 1 Year | 20 | 0.33 | 13.4
2460 | Vicon | IQM61WR-B9 | ALLIANCE-MX OUTDOOR VANDAL DOME DAY/NIGHT CAMERA; H.264, 720p, WDR, built in IR, 2.8-8.5 mm lens | 1 |  | 1 Year | 649 | 0.33 | 434.83
2461 | Vicon | IQM62NE-B5 | ALLIANCE-MX OUTDOOR VANDAL DOME DAY/NIGHT CAMERA; H.264, 1080p, 3-13 mm lens | 1 |  | 1 Year | 575 | 0.33 | 385.25
2462 | Vicon | IQM62WR-B9 | ALLIANCE-MX OUTDOOR VANDAL DOME DAY/NIGHT CAMERA; H.264, 1080p, WDR, built in IR, 2.8-8.5 mm lens | 1 |  | 1 Year | 749 | 0.33 | 501.83
2463 | Vicon | IQM63WR-A4 | ALLIANCE-MX OUTDOOR VANDAL DOME DAY/NIGHT CAMERA; H.264, 3MP, WDR, built in IR, motorized autoiris 2.8-8.5 mm lens | 1 |  | 1 Year | 879 | 0.33 | 588.93
2464 | Vicon | IQM65NR-A4 | ALLIANCE-MX OUTDOOR VANDAL DOME DAY/NIGHT CAMERA; H.264, 5MP, built in IR, motorized autoiris 2.8-8.5 mm lens | 1 |  | 1 Year | 910 | 0.33 | 609.7
2465 | Vicon | IQM-BBL | VANDAL DOME BUBBLE AND TRIM RING ASSEMBLY; for Alliance-mx indoor/outdoor, no camera | 1 |  | 1 Year | 45 | 0.33 | 30.15
2466 | Vicon | IQM-BBLSMK | VANDAL DOME 20% SMOKED BUBBLE AND TRIM RING ASSEMBLY; for Alliance-mx, indoor/outdoor, no camera | 1 |  | 1 Year | 45 | 0.33 | 30.15
2467 | Vicon | IQM-BOX | OUTDOOR VANDAL DOME BACK BOX; for Alliance-mx, no camera; includes IQA-CAB cable adapter to terminate I/O relay, audio and analog output connections | 1 |  | 1 Year | 99 | 0.33 | 66.33
2468 | Vicon | IQM-GBA | GANG BOX ADAPTER; for Alliance-mx | 1 |  | 1 Year | 20 | 0.33 | 13.4
2469 | Vicon | IQM-PND | VANDAL DOME PENDANT MOUNT ADAPTER; for Alliance-mx, indoor/outdoor, no camera | 1 |  | 1 Year | 125 | 0.33 | 83.75
2470 | Vicon | IQM-WM3 | VANDAL DOME WALL MOUNT ADAPTER; for Alliance-mx, indoor/outdoor, no camera | 1 |  | 1 Year | 125 | 0.33 | 83.75
2471 | Vicon | KF3-8TBV8 | KOLLECTOR FORCE HYBRID DVR; preloaded ViconNet, 16 analog channels at 480 fps (ViconNet compression) or 240 fps (H.264 compression) and up to 8 additional IP channels at 30 fps, 16-channel audio, 16 x 4 analog video matrix, 480 fps, 8 TB HD, NTSC/EIA and PAL/CCIR | 1 |  | 1 Year | 7372 | 0.33 | 4939.24
2472 | Vicon | KS2-4TBV8 | KOLLECTOR STRIKE HYBRID DVR; preloaded ViconNet, 16 analog channels at 240 fps (ViconNet compression) or 120 fps (H.264 compression) and up to 8 additional IP channels at 30 fps each, 4-channel audio, 4 TB removable HD, 4 sensor channels, NTSC/EIA and PAL/CCIR | 1 |  | 1 Year | 4978 | 0.33 | 3335.26
2473 | Vicon | KS2B1-3TBV8 | KOLLECTOR STRIKE HYBRID DVR; preloaded ViconNet, 16 analog channels at 240 fps (ViconNet compression) or 120 fps (H.264 compression) and up to 8 additional IP channels at 30 fps each, 4-channel audio, 3 TB internal HD, 4 sensor channels, NTSC/EIA and PAL/CCIR | 1 |  | 1 Year | 3980 | 0.33 | 2666.6
2474 | Vicon | KS3-4TBV8 | KOLLECTOR STRIKE HYBRID DVR; preloaded ViconNet, 16 analog channels at 480 fps (ViconNet compression) or 240 fps (H.264 compression) and up to 8 additional IP channels at 30 fps each, 4-channel audio, 4 TB removable HD, 4 sensor channels, NTSC/EIA and PAL/CCIR | 1 |  | 1 Year | 5675 | 0.33 | 3802.25
2475 | Vicon | KS3-6TBV8 | KOLLECTOR STRIKE HYBRID DVR; preloaded ViconNet, 16 analog channels at480 fps (ViconNet compression) or 240 fps (H.264 compression) and up to 8 additional IP channels at 30 fps each, 4-channel audio, 6 TB removable HD, 4 sensor channels, NTSC/EIA and PAL/CCIR | 1 |  | 1 Year | 5806 | 0.33 | 3890.02
2476 | Vicon | KS3B1-3TBV8 | KOLLECTOR STRIKE HYBRID DVR; preloaded ViconNet, 16 analog channels at 480 fps (ViconNet compression) or 240 fps (H.264 compression) and up to 8 additional IP channels at 30 fps each, 4-channel audio, 3 TB internal HD, 4 sensor channels, NTSC/EIA and PAL/CCIR | 1 |  | 1 Year | 4678 | 0.33 | 3134.26
2477 | Vicon | NETSWITCH-24POE-2 | NETWORK SWITCH; 24-channel LAN connections; 24 10/100/1000 PoE ports; provides 10/100/1000 uplink ports; provides PoE+ | 1 |  | 1 Year | 850 | 0.33 | 569.5
2478 | Vicon | NETSWITCH-8POE+1 | NETWORK SWITCH; 8-channel LAN connections, 10/100 autosensing ports; provides PoE+ | 1 |  | 1 Year | 1135 | 0.33 | 760.45
2479 | Vicon | S24WPS-1 | POWER SUPPLY; 24 VAC output, 2.0 amps | 1 |  | 1 Year | 29 | 0.33 | 19.43
2480 | Vicon | S28WPS-1 | POWER SUPPLY; 28 VAC output, 4 amps | 1 |  | 1 Year | 57 | 0.33 | 38.19
2481 | Vicon | S660-HAH | HEATER ACCESSORY; for Cruiser | 1 |  | 1 Year | 62 | 0.33 | 41.54
2482 | Vicon | SN240D | OUTDOOR/PENDANT NETWORK PTZ DOME; H.264, 2 MP, 30X optical zoom, true WDR | 1 |  | 1 Year | 2700 | 0.33 | 1809
2483 | Vicon | SN673V-B | 1080P PTZ IP CAMERA DOME; surface-mounted vandal-proof IP66, integral 1/2.8" CMOS day/night camera with 4.7-94 mm 20X zoom lens | 1 |  | 1 Year | 1650 | 0.33 | 1105.5
2484 | Vicon | SN683D-WIR | 3 MP PTZ IP CAMERA DOME; rugged vandal-proof IP66, integral 1/2.8" CMOS day/night camera with 4.6-165 mm (36X) zoom lens; IR illumination; wall or ceiling mounting options | 1 |  | 1 Year | 3820 | 0.33 | 2559.4
2485 | Vicon | SN693V | 1080P PTZ IP CAMERA DOME; surface-mounted vandal-proof IP66, integral 1/2.8" CMOS day/night camera with 5-117 mm 23X zoom lens and true WDR; IR illumination | 1 |  | 1 Year | 1650 | 0.33 | 1105.5
2486 | Vicon | SVFT-UCM-1 | CEILING MOUNT: indoor/outdoor; for V940D; use with V940-PH | 1 |  | 1 Year | 53 | 0.33 | 35.51
2487 | Vicon | SVFT-UPM-2 | UNIVERSAL PARAPET MOUNT; indoor/outdoor; for V940D with V940-PH | 1 |  | 1 Year | 375 | 0.33 | 251.25
2488 | Vicon | SVFT-UWM-1 | WALL MOUNT; indoor/outdoor; for V940D; use with V940-PH | 1 |  | 1 Year | 152 | 0.33 | 101.84
2489 | Vicon | SVFT-WM-1 | WALL MOUNT; short; indoor/outdoor; for V940D; use with V940-PH | 1 |  | 1 Year | 102 | 0.33 | 68.34
2490 | Vicon | V1000-ADAPT | ADAPTER PLATE; allows V1000-WM to be used with V-20B-A-2 pole mount adapter and V-24CMB-2 corner mounting bracket | 1 |  | 1 Year | 50 | 0.33 | 33.5
2491 | Vicon | V1000-PM | PENDANT MOUNT; for use with V1000 series multi-sensor cameras | 1 |  | 1 Year | 125 | 0.33 | 83.75
2492 | Vicon | V1000-WM | WALL MOUNT; for use with V1000 series multi-sensor cameras | 1 |  | 1 Year | 125 | 0.33 | 83.75
2493 | Vicon | V1008-WIR-180 | MULTI-SENSOR CAMERA; 8 MP; 180° coverage; four 2 MP image sensors; smart IR; four fixed 6.0 mm lenses; H.264/H.265; true WDR | 1 |  | 1 Year | 2550 | 0.33 | 1708.5
2494 | Vicon | V1020-WIR-180 | MULTI-SENSOR CAMERA; 20 MP; 180° coverage; four 5 MP image sensors; smart IR; four fixed 6.0 mm lenses; H.264/H.265; true WDR | 1 |  | 1 Year | 3550 | 0.33 | 2378.5
2495 | Vicon | V1411J-DVC | CONTROL KEYPAD; desk-top version, provides multi-function control for camera stations with three-function variable-speed joystick for pan-and-tilt control and push buttons for lens function | 1 |  | 1 Year | 1595 | 0.33 | 1068.65
2496 | Vicon | V15LPG | SURGE PROTECTOR; protects video equipment from induced power surges in video lines | 1 |  | 1 Year | 40 | 0.33 | 26.8
2497 | Vicon | V2.8-12VF-IR | 1/3-IN. VARIFOCAL IR LENS; 2.8-12 mm, f/1.3, adjustable iris; IR corrected optics; for use with day/night cameras | 1 |  | 1 Year | 125 | 0.33 | 83.75
2498 | Vicon | V2.8-12VF-IR-CS-G | 1/3-IN. VARIFOCAL AUTOIRIS (DC-TYPE) IR LENS; 2.8-12 mm, f/1.6, autoiris; IR corrected optics; for use with day/night cameras | 1 |  | 1 Year | 135 | 0.33 | 90.45
2499 | Vicon | V-20B-A-2 | POLE MOUNT ADAPTER; for 4-10 in. diameter poles; painted aluminum construction, includes mounting straps; for pole mounting with a wall mount; compatible with V940D-BOX/V940B-BOX | 1 |  | 1 Year | 200 | 0.33 | 134
2500 | Vicon | V235GLTA-1 | PASSIVE GROUND LOOP CORRECTION TRANSFORMER; single channel, for Vicoax | 1 |  | 1 Year | 145 | 0.33 | 97.15
2501 | Vicon | V-24CMB-2 | OUTSIDE CORNER MOUNT BRACKET; for corner mounting with a wall mount; compatible with V940D-BOX/V940B-BOX | 1 |  | 1 Year | 112 | 0.33 | 75.04
2502 | Vicon | V5-50VF-CS-G | 1/3-IN. VARIFOCAL AUTOIRIS (DC-TYPE); 5-50 mm, f/1.3, autoiris | 1 |  | 1 Year | 195 | 0.33 | 130.65
2503 | Vicon | V670-BOX | BACKBOX; for ease of cabling; surface mount; for SN670 Cruiser | 1 |  | 1 Year | 66 | 0.33 | 44.22
2504 | Vicon | V670-HCM150 | CORNER MOUNT ADAPTER; compatible with V988B-BOX, SN680D with the V670-HCM154/V670-HDB242E, SN670 Cruiser/V988D/V933EZ/ V672D/ V672V/ V672B with the V670-HCM155/V670-HDB243 | 1 |  | 1 Year | 34 | 0.33 | 22.78
2505 | Vicon | V670-HCM151 | POLE MOUNT ADAPTER; compatible with V988B-BOX, SN680D with the V670-HCM154/V670-HDB242E, SN670 Cruiser/V988D/V933EZ/ V672D/ V672V/ V672B with the V670-HCM155/V670-HDB243 | 1 |  | 1 Year | 48 | 0.33 | 32.16
2506 | Vicon | V670-HCM154 | ADAPTER; allows pendant arm to be mounted on a corner or pole mount adapter; compatible with V670-HDB242-VS8 for use with SN673 Cruiser and V670-HDB242E, V670-HCM150 and V670-HCM151 for use with SN680D | 1 |  | 1 Year | 42 | 0.33 | 28.14
2507 | Vicon | V670-HCM155 | ADAPTER; allows wall arm to be mounted on a corner or pole mount adapter; compatible with V670-HDB243 for use with SN670 Cruiser/V988D/ V933EZ/ V672D/V672V/V672B | 1 |  | 1 Year | 59 | 0.33 | 39.53
2508 | Vicon | V670-HCS254V | IN-CEILING MOUNTING KIT; for V988D/V672V-1 vandal-proof domes | 1 |  | 1 Year | 100 | 0.33 | 67
2509 | Vicon | V670-HCS300 | IN-CEILING KIT; for mounting Cruiser vandal-proof dome into a ceiling | 1 |  | 1 Year | 138 | 0.33 | 92.46
2510 | Vicon | V670-HDA202-1 | 1.5 IN. NPT PIPE MOUNT ADAPTER; converts dome for pendant mounting or for use with SVFT-WM/UWM; for V988D, SN673 Cruiser and V670V domes | 1 |  | 1 Year | 90 | 0.33 | 60.3
2511 | Vicon | V670-HDB241 | POLE/CEILING MOUNT; for SN680D | 1 |  | 1 Year | 106 | 0.33 | 71.02
2512 | Vicon | V670-HDB242E | PENDANT ARM WALL MOUNT; works with V670-HCM154 for SN680D | 1 |  | 1 Year | 119 | 0.33 | 79.73
2513 | Vicon | V670-HDB242-VS8 | PENDANT ARM WALL MOUNT PREPACK; for mounting Cruiser vandal-proof dome in a pendant configuration from either a wall; compatible with V670-HCM154, which is compatible with the V670-HCM-150 and V670-HCM-151 | 1 |  | 1 Year | 203 | 0.33 | 136.01
2514 | Vicon | V670-HDB243 | WALL MOUNT; for both indoor and outdoor dome installations; V988D, SN673V Cruiser, and V672 domes and is compatible with V670-HCM155 and then V670-HCM150 and V670-HCM151 | 1 |  | 1 Year | 94 | 0.33 | 62.98
2515 | Vicon | V670-HT202VF | HEATER; for V670 series outdoor camera domes. Extends unit's low range temperature to -20° F. | 1 |  | 1 Year | 56 | 0.33 | 37.52
2516 | Vicon | V670-PM | PENDANT MOUNT BOX; can be used with V670-BOX and V670-PMB; for SN670 Cruiser | 1 |  | 1 Year | 160 | 0.33 | 107.2
2517 | Vicon | V670-PMB | PENDANT MOUNT BOX; for ease of cabling; surface mount; can be used with V670-PM; for SN670 Cruiser | 1 |  | 1 Year | 66 | 0.33 | 44.22
2518 | Vicon | V670-SPOT | CONNECTOR; allows V670 series cameras to connect to a spot monitor for installaion purposes | 1 |  | 1 Year | 17 | 0.33 | 11.39
2519 | Vicon | V670-TRIM | TRIM RING; allows the V672 dome cameras to be installed on a 4x4 electrical box | 1 |  | 1 Year | 17 | 0.33 | 11.39
2520 | Vicon | V672B-W312MIR | HD ANALOG (AHD/TVI/CVBS) OUTDOOR BULLET CAMERA; 2 MP; true WDR; 2.8-12 mm motorized varifocal autoiris lens; IR illuminators | 1 |  | 1 Year | 330 | 0.33 | 221.1
2521 | Vicon | V672D-W312MIR | HD ANALOG (AHD/TVI/CVBS) OUTDOOR DOME CAMERA; 2 MP; true WDR; 2.8-12 mm motorized varifocal autoiris lens; IR illuminators; plastic housing; can be mounted in-ceiling with use of integral flippers | 1 |  | 1 Year | 330 | 0.33 | 221.1
2522 | Vicon | V672-PTZ | OUTDOOR/PENDANT AHD PTZ DOME; AHD/HD-TVI; 2 MP, 30X optical zoom, true WDR | 1 |  | 1 Year | 2565 | 0.33 | 1718.55
2523 | Vicon | V672V-W312MIR-1 | HD ANALOG (AHD/TVI/CVBS) VANDAL-PROOF DOME CAMERA; 2 MP; true WDR; 2.8-12 mm motorized varifocal autoiris lens; IR illuminators; die-cast aluminum housing | 1 |  | 1 Year | 418 | 0.33 | 280.06
2524 | Vicon | V672-W-NL | HD ANALOG (AHD/TVI/CVBS) DAY/NIGHT BOX CAMERA; 2 MP; true WDR; no lens 12 VDC/24 VAC | 1 |  | 1 Year | 321 | 0.33 | 215.07
2525 | Vicon | V800-BNC | COMPOSITE VIDEO OUT CABLE; used for connection to a spot monitor with the V800D/V988D series | 1 |  | 1 Year | 17 | 0.33 | 11.39
2526 | Vicon | V800-PLATE | ADAPTER PLATE; used to mount the V800D dome to a 4x4 electrical box; required when using the V932EZ-EB | 1 |  | 1 Year | 37 | 0.33 | 24.79
2527 | Vicon | V802D-W312MIR | INDOOR CAMERA DOME; 2 MP; H.264/H.265; includes 1/2.8-in. high-resolution day/night camera and 2.8-12 mm motorized varifocal lens; true WDR; IR illuminators | 1 |  | 1 Year | 601 | 0.33 | 402.67
2528 | Vicon | V802D-WIR | INDOOR CAMERA DOME; 2 MP; H.264/H.265; includes 1/2.8-in. high-resolution day/night camera and 3.7 mm fixed lens; true WDR; IR illuminators | 1 |  | 1 Year | 487 | 0.33 | 326.29
2529 | Vicon | V804D-W312MIR | INDOOR CAMERA DOME; 4 MP; H.264/H.265; includes 1/3-in. high-resolution day/night camera and 2.8-12 mm motorized varifocal lens; true WDR; IR illuminators | 1 |  | 1 Year | 659 | 0.33 | 441.53
2530 | Vicon | V804D-WIR | INDOOR CAMERA DOME; 4 MP; H.264/H.265; includes 1/3-in. high-resolution day/night camera and 3.6 mm fixed lens; true WDR; IR illuminators | 1 |  | 1 Year | 544 | 0.33 | 364.48
2531 | Vicon | V812B-312MIR | INDOOR/OUTDOOR BULLET CAMERA; 2 MP; H.264/H.265; includes 1/2.9-in. high-resolution day/night camera and 2.8-12 mm motorized varifocal lens; IR illuminators | 1 |  | 1 Year | 487 | 0.33 | 326.29
2532 | Vicon | V812B-IR | INDOOR/OUTDOOR BULLET CAMERA; 2 MP; H.264/H.265; includes 1/2.9-in. high-resolution day/night camera and 3.7 mm fixed lens; IR illuminators | 1 |  | 1 Year | 315 | 0.33 | 211.05
2533 | Vicon | V814B-312MIR | INDOOR/OUTDOOR BULLET CAMERA; 4 MP; H.264/H.265; includes 1/3-in. high-resolution day/night camera and 2.8-12 mm motorized varifocal lens; IR illuminators | 1 |  | 1 Year | 544 | 0.33 | 364.48
2534 | Vicon | V814B-IR | INDOOR/OUTDOOR BULLET CAMERA; 4 MP; H.264/H.265; includes 1/3-in. high-resolution day/night camera and 3.6 mm fixed lens; IR illuminators | 1 |  | 1 Year | 372 | 0.33 | 249.24
2535 | Vicon | V840D-PLATE | ADAPTER PLATE; used to mount the V840D dome camera to a 4x4 electrical box | 1 |  | 1 Year | 20 | 0.33 | 13.4
2536 | Vicon | V840D-WDG | WEDGE MOUNT; allows V840D dome camera to be mounted to a surface on a tilt for a full view | 1 |  | 1 Year | 10 | 0.33 | 6.7
2537 | Vicon | V842D-28IR | VANDAL MICRODOME; 2 MP; H.264/H.265; includes 1.2.9-in. day/night camera and 2.8 mm fixed lens; IR illuminators | 1 |  | 1 Year | 290 | 0.33 | 194.3
2538 | Vicon | V844D-W28IR | VANDAL MICRODOME; 4 MP; H.264/H.265; includes 1.2.9-in. day/night camera and 2.8 mm fixed lens; IR illuminators | 1 |  | 1 Year | 350 | 0.33 | 234.5
2539 | Vicon | V920D-OSD | OSD CONTROLLER; cable assembly connects to the camera service monitor port; used for making changes to camera ID and IP address from the On Screen Display; for the V920D series camera domes | 1 |  | 1 Year | 28 | 0.33 | 18.76
2540 | Vicon | V922B-W551MIR-A1 | OUTDOOR FIXED NETWORK BULLET CAMERA; 2 MP; true WDR; 5-51 mm motorized varifocal lens; IR illuminators | 1 |  | 1 Year | 1200 | 0.33 | 804
2541 | Vicon | V932D-IR-1 | INDOOR/OUTDOOR TURRET CAMERA; turret style; 2 MP, H.264/H.265, includes 1 /3-in. day/night camera and 3.6 mm fixed lens; IR illuminators, WDR; IP66 | 1 |  | 1 Year | 315 | 0.33 | 211.05
2542 | Vicon | V932EZ-EB | ELECTRICAL BOX; for ease of cabling; for V988D, V800D, V933EZ and V670V domes | 1 |  | 1 Year | 66 | 0.33 | 44.22
2543 | Vicon | V932EZ-HDB243 | WALL MOUNT; for V933EZ camera dome | 1 |  | 1 Year | 97 | 0.33 | 64.99
2544 | Vicon | V933EZ-312MIR | INDOOR/OUTDOOR REMOTE POSITION CAMERA; 3 MP; H.264; remote motorized pan and tilt controls and 2.8-12 mm motorized varifocal lens; IR illuminators; D-WDR; IK10 and IP66 rated | 1 |  | 1 Year | 974 | 0.33 | 652.58
2545 | Vicon | V934D-IR | INDOOR/OUTDOOR TURRET CAMERA; turret style; 4 MP, H.264/H.265, includes 1 /3-in. day/night camera and 3.6 mm fixed lens; IR illuminators, WDR; IP66 | 1 |  | 1 Year | 372 | 0.33 | 249.24
2546 | Vicon | V9360-12 | HEMISPHERIC INDOOR CAMERA; 12 megapixel, 180°/360° panorama, built-in fisheye lens, ePTZ view | 1 |  | 1 Year | 1145 | 0.33 | 767.15
2547 | Vicon | V9360-1BA | 4S UNIVERSAL BOX ADAPTOR;for V9360-1 camera series | 1 |  | 1 Year | 40 | 0.33 | 26.8
2548 | Vicon | V9360-2MK | PENDANT MOUNTING KIT; for V9360-6 and V9360-12 camera series | 1 |  | 1 Year | 60 | 0.33 | 40.2
2549 | Vicon | V9360-6 | HEMISPHERIC INDOOR CAMERA; 6 megapixel, 180°/360° panorama, built-in fisheye lens, ePTZ view | 1 |  | 1 Year | 925 | 0.33 | 619.75
2550 | Vicon | V9360-FMK-2 | FLUSH MOUNT KIT; for in-ceiling mounting of V9360-6 and V9360-12 camera series | 1 |  | 1 Year | 95 | 0.33 | 63.65
2551 | Vicon | V9360W-12 | HEMISPHERIC OUTDOOR CAMERA; 12 megapixel, 180°/360° panorama, built-in fisheye lens, ePTZ view | 1 |  | 1 Year | 1215 | 0.33 | 814.05
2552 | Vicon | V9360W-6 | HEMISPHERIC OUTDOOR CAMERA; 6 megapixel, 180°/360° panorama, built-in fisheye lens, ePTZ view | 1 |  | 1 Year | 995 | 0.33 | 666.65
2553 | Vicon | V9360-WDG | WEDGE MOUNT; for indoor/outdoor V9360-6 and V9360-12 camera series; allows the camera to be surface mounted and tilted to maintain full view; can be mounted to single gangbox | 1 |  | 1 Year | 60 | 0.33 | 40.2
2554 | Vicon | V9360-WDG-PLATE | ADAPTOR FOR V9360-WDG; allows mounting on a 4x4 electrical box | 1 |  | 1 Year | 30 | 0.33 | 20.1
2555 | Vicon | V9360-WM-1 | INDOOR WALL MOUNT; for V9360-6 and V9360-12 camera series | 1 |  | 1 Year | 65 | 0.33 | 43.55
2556 | Vicon | V940B-BOX | BACK BOX; for V940B bullet camera; for ease of cabling | 1 |  | 1 Year | 66 | 0.33 | 44.22
2557 | Vicon | V940D-BOX | BACK BOX; for V940D camera dome; for ease of cabling | 1 |  | 1 Year | 48 | 0.33 | 32.16
2558 | Vicon | V940D-ICD | IN-CEILING MOUNTING KIT; for use with V940D dome series, for drop ceiling installations | 1 |  | 1 Year | 195 | 0.33 | 130.65
2559 | Vicon | V940D-ICH | IN-CEILING MOUNTING KIT; for use with V940D dome series, for hard ceiling installations | 1 |  | 1 Year | 180 | 0.33 | 120.6
2560 | Vicon | V940-PH | PENDANT ADAPTER; for use with V940D dome series, adapts V940D to work with SVFT-UWM-1, SVFT-WM-1, and SVFT-UCM-1 pendant mounts; indoor/outdoor | 1 |  | 1 Year | 56 | 0.33 | 37.52
2561 | Vicon | V940-PLATE | ADAPTER PLATE; used for mounting the V940D series camera domes to a 4x4 electrical box; hardware included | 1 |  | 1 Year | 37 | 0.33 | 24.79
2562 | Vicon | V940-PLATE-2 | ADAPTER PLATE; allows the V940B camera to be mounted to a 4x4 electrical box | 1 |  | 1 Year | 37 | 0.33 | 24.79
2563 | Vicon | V942B-W310MIR-XS | OUTDOOR FIXED NETWORK BULLET STARLIGHT CAMERA; 2 MP; H.264/H.265; high-sensitivity; vandal-resistant; includes 1/1.9-in. high-resolution day/night camera and 3.6-10 mm motorized varifocal lens; IR illuminators; true 120dB WDR | 1 |  | 1 Year | 791 | 0.33 | 529.97
2564 | Vicon | V942B-W310MIR-XW | OUTDOOR FIXED NETWORK BULLET CAMERA; 2 MP; H.264/H.265; vandal-resistant; includes 1/2.8-in. high-resolution day/night camera and 3-10.5 mm motorized varifocal lens; IR illuminators; 132 dB WDR | 1 |  | 1 Year | 647 | 0.33 | 433.49
2565 | Vicon | V942B-W312MIR | OUTDOOR FIXED NETWORK BULLET CAMERA; 2 MP; H.264/H.265; vandal-resistant; includes 1/3-in. high-resolution day/night camera and 2.7-12 mm motorized varifocal lens; IR illuminators; true 120dB WDR | 1 |  | 1 Year | 601 | 0.33 | 402.67
2566 | Vicon | V942D-W310MIR-XS | OUTDOOR FIXED NETWORK STARLIGHT CAMERA DOME; 2 MP; H.264/H.265; high-sensitivity; vandal-resistant; includes 1/1.9-in. high-resolution day/night camera and 3.6-10 mm motorized varifocal lens; IR illuminators; true 120dB WDR | 1 |  | 1 Year | 831 | 0.33 | 556.77
2567 | Vicon | V942D-W310MIR-XW | OUTDOOR FIXED NETWORK CAMERA DOME; 2 MP; H.264/H.265; vandal-resistant; includes 1/2.8-in. high-resolution day/night camera and 3-10.5 mm motorized varifocal lens; IR illuminators; 132 dB WDR | 1 |  | 1 Year | 693 | 0.33 | 464.31
2568 | Vicon | V942D-W312MIR | OUTDOOR FIXED NETWORK CAMERA DOME; 2 MP; H.264/H.265; vandal-resistant; includes 1/3-in. high-resolution day/night camera and 2.7-12 mm motorized varifocal lens; IR illuminators; true 120dB WDR | 1 |  | 1 Year | 642 | 0.33 | 430.14
2569 | Vicon | V944B-W312MIR | OUTDOOR FIXED NETWORK BULLET CAMERA; 4 MP; H.264/H.265; vandal-resistant; includes 1/3-in. high-resolution day/night camera and 2.7-12 mm motorized varifocal lens; IR illuminators; true 120dB WDR | 1 |  | 1 Year | 674 | 0.33 | 451.58
2570 | Vicon | V944D-W312MIR | OUTDOOR FIXED NETWORK CAMERA DOME; 4 MP; H.264/H.265; vandal-resistant; includes 1/3-in. high-resolution day/night camera and 2.8-12 mm motorized varifocal lens; IR illuminators; true 120dB WDR | 1 |  | 1 Year | 715 | 0.33 | 479.05
2571 | Vicon | V945B-W310MIR | OUTDOOR FIXED NETWORK BULLET CAMERA; 5 MP; H.264/H.265; vandal-resistant; includes 1/1.8-in. high-resolution day/night camera and 3.6-10 mm motorized varifocal lens; IR illuminators; true 120dB WDR | 1 |  | 1 Year | 876 | 0.33 | 586.92
2572 | Vicon | V945D-W310MIR | OUTDOOR FIXED NETWORK CAMERA DOME; 5 MP; H.264/H.265; vandal-resistant; includes 1/1.8-in. high-resolution day/night camera and 3.6-10 mm motorized varifocal lens; IR illuminators; true 120dB WDR | 1 |  | 1 Year | 934 | 0.33 | 625.78
2573 | Vicon | V9520D-312MIR | INDOOR/OUTDOOR TURRET CAMERA; turret style; 2 MP, H.264/H.265, includes 1 /3-in. day/night camera and 2.8-12 mm motorized lens; IR illuminators, WDR; IP66 | 1 |  | 1 Year | 487 | 0.33 | 326.29
2574 | Vicon | V9540D-312MIR | INDOOR/OUTDOOR TURRET CAMERA; turret style; 4 MP, H.264/H.265, includes 1 /3-in. day/night camera and 2.8-12 mm motorized lens; IR illuminators, WDR; IP66 | 1 |  | 1 Year | 544 | 0.33 | 364.48
2575 | Vicon | V988B-BOX | BACKBOX; for mounting the V988B bullet cameraBACKBOX; for ease of cabling for the V988B/V672B bullet camera and V670-HCM150/V670-HCM154 | 1 |  | 1 Year | 66 | 0.33 | 44.22
2576 | Vicon | V988B-USB-BNC | COMPOSITE VIDEO OUT CABLE ASSEMBLY; use to connect a spot monitor; USB to BNC; for V988B | 1 |  | 1 Year | 17 | 0.33 | 11.39
2577 | Vicon | V988B-W311MIR | OUTDOOR FIXED NETWORK BULLET CAMERA; 4K (8 MP); true WDR; 3.6-11 mm motorized varifocal lens; IR | 1 |  | 1 Year | 1280 | 0.33 | 857.6
2578 | Vicon | V988D-W311MIR | OUTDOOR FIXED NETWORK CAMERA DOME; 4K (8 MP); H.264/H.265; vandal-resistant; true WDR; 3.6-11 mm motorized varifocal lens; IR | 1 |  | 1 Year | 1310 | 0.33 | 877.7
2579 | Vicon | VAX-1D-1 | SINGLE DOOR CONTROLLER; without integrated PIR/REX; supports back to back readers; 2 relays with 1A limit; black enclosure | 1 |  | 1 Year | 1043 | 0.33 | 698.81
2580 | Vicon | VAX-1D-REX-1 | SINGLE DOOR CONTROLLER; integrated PIR/REX; supports back to back readers; 2 relays with 1A limit; black enclosure | 1 |  | 1 Year | 1127 | 0.33 | 755.09
2581 | Vicon | VAX-2D-1 | TWO DOOR CONTROLLER; without integrated PIR/REX; for doors with only one reader; 2 relays with 1A limit; black enclosure | 1 |  | 1 Year | 1260 | 0.33 | 844.2
2582 | Vicon | VAX-2D-REX-1 | TWO DOOR CONTROLLER; integrated PIR/REX; for doors with only one reader; 2 relays with 1A limit; black enclosure | 1 |  | 1 Year | 1362 | 0.33 | 912.54
2583 | Vicon | VAX-300R | PROXIMITY READER; designed to be mounted to metal door and window frames (mullion) | 1 |  | 1 Year | 176 | 0.33 | 117.92
2584 | Vicon | VAX-500R | PROXIMITY READER; designed to be mounted to standard single gangbox wall switch box | 1 |  | 1 Year | 203 | 0.33 | 136.01
2585 | Vicon | VAX-600KP | PROXIMITY READER; integrates both a proximity reader and keypad into a single unit; designed to be mounted to standard single gangbox wall switch box | 1 |  | 1 Year | 536 | 0.33 | 359.12
2586 | Vicon | VAX-APERIO-8 | ASSA ABLOY APERIO MASTER CONTROLLER; capable of controlling up to 8 Aperio devices via 1 - 8 Aperio hubs. Please Note you must be trained and certified by Assa Abloy to purchase any Aperio devices. Supported Aperio locksets, hubs and software are not provided by Vicon and must be acquired through a certified Aperio channel partner. | 1 |  | 1 Year | 1460 | 0.33 | 978.2
2587 | Vicon | VAX-BK-BOX | CONTROLLER BACKING PLATE; for mounting on concrete walls; metal construction with six conduit knockouts | 1 |  | 1 Year | 60 | 0.33 | 40.2
2588 | Vicon | VAX-BTC | MOBILE ACCESS CREDENTIAL; card credential stored on iPhone or Android smartphone for communication with mobile-ready readers | 1 |  | 1 Year | 12 | 0.33 | 8.04
2589 | Vicon | VAX-CR-35L | MOBILE-READY CONTACTLESS SMARTCARD READER; long range up to 15 ft (4.6 m) | 1 |  | 1 Year | 488 | 0.33 | 326.96
2590 | Vicon | VAX-CR-35P | MOBILE-READY CONTACTLESS SMARTCARD READER; upon presentation up to 1.5 in. (38 mm) | 1 |  | 1 Year | 392 | 0.33 | 262.64
2591 | Vicon | VAX-CRD-MT | PROXIMITY CARD; ISO style; multi-technology for dye sublimation imaging | 1 |  | 1 Year | 9 | 0.33 | 6.03
2592 | Vicon | VAX-CRD-SD | PROXIMITY CARD; clamshell style; non-graphic | 1 |  | 1 Year | 5 | 0.33 | 3.35
2593 | Vicon | VAX-DEMO | DEMO ACCESS CONTROL KIT; includes VAX-SW40-1YR | 1 |  | 1 Year | 2150 | 0.33 | 1440.5
2594 | Vicon | VAX-ELV-STR | ELEVATOR CONTROLLER; includes 8 floor module; complete in metal enclosure; add up to 7 expanders to control up to 64 floors | 1 |  | 1 Year | 1820 | 0.33 | 1219.4
2595 | Vicon | VAX-ENCL-ST | EMPTY STEEL ENCLOSURE; for use with VAX controller expander boards | 1 |  | 1 Year | 231 | 0.33 | 154.77
2596 | Vicon | VAX-ENCL-W | OPTIONAL WHITE ENCLOSURE; for door controllers | 1 |  | 1 Year | 50 | 0.33 | 33.5
2597 | Vicon | VAX-EXP-2D | TWO-DOOR EXPANDER; used tp expand 2, 4 and 6 multi-door kits | 1 |  | 1 Year | 672 | 0.33 | 450.24
2598 | Vicon | VAX-IO-EXP8PCB | 8 FLOOR EXPANDER; no enclosure; use with VAX-ELV-STR and VAX-IO-STR-2 | 1 |  | 1 Year | 581 | 0.33 | 389.27
2599 | Vicon | VAX-IO-STR-2 | INPUT/OUTPUT MASTER CONTROLLER; 8 I/O module; complete in metal enclosure; add up to 7 expanders to control up to 64 I/Os | 1 |  | 1 Year | 1820 | 0.33 | 1219.4
2600 | Vicon | VAX-LRR2 | LONG-RANGE RECEIVER; output transmitter data over two separate Wiegand outputs to install to a similar proximity reader; 100 ft (30.5 m) | 1 |  | 1 Year | 487 | 0.33 | 326.29
2601 | Vicon | VAX-LRR4 | LONG-RANGE RECEIVER; output transmitter data over four separate Wiegand outputs to install to a similar proximity reader; 200 ft (61 m) | 1 |  | 1 Year | 735 | 0.33 | 492.45
2602 | Vicon | VAX-LRT2 | LONG-RANGE TRANSMITTER; 2 button | 1 |  | 1 Year | 60 | 0.33 | 40.2
2603 | Vicon | VAX-LRT4 | LONG-RANGE TRANSMITTER; 4 button | 1 |  | 1 Year | 60 | 0.33 | 40.2
2604 | Vicon | VAX-MDK-2 | TWO DOOR MULTI-DOOR KIT; includes 1 master controller board and 1 two-door board; mounted in steel vented and lockable enclosure | 1 |  | 1 Year | 1299 | 0.33 | 870.33
2605 | Vicon | VAX-MDK-4 | FOUR DOOR MULTI-DOOR KIT; includes 1 master controller board and 2 two-door board; mounted in steel vented and lockable enclosure | 1 |  | 1 Year | 2366 | 0.33 | 1585.22
2606 | Vicon | VAX-MDK-6 | SIX DOOR MULTI-DOOR KIT; includes 1 master controller board and 3 two-door board; mounted in steel vented and lockable enclosure | 1 |  | 1 Year | 3434 | 0.33 | 2300.78
2607 | Vicon | VAX-MDK-8 | EIGHT DOOR MULTI-DOOR KIT; includes 1 master controller board and 4 two-door board; mounted in steel vented and lockable enclosure | 1 |  | 1 Year | 4501 | 0.33 | 3015.67
2608 | Vicon | VAX-MOD-24 | MODULE; converts lock power from 12 VDC 500mA to 24 VDC 250mA | 1 |  | 1 Year | 84 | 0.33 | 56.28
2609 | Vicon | VAX-MOD-DRY | MODULE; converts lock 12 VDC output to dry contact output | 1 |  | 1 Year | 91 | 0.33 | 60.97
2610 | Vicon | VAX-MOD-MEM | EXPANSION MEMORY MODULE; required for anti-passback | 1 |  | 1 Year | 252 | 0.33 | 168.84
2611 | Vicon | VAX-PAR-10 | PARTITION EXPANDER; increase number of partitions by 10 (max. 1 per license) | 1 |  | 1 Year | 450 | 0.33 | 301.5
2612 | Vicon | VAX-PAR-20 | PARTITION EXPANDER; increase number of partitions by 20 (max. 1 per license) | 1 |  | 1 Year | 900 | 0.33 | 603
2613 | Vicon | VAX-PAR-5 | PARTITION EXPANDER; increase number of partitions by 5 (max. 1 per license) | 1 |  | 1 Year | 200 | 0.33 | 134
2614 | Vicon | VAX-PC-A | VAX SERVER; preinstalled with Vicon Access Control Software; Windows 10; desktop PC. Requires software license. | 1 |  | 1 Year | 2300 | 0.33 | 1541
2615 | Vicon | VAX-PC-A-RK | VAX SERVER; preinstalled with Vicon Access Control Software; Windows 10; rack-mount PC. Requires software license. | 1 |  | 1 Year | 3100 | 0.33 | 2077
2616 | Vicon | VAX-PIEZO | SOUNDER; provides optional 100 db | 1 |  | 1 Year | 67 | 0.33 | 44.89
2617 | Vicon | VAX-PRX-TAG | PROXIMITY FOB; small tag designed to be carried on a key ring | 1 |  | 1 Year | 11 | 0.33 | 7.37
2618 | Vicon | VAX-RUGGED-DEMO | DEMO ACCESS CONTROL KIT; rugged case; includes VAX-SW40-1YR | 1 |  | 1 Year | 3200 | 0.33 | 2144
2619 | Vicon | VAX-SW120-1YR | 1 YEAR LICENSE (MID); supports up to 120 doors, 120 cameras, 20 partitions, unlimited elevator cabs, unlimited I/O, unmanaged doors, and LDAP support. Includes all updates and bug fixes during this time. | 1 |  | 1 Year | 700 | 0.33 | 469
2620 | Vicon | VAX-SW120-5YR | 5 YEAR LICENSE (MID); supports up to 120 doors, 120 cameras, 20 partitions, unlimited elevator cabs, unlimited I/O, unmanaged doors, and LDAP support. Includes all updates and bug fixes during this time. | 1 |  | 1 Year | 2800 | 0.33 | 1876
2621 | Vicon | VAX-SW240-1YR | 1 YEAR LICENSE (LARGE); supports up to 240 doors, 240 cameras, 40 partitions, unlimited elevator cabs, unlimited I/O, unmanaged doors, and LDAP support. Includes all updates and bug fixes during this time. | 1 |  | 1 Year | 1120 | 0.33 | 750.4
2622 | Vicon | VAX-SW240-5YR | 5 YEAR LICENSE (LARGE); supports up to 240 doors, 240 cameras, 40 partitions, unlimited elevator cabs, unlimited I/O, unmanaged doors, and LDAP support. Includes all updates and bug fixes during this time. | 1 |  | 1 Year | 4420 | 0.33 | 2961.4
2623 | Vicon | VAX-SW40-1YR | 1 YEAR LICENSE (ESSENTIALS); supports up to 40 doors, 40 cameras, 1 partition, and unlimited I/O. No elevator cabs, no unmanaged doors, and no LDAP support. Includes all updates and bug fixes during this time. | 1 |  | 1 Year | 140 | 0.33 | 93.8
2624 | Vicon | VAX-SW40-5YR | 5 YEAR LICENSE (ESSENTIALS); supports up to 40 doors, 40 cameras, 1 partition, and unlimited I/O. No elevator cabs, no unmanaged doors, and no LDAP support. Includes all updates and bug fixes during this time. | 1 |  | 1 Year | 560 | 0.33 | 375.2
2625 | Vicon | VAX-SW80-1YR | 1 YEAR LICENSE (SMALL); supports up to 80 doors, 80 cameras, 5 partitions, unlimited elevator cabs, unlimited I/O, unmanaged doors, and LDAP support. Includes all updates and bug fixes during this time. | 1 |  | 1 Year | 360 | 0.33 | 241.2
2626 | Vicon | VAX-SW80-5YR | 5 YEAR LICENSE (SMALL); supports up to 80 doors, 80 cameras, 5 partitions, unlimited elevator cabs, unlimited I/O, unmanaged doors, and LDAP support. Includes all updates and bug fixes during this time. | 1 |  | 1 Year | 1400 | 0.33 | 938
2627 | Vicon | VAX-SWU-1YR | 1 YEAR LICENSE (ENTERPRISE); supports unlimited doors, unlimited cameras, unlimited partitions, unlimited elevator cabs, unlimited I/O, unmanaged doors, and LDAP support. Includes all updates and bug fixes during this time. | 1 |  | 1 Year | 2625 | 0.33 | 1758.75
2628 | Vicon | VAX-SWU-5YR | 5 YEAR LICENSE (ENTERPRISE); supports unlimited doors, unlimited cameras, unlimited partitions, unlimited elevator cabs, unlimited I/O, unmanaged doors, and LDAP support. Includes all updates and bug fixes during this time. | 1 |  | 1 Year | 10500 | 0.33 | 7035
2629 | Vicon | VAX-WIFI-ABLY | CONVERTS CONTROLLER TO WIRELESS NETWORK; via mini wireless access point, full rounter capabilities, PoE output power; includes 48 V transformer | 1 |  | 1 Year | 470 | 0.33 | 314.9
2630 | Vicon | VC24PS-1 | POWER SUPPLY; converts 120 VAC to 24 VAC | 1 |  | 1 Year | 19 | 0.33 | 12.73
2631 | Vicon | VCAM-ADAPT | ADAPTER; allows the camera to mount to a 4x4 electrical box; for V930D turret and V810B-MIR/V672B/V988B bullet cameras | 1 |  | 1 Year | 37 | 0.33 | 24.79
2632 | Vicon | VCAM-ADAPT-2 | ADAPTER; allows the camera to mount to a 4x4 electrical box; for V810B-IR bullet cameras | 1 |  | 1 Year | 37 | 0.33 | 24.79
2633 | Vicon | VCAM-BOX | BACKBOX; for ease of cabling; for V930D turret and V810B/V672B bullet cameras | 1 |  | 1 Year | 66 | 0.33 | 44.22
2634 | Vicon | V-CELL-HD-B | HIGH-SECURITY INDOOR; HD 3 MPday/night color camera and 2.3 mm lens; WDR; IR illumination; a brushed stainless steel housing; open platform H.264, MPEG-4 and M-JPEG compression; true WDR; ONVIF compliant | 1 |  | 1 Year | 1395 | 0.33 | 934.65
2635 | Vicon | V-DVR-4TB | 16-CHANNEL DVR; one HDD, 4 TB; supports AHD, TVI and up to 960H analog cameras; real time full HD live and playback video; alarm and audio | 1 |  | 1 Year | 1315 | 0.33 | 881.05
2636 | Vicon | V-DVR-8TB | 16-CHANNEL DVR; two HDD, 8 TB; supports AHD, TVI and up to 960H analog cameras; real time full HD live and playback video; alarm and audio | 1 |  | 1 Year | 1730 | 0.33 | 1159.1
2637 | Vicon | VLR-104TB-R5-A | 2U RECORDING SERVER; for Valerus. Preloaded with NVR software; includes internal RAID with 120 TB raw storage and 104 TB usable storage and redundant OS and power supply; 12-bay; RAID5; Xeon E3 processor and 16 GB RAM; rack-mount. Vicon certified hardware. Requires separate edge device connection license. | 1 |  | 1 Year | 29617 | 0.33 | 19843.39
2638 | Vicon | VLR-10TB-A | RECORDING SERVER; for Valerus VMS system. Preloaded with software; 10 TB internal HDD storage; tower case. Vicon certified hardware with i7 processor and 16 GB RAM. Requires separate edge device connection license. | 1 |  | 1 Year | 5247 | 0.33 | 3515.49
2639 | Vicon | VLR-10TB-A-RK | RECORDING SERVER; for Valerus VMS system. Preloaded with software; 10 TB internal HDD storage; rack-mount. Vicon certified hardware with i7 processor and 16 GB RAM. Requires separate edge device connection license. | 1 |  | 1 Year | 6064 | 0.33 | 4062.88
2640 | Vicon | VLR-11TB-R5-A | 1U RECORDING SERVER; for Valerus. Preloaded with NVR software; includes internal RAID with 11 TB usable storage anda redundant power supply; 4-bay; 1U rack-mount. Vicon certified hardware with i7 processor and 16 GB RAM. Requires separate edge device connection license. | 1 |  | 1 Year | 9201 | 0.33 | 6164.67
2641 | Vicon | VLR-125TB-R5-A | 2U RECORDING SERVER; for Valerus. Preloaded with NVR software; includes internal RAID with 144 TB raw storage and 125 TB usable storage and redundant OS and power supply; 12-bay; RAID5; Xeon E3 processor and 16 GB RAM; rack-mount. Vicon certified hardware. Requires separate edge device connection license. | 1 |  | 1 Year | 34796 | 0.33 | 23313.32
2642 | Vicon | VLR-12TB-A | RECORDING SERVER; for Valerus VMS system. Preloaded with software; 12 TB internal HDD storage; tower case. Vicon certified hardware with i7 processor and 16 GB RAM. Requires separate edge device connection license. | 1 |  | 1 Year | 5487 | 0.33 | 3676.29
2643 | Vicon | VLR-12TB-A-RK | RECORDING SERVER; for Valerus VMS system. Preloaded with software; 12 TB internal HDD storage; rack-mount. Vicon certified hardware with i7 processor and 16 GB RAM. Requires separate edge device connection license. | 1 |  | 1 Year | 6384 | 0.33 | 4277.28
2644 | Vicon | VLR-14TB-A | RECORDING SERVER; for Valerus VMS system. Preloaded with software; 14 TB internal HDD storage; tower case. Vicon certified hardware with i7 processor and 16 GB RAM. Requires separate edge device connection license. | 1 |  | 1 Year | 5757 | 0.33 | 3857.19
2645 | Vicon | VLR-14TB-A-RK | RECORDING SERVER; for Valerus VMS system. Preloaded with software; 14 TB internal HDD storage; rack-mount. Vicon certified hardware with i7 processor and 16 GB RAM. Requires separate edge device connection license. | 1 |  | 1 Year | 6627 | 0.33 | 4440.09
2646 | Vicon | VLR-16TB-A | RECORDING SERVER; for Valerus VMS system. Preloaded with software; 16 TB internal HDD storage; tower case. Vicon certified hardware with i7 processor and 16 GB RAM. Requires separate edge device connection license. | 1 |  | 1 Year | 6031 | 0.33 | 4040.77
2647 | Vicon | VLR-16TB-A-RK | RECORDING SERVER; for Valerus VMS system. Preloaded with software; 16 TB internal HDD storage; rack-mount. Vicon certified hardware with i7 processor and 16 GB RAM. Requires separate edge device connection license. | 1 |  | 1 Year | 6912 | 0.33 | 4631.04
2648 | Vicon | VLR-174TB-R5-A | 4U RECORDING SERVER; for Valerus. Preloaded with NVR software; includes internal RAID with 192 TB raw storage and 174 TB usable storage and redundant OS and power supply; 24-bay; RAID5; Xeon E3 processor and 16 GB RAM; rack-mount. Vicon certified hardware. Requires separate edge device connection license. | 1 |  | 1 Year | 43260 | 0.33 | 28984.2
2649 | Vicon | VLR-17TB-R5-A | 1U RECORDING SERVER; for Valerus. Preloaded with NVR software; includes internal RAID with 17 TB usable storage and a redundant power supply; 4-bay; 1U rack-mount. Vicon certified hardware with i7 processora and 16 GB RAM. Requires separate edge device connection license. | 1 |  | 1 Year | 10096 | 0.33 | 6764.32
2650 | Vicon | VLR-1TB-A | RECORDING SERVER; for Valerus VMS system. Preloaded with software; 1 TB internal HDD storage; also for use with external RAID; desktop case. Vicon certified hardware with i7 processor and 16 GB RAM. Requires separate edge device connection license. | 1 |  | 1 Year | 3407 | 0.33 | 2282.69
2651 | Vicon | VLR-1TB-A-RK | RECORDING SERVER; for Valerus VMS system. Preloaded with software; 1 TB internal HDD storage; also for use with external RAID; rack-mount. Vicon certified hardware with i7 processor and 16 GB RAM. Requires separate edge device connection license. | 1 |  | 1 Year | 4095 | 0.33 | 2743.65
2652 | Vicon | VLR-20TB-A | RECORDING SERVER; for Valerus VMS system. Preloaded with software; 20 TB internal HDD storage; tower case. Vicon certified hardware with i7 processor and 16 GB RAM. Requires separate edge device connection license. | 1 |  | 1 Year | 6783 | 0.33 | 4544.61
2653 | Vicon | VLR-20TB-A-RK | RECORDING SERVER; for Valerus VMS system. Preloaded with software; 20 TB internal HDD storage; rack-mount. Vicon certified hardware with i7 processor and 16 GB RAM. Requires separate edge device connection license. | 1 |  | 1 Year | 7668 | 0.33 | 5137.56
2654 | Vicon | VLR-218TB-R5-A | 4U RECORDING SERVER; for Valerus. Preloaded with NVR software; includes internal RAID with 240 TB raw storage and 218 TB usable storage and redundant OS and power supply; 24-bay; RAID5; Xeon E3 processor and 16 GB RAM; rack-mount. Vicon certified hardware. Requires separate edge device connection license. | 1 |  | 1 Year | 56346 | 0.33 | 37751.82
2655 | Vicon | VLR-22TB-R5-A | 1U RECORDING SERVER; for Valerus. Preloaded with NVR software; includes internal RAID with 22 TB usable storage anda redundant power supply; 4-bay; 1U rack-mount. Vicon certified hardware with i7 processor and 16 GB RAM. Requires separate edge device connection license. | 1 |  | 1 Year | 11329 | 0.33 | 7590.43
2656 | Vicon | VLR-262TB-R5-A | 4U RECORDING SERVER; for Valerus. Preloaded with NVR software; includes internal RAID with 288 TB raw storage and 262 TB usable storage and redundant OS and power supply; 24-bay; RAID5; Xeon E3 processor and 16 GB RAM; rack-mount. Vicon certified hardware. Requires separate edge device connection license. | 1 |  | 1 Year | 70629 | 0.33 | 47321.43
2657 | Vicon | VLR-2TB-A | RECORDING SERVER; for Valerus VMS system. Preloaded with software; 2 TB internal HDD storage; desktop case. Vicon certified hardware with i7 processor and 16 GB RAM. Requires separate edge device connection license. | 1 |  | 1 Year | 3491 | 0.33 | 2338.97
2658 | Vicon | VLR-2TB-A-RK | RECORDING SERVER; for Valerus VMS system. Preloaded with software; 2 TB internal HDD storage; rack-mount. Vicon certified hardware with i7 processor and 16 GB RAM. Requires separate edge device connection license. | 1 |  | 1 Year | 4173 | 0.33 | 2795.91
2659 | Vicon | VLR-34TB-R5-A | 1U RECORDING SERVER; for Valerus. Preloaded with NVR software; includes internal RAID with 48 TB raw storage and 34 TB usable storage and redundant power supply; 4-bay; RAID5; rack-mount. Vicon certified hardware with i7 processor and 16 GB RAM. Requires separate edge device connection license. | 1 |  | 1 Year | 15047 | 0.33 | 10081.49
2660 | Vicon | VLR-3TB-A | RECORDING SERVER; for Valerus VMS system. Preloaded with software; 3 TB internal HDD storage; desktop case. Vicon certified hardware with i7 processor and 16 GB RAM. Requires separate edge device connection license. | 1 |  | 1 Year | 3677 | 0.33 | 2463.59
2661 | Vicon | VLR-3TB-A-RK | RECORDING SERVER; for Valerus VMS system. Preloaded with software; 3 TB internal HDD storage; rack-mount. Vicon certified hardware with i7 processor and 16 GB RAM. Requires separate edge device connection license. | 1 |  | 1 Year | 4384 | 0.33 | 2937.28
2662 | Vicon | VLR-485-DL | 4-PORT RS-485 DISTRIBUTION LINE (HUB); expands one RS-485 network into four (4), allowing for star configuration wiring | 1 |  | 1 Year | 780 | 0.33 | 522.6
2663 | Vicon | VLR-4TB-A | RECORDING SERVER; for Valerus VMS system. Preloaded with software; 4 TB internal HDD storage; desktop case. Vicon certified hardware with i7 processor and 16 GB RAM. Requires separate edge device connection license. | 1 |  | 1 Year | 4116 | 0.33 | 2757.72
2664 | Vicon | VLR-4TB-A-RK | RECORDING SERVER; for Valerus VMS system. Preloaded with software; 4 TB internal HDD storage; rack-mount. Vicon certified hardware with i7 processor and 16 GB RAM. Requires separate edge device connection license. | 1 |  | 1 Year | 4886 | 0.33 | 3273.62
2665 | Vicon | VLR-53TB-R5-A | 2U RECORDING SERVER; for Valerus. Preloaded with NVR software; includes internal RAID with 64 TB raw storage and 53 TB usable storage and redundant OS and power supply; 8-bay; RAID5; Xeon E3 processor and 16 GB RAM; rack-mount. Vicon certified hardware. Requires separate edge device connection license. | 1 |  | 1 Year | 17213 | 0.33 | 11532.71
2666 | Vicon | VLR-62TB-R5-A | 2U RECORDING SERVER; for Valerus. Preloaded with NVR software; includes internal RAID with 72 TB raw storage and 62 TB usable storage and redundant OS and power supply; 12-bay; RAID5; Xeon E3 processor and 16 GB RAM; rack-mount. Vicon certified hardware. Requires separate edge device connection license. | 1 |  | 1 Year | 19226 | 0.33 | 12881.42
2667 | Vicon | VLR-6TB-A | RECORDING SERVER; for Valerus VMS system. Preloaded with software; 6 TB internal HDD storage; desktop case. Vicon certified hardware with i7 processor and 16 GB RAM. Requires separate edge device connection license. | 1 |  | 1 Year | 4365 | 0.33 | 2924.55
2668 | Vicon | VLR-6TB-A-RK | RECORDING SERVER; for Valerus VMS system. Preloaded with software; 6 TB internal HDD storage; rack-mount. Vicon certified hardware with i7 processor and 16 GB RAM. Requires separate edge device connection license. | 1 |  | 1 Year | 5138 | 0.33 | 3442.46
2669 | Vicon | VLR-8.5TB-R5-A | 1U RECORDING SERVER; for Valerus. Preloaded with NVR software; includes internal RAID with 8.5 TB usable storage and a redundant power supply; 4-bay; 1U rack-mount. Vicon certified hardware with i7 processor and 16 GB RAM. Requires separate edge device connection license. | 1 |  | 1 Year | 9133 | 0.33 | 6119.11
2670 | Vicon | VLR-83TB-R5-A | 2U RECORDING SERVER; for Valerus. Preloaded with NVR software; includes internal RAID with 96 TB raw storage and 83 TB usable storage and redundant OS and power supply; 12-bay; RAID5; Xeon E3 processor and 16 GB RAM; rack-mount. Vicon certified hardware. Requires separate edge device connection license. | 1 |  | 1 Year | 23458 | 0.33 | 15716.86
2671 | Vicon | VLR-8TB-A | RECORDING SERVER; for Valerus VMS system. Preloaded with software; 8 TB internal HDD storage; desktop case. Vicon certified hardware with i7 processor and 16 GB RAM. Requires separate edge device connection license. | 1 |  | 1 Year | 4748 | 0.33 | 3181.16
2672 | Vicon | VLR-8TB-A-RK | RECORDING SERVER; for Valerus VMS system. Preloaded with software; 8 TB internal HDD storage; rack-mount. Vicon certified hardware with i7 processor and 16 GB RAM. Requires separate edge device connection license. | 1 |  | 1 Year | 5540 | 0.33 | 3711.8
2673 | Vicon | VLR-ANA-BI | VALERUS SMARTANALYTICS; enables Business Intelligence rule types and generation of statistical information (per camera) | 1 |  | 1 Year | 630 | 0.33 | 422.1
2674 | Vicon | VLR-ANA-BND | VALERUS SMARTANALYTICS BUNDLE; enables all rule types for Real-Time Events + Video Search queries + Business Intelligence capabilities (per camera) | 1 |  | 1 Year | 1540 | 0.33 | 1031.8
2675 | Vicon | VLR-ANA-PER | VALERUS SMARTANALYTICS; perimeter intrusion detection solution | 1 |  | 1 Year | 448 | 0.33 | 300.16
2676 | Vicon | VLR-ANA-POR | VALERUS SMARTANALYTICS; enables one-year access to the BI Portal (license required for every camera enabled with VLR-ANA-BI) | 1 |  | 1 Year | 98 | 0.33 | 65.66
2677 | Vicon | VLR-ANA-RT1 | VALERUS SMARTANALYTICS; enables 1 rule type for Real-Time Events + Video Search queries (per camera) | 1 |  | 1 Year | 833 | 0.33 | 558.11
2678 | Vicon | VLR-ANA-RT2 | VALERUS SMARTANALYTICS; enables 2 rule types for Real-Time Events + Video Search queries (per camera) | 1 |  | 1 Year | 1106 | 0.33 | 741.02
2679 | Vicon | VLR-ANA-RTU | VALERUS SMARTANALYTICS; enables all rule types for Real-Time Events + Video Search queries (per camera) | 1 |  | 1 Year | 1386 | 0.33 | 928.62
2680 | Vicon | VLR-ANA-SRH | VALERUS SMARTANALYTICS; enables video search queries | 1 |  | 1 Year | 350 | 0.33 | 234.5
2681 | Vicon | VLR-ANA-SRV | VALERUS SMARTANALYTICS SERVER; PC preloaded with Valerus SmartAnalytics; Vicon certified hardware; desktop; requires separate SmartAnalytics license | 1 |  | 1 Year | 3230 | 0.33 | 2164.1
2682 | Vicon | VLR-ANA-SRV-RK | VALERUS SMARTANALYTICS SERVER; PC preloaded with Valerus SmartAnalytics; Vicon certified hardware; rack mount; requires separate SmartAnalytics license | 1 |  | 1 Year | 3689 | 0.33 | 2471.63
2683 | Vicon | VLR-ANA-VAP | VALERUS SMARTANALYTICS DEDICATED VAP SERVER; PC preloaded with Valerus SmartAnalytics; Vicon certified hardware; desktop; requires separate SmartAnalytics license | 1 |  | 1 Year | 3230 | 0.33 | 2164.1
2684 | Vicon | VLR-ANA-VAP-RK | VALERUS SMARTANALYTICS DEDICATED VAP SERVER; PC preloaded with Valerus SmartAnalytics; Vicon certified hardware; rack mount; requires separate SmartAnalytics license | 1 |  | 1 Year | 3689 | 0.33 | 2471.63
2685 | Vicon | VLR-APP-ANA-SRV | VALERUS APPLICATION AND SMARTANALYTICS SERVER; PC preloaded with Valerus software and SmartAnalytics; Vicon certified hardware; desktop; requires separate SmartAnalytics license | 1 |  | 1 Year | 3230 | 0.33 | 2164.1
2686 | Vicon | VLR-APP-ANA-SRV-RK | VALERUS APPLICATION AND SMARTANALYTICS SERVER; PC preloaded with both Valerus software and SmartAnalytics; Vicon certified hardware; rack mount; requires separate SmartAnalytics license | 1 |  | 1 Year | 3689 | 0.33 | 2471.63
2687 | Vicon | VLR-APPSRV-A | APPLICATION SERVER; PC preloaded with Valerus software; includes Web Server; desktop case. Vicon certified hardware with i7 processor and 16 GB RAM. Requires separate edge device connection license. | 1 |  | 1 Year | 3230 | 0.33 | 2164.1
2688 | Vicon | VLR-APPSRV-A-RK | APPLICATION SERVER; PC preloaded with Valerus software; includes Web Server; rack-mount. Vicon certified hardware with i7 processor and 16 GB RAM. Requires separate edge device connection license. | 1 |  | 1 Year | 3689 | 0.33 | 2471.63
2689 | Vicon | VLR-CLIENT-4-A | VIEWING STATION; PC for viewing and operating Valerus VMS; 4 monitor output support; tower; supports up to 4K resolution; 16 GB RAM. Requires separate edge device connection license. | 1 |  | 1 Year | 4484 | 0.33 | 3004.28
2690 | Vicon | VLR-CLIENT-4-A-RK | VIEWING STATION; PC for viewing and operating Valerus VMS; 4 monitor output support; rack-mount; supports up to 4K resolution; 16 GB RAM. Requires separate edge device connection license. | 1 |  | 1 Year | 5236 | 0.33 | 3508.12
2691 | Vicon | VLR-CLIENT-6-A | VIEWING STATION; PC for viewing and operating Valerus VMS; 6 monitor output support; tower; supports up to 4K resolution; 16 GB RAM. Requires separate device edge connection license. | 1 |  | 1 Year | 4599 | 0.33 | 3081.33
2692 | Vicon | VLR-CLIENT-6-A-RK | VIEWING STATION; PC for viewing and operating Valerus VMS; 6monitor output support; rack-mount; supports up to 4K resolution; 16 GB RAM. Requires separate edge device connection license. | 1 |  | 1 Year | 5352 | 0.33 | 3585.84
2693 | Vicon | VLR-CLIENT-A | VIEWING STATION; PC for viewing and operating Valerus VMS; 2 monitor output support; desktop case; supports up to 4K resolution. Vicon certified hardware with i7 processor and 16 GB RAM. Requires separate edge device connection license. | 1 |  | 1 Year | 3407 | 0.33 | 2282.69
2694 | Vicon | VLR-CLIENT-A-RK | VIEWING STATION; PC for viewing and operating Valerus VMS; 2 monitor output support; rack-mount; supports up to 4K resolution. Vicon certified hardware with i7 processor and 16 GB RAM. Requires separate edge device connection license. | 1 |  | 1 Year | 3754 | 0.33 | 2515.18
2695 | Vicon | VLR-CORE-ENT | TIER UPGRADE FOR VALERUS SOFTWARE; from CORE to ENT; third party devices; when purchased with current UPP; per device | 1 |  | 1 Year | 160 | 0.33 | 107.2
2696 | Vicon | VLR-CORE-ENT-NP | TIER UPGRADE FOR VALERUS SOFTWARE; from CORE to ENT; third party devices; when purchased without current UPP; per device | 1 |  | 1 Year | 256 | 0.33 | 171.52
2697 | Vicon | VLR-CORE-LIC | VALERUS CORE LICENSE; single edge device new license for use with third party cameras/encoders including the VLR-ENC-16 | 1 |  | 1 Year | 95 | 0.33 | 63.65
2698 | Vicon | VLR-CORE-LIC-ADD | VALERUS CORE LICENSE ADD-ON; single edge device license to add-on to existing license; for use with third party cameras/encoders including the VLR-ENC-16 | 1 |  | 1 Year | 95 | 0.33 | 63.65
2699 | Vicon | VLR-CORE-PRO | TIER UPGRADE FOR VALERUS SOFTWARE; from CORE to PRO; third party devices; when purchased with current UPP; per device | 1 |  | 1 Year | 121 | 0.33 | 81.07
2700 | Vicon | VLR-CORE-PRO-NP | TIER UPGRADE FOR VALERUS SOFTWARE; from CORE to PRO; third party devices; when purchased without current UPP; per device | 1 |  | 1 Year | 194 | 0.33 | 129.98
2701 | Vicon | VLR-CORE-UPP | UPGRADE PROTECTION PLAN; for Valerus CORE tier; per device. Guarantee free upgrades for one year. | 1 |  | 1 Year | 11 | 0.33 | 7.37
2702 | Vicon | VLR-CORE-UPP-3 | UPGRADE PROTECTION PLAN; for Valerus CORE tier; per device. Guarantee free upgrades for three years. | 1 |  | 1 Year | 25 | 0.33 | 16.75
2703 | Vicon | VLR-CORE-UPP-5 | UPGRADE PROTECTION PLAN; for Valerus CORE tier; per device. Guarantee free upgrades for five years. | 1 |  | 1 Year | 38 | 0.33 | 25.46
2704 | Vicon | VLR-CORE-VER | VERSION UPGRADE FOR VALERUS SOFTWARE; to next version; CORE tier; per third party device | 1 |  | 1 Year | 38 | 0.33 | 25.46
2705 | Vicon | VLR-ENC-16 | 16-CHANNEL H.264 ENCODER; supports AHD, TVI and up to 960H analog cameras; up to 480 fps (NTSC) or 240 fps (1080 AHD); includes racking ears | 1 |  | 1 Year | 895 | 0.33 | 599.65
2706 | Vicon | VLR-ENT-LIC | VALERUS ENT LICENSE; single edge device new license for use with third party cameras/encoders including the VLR-ENC-16 | 1 |  | 1 Year | 255 | 0.33 | 170.85
2707 | Vicon | VLR-ENT-LIC-ADD | VALERUS ENT LICENSE ADD-ON; single edge device license to add on to existing licenses; for use with third party cameras/encoders including the VLR-ENC-16 | 1 |  | 1 Year | 255 | 0.33 | 170.85
2708 | Vicon | VLR-ENT-UPP | UPGRADE PROTECTION PLAN; for Valerus ENT tier; per device. Guarantee free upgrades for one year. | 1 |  | 1 Year | 34 | 0.33 | 22.78
2709 | Vicon | VLR-ENT-UPP-3 | UPGRADE PROTECTION PLAN; for Valerus ENT tier; per device. Guarantee free upgrades for three years. | 1 |  | 1 Year | 76 | 0.33 | 50.92
2710 | Vicon | VLR-ENT-UPP-5 | UPGRADE PROTECTION PLAN; for Valerus ENT tier; per device. Guarantee free upgrades for five years. | 1 |  | 1 Year | 119 | 0.33 | 79.73
2711 | Vicon | VLR-ENT-VER | VERSION UPGRADE FOR VALERUS SOFTWARE; to next version; ENT tier; per third party device | 1 |  | 1 Year | 102 | 0.33 | 68.34
2712 | Vicon | VLR-HWUP1 | HARDWARE UPGRADE KIT TO VALERUS; for desktop/1U models with GA-H87N motherboard; includes OS HDD, 8GB memory kit and Windows 10 license and label | 1 |  | 1 Year | 600 | 0.33 | 402
2713 | Vicon | VLR-HWUP2 | HARDWARE UPGRADE KIT TO VALERUS; for mid tower models with GA-H87N motherboard; includes OS HDD, 8GB memory kit and Windows 10 license and label | 1 |  | 1 Year | 600 | 0.33 | 402
2714 | Vicon | VLR-HWUP3 | HARDWARE UPGRADE KIT TO VALERUS; for desktop/1U models with GA-H97N motherboard; includes OS HDD, 8GB memory kit and Windows 10 license and label | 1 |  | 1 Year | 600 | 0.33 | 402
2715 | Vicon | VLR-HWUP4 | HARDWARE UPGRADE KIT TO VALERUS; for mid tower models with GA-H97N motherboard; includes OS HDD, 8GB memory kit and Windows 10 license and label | 1 |  | 1 Year | 600 | 0.33 | 402
2716 | Vicon | VLR-HWUP5 | HARDWARE UPGRADE KIT TO VALERUS; for Shadow 2U models with S1200 motherboard; includes OS HDD, 8GB memory kit and Windows 10 license and label | 1 |  | 1 Year | 600 | 0.33 | 402
2717 | Vicon | VLR-HWUP6 | HARDWARE UPGRADE KIT TO VALERUS; for Shadow 4U models with S1200 motherboard; includes OS HDD, 8GB memory kit and Windows 10 license and label | 1 |  | 1 Year | 600 | 0.33 | 402
2718 | Vicon | VLR-MINI-1TBV1 | VALERUS MINI RECORDING SERVER; equipped with 1 TB HDD; can be used as all-in-one system server or recording server; up to 35 channels. Vicon certified hardware. Requires separate edge device connection license. | 1 |  | 1 Year | 1216 | 0.33 | 814.72
2719 | Vicon | VLR-MINI-2TBV1 | VALERUS MINI RECORDING SERVER; equipped with 2 TB HDD; can be used as all-in-one system server or recording server; up to 35 channels. Vicon certified hardware. Requires separate edge device connection license. | 1 |  | 1 Year | 1288 | 0.33 | 862.96
2720 | Vicon | VLR-MINI-4TBV1 | VALERUS MINI RECORDING SERVER; equipped with 4 TB HDD; can be used as all-in-one system server or recording server; up to 35 channels. Vicon certified hardware. Requires separate edge device connection license. | 1 |  | 1 Year | 1775 | 0.33 | 1189.25
2721 | Vicon | VLR-MINI-6TBV1 | VALERUS MINI RECORDING SERVER; equipped with 6 TB HDD; can be used as all-in-one system server or recording server; up to 35 channels. Vicon certified hardware. Requires separate edge device connection license. | 1 |  | 1 Year | 2156 | 0.33 | 1444.52
2722 | Vicon | VLR-MINI-8TBV1 | VALERUS MINI RECORDING SERVER; equipped with 8 TB HDD; can be used as all-in-one system server or recording server; up to 35 channels. Vicon certified hardware. Requires separate edge device connection license. | 1 |  | 1 Year | 2564 | 0.33 | 1717.88
2723 | Vicon | VLR-PRO-ENT | TIER UPGRADE FOR VALERUS SOFTWARE; from PRO to ENT; third party devices; when purchased with current UPP; per device | 1 |  | 1 Year | 90 | 0.33 | 60.3
2724 | Vicon | VLR-PRO-ENT-NP | TIER UPGRADE FOR VALERUS SOFTWARE; from PRO to ENT; third party devices; when purchased without current UPP; per device | 1 |  | 1 Year | 144 | 0.33 | 96.48
2725 | Vicon | VLR-PRO-LIC | VALERUS PRO LICENSE; single edge device new license for use with third party cameras/encoders including the VLR-ENC-16 | 1 |  | 1 Year | 165 | 0.33 | 110.55
2726 | Vicon | VLR-PRO-LIC-ADD | VALERUS PRO LICENSE ADD-ON; single edge device license to add on to existing license; for use with third party cameras/encoders including the VLR-ENC-16 | 1 |  | 1 Year | 165 | 0.33 | 110.55
2727 | Vicon | VLR-PRO-UPP | UPGRADE PROTECTION PLAN; for Valerus PRO tier; per third party device. Guarantee free upgrades for one year. | 1 |  | 1 Year | 22 | 0.33 | 14.74
2728 | Vicon | VLR-PRO-UPP-3 | UPGRADE PROTECTION PLAN; for Valerus PRO tier; per device. Guarantee free upgrades for three years. | 1 |  | 1 Year | 49 | 0.33 | 32.83
2729 | Vicon | VLR-PRO-UPP-5 | UPGRADE PROTECTION PLAN; for Valerus PRO tier; per device. Guarantee free upgrades for five years. | 1 |  | 1 Year | 77 | 0.33 | 51.59
2730 | Vicon | VLR-PRO-VER | VERSION UPGRADE FOR VALERUS SOFTWARE; to next version; PRO tier; per third party device | 1 |  | 1 Year | 66 | 0.33 | 44.22
2731 | Vicon | VLR-REDSRV-LIC | VALERUS LICENSE FOR REDUNDANT APPLICATION SERVER; for new Valerus system | 1 |  | 1 Year | 500 | 0.33 | 335
2732 | Vicon | VLR-REDSRV-LIC-ADD | VALERUS UPGRADE LICENSE FOR REDUNDANT APPLICATION SERVER; for existing Valerus Systems; to provide activation key | 1 |  | 1 Year | 500 | 0.33 | 335
2733 | Vicon | VLR-VCORE-ENT | TIER UPGRADE FOR VALERUS SOFTWARE; from CORE to ENT; Vicon devices; when purchased with current UPP; per device | 1 |  | 1 Year | 114 | 0.33 | 76.38
2734 | Vicon | VLR-VCORE-ENT-NP | TIER UPGRADE FOR VALERUS SOFTWARE; from CORE to ENT; Vicon devices; when purchased without current UPP; per device | 1 |  | 1 Year | 182 | 0.33 | 121.94
2735 | Vicon | VLR-VCORE-LIC | VALERUS CORE LICENSE; single edge device new license for use with Vicon cameras and single-channel encoder | 1 |  | 1 Year | 56 | 0.33 | 37.52
2736 | Vicon | VLR-VCORE-LIC-ADD | VALERUS CORE LICENSE ADD-ON; single edge device license add-on to existing license; for use with Vicon cameras and single-channel encoder | 1 |  | 1 Year | 56 | 0.33 | 37.52
2737 | Vicon | VLR-VCORE-PRO | TIER UPGRADE FOR VALERUS SOFTWARE; from CORE to PRO; Vicon devices; when purchased with current UPP; per device | 1 |  | 1 Year | 55 | 0.33 | 36.85
2738 | Vicon | VLR-VCORE-PRO-NP | TIER UPGRADE FOR VALERUS SOFTWARE; from CORE to PRO; Vicon devices; when purchased without current UPP; per device | 1 |  | 1 Year | 88 | 0.33 | 58.96
2739 | Vicon | VLR-VCORE-VER | VERSION UPGRADE FOR VALERUS SOFTWARE; to next version; CORE tier; per Vicon device | 1 |  | 1 Year | 22 | 0.33 | 14.74
2740 | Vicon | VLR-VENT-LIC | VALERUS ENT LICENSE; single edge device new license for use with Vicon cameras and single-channel encoder | 1 |  | 1 Year | 170 | 0.33 | 113.9
2741 | Vicon | VLR-VENT-LIC-ADD | VALERUS ENT LICENSE ADD-ON; single edge device license to add on to existing licenses; for use with Vicon cameras and single-channel encoder | 1 |  | 1 Year | 170 | 0.33 | 113.9
2742 | Vicon | VLR-VENT-VER | VERSION UPGRADE FOR VALERUS SOFTWARE; to next version; ENT tier; per Vicon device | 1 |  | 1 Year | 68 | 0.33 | 45.56
2743 | Vicon | VLR-VN-GW-A | VALERUS-VICONNET GATEWAY SERVER; PC preloaded with Gateway and required VIconNet software; desktop case. Vicon certified hardware with i7 processor and 16 GB RAM. Requires separate Gateway license. | 1 |  | 1 Year | 3230 | 0.33 | 2164.1
2744 | Vicon | VLR-VN-GW-A-RK | VALERUS-VICONNET GATEWAY SERVER; PC preloaded with Gateway and required VIconNet software; rack-mount. Vicon certified hardware with i7 processor nd 16 GB RAM. Requires separate Gateway license. | 1 |  | 1 Year | 3689 | 0.33 | 2471.63
2745 | Vicon | VLR-VN-GW-LIC | VALERUS-VICONNET GATEWAY LICENSE; bridge existing ViconNet system to a new Valerus system | 1 |  | 1 Year | 5000 | 0.33 | 3350
2746 | Vicon | VLR-VN-GW-LIC-ADD | UPGRADE VALERUS-VICONNET GATEWAY LICENSE; bridge existing ViconNet system to an existing Valerus system | 1 |  | 1 Year | 5000 | 0.33 | 3350
2747 | Vicon | VLR-VN-GW-UPP-1 | UPGRADE PROTECTION PLAN; for Valerus-ViconNet Gateway; 1 year; per device | 1 |  | 1 Year | 175 | 0.33 | 117.25
2748 | Vicon | VLR-VN-GW-UPP-3 | UPGRADE PROTECTION PLAN; for Valerus-ViconNet Gateway; 3 year; per device | 1 |  | 1 Year | 500 | 0.33 | 335
2749 | Vicon | VLR-VN-GW-UPP-5 | UPGRADE PROTECTION PLAN; for Valerus-ViconNet Gateway; 5 year; per device | 1 |  | 1 Year | 675 | 0.33 | 452.25
2750 | Vicon | VLR-VPRO-ENT | TIER UPGRADE FOR VALERUS SOFTWARE; from PRO to ENT; Vicon devices; when purchased with current UPP; per device | 1 |  | 1 Year | 59 | 0.33 | 39.53
2751 | Vicon | VLR-VPRO-ENT-NP | TIER UPGRADE FOR VALERUS SOFTWARE; from PRO to ENT; Vicon devices; when purchased without current UPP; per device | 1 |  | 1 Year | 95 | 0.33 | 63.65
2752 | Vicon | VLR-VPRO-LIC | VALERUS PRO LICENSE; single edge device new license for use with Vicon cameras and single-channel encoder | 1 |  | 1 Year | 111 | 0.33 | 74.37
2753 | Vicon | VLR-VPRO-LIC-ADD | VALERUS PRO LICENSE ADD-ON; single edge device license to add on to existing licenses; for use with Vicon cameras and single-channel encoder | 1 |  | 1 Year | 111 | 0.33 | 74.37
2754 | Vicon | VLR-VPRO-VER | VERSION UPGRADE FOR VALERUS SOFTWARE; to next version; PRO tier; per Vicon device | 1 |  | 1 Year | 44 | 0.33 | 29.48
2755 | Vicon | VM-623LED-2 | 23.6-INCH LED; 1080p HD resolution (1920 x 1080); 16:9 aspect ratio, HDMI, DVI, VGA input, stereo | 1 |  | 1 Year | 900 | 0.33 | 603
2756 | Vicon | VMDC-2V8-A | VIRTUAL MATRIX DISPLAY CONTROLLER; 2 display outputs; supports up to 4K resolution; Windows 10; tower case | 1 |  | 1 Year | 6278 | 0.33 | 4206.26
2757 | Vicon | VMDC-2V8-B-RK | VIRTUAL MATRIX DISPLAY CONTROLLER; 2 display outputs; supports up to 4K resolution; Windows 10; 3U rack mount | 1 |  | 1 Year | 6578 | 0.33 | 4407.26
2758 | Vicon | VMDC-4V8-A | VIRTUAL MATRIX DISPLAY CONTROLLER; 4 display outputs; supports up to 4K resolution; Windows 10; tower case | 1 |  | 1 Year | 6744 | 0.33 | 4518.48
2759 | Vicon | VMDC-4V8-B-RK | VIRTUAL MATRIX DISPLAY CONTROLLER; 4 display outputs; supports up to 4K resolution; Windows 10; 3U rack mount | 1 |  | 1 Year | 7100 | 0.33 | 4757
2760 | Vicon | VMDC-6V8-B | VIRTUAL MATRIX DISPLAY CONTROLLER; 6 display outputs; supports up to 4K resolution; Windows 10; tower case | 1 |  | 1 Year | 7222 | 0.33 | 4838.74
2761 | Vicon | VMDC-6V8-B-RK | VIRTUAL MATRIX DISPLAY CONTROLLER; 6 display outputs; supports up to 4K resolution; Windows 10; 3U rack mount | 1 |  | 1 Year | 7500 | 0.33 | 5025
2762 | Vicon | VMDC-SWV8 | VIRTUAL MATRIX DISPLAY CONTROLLER SOFTWARE; installation on 3rd party server | 1 |  | 1 Year | 3835 | 0.33 | 2569.45
2763 | Vicon | VN-901T | SINGLE-CHANNEL H.264 DIGITAL VIDEO ENCODER; 30 fps; audio input/output; Power over Ethernet capable; integrates with ViconNet and other ONVIF VMS | 1 |  | 1 Year | 581 | 0.33 | 389.27
2764 | Vicon | VN-CAM-LIC | CONNECTION LICENSE; for non-ViconNet cameras to ViconNet system. One camera license. | 1 |  | 1 Year | 600 | 0.33 | 402
2765 | Vicon | VN-DECODER-2A | VICONNET 2-CHANNEL DIGITAL VIDEO DECODER; for use with Virtual Matrix Display Controller; Windows 10 | 1 |  | 1 Year | 3389 | 0.33 | 2270.63
2766 | Vicon | VN-KEYPAD | KEYPAD; used to control ViconNet digital video management systems, including Virtual Matrix Display Controller (VMDC); desk-top design; connect and power via USB cable. | 1 |  | 1 Year | 1575 | 0.33 | 1055.25
2767 | Vicon | VN-RMT-PCV8-A | PC WITH PRELOADED VICONNET VN-RMT-SWV7WEB SERVICE AND MOBILE APPLICATION SOFTWARE. Windows 10. Single license. | 1 |  | 1 Year | 3399 | 0.33 | 2277.33
2768 | Vicon | VN-RMT-PCV8-B-RK | PC WITH PRELOADED VICONNET VN-RMT-SWV7 WEB SERVICE AND MOBILE APPLICATION SOFTWARE SOFTWARE; Windows 10; rack-mount with brushed aluminum front bezel. Single license. | 1 |  | 1 Year | 3965 | 0.33 | 2656.55
2769 | Vicon | VN-RMT-SWV8 | VICONNET WEB SERVICE AND MOBILE APPLICATION SOFTWARE; software package for PC being used as a standalone Web Service or with mobile application. Single server license. | 1 |  | 1 Year | 1056 | 0.33 | 707.52
2770 | Vicon | VN-SHD-10T | HARD DRIVE REPLACEMENT KIT; for VN-NVR Shadow, SATA, 10 TB | 1 |  | 1 Year | 1960 | 0.33 | 1313.2
2771 | Vicon | VN-SHD-12T | HARD DRIVE REPLACEMENT KIT; for VN-NVR Shadow, SATA, 12 TB | 1 |  | 1 Year | 2400 | 0.33 | 1608
2772 | Vicon | VN-SHD-2T | HARD DRIVE REPLACEMENT KIT; for VN-NVR Shadow, SATA, 2 TB | 1 |  | 1 Year | 790 | 0.33 | 529.3
2773 | Vicon | VN-SHD-3T | HARD DRIVE REPLACEMENT KIT; for VN-NVR Shadow, SATA, 3 TB | 1 |  | 1 Year | 1225 | 0.33 | 820.75
2774 | Vicon | VN-SHD-4T | HARD DRIVE REPLACEMENT KIT; for VN-NVR Shadow, SATA, 4 TB | 1 |  | 1 Year | 1665 | 0.33 | 1115.55
2775 | Vicon | VN-SHD-6T | HARD DRIVE REPLACEMENT KIT; for VN-NVR Shadow, SATA, 6 TB | 1 |  | 1 Year | 1060 | 0.33 | 710.2
2776 | Vicon | VN-SHD-8T | HARD DRIVE REPLACEMENT KIT; for VN-NVR Shadow, SATA, 8 TB | 1 |  | 1 Year | 1385 | 0.33 | 927.95
2777 | Vicon | VN-SHD-HD1T | HARD DRIVE REPLACEMENT KIT; for VN-NVR Shadow, SATA, 1 TB | 1 |  | 1 Year | 430 | 0.33 | 288.1
2778 | Vicon | VNUC-PCV8-A | PC WITH PRELOADED VICONNET VNUC-SWV7 NUCLEUS/WEB SERVER SOFTWARE; max 10 concurrent users. Windows 10. Single license. | 1 |  | 1 Year | 3399 | 0.33 | 2277.33
2779 | Vicon | VNUC-PCV8-B-RK | PC WITH PRELOADED VICONNET VNUC-SWV7 NUCLEUS/WEB SERVER SOFTWARE; max 10 concurrent users; Windows 10; rack-mount with brushed aluminum front bezel. Single license. | 1 |  | 1 Year | 3965 | 0.33 | 2656.55
2780 | Vicon | VNUC-SWV8 | VICONNET NUCLEUS/WEB SERVER SOFTWARE. Single server license. | 1 |  | 1 Year | 1056 | 0.33 | 707.52
2781 | Vicon | VN-VIEWERV8 | VICONNET 16-CHANNEL VIEWER SOFTWARE. Single PC license. Included free as standard viewer within all ViconNet DVR and IP products. | 1 |  | 1 Year | 278 | 0.33 | 186.26
2782 | Vicon | VPK-11TBV8-R5-1 | 1U NETWORK VIDEO RECORDER; preloaded ViconNet, view, record and configure ViconNet IP devices and recorders; internal RAID with 16 TB raw and 11 TB usable storage and a redundant power supply; 4-bay; RAID5; i5 processor; Windows 10; rack-mount. Vicon cetified hardware. | 1 |  | 1 Year | 12855 | 0.33 | 8612.85
2783 | Vicon | VPK-125TBV8-R5 | 2U NETWORK VIDEO RECORDER; preloaded ViconNet, view, record and configure ViconNet IP devices and recorders; internal RAID with 144 TB raw storage and 125 TB usable storage and redundant OS and power supply; 12-bay; RAID5; Xeon E3 processor; Windows 10; rack-mount. Vicon certified hardware. | 1 |  | 1 Year | 38495 | 0.33 | 25791.65
2784 | Vicon | VPK-12TBV8-A | NETWORK VIDEO RECORDER; preloaded ViconNet, view, record and configure ViconNet IP devices and recorders; 12 TB internal HDD storage; Windows 10; tower case | 1 |  | 1 Year | 9050 | 0.33 | 6063.5
2785 | Vicon | VPK-12TBV8-B-RK | NETWORK VIDEO RECORDER; preloaded ViconNet, view, record and configure ViconNet IP devices and recorders; 12 TB internal HDD storage; Windows 10; rack-mount with brushed aluminum front bezel | 1 |  | 1 Year | 9200 | 0.33 | 6164
2786 | Vicon | VPK-174TBV8-R5 | 4U NETWORK VIDEO RECORDER; preloaded ViconNet, view, record and configure ViconNet IP devices and recorders; internal RAID with 192 TB raw storage and 174 TB usable storage and redundant OS and power supply; 24-bay; RAID5; Xeon E3 processor; Windows 10; rack-mount. Vicon certified hardware. | 1 |  | 1 Year | 46725 | 0.33 | 31305.75
2787 | Vicon | VPK-17TBV8-R5-1 | 1U NETWORK VIDEO RECORDER; preloaded ViconNet, view, record and configure ViconNet IP devices and recorders; internal RAID with 24 TB raw and 17 TB usable storage and a redundant power supply; 4-bay; RAID5; i5 processor; Windows 10; rack-mount. Vicon certified hardware. | 1 |  | 1 Year | 13495 | 0.33 | 9041.65
2788 | Vicon | VPK-1TBV8-A | NETWORK VIDEO RECORDER; preloaded ViconNet, view, record and configure ViconNet IP devices and recorders; 1 TB internal HDD storage; Windows 10; desktop case | 1 |  | 1 Year | 8550 | 0.33 | 5728.5
2789 | Vicon | VPK-1TBV8-B-RK | NETWORK VIDEO RECORDER; preloaded ViconNet, view, record and configure ViconNet IP devices and recorders; 1 TB internal HDD storage; Windows 10; rack-mount with brushed aluminum front bezel | 1 |  | 1 Year | 8700 | 0.33 | 5829
2790 | Vicon | VPK-34TBV8-R5 | 1U NETWORK VIDEO RECORDER; preloaded ViconNet, view, record and configure ViconNet IP devices and recorders; internal RAID with 48 TB raw and 34 TB usable storage and a redundant power supply; 4-bay; RAID5; i5 processor; Windows 10; rack-mount. Vicon certified hardware. | 1 |  | 1 Year | 18050 | 0.33 | 12093.5
2791 | Vicon | VPK-62TBV8-R5 | 2U NETWORK VIDEO RECORDER; preloaded ViconNet, view, record and configure ViconNet IP devices and recorders; internal RAID with 72 TB raw storage and 62 TB usable storage and redundant OS and power supply; 12-bay; RAID5; Xeon E3 processor; Windows 10; rack-mount. Vicon certified hardware. | 1 |  | 1 Year | 23295 | 0.33 | 15607.65
2792 | Vicon | VPK-6TBV8-A | NETWORK VIDEO RECORDER; preloaded ViconNet, view, record and configure ViconNet IP devices and recorders; 6 TB internal HDD storage; Windows 10; desktop case | 1 |  | 1 Year | 8700 | 0.33 | 5829
2793 | Vicon | VPK-6TBV8-B-RK | NETWORK VIDEO RECORDER; preloaded ViconNet, view, record and configure ViconNet IP devices and recorders; 6 TB internal HDD storage; Windows 10; rack-mount with brushed aluminum front bezel | 1 |  | 1 Year | 8950 | 0.33 | 5996.5
2794 | Vicon | VPK-8.5TBV8-R5-1 | 1U NETWORK VIDEO RECORDER; preloaded ViconNet, view, record and configure ViconNet IP devices and recorders; internal RAID with 12 TB raw and 8.5 TB usable storage and a redundant power supply; 4-bay; RAID5; i5 processor; Windows 10; rack-mount. Vicon certified hardware. | 1 |  | 1 Year | 12425 | 0.33 | 8324.75
2795 | Vicon | VPK-83TBV8-R5 | 2U NETWORK VIDEO RECORDER; preloaded ViconNet, view, record and configure ViconNet IP devices and recorders; internal RAID with 96 TB raw storage and 83 TB usable storage and redundant OS and power supply; 12-bay; RAID5; Xeon E3 processor; Windows 10; rack-mount. Vicon certified hardware. | 1 |  | 1 Year | 27495 | 0.33 | 18421.65
2796 | Vicon | VPK-SANV8-A | NETWORK VIDEO RECORDER; preloaded ViconNet, for use with external VN-SAN RAID only; no internal HDD storage; Windows 10; desktop case | 1 |  | 1 Year | 8500 | 0.33 | 5695
2797 | Vicon | VPK-SANV8-B-RK | NETWORK VIDEO RECORDER; preloaded ViconNet, for use with external VN-SAN RAID only; no internal HDD storage; Windows 10; rack mount with brushed aluminum front bezel | 1 |  | 1 Year | 8650 | 0.33 | 5795.5
2798 | Vicon | VPK-SWV8 | VICONNET PEAK NVR SOFTWARE; for use with ViconNet Digital Recorders, Video Encoders and ViconNet IP Cameras. Full ViconNet functionality including recording. Single PC license. | 1 |  | 1 Year | 8000 | 0.33 | 5360
2799 | Vicon | VPK-V8-10 | VICONNET PEAK MULTI-PACK: 10 user license pack of VPK software | 1 |  | 1 Year | 22167 | 0.33 | 14851.89
2800 | Vicon | VPOE-INJ-60 | POE MIDSPAN INJECTOR; 60W for use with V1000 series multi-sensor cameras | 1 |  | 1 Year | 125 | 0.33 | 83.75
2801 | Vicon | V-POE-UPS | POWER BACKUP (UPS); for PoE edge devices | 1 |  | 1 Year | 330 | 0.33 | 221.1
2802 | Vicon | VWS-PCV8-A | PC WITH PRELOADED VWS-SW SOFTWARE; for use with ViconNet Digital Recorders, Video Encoders and ViconNet IP Cameras. Full ViconNet functionality except recording. Windows 10. Single license. | 1 |  | 1 Year | 3399 | 0.33 | 2277.33
2803 | Vicon | VWS-PCV8-B-RK | PC WITH PRELOADED VWS-SWV7 SOFTWARE; for use with ViconNet Digital Recorders, Video Encoders and ViconNet IP Cameras. Full ViconNet functionality except recording; Windows 10; rack-mount with brushed aluminum front bezel. Single license. | 1 |  | 1 Year | 3965 | 0.33 | 2656.55
2804 | Vicon | VWS-SWV8 | VICONNET WORKSTATION SOFTWARE; for use with ViconNet Digital Recorders, Video Encoders and ViconNet IP Cameras. Full ViconNet functionality except recording. Single PC license. | 1 |  | 1 Year | 825 | 0.33 | 552.75
2805 | Vicon | VWS-V8-10 | VICONNET MULTI-PACK: 10 user license pack of VWS software. | 1 |  | 1 Year | 4695 | 0.33 | 3145.65
2806 | Vicon | VX-SS10-HD | FIXED HOUSING WITH 1080P HD 10X CAMERA; AISI 316L, 12-24 VDC/24 VAC, full HD 1080p camera , 60fps, H.264/AVC, 10x zoom, autofocus, cable 4m (13ft), wiper, sunshield, -50°C/+65°C. ETL listed for USA Class I Zone 1 Aex d IIC T5 Gb,Class I Div 2 Group A,B,C,D T5, Zone 21 Aex tb IIIC T100°C Db, Class II Div 2 Group E, F and G T100°C. ETL listed for Canada Ex d IIC T5 Gb, Class I Div 2 Group A,B,C,D T5, Ex tb IIIC T100°C Db, Class II Div 2 Group E, F and G T100°C. ATEX Ex II 2G Ex d IIC T5 Gb, Ex II 2D Ex tb IIIC T100°C Db IP66/68. IECEx Ex d IIC T5 Gb, Ex tb IIIC | 1 |  | 1 Year | 10704 | 0.33 | 7171.68
2807 | Vicon | VX-SS-CM | CORNER MOUNT ADAPTER; for VX-SS-WMA wall mount | 1 |  | 1 Year | 336 | 0.33 | 225.12
2808 | Vicon | VX-SSOCT-CBL | CONDUIT CABLE GLAND; for VX-SS10-HD, nickel-plated brass, 3/4" NPT IECEX-ATEX. CSA listed for Canada and US. | 1 |  | 1 Year | 944 | 0.33 | 632.48
2809 | Vicon | VX-SS-PM | POLE MOUNT; for VX-SS-WMA | 1 |  | 1 Year | 672 | 0.33 | 450.24
2810 | Vicon | VX-SS-WMA | WALL MOUNT; for VX-SS10-HD, adjustable head | 1 |  | 1 Year | 645 | 0.33 | 432.15
2811 | Vicon | VZX-SS30-HD | PTZ, ENCLOSURE AND 1080P HD 30X CAMERA; 60 fps, AISI 316L, 24 VAC, day/night camera, full HD, 30x, H.264/AVC, wiper. ATEX Ex II 2 G Ex d IIC T6 Gb Ta -40°C to +60°C Ex II 2 D Ex tb IIIC T85°C Db Ta -40°C to +60°C IP66. IECEX Ex d IIC T6 Gb Ta -40°C to +60°C Ex tb IIIC T85°C Db Ta -40°C to +60°C IP66.UL listed for USA Class I, Zone 1, Aex d IIC T6. UL listed for Canada Class I, Zone 1, Ex d IIC T6 Gb Class II, Groups E, F and G | 1 |  | 1 Year | 35168 | 0.33 | 23562.56
2812 | Vicon | VZX-SS36-A | PTZ, ENCLOSURE AND ANALOG 36X CAMERA; 24 VAC, NTSC, housing wiper. Certifications UL Hazardous Class I, Zone 1, AEx d IIC T6 Zone 21, AEx tb IIIC T85°C, cUL Class I, Zone 1, Ex d IIC T6 Gb Class II, Groups E, F and G, IECEx Ex d IIC T6 Ta -40°C to + 60°C Gb, Ex tb IIIC T85°C Ta -40°C to + 60°C Db IP66, Atex Ex II 2 G Ex d IIC T6 Ta -40°C to + 60°C Gb, Ex II 2 D Ex tb IIIC T85°C Ta -40°C to + 60°C Db, IP66 | 1 |  | 1 Year | 31080 | 0.33 | 20823.6
2813 | Vicon | VZX-SS-CM | CORNER MOUNT; for VZX-SS PTZ cameras | 1 |  | 1 Year | 334 | 0.33 | 223.78
2814 | Vicon | VZX-SS-PCM | PARAPET/CEILING MOUNT; for VZX-SS PTZ cameras | 1 |  | 1 Year | 520 | 0.33 | 348.4
2815 | Vicon | VZX-SS-PM | POLE MOUNT ADAPTER; for VZX-SS-WM | 1 |  | 1 Year | 672 | 0.33 | 450.24
2816 | Vicon | VZX-SS-WM | WALL MOUNT; for VZX-SS PTZ cameras | 1 |  | 1 Year | 645 | 0.33 | 432.15
2817 | Hanwha | PNM-9320VQP | Network vandal outdoor camera that combines Multi-sensor Multi-Directional camera, (2MP/5MP X 4 sensors sold separately) 8MP ~20MP (2MP @ 60fps or 5MP @30fps) fixed focal lens modules and 2MP 32x optical zoom PTZ, triple codec H.265/H.264/MJPEG with WiseStream II technology, 150dB WDR @ 2MP or 120dB @ 5MP, defocus detection, built in analytics, 4x SD card, hallway view, HLC, defog detection, SFP slot, DIS(Gyro Sensor), HPoE, IP66/IK10, -40°C ~ +55°C (-40°F ~ +131°F) 2MP Lens modules: SLA-2M2400P (2.4mm), SLA-2M2800P (2.8mm), SLA-2M3600P (3.6mm), SLA-2M6000P (6mm), SLA-2M1200P (12mm) 5MP Lens modules: SLA-5M3700P (3.7mm), SLA-5M4600P (4.6mm), SLA-5M7000P (7.0mm) | 1 |  | 1 Year | 6200 | 0.33 | 4154
2818 | Hanwha | PNM-9080VQ | Network vandal outdoor Multi-sensor Multi-Directional dome camera, (2MP X 4 sensors) 8MP @ 60fps, motorized vari-focal lens 4.3x (2.8~12mm) (119.5°~27.9°), triple codec H.265/H.264/MJPEG with WiseStream II technology, 150dB WDR, defocus detection, built in analytics, true D/N, 4x SD card, hallway view, HLC, defog detection, DIS(Gyro Sensor), 12VDC/PoE+, IP66/IK10, -40°C ~ +55°C (-40°F ~ +131°F) | 1 |  | 1 Year | 2450 | 0.33 | 1641.5
2819 | Hanwha | PNM-9081VQ | Network vandal outdoor Multi-sensor Multi-Directional dome camera, (5MP X 4 sensors) 20MP @ 30fps, motorized vari-focal lens 2.6x (3.6 ~ 9.4mm) (102.5˚ ~ 38.7˚), triple codec H.265/H.264/MJPEG with WiseStream II technology, 120dB WDR, defocus detection, built in analytics, true D/N, 4x SD card, hallway view, HLC, defog detection, DIS(Gyro Sensor), 12VDC/HPoE (Power adaptor is included), IP66/IK10, -40°C ~ +55°C (-40°F ~ +131°F) | 1 |  | 1 Year | 3700 | 0.33 | 2479
2820 | Hanwha | PNM-9000VQ | Network vandal outdoor Multi-sensor Multi-Directional dome camera, (2MP/5MP X 4 sensors sold separately) 8MP ~20MP (2MP @ 60fps or 5MP @30fps), fixed focal lens modules, triple codec H.265/H.264/MJPEG with WiseStream II technology, 150dB WDR @ 2MP or 120dB @ 5MP, defocus detection, built in analytics, PTZ handover, 4x SD card, hallway view, HLC, defog detection, DIS(Gyro Sensor), PoE+, IP66/IK10, -40°C ~ +55°C (-40°F ~ +131°F) 2MP Lens modules: SLA-2M2400Q (2.4mm), SLA-2M2800Q (2.8mm), SLA-2M3600Q (3.6mm), SLA-2M6000Q (6mm) 5MP Lens modules: SLA-5M3700Q (3.7mm), SLA-5M4600Q (4.6mm), SLA-5M7000Q (7.0mm) | 1 |  | 1 Year | 1700 | 0.33 | 1139
2821 | Hanwha | PNM-7000VD | Network vandal outdoor Multi-sensor Multi-Directional dome camera, (2MP X 2 sensors sold separately) 4MP @ 60fps, modular lenses from 2.4, 2.8, 3.6 and 6mm lenses, triple codec H.265/H.264/MJPEG with WiseStream II technology, 150dB WDR, built in analytics, 2x SD card, hallway view, HLC, defog detection, DIS, PoE, IP66/IK10, -40°C ~ +55°C (-40°F ~ +131°F). Lens modules: SLA-2M2400D (2.4mm), SLA-2M2800D (2.8mm), SLA-2M3600D (3.6mm), SLA-2M6000D (6mm) | 1 |  | 1 Year | 1100 | 0.33 | 737
2822 | Hanwha | PNM-9030V | Network vandal outdoor Multi-sensor dome camera, panoramic 180º / 220º view, (5MP X 4 sensors) 15MP @ 30fps, triple codec H.265/H.264/MJPEG with WiseStream technology, built in video analytics and sound classification, Heatmap, PoE+, IP66/IK10 | 1 |  | 1 Year | 2700 | 0.33 | 1809
2823 | Hanwha | PNM-9020V | Network vandal outdoor Multi-sensor dome camera, panoramic 180º view, (2MP X 4 sensors) 7.3MP @ 30fps, triple codec H.265/H.264/MJPEG with WiseStream technology, defocus detection, PTZ hand over and built in analytics, Heatmap, PoE+, IP66/IK10 | 1 |  | 1 Year | 1800 | 0.33 | 1206
2824 | Hanwha | PNP-9200RH | Network PTZ camera, 4K (8MP) @ 30fps, triple codec H.265/H.264/MJPEG with WiseStream technology, 20x optical zoom, 120dB WDR, built-in IR 656ft (200m), mechanical anti-vibration, auto tracking, built-in video analytics, true D/N, 24VAC, IP66, IK10, -50°C ~ +55°C (-58°F ~ +131°F) | 1 |  | 1 Year | 5350 | 0.33 | 3584.5
2825 | Hanwha | PNO-9080R | Network IR bullet camera, 4K (12MP Max), triple codec H.265/H.264/MJPEG with WiseStream technology, 4.5~10mm motorized V/F, 120dB WDR, defocus detection, PTZ hand over, built-in video analytics, IP66/IK10, -40°C ~ +55°C (-40°F ~ +131°F) | 1 |  | 1 Year | 1699 | 0.33 | 1138.33
2826 | Hanwha | PNV-9080R | Network IR vandal outdoor dome camera, 4K (12MP Max), triple codec H.265/H.264/MJPEG with WiseStream technology, 4.5~10mm motorized V/F, 120dB WDR, defocus detection, PTZ hand over, built-in video analytics, IP66/IP67/IK10, -40°C ~ +55°C (-40°F ~ +131°F) | 1 |  | 1 Year | 1699 | 0.33 | 1138.33
2827 | Hanwha | PND-9080R | Network IR Indoor dome, 4K (12MP Max), triple codec H.265/H.264/MJPEG with WiseStream technology, 4.5~10mm motorized V/F, 120dB true WDR, defocus detection, PTZ hand over, built-in video analytics, IK08 | 1 |  | 1 Year | 1499 | 0.33 | 1004.33
2828 | Hanwha | PNF-9010R | Network IR vandal Indoor fisheye dome camera, 9MP, triple codec H.265/H.264/MJPEG with WiseStream technology, 120dB WDR, simple focus, defocus detection, PTZ hand over, built-in video analytics, business analytics (heatmap and people counting), IK10 | 1 |  | 1 Year | 1700 | 0.33 | 1139
2829 | Hanwha | PNF-9010RV | Network IR vandal outdoor fisheye dome camera, 9MP, triple codec H.265/H.264/MJPEG with WiseStream technology, 120dB WDR, simple focus, defocus detection, PTZ hand over, built-in video analytics, business analytics (heatmap and people counting), IP66/IK10, -40°C ~ +55°C (-40°F ~ +131°F) | 1 |  | 1 Year | 1800 | 0.33 | 1206
2830 | Hanwha | PNF-9010RVM | Network IR vandal Mobile fisheye dome camera, 9MP, triple codec H.265/H.264/MJPEG with WiseStream technology, 120dB WDR, simple focus, defocus detection, PTZ hand over, built-in video analytics, business analytics (heatmap and people counting), For Mobile Application (M12 Connector) RJ45 to M12 adapter is NOT included, IP66/IK10, -40°C ~ +55°C (-40°F ~ +131°F) | 1 |  | 1 Year | 1900 | 0.33 | 1273
2831 | Hanwha | SNB-9000 | Network box camera, 20fps @ 12MP, 30fps @ 4K(8M), H.264/MJPEG, simple focus, DC-iris Compatible, 60dB DWDR, true D/N, Micro SD/SDHC/SDXC, 12VDC/24VAC/PoE | 1 |  | 1 Year | 1099 | 0.33 | 736.33
2832 | Hanwha | XNF-8010R | Wisenet X powered by Wisenet 5 network indoor fisheye, 6MP CMOS sensor, 2048x2048 @ 30fps, 1.6mm fixed lens (192°), triple codec H.265/H.264/MJPEG with WiseStream II technology, 120dB WDR, USB port for easy installation, advanced video, sound classification and business analytics, high powered IR LEDs range of 49', simple focus, dual SD card, HLC, defog detection, DIS, 12VDC/PoE | 1 |  | 1 Year | 950 | 0.33 | 636.5
2833 | Hanwha | XNF-8010RW | Wisenet X powered by Wisenet 5 network indoor fisheye (white color), 6MP CMOS sensor, 2048x2048 @ 30fps, 1.6mm fixed lens (192°), triple codec H.265/H.264/MJPEG with WiseStream II technology, 120dB WDR, USB port for easy installation, advanced video, sound classification and business analytics, high powered IR LEDs range of 49', simple focus, dual SD card, HLC, defog detection, DIS, 12VDC/PoE, white color | 1 |  | 1 Year | 950 | 0.33 | 636.5
2834 | Hanwha | XNF-8010RV | Wisenet X powered by Wisenet 5 network outdoor vandal fisheye, 6MP CMOS sensor, 2048x2048 @ 30fps, 1.6mm fixed lens (192°), triple codec H.265/H.264/MJPEG with WiseStream II technology, 120dB WDR, USB port for easy installation, advanced video, sound classification and business analytics, high powered IR LEDs range of 49', simple focus, dual SD card, HLC, defog detection, DIS, 12VDC/PoE, IP66, IK10, -40°C ~ +55°C (-40°F ~ +131°F) | 1 |  | 1 Year | 1050 | 0.33 | 703.5
2835 | Hanwha | XNF-8010RVM | Wisenet X powered by Wisenet 5 network mobile vandal fisheye, 6MP CMOS sensor, 2048x2048 @ 30fps, 1.6mm fixed lens (192°), triple codec H.265/H.264/MJPEG with WiseStream II technology, 120dB WDR, USB port for easy installation, advanced video, sound classification and business analytics, high powered IR LEDs range of 49', simple focus, dual SD card, HLC, defog detection, DIS, For Mobile Application (M12 Connector) RJ45 to M12 adapter is NOT included, 12VDC/PoE, IP66, IK10, -40°C ~ +55°C (-40°F ~ +131°F) | 1 |  | 1 Year | 1150 | 0.33 | 770.5
2836 | Hanwha | XNV-8080RS | Wisenet X powered by Wisenet 5 network IR stainless steel dome camera, 5MP @30fps, motorized vari-focal lens 2.4x (3.9~9.4mm) (92.1°~38.7°), triple codec H.265/H.264/MJPEG with WiseStream II technology, 120dB WDR, USB port for easy installation, advanced video analytics and sound classification, high powered IR LEDs range of 164', true D/N, dual SD card, hallway view, HLC, defog detection, DIS, 12VDC/24VAC/PoE, IP67, IK10, Nema 4X, -40°C ~ +55°C (-40°F ~ +131°F) | 1 |  | 1 Year | 2200 | 0.33 | 1474
2837 | Hanwha | XNV-8080R | Wisenet X powered by Wisenet 5 network IR outdoor vandal dome camera, 5MP @30fps, motorized vari-focal lens 2.4x (3.9~9.4mm) (92.1°~38.7°), triple codec H.265/H.264/MJPEG with WiseStream II technology, 120dB WDR, USB port for easy installation, advanced video analytics and sound classification, high powered IR LEDs range of 164', true D/N, dual SD card, hallway view, HLC, defog detection, DIS, 12VDC/24VAC/PoE, IP67, IK10, Nema 4X, -40°C ~ +55°C (-40°F ~ +131°F) | 1 |  | 1 Year | 1550 | 0.33 | 1038.5
2838 | Hanwha | XNV-8020R | Wisenet X powered by Wisenet 5 network IR outdoor vandal dome camera, 5MP @30fps, 3.7mm fixed focal lens (97.5°), triple codec H.265/H.264/MJPEG with WiseStream II technology, 120dB WDR, USB port for easy installation, advanced video analytics and sound classification and business analytics, high powered IR LEDs range of 98', true D/N, dual SD card, hallway view, HLC, defog detection, DIS, 12VDC/PoE, IP67, IK10 | 1 |  | 1 Year | 900 | 0.33 | 603
2839 | Hanwha | XNV-8030R | Wisenet X powered by Wisenet 5 network IR outdoor vandal dome camera, 5MP @30fps, 4.6mm fixed focal lens (77.9°), triple codec H.265/H.264/MJPEG with WiseStream II technology, 120dB WDR, USB port for easy installation, advanced video analytics and sound classification and business analytics, high powered IR LEDs range of 98', true D/N, dual SD card, hallway view, HLC, defog detection, DIS, 12VDC/PoE, IP67, IK10 | 1 |  | 1 Year | 900 | 0.33 | 603
2840 | Hanwha | XNV-8040R | Wisenet X powered by Wisenet 5 network IR outdoor vandal dome camera, 5MP @30fps, 7mm fixed focal lens (50.7°), triple codec H.265/H.264/MJPEG with WiseStream II technology, 120dB WDR, USB port for easy installation, advanced video analytics and sound classification and business analytics, high powered IR LEDs range of 98', true D/N, dual SD card, hallway view, HLC, defog detection, DIS, 12VDC/PoE, IP67, IK10 | 1 |  | 1 Year | 900 | 0.33 | 603
2841 | Hanwha | XNO-8080R | Wisenet X powered by Wisenet 5 network IR outdoor bullet camera, 5MP @30fps, motorized vari-focal lens 2.4x (3.7~9.4mm) (100.2°~38.7°), triple codec H.265/H.264/MJPEG with WiseStream II technology, 120dB WDR, USB port for easy installation, advanced video analytics and sound classification, high powered IR LEDs range of 164', true D/N, dual SD card, hallway view, HLC, defog detection, DIS, backbox included, 12VDC/24VAC/PoE, IP67, IK10, Nema 4X, -40°C ~ +55°C (-40°F ~ +131°F) | 1 |  | 1 Year | 1550 | 0.33 | 1038.5
2842 | Hanwha | XNO-8020R | Wisenet X powered by Wisenet 5 network outdoor vandal bullet camera, 5MP @30fps, 3.7mm fixed lens (97.5°), triple codec H.265/H.264/MJPEG with WiseStream II technology, 120dB WDR, USB port for easy installation, advanced video analytics and sound classification and business analytics, high powered IR LEDs range of 98', true D/N, dual SD card, hallway view, HLC, defog detection, DIS, backbox included, 12VDC/PoE, IP67, IK10, Nema 4X | 1 |  | 1 Year | 900 | 0.33 | 603
2843 | Hanwha | XNO-8030R | Wisenet X powered by Wisenet 5 network outdoor vandal bullet camera, 5MP @30fps, 4.6mm fixed lens (77.9°), triple codec H.265/H.264/MJPEG with WiseStream II technology, 120dB WDR, USB port for easy installation, advanced video analytics and sound classification and business analytics, high powered IR LEDs range of 98', true D/N, dual SD card, hallway view, HLC, defog detection, DIS, backbox included, 12VDC/PoE, IP67, IK10, Nema 4X | 1 |  | 1 Year | 900 | 0.33 | 603
2844 | Hanwha | XNO-8040R | Wisenet X powered by Wisenet 5 network outdoor vandal bullet camera, 5MP @30fps, 7mm fixed lens (50.7°), triple codec H.265/H.264/MJPEG with WiseStream II technology, 120dB WDR, USB port for easy installation, advanced video analytics and sound classification and business analytics, high powered IR LEDs range of 98', true D/N, dual SD card, hallway view, HLC, defog detection, DIS, backbox included, 12VDC/PoE, IP67, IK10, Nema 4X | 1 |  | 1 Year | 900 | 0.33 | 603
2845 | Hanwha | XND-8080RV | Wisenet X powered by Wisenet 5 network IR indoor vandal dome camera, 5MP @30fps, motorized vari-focal lens 2.4x (3.9~9.4mm) (92.1°~38.7°), triple codec H.265/H.264/MJPEG with WiseStream II technology, 120dB WDR, USB port for easy installation, advanced video analytics and sound classification, high powered IR LEDs range of 98', true D/N, dual SD card, hallway view, HLC, defog detection, DIS, 12VDC/PoE, IK08 | 1 |  | 1 Year | 1350 | 0.33 | 904.5
2846 | Hanwha | XND-8020R | Wisenet X powered by Wisenet 5 network IR indoor vandal dome camera, 5MP @30fps, 3.7mm fixed focal lens (97.5°), triple codec H.265/H.264/MJPEG with WiseStream II technology, 120dB WDR, USB port for easy installation, advanced video analytics and sound classification and business analytics, high powered IR LEDs range of 98', true D/N, dual SD card, hallway view, HLC, defog detection, DIS, 12VDC/PoE, IK08 | 1 |  | 1 Year | 775 | 0.33 | 519.25
2847 | Hanwha | XND-8030R | Wisenet X powered by Wisenet 5 network IR indoor vandal dome camera, 5MP @30fps, 4.6mm fixed focal lens (77.9°), triple codec H.265/H.264/MJPEG with WiseStream II technology, 120dB WDR, USB port for easy installation, advanced video analytics and sound classification and business analytics, high powered IR LEDs range of 98', true D/N, dual SD card, hallway view, HLC, defog detection, DIS, 12VDC/PoE, IK08 | 1 |  | 1 Year | 775 | 0.33 | 519.25
2848 | Hanwha | XND-8040R | Wisenet X powered by Wisenet 5 network IR indoor vandal dome camera, 5MP @30fps, 7mm fixed focal lens (50.7°), triple codec H.265/H.264/MJPEG with WiseStream II technology, 120dB WDR, USB port for easy installation, advanced video analytics and sound classification and business analytics, high powered IR LEDs range of 98', true D/N, dual SD card, hallway view, HLC, defog detection, DIS, 12VDC/PoE, IK08 | 1 |  | 1 Year | 775 | 0.33 | 519.25
2849 | Hanwha | XND-8020F | Wisenet X powered by Wisenet 5 network flush mount dome camera, 5MP @ 30fps, 3.7mm fixed lens (97.5°), triple codec H.265/H.264/MJPEG with WiseStream II technology, 120dB WDR, USB port for easy installation, advanced video analytics and sound classification and business analytics, built-in Mic, magnetic cover, electronic D/N, SD card, hallway view, HLC, defog detection, DIS, PoE, (Black and white covers are optional) | 1 |  | 1 Year | 600 | 0.33 | 402
2850 | Hanwha | XNB-8000 | Wisenet X powered by Wisenet 5 network box camera, 5MP @30fps, simple focus, triple codec H.265/H.264/MJPEG with WiseStream II technology, 120dB WDR, USB port for easy installation, advanced video analytics and sound classification and business analytics, true D/N, dual SD card, hallway view, HLC, defog detection, DIS using a Gyro sensor, 12VDC/24VAC/PoE | 1 |  | 1 Year | 950 | 0.33 | 636.5
2851 | Hanwha | SNV-8081R | Network IR vandal dome camera, 5MP 30fps, triple codec H.265/H.264/MJPEG, f3.9-9.4mm Motorized Lens simple focus, 120dB WDR, true D/N, Micro SD/SDHC/SDXC, 12VDC/24VAC/PoE, IP66, IK10, -40°C ~ +55°C (-40°F ~ +131°F), hallway view | 1 |  | 1 Year | 1549 | 0.33 | 1037.83
2852 | Hanwha | SNV-8080 | Network vandal dome camera, 5MP 20fps, Full HD(1080p) 30fps, H.264/MJPEG, f3.6-9.4mm Motorized Lens simple focus, 60dB DWDR, true D/N, Micro SD/SDHC/SDXC, 12VDC/24VAC/PoE, IP66, IK10, -40°C ~ +55°C (-40°F ~ +131°F) | 1 |  | 1 Year | 1449 | 0.33 | 970.83
2853 | Hanwha | SNF-8010VM | Network vandal fisheye dome camera, 5MP 20fps, Full HD(1080p), 180°/360°, De-warping on camera, true D/N, BLC, H.264/MJPEG, SD/SDHC/SDXC, 12VDC/PoE, IP66, IK10, M12 Connector Out, RJ45 to M12 Adapter is Included, EN50155, -13°F(-25°C) | 1 |  | 1 Year | 1049 | 0.33 | 702.83
2854 | Hanwha | SNF-8010 | Network fisheye dome camera, 5MP 20fps, Full HD(1080p), 180°/360°, De-warping on camera, true D/N, BLC, H.264/MJPEG, SD/SDHC/SDXC, 12VDC/PoE | 1 |  | 1 Year | 949 | 0.33 | 635.83
2855 | Hanwha | QNE-7080RV | Wisenet Q network outdoor vandal flateye camera, 4MP @20fps, motorized vari-focal lens 3.1x (3.2 ~ 10.0mm) (100.0°~30.5°), triple codec H.265/H.264/MJPEG with Wisestream, 120dB WDR, IR LEDs range 98', defocus detection, hallway View, one way audio and SD card. IP66, IK10, PoE/12VDC | 1 |  | 1 Year | 620 | 0.33 | 415.4
2856 | Hanwha | QNE-7080RVW | Wisenet Q network outdoor vandal flateye camera, 4MP @20fps, motorized vari-focal lens 3.1x (3.2 ~ 10.0mm) (100.0°~30.5°), triple codec H.265/H.264/MJPEG with Wisestream, 120dB WDR, IR LEDs range 98', defocus detection, hallway View, one way audio and SD card. IP66, IK10, PoE/12VDC, white color | 1 |  | 1 Year | 620 | 0.33 | 415.4
2857 | Hanwha | QNV-7080R | Wisenet Q network outdoor vandal dome camera, 4MP @20fps, motorized vari-focal lens 4.3x (2.8 ~ 12.0mm) (109.7°~26°), triple codec H.265/H.264/MJPEG with Wisestream, 120dB WDR, IR LEDs range 98', defocus detection, hallway View, one way audio and SD card. IP66, IK10, PoE/12VDC | 1 |  | 1 Year | 619 | 0.33 | 414.73
2858 | Hanwha | QNV-7010R | Wisenet Q network outdoor vandal dome camera, 4MP @20fps, 2.8mm fixed focal lens (110°), triple codec H.265/H.264/MJPEG with Wisestream, 120dB WDR, IR LEDs range 65', defocus detection, hallway View, one way audio and SD card. IP66, IK10, PoE/12VDC | 1 |  | 1 Year | 429 | 0.33 | 287.43
2859 | Hanwha | QNV-7020R | Wisenet Q network outdoor vandal dome camera, 4MP @20fps, 3.6mm fixed focal lens (81°), triple codec H.265/H.264/MJPEG with Wisestream, 120dB WDR, IR LEDs range 82', defocus detection, hallway View, one way audio and SD card. IP66, IK10, PoE/12VDC | 1 |  | 1 Year | 429 | 0.33 | 287.43
2860 | Hanwha | QNV-7030R | Wisenet Q network outdoor vandal dome camera, 4MP @20fps, 6mm fixed focal lens (53°), triple codec H.265/H.264/MJPEG with Wisestream, 120dB WDR, IR LEDs range 98', defocus detection, hallway View, one way audio and SD card. IP66, IK10, PoE/12VDC | 1 |  | 1 Year | 429 | 0.33 | 287.43
2861 | Hanwha | QND-7080R | Wisenet Q network indoor dome camera, 4MP @20fps, motorized vari-focal lens 4.3x (2.8 ~ 12.0mm) (109.7°~26°), triple codec H.265/H.264/MJPEG with Wisestream, 120dB WDR, IR LEDs range 65', defocus detection, hallway View, one way audio and SD card, PoE/12VDC | 1 |  | 1 Year | 559 | 0.33 | 374.53
2862 | Hanwha | QND-7010R | Wisenet Q network indoor dome camera, 4MP @20fps, 2.8mm fixed focal lens (110°), triple codec H.265/H.264/MJPEG with Wisestream, 120dB WDR, IR LEDs range 65', defocus detection, hallway View, one way audio and SD card. PoE/12VDC | 1 |  | 1 Year | 339 | 0.33 | 227.13
2863 | Hanwha | QND-7020R | Wisenet Q network indoor dome camera, 4MP @20fps, 3.6mm fixed focal lens (81°), triple codec H.265/H.264/MJPEG with Wisestream, 120dB WDR, IR LEDs range 65', defocus detection, hallway View, one way audio and SD card. PoE/12VDC | 1 |  | 1 Year | 339 | 0.33 | 227.13
2864 | Hanwha | QND-7030R | Wisenet Q network indoor dome camera, 4MP @20fps, 6mm fixed focal lens (53°), triple codec H.265/H.264/MJPEG with Wisestream, 120dB WDR, IR LEDs range 65', defocus detection, hallway View, one way audio and SD card. PoE/12VDC | 1 |  | 1 Year | 339 | 0.33 | 227.13
2865 | Hanwha | QNO-7080R | Wisenet Q network outdoor vandal bullet camera, 4MP @20fps, motorized vari-focal lens 4.3x (2.8 ~ 12.0mm) (109.7°~26°), triple codec H.265/H.264/MJPEG with Wisestream, 120dB WDR, IR LEDs range 98', defocus detection, hallway View, one way audio and SD card. IP66, IK10, PoE/12VDC | 1 |  | 1 Year | 619 | 0.33 | 414.73
2866 | Hanwha | QNO-7010R | Wisenet Q network outdoor vandal bullet camera, 4MP @20fps, 2.8mm fixed focal lens (110°), triple codec H.265/H.264/MJPEG with Wisestream, 120dB WDR, IR LEDs range 65', defocus detection, hallway View, one way audio and SD card. IP66, IK10, PoE/12VDC | 1 |  | 1 Year | 429 | 0.33 | 287.43
2867 | Hanwha | QNO-7020R | Wisenet Q network outdoor vandal bullet camera, 4MP @20fps, 3.6mm fixed focal lens (81°), triple codec H.265/H.264/MJPEG with Wisestream, 120dB WDR, IR LEDs range 82', defocus detection, hallway View, one way audio and SD card. IP66, IK10, PoE/12VDC | 1 |  | 1 Year | 429 | 0.33 | 287.43
2868 | Hanwha | QNO-7030R | Wisenet Q network outdoor vandal bullet camera, 4MP @20fps, 6mm fixed focal lens (53°), triple codec H.265/H.264/MJPEG with Wisestream, 120dB WDR, IR LEDs range 98', defocus detection, hallway View, one way audio and SD card. IP66, IK10, PoE/12VDC | 1 |  | 1 Year | 429 | 0.33 | 287.43
2869 | Hanwha | TNV-7010RC | Wisenet T powered by Wisenet 5 network outdoor IR corner mount camera, 3MP, 2048*1536 @ 30fps, 2.8mm fixed lens (102°*75°), 940nm IR 32', built-in mic, triple codec H.265/H.264/MJPEG with WiseStream II technology, 120dB WDR, advanced video analytics and business analytics, single SD card, HLC, defog detection, DIS, PoE, IP66,Nema 4X, IK10 | 1 |  | 1 Year | 1500 | 0.33 | 1005
2870 | Hanwha | SNV-7084R | Wisenet III Network IR vandal dome camera, 3MP 30fps, Full HD(1080p) @ 60fps, P-Iris Motorized simple focus Lens 2.8x (3-8.5mm), H.264/MJPEG, 120dB WDR, true D/N, SD/SDHC/SDXC, 12VDC/24VAC/PoE, IP66, IK10, -40°C ~ +55°C (-40°F ~ +131°F) Powered By 24VAC Only | 1 |  | 1 Year | 1449 | 0.33 | 970.83
2871 | Hanwha | SNV-7084 | Wisenet III Network vandal dome camera, 3MP 30fps, Full HD(1080p) @ 60fps, P-Iris Motorized simple focus Lens 2.8x (3-8.5mm), H.264/MJPEG, 120dB WDR, true D/N, SD/SDHC/SDXC, 12VDC/24VAC/PoE, IP66, IK10, Built-in -40°F | 1 |  | 1 Year | 1299 | 0.33 | 870.33
2872 | Hanwha | SNO-7084R | Wisenet III Network IR Bullet camera, 3MP 30fps, Full HD(1080p) @ 60fps, P-Iris Motorized Lens 2.8x (3-8.5mm), H.264/MJPEG, 120dB WDR, true D/N, SD/SDHC/SDXC, 12VDC/24VAC/PoE, IP66, IK10, Built-in -58°F Heater Powered By 24VAC Only | 1 |  | 1 Year | 1499 | 0.33 | 1004.33
2873 | Hanwha | SND-7084R | Wisenet III Network IR dome camera, 3MP 30fps, Full HD(1080p) @ 60fps, P-Iris Motorized simple focus 2.8x (3-8.5mm), H.264/MJPEG, 120dB WDR, true D/N, SD/SDHC/SDXC, Built-in Mic, IK08, 12VDC/PoE | 1 |  | 1 Year | 1149 | 0.33 | 769.83
2874 | Hanwha | SND-7084 | Wisenet III Network dome camera, 3MP 30fps, Full HD(1080p) @ 60fps, P-Iris Motorized simple focus 2.8x (3-8.5mm), H.264/MJPEG, 120dB WDR, true D/N, SD/SDHC/SDXC, Built-in Mic, 12VDC/PoE | 1 |  | 1 Year | 1049 | 0.33 | 702.83
2875 | Hanwha | XNP-6550RH | Wisenet X powered by Wisenet 5 network outdoor PTZ camera, 2MP, Full HD(1080p) @ 60fps, 55X optical zoom lens (4.75mm ~ 261.4mm) (58.6º ~ 1.23º), Pan: 360° endless. Tilt: -5°~ 185°, triple codec H.265/H.264/MJPEG with WiseStream II technology, 120dB WDR, built-in IR 1640ft (500m), USB port for easy installation, advanced video analytics and sound classification, true D/N, dual SD card, HLC, defog (optical) DIS(Gyro),24VAC/HPoE, IP66/IK10, -58°F ~ +131°F W/ 24VAC power supply | 1 |  | 1 Year | 5000 | 0.33 | 3350
2876 | Hanwha | XNP-6320HS | Wisenet X powered by Wisenet 5 network stainless steel PTZ camera, 2MP, Full HD(1080p) @ 60fps, 32X optical zoom lens (4.44mm ~142.6mm) (61.8º ~ 2.19º), Pan: 360° endless. Tilt: -15°~ 195°, triple codec H.265/H.264/MJPEG with WiseStream II technology, 150dB WDR, USB port for easy installation, advanced video analytics and sound classification, Auto Tracking, true D/N, dual SD card, HLC, defog detection, DIS(Gyro),24VAC/PoE+, IP66/IK10, -58°F ~ +131°F W/ 24VAC power supply | 1 |  | 1 Year | 6300 | 0.33 | 4221
2877 | Hanwha | XNP-6320H | Wisenet X powered by Wisenet 5 network outdoor PTZ camera, 2MP, Full HD(1080p) @ 60fps, 32X optical zoom lens (4.44mm ~142.6mm) (61.8º ~ 2.19º), Pan: 360° endless. Tilt: -15°~ 195°, triple codec H.265/H.264/MJPEG with WiseStream II technology, 150dB WDR, USB port for easy installation, advanced video analytics and sound classification, Auto Tracking, true D/N, dual SD card, HLC, defog detection, DIS(Gyro),24VAC/PoE+, IP66/IK10, -58°F ~ +131°F W/ 24VAC power supply | 1 |  | 1 Year | 4350 | 0.33 | 2914.5
2878 | Hanwha | XNP-6320 | Wisenet X powered by Wisenet 5 network indoor PTZ camera, 2MP, Full HD(1080p) @ 60fps, 32X optical zoom lens (4.44mm ~142.6mm) (61.8º ~ 2.19º), Pan: 360° endless. Tilt: -15°~ 195°, triple codec H.265/H.264/MJPEG with WiseStream II technology, 150dB WDR, USB port for easy installation, advanced video analytics and sound classification, Auto Tracking, true D/N, dual SD card, HLC, defog detection, DIS(Gyro),24VAC/PoE+ | 1 |  | 1 Year | 4000 | 0.33 | 2680
2879 | Hanwha | XNP-6321H | Wisenet X powered by Wisenet 5 network outdoor PTZ camera, 2MP, Full HD(1080p) @ 60fps, 32X optical zoom lens (4.44mm ~142.6mm) (61.8º ~ 2.19º), Pan: 360° endless. Tilt: -15°~ 195°, triple codec H.265/H.264/MJPEG with WiseStream II technology, 150dB WDR, USB port for easy installation, advanced video analytics and sound classification, true D/N, dual SD card, HLC, defog detection, DIS(Gyro),24VAC/PoE+, IP66/IK10, -58°F ~ +131°F W/ 24VAC power supply | 1 |  | 1 Year | 3300 | 0.33 | 2211
2880 | Hanwha | XNP-6321 | Wisenet X powered by Wisenet 5 network indoor PTZ camera, 2MP, Full HD(1080p) @ 60fps, 32X optical zoom lens (4.44mm ~142.6mm) (61.8º ~ 2.19º), Pan: 360° endless. Tilt: -15°~ 195°, triple codec H.265/H.264/MJPEG with WiseStream II technology, 150dB WDR, USB port for easy installation, advanced video analytics and sound classification, true D/N, dual SD card, HLC, defog detection, DIS(Gyro),24VAC/PoE+ | 1 |  | 1 Year | 2900 | 0.33 | 1943
2881 | Hanwha | XNP-6120H | Wisenet X powered by Wisenet 5 network outdoor PTZ camera, 2MP, Full HD(1080p) @ 60fps, 12X optical zoom lens (5.2mm ~62.4mm) (54.58º ~ 5.30º), Pan: 360° endless. Tilt: -5°~ 185°, triple codec H.265/H.264/MJPEG with WiseStream II technology, 150dB WDR, USB port for easy installation, advanced video analytics and sound classification, true D/N, dual SD card, HLC, defog detection, DIS(Gyro), 12VDC/PoE, IP66, IK10, -22°F ~ 131°F | 1 |  | 1 Year | 1700 | 0.33 | 1139
2882 | Hanwha | XNP-6040H | Wisenet X powered by Wisenet 5 network outdoor PTZ camera, 2MP, Full HD(1080p) @ 60fps, 4.3X optical zoom lens (2.8mm ~12mm) (119.5º ~ 27.9º), Pan: 0°~350°. Tilt: 0°~ 90°, triple codec H.265/H.264/MJPEG with WiseStream II technology, 150dB WDR, USB port for easy installation, advanced video analytics and sound classification, true D/N, dual SD card, HLC, defog detection, DIS(Gyro), 12VDC/PoE, IP66, IK10, -22°F ~ 131°F | 1 |  | 1 Year | 1200 | 0.33 | 804
2883 | Hanwha | XNO-6085R | Wisenet X powered by Wisenet 5 network IR outdoor vandal bullet camera, eXtraLUX features 1/2" sensor with F0.94 Lens, back box, 2MP, Full HD(1080p) @60fps, motorized vari-focal lens 4.0x (4.1~16.4mm) (100°~26.2.9°), triple codec H.265/H.264/MJPEG with WiseStream II technology, 150dB WDR, USB port for easy installation, advanced video analytics and sound classification, high powered IR LEDs range of 229', true D/N, dual SD card, hallway view, HLC, defog detection, DIS (Gyro), backbox included, 12VDC/24VAC/PoE, IP67, IK10, Nema 4X, -40°C ~ +55°C (-40°F ~ +131°F) | 1 |  | 1 Year | 1350 | 0.33 | 904.5
2884 | Hanwha | XNV-6085 | Wisenet X powered by Wisenet 5 network outdoor vandal dome camera, eXtraLUX features 1/2" sensor with F0.94 Lens, PTRZ, 2MP, Full HD(1080p) @60fps, motorized vari-focal lens 4.0x (4.1~16.4mm) (100°~26.2.9°), triple codec H.265/H.264/MJPEG with WiseStream II technology, 150dB WDR, USB port for easy installation, advanced video analytics and sound classification, true D/N, dual SD card, hallway view, HLC, defog detection, DIS (Gyro), 12VDC/24VAC/PoE, IP67, IK10, Nema 4X, -40°C ~ +55°C (-40°F ~ +131°F) | 1 |  | 1 Year | 1400 | 0.33 | 938
2885 | Hanwha | XND-6085V | Wisenet X powered by Wisenet 5 network indoor vandal dome camera, eXtraLUX features 1/2" sensor with F0.94 Lens, PTRZ, 2MP, Full HD(1080p) @60fps, motorized vari-focal lens 4.0x (4.1~16.4mm) (100°~26.2.9°), triple codec H.265/H.264/MJPEG with WiseStream II technology, 150dB WDR, USB port for easy installation, advanced video analytics and sound classification, true D/N, dual SD card, hallway view, HLC, defog detection, DIS (Gyro), 12VDC/PoE, IP51, IK08 | 1 |  | 1 Year | 1300 | 0.33 | 871
2886 | Hanwha | XNB-6005 | Wisenet X powered by Wisenet 5 network box camera, eXtraLUX features 1/2" sensor, 2MP, Full HD(1080p) @60fps, triple codec H.265/H.264/MJPEG with WiseStream II technology, 150dB WDR, USB port for easy installation, advanced video analytics and sound classification and business analytics, true D/N, dual SD card, hallway view, HLC, defog detection, DIS (Gyro), 12VDC/24VAC/PoE | 1 |  | 1 Year | 950 | 0.33 | 636.5
2887 | Hanwha | XNV-6120RS | Wisenet X powered by Wisenet 5 network IR stainless steel dome camera, 2MP, Full HD(1080p) @60fps, 12X optical zoom lens (5.2mm ~62.4mm) (54.58º ~ 5.30º), triple codec H.265/H.264/MJPEG with WiseStream II technology, 150dB WDR, USB port for easy installation, advanced video analytics and sound classification, high powered IR LEDs range of 229', true D/N, dual SD card, hallway view, HLC, defog detection, DIS(Gyro), 12VDC/24VAC/PoE, IP67, IK10, Nema 4X, -40°C ~ +55°C (-40°F ~ +131°F) | 1 |  | 1 Year | 2110 | 0.33 | 1413.7
2888 | Hanwha | XNV-6120R | Wisenet X powered by Wisenet 5 network IR outdoor vandal dome camera, 2MP, Full HD(1080p) @60fps, 12X optical zoom lens (5.2mm ~62.4mm) (54.58º ~ 5.30º), triple codec H.265/H.264/MJPEG with WiseStream II technology, 150dB WDR, USB port for easy installation, advanced video analytics and sound classification, high powered IR LEDs range of 229', true D/N, dual SD card, hallway view, HLC, defog detection, DIS(Gyro), 12VDC/24VAC/PoE, IP67, IK10, Nema 4X, -40°C ~ +55°C (-40°F ~ +131°F) | 1 |  | 1 Year | 1500 | 0.33 | 1005
2889 | Hanwha | XNV-6120 | Wisenet X powered by Wisenet 5 network outdoor vandal dome camera, 2MP, Full HD(1080p) @60fps, 12X optical zoom lens (5.2mm ~62.4mm) (54.58º ~ 5.30º), triple codec H.265/H.264/MJPEG with WiseStream II technology, 150dB WDR, USB port for easy installation, advanced video analytics and sound classification, true D/N, dual SD card, hallway view, HLC, defog detection, DIS(Gyro), 12VDC/24VAC/PoE, IP67, IK10, Nema 4X, -40°C ~ +55°C (-40°F ~ +131°F) | 1 |  | 1 Year | 1350 | 0.33 | 904.5
2890 | Hanwha | XNO-6120R | Wisenet X powered by Wisenet 5 network IR outdoor bullet camera, 2MP, Full HD(1080p) @60fps, 12X optical zoom lens (5.2mm ~62.4mm) (54.58º ~ 5.30º), triple codec H.265/H.264/MJPEG with WiseStream II technology, 150dB WDR, USB port for easy installation, advanced video analytics and sound classification, high powered IR LEDs range of 229', true D/N, dual SD card, hallway view, HLC, defog detection, DIS(Gyro), backbox included, 12VDC/24VAC/PoE, IP67, IK10, Nema 4X, -40°C ~ +55°C (-40°F ~ +131°F) | 1 |  | 1 Year | 1500 | 0.33 | 1005
2891 | Hanwha | XNV-6080RS | Wisenet X powered by Wisenet 5 network IR stainless steel dome camera, 2MP, Full HD(1080p) @60fps, motorized vari-focal lens 4.3x (2.8~12mm) (119.5°~27.9°), triple codec H.265/H.264/MJPEG with WiseStream II technology, 150dB WDR, USB port for easy installation, advanced video analytics and sound classification, high powered IR LEDs range of 164', true D/N, dual SD card, hallway view, HLC, defog detection, DIS, 12VDC/24VAC/PoE, IP67, IK10, Nema 4X, -40°C ~ +55°C (-40°F ~ +131°F) | 1 |  | 1 Year | 1620 | 0.33 | 1085.4
2892 | Hanwha | XNV-6080R | Wisenet X powered by Wisenet 5 network IR outdoor vandal dome camera, 2MP, Full HD(1080p) @60fps, motorized vari-focal lens 4.3x (2.8~12mm) (119.5°~27.9°), triple codec H.265/H.264/MJPEG with WiseStream II technology, 150dB WDR, USB port for easy installation, advanced video analytics and sound classification, high powered IR LEDs range of 164', true D/N, dual SD card, hallway view, HLC, defog detection, DIS, 12VDC/24VAC/PoE, IP67, IK10, Nema 4X, -40°C ~ +55°C (-40°F ~ +131°F) | 1 |  | 1 Year | 1150 | 0.33 | 770.5
2893 | Hanwha | XNV-6080 | Wisenet X powered by Wisenet 5 network outdoor vandal dome camera, 2MP, Full HD(1080p) @60fps, motorized vari-focal lens 4.3x (2.8~12mm) (119.5°~27.9°), triple codec H.265/H.264/MJPEG with WiseStream II technology, 150dB WDR, USB port for easy installation, advanced video analytics and sound classification, true D/N, dual SD card, hallway view, HLC, defog detection, DIS, 12VDC/24VAC/PoE, IP67, IK10, Nema 4X, -40°C ~ +55°C (-40°F ~ +131°F) | 1 |  | 1 Year | 1050 | 0.33 | 703.5
2894 | Hanwha | XNV-6010 | Wisenet X powered by Wisenet 5 network outdoor vandal dome camera, 2MP, Full HD(1080p) @60fps, 2.4mm fixed lens (139°), triple codec H.265/H.264/MJPEG with WiseStream II technology, 150dB WDR, USB port for easy installation, advanced video analytics and sound classification and business analytics, true D/N, dual SD card, hallway view, HLC, defog detection, DIS, 12VDC/PoE, IP67, IK10 | 1 |  | 1 Year | 650 | 0.33 | 435.5
2895 | Hanwha | XNV-6020R | Wisenet X powered by Wisenet 5 network outdoor vandal dome camera, 2MP, Full HD(1080p) @60fps, 4mm fixed lens (88.6°), triple codec H.265/H.264/MJPEG with WiseStream II technology, 150dB WDR, USB port for easy installation, advanced video analytics and sound classification and business analytics, high powered IR LEDs range of 98', true D/N, dual SD card, hallway view, HLC, defog detection, DIS, 12VDC/PoE, IP67, IK10 | 1 |  | 1 Year | 650 | 0.33 | 435.5
2896 | Hanwha | XNV-6011 | Wisenet X powered by Wisenet 5 network outdoor compact vandal dome camera, 2MP, Full HD(1080p) @60fps, 2.8mm fixed lens (112°), triple codec H.265/H.264/MJPEG with WiseStream II technology, 150dB WDR, USB port for easy installation, advanced video analytics and business analytics, single SD card, hallway view, HLC, defog detection, DIS, PoE, IP66,Nema 4X, IK10 | 1 |  | 1 Year | 399 | 0.33 | 267.33
2897 | Hanwha | XNV-6011W | Wisenet X powered by Wisenet 5 network outdoor compact vandal dome camera (white color), 2MP, Full HD(1080p) @60fps, 2.8mm fixed lens (112°), triple codec H.265/H.264/MJPEG with WiseStream II technology, 150dB WDR, USB port for easy installation, advanced video analytics and business analytics, single SD card, hallway view, HLC, defog detection, DIS, PoE, IP66,Nema 4X, IK10, white color | 1 |  | 1 Year | 399 | 0.33 | 267.33
2898 | Hanwha | XNO-6080R | Wisenet X powered by Wisenet 5 network IR outdoor vandal bullet camera, 2MP, Full HD(1080p) @60fps, motorized vari-focal lens 4.3x (2.8~12mm) (119.5°~27.9°), triple codec H.265/H.264/MJPEG with WiseStream II technology, 150dB WDR, USB port for easy installation, advanced video analytics and sound classification, high powered IR LEDs range of 164', true D/N, dual SD card, hallway view, HLC, defog detection, DIS, backbox included, 12VDC/24VAC/PoE, IP67, IK10, Nema 4X, -40°C ~ +55°C (-40°F ~ +131°F) | 1 |  | 1 Year | 1150 | 0.33 | 770.5
2899 | Hanwha | XNO-6010R | Wisenet X powered by Wisenet 5 network IR outdoor vandal bullet camera, 2MP, Full HD(1080p) @60fps, 2.4mm fixed focal lens (139°), triple codec H.265/H.264/MJPEG with WiseStream II technology, 150dB WDR, USB port for easy installation, advanced video analytics and sound classification and business analytics, high powered IR LEDs range of 65', true D/N, dual SD card, hallway view, HLC, defog detection, DIS, backbox included, 12VDC/PoE, IP67, IK10, Nema 4X | 1 |  | 1 Year | 650 | 0.33 | 435.5
2900 | Hanwha | XNO-6020R | Wisenet X powered by Wisenet 5 network IR outdoor vandal bullet camera, 2MP, Full HD(1080p) @60fps, 4mm fixed focal lens (88.6°), triple codec H.265/H.264/MJPEG with WiseStream II technology, 150dB WDR, USB port for easy installation, advanced video analytics and sound classification and business analytics, high powered IR LEDs range of 98', true D/N, dual SD card, hallway view, HLC, defog detection, DIS, backbox included, 12VDC/PoE, IP67, IK10, Nema 4X | 1 |  | 1 Year | 650 | 0.33 | 435.5
2901 | Hanwha | XND-6080RV | Wisenet X powered by Wisenet 5 network IR indoor vandal dome camera, 2MP, Full HD(1080p) @60fps, motorized vari-focal lens 4.3x (2.8~12mm) (119.5°~27.9°), triple codec H.265/H.264/MJPEG with WiseStream II technology, 150dB WDR, USB port for easy installation, advanced video analytics and sound classification, high powered IR LEDs range of 98', true D/N, dual SD card, hallway view, HLC, defog detection, DIS, 12VDC/PoE, IK08 | 1 |  | 1 Year | 1050 | 0.33 | 703.5
2902 | Hanwha | XND-6080V | Wisenet X powered by Wisenet 5 network indoor vandal dome camera, 2MP, Full HD(1080p) @60fps, motorized vari-focal lens 4.3x (2.8~12mm) (119.5°~27.9°), triple codec H.265/H.264/MJPEG with WiseStream II technology, 150dB WDR, USB port for easy installation, advanced video analytics and sound classification, true D/N, dual SD card, hallway view, HLC, defog detection, DIS, 12VDC/PoE, IK08 | 1 |  | 1 Year | 950 | 0.33 | 636.5
2903 | Hanwha | XND-6010 | Wisenet X powered by Wisenet 5 network indoor vandal dome camera, 2MP, Full HD(1080p) @60fps, 2.4mm fixed lens (139°), triple codec H.265/H.264/MJPEG with WiseStream II technology, 150dB WDR, USB port for easy installation, advanced video analytics and sound classification and business analytics, true D/N, dual SD card, hallway view, HLC, defog detection, DIS, 12VDC/PoE, IK08 | 1 |  | 1 Year | 600 | 0.33 | 402
2904 | Hanwha | XND-6020R | Wisenet X powered by Wisenet 5 network indoor vandal dome camera, 2MP, Full HD(1080p) @60fps, 4mm fixed lens (88.6°), triple codec H.265/H.264/MJPEG with WiseStream II technology, 150dB WDR, USB port for easy installation, advanced video analytics and sound classification and business analytics and business analytics, high powered IR LEDs range of 98', true D/N, dual SD card, hallway view, HLC, defog detection, DIS, 12VDC/PoE, IK08 | 1 |  | 1 Year | 600 | 0.33 | 402
2905 | Hanwha | XND-6011F | Wisenet X powered by Wisenet 5 network flush mount dome camera, 2MP, Full HD(1080p) @ 60fps, 2.8mm fixed lens (112°), triple codec H.265/H.264/MJPEG with WiseStream II technology, 150dB WDR, USB port for easy installation, advanced video analytics and sound classification and business analytics, built-in Mic, magnetic cover, electronic D/N, SD card, hallway view, HLC, defog detection, DIS, PoE, (Black and white covers are optional) | 1 |  | 1 Year | 500 | 0.33 | 335
2906 | Hanwha | XNV-6013M | Wisenet X powered by Wisenet 5 network outdoor vandal dome camera, 2MP, Full HD(1080p) @60fps, 2.8mm fixed lens (107.4°), triple codec H.265/H.264/MJPEG with WiseStream II technology, 150dB WDR, USB port for easy installation, advanced video analytics and sound classification, electrical D/N, single SD card, hallway view, HLC, defog detection, DIS, PoE, IP6K9K, IK10 NEMA 4X, -40°C ~ +60°C (-40°F ~ +140°F) This camera was designed to be mounted outside of the vehicle, M12 connector (M12 to RJ45 is not included) | 1 |  | 1 Year | 810 | 0.33 | 542.7
2907 | Hanwha | XNV-6012 | Wisenet X powered by Wisenet 5 network outdoor vandal dome camera, 2MP, Full HD(1080p) @60fps, 2.4mm fixed lens (135.4°), triple codec H.265/H.264/MJPEG with WiseStream II technology, 150dB WDR, USB port for easy installation, advanced video analytics and sound classification, electrical D/N, single SD card, hallway view, HLC, defog detection, DIS, PoE, IP66, IK10 NEMA 4X | 1 |  | 1 Year | 670 | 0.33 | 448.9
2908 | Hanwha | XNV-6012M | Wisenet X powered by Wisenet 5 network outdoor vandal dome camera, 2MP, Full HD(1080p) @60fps, 2.4mm fixed lens (135.4°), triple codec H.265/H.264/MJPEG with WiseStream II technology, 150dB WDR, USB port for easy installation, advanced video analytics and sound classification, electrical D/N, single SD card, hallway view, HLC, defog detection, DIS, PoE, IP66, IK10 NEMA 4X, M12 connector (M12 to RJ45 is not included) | 1 |  | 1 Year | 670 | 0.33 | 448.9
2909 | Hanwha | XNV-6022R | Wisenet X powered by Wisenet 5 network outdoor vandal dome camera, 2MP, Full HD(1080p) @60fps, 3.6mm fixed lens (94.8°), triple codec H.265/H.264/MJPEG with WiseStream II technology, 150dB WDR, USB port for easy installation, advanced video analytics and sound classification, IR LEDs range of 49', true D/N, single SD card, hallway view, HLC, defog detection, DIS, PoE, IP66, IK10 NEMA 4X | 1 |  | 1 Year | 740 | 0.33 | 495.8
2910 | Hanwha | XNV-6022RM | Wisenet X powered by Wisenet 5 network outdoor vandal dome camera, 2MP, Full HD(1080p) @60fps, 3.6mm fixed lens (94.8°), triple codec H.265/H.264/MJPEG with WiseStream II technology, 150dB WDR, USB port for easy installation, advanced video analytics and sound classification, IR LEDs range of 49', true D/N, single SD card, hallway view, HLC, defog detection, DIS, PoE, IP66, IK10 NEMA 4X, M12 connector (M12 to RJ45 is not included) | 1 |  | 1 Year | 740 | 0.33 | 495.8
2911 | Hanwha | XNZ-6320 | Wisenet X powered by Wisenet 5 network zoom box camera, 2MP, Full HD(1080p) @60fps, 32X optical zoom lens (4.44mm ~ 142.6mm) (61.8º ~ 2.19º), triple codec H.265/H.264/MJPEG with WiseStream II technology, 150dB WDR, USB port for easy installation, SFP slot, advanced video analytics and sound classification, true D/N, dual SD card, HLC, defog detection, DIS(Gyro), 12VDC/PoE | 1 |  | 1 Year | 1500 | 0.33 | 1005
2912 | Hanwha | XNB-6000 | Wisenet X powered by Wisenet 5 network box camera, 2MP, Full HD(1080p) @60fps, simple focus, triple codec H.265/H.264/MJPEG with WiseStream II technology, 150dB WDR, USB port for easy installation, advanced video analytics and sound classification and business analytics, true D/N, dual SD card, hallway view, HLC, defog detection, DIS(Gyro), 12VDC/24VAC/PoE | 1 |  | 1 Year | 850 | 0.33 | 569.5
2913 | Hanwha | XNB-6001 | Wisenet X powered by Wisenet 5 covert camera body, 2MP, full HD(1080p) 60fps, triple codec H.265/H.264/MJPEG with WiseStream II technology, 120dB WDR, micro SD/SDHC/SDXC, USB port for easy installation, advanced video analytics and sound classification and business analytics, hallway view, HLC, defog detection, DIS, 12VDC/PoE, +14°F ~ 131°F, lens module is not included compatible lens modules (SLA-T2480, SLA-T2480V, SLA-T4680, SLA-T4680V, SLA-T1080F, SLA-T4680D, SLA-T4680DS, SLA-T4680DW) | 1 |  | 1 Year | 510 | 0.33 | 341.7
2914 | Hanwha | XNV-L6080R | Wisenet X powered by Wisenet 5 network outdoor vandal dome camera, 2MP, Full HD(1080p) @60fps, motorized vari-focal lens 3.1x (3.2~10mm) (109°~33.2°), triple codec H.265/H.264/MJPEG with WiseStream II technology, 120dB WDR, USB port for easy installation, high powered IR LEDs range of 98.43', true D/N, single SD card, hallway view, HLC, defog detection, DIS, PoE, IP66, IK10, -40°C ~ +55°C (-40°F ~ +131°F) | 1 |  | 1 Year | 925 | 0.33 | 619.75
2915 | Hanwha | XNV-L6080 | Wisenet X powered by Wisenet 5 network outdoor vandal dome camera, 2MP, Full HD(1080p) @60fps, motorized vari-focal lens 3.1x (3.2~10mm) (109°~33.2°), triple codec H.265/H.264/MJPEG with WiseStream II technology, 120dB WDR, USB port for easy installation, true D/N, single SD card, hallway view, HLC, defog detection, DIS, PoE, IP66, IK10, -40°C ~ +55°C (-40°F ~ +131°F) | 1 |  | 1 Year | 825 | 0.33 | 552.75
2916 | Hanwha | XND-L6080RV | Wisenet X powered by Wisenet 5 network indoor vandal dome camera, 2MP, Full HD(1080p) @60fps, motorized vari-focal lens 3.1x (3.2~10mm) (109°~33.2°), triple codec H.265/H.264/MJPEG with WiseStream II technology, 120dB WDR, USB port for easy installation, high powered IR LEDs range of 98.43', true D/N, single SD card, hallway view, HLC, defog detection, DIS, PoE, IK08 | 1 |  | 1 Year | 825 | 0.33 | 552.75
2917 | Hanwha | XND-L6080V | Wisenet X powered by Wisenet 5 network indoor vandal dome camera, 2MP, Full HD(1080p) @60fps, motorized vari-focal lens 3.1x (3.2~10mm) (109°~33.2°), triple codec H.265/H.264/MJPEG with WiseStream II technology, 120dB WDR, USB port for easy installation, true D/N, single SD card, hallway view, HLC, defog detection, DIS, PoE, IK08 | 1 |  | 1 Year | 725 | 0.33 | 485.75
2918 | Hanwha | XNO-L6080R | Wisenet X powered by Wisenet 5 network IR outdoor bullet camera, 2MP, Full HD(1080p) @60fps, motorized vari-focal lens 3.1x (3.2~10mm) (109°~33.2°), triple codec H.265/H.264/MJPEG with WiseStream II technology, 120dB WDR, USB port for easy installation, high powered IR LEDs range of 98.43', true D/N, single SD card, hallway view, HLC, defog detection, DIS, PoE, IP66, IK10, -40°C ~ +55°C (-40°F ~ +131°F) | 1 |  | 1 Year | 925 | 0.33 | 619.75
2919 | Hanwha | TNB-6030 | PVM camera powered by Wisenet 5, 1080p (1920x1080), micro HDMI output, 16:9 aspect ratio, face detection display for visual deterrent, customizable text overlay, 4.6mm fixed lens(73.8°H), 150dB WDR, H.265/H.264/MJPEG, WiseStream II compression technology, micro SD/SDHC/SDXC, bi-directional audio, hallway view mode | 1 |  | 1 Year | 709 | 0.33 | 475.03
2920 | Hanwha | QNE-6080RV | Wisenet Q network outdoor vandal flateye camera, 2MP @30fps, motorized vari-focal lens 3.1x (3.2 ~ 10.0mm) (104.2°~31.2°), triple codec H.265/H.264/MJPEG with Wisestream, 120dB WDR, IR LEDs range 98', defocus detection, hallway View, one way audio and SD card. IP66, IK10, PoE/12VDC | 1 |  | 1 Year | 520 | 0.33 | 348.4
2921 | Hanwha | QNE-6080RVW | Wisenet Q network outdoor vandal flateye camera, 2MP @30fps, motorized vari-focal lens 3.1x (3.2 ~ 10.0mm) (104.2°~31.2°), triple codec H.265/H.264/MJPEG with Wisestream, 120dB WDR, IR LEDs range 98', defocus detection, hallway View, one way audio and SD card. IP66, IK10, PoE/12VDC, white color | 1 |  | 1 Year | 520 | 0.33 | 348.4
2922 | Hanwha | QNO-6070R | Wisenet Q network outdoor vandal bullet camera, 2MP @30fps, vari-focal lens 4.3x (2.8 ~ 12.0mm) (103.8°~32.4°), triple codec H.265/H.264/MJPEG with Wisestream, 120dB WDR, IR LEDs range 98', defocus detection, hallway View, one way audio and SD card. IP66, IK10, PoE/12VDC, | 1 |  | 1 Year | 519 | 0.33 | 347.73
2923 | Hanwha | QNO-6010R | Wisenet Q network outdoor vandal bullet camera, 2MP @30fps, 2.8mm fixed focal lens (116°), triple codec H.265/H.264/MJPEG with Wisestream, 120dB WDR, IR LEDs range 65', defocus detection, hallway View, one way audio and SD card. IP66, IK10, PoE/12VDC, | 1 |  | 1 Year | 379 | 0.33 | 253.93
2924 | Hanwha | QNO-6020R | Wisenet Q network outdoor vandal bullet camera, 2MP @30fps, 3.6mm fixed focal lens (86.48°), triple codec H.265/H.264/MJPEG with Wisestream, 120dB WDR, IR LEDs range 82', defocus detection, hallway View, one way audio and SD card. IP66, IK10, PoE/12VDC, | 1 |  | 1 Year | 379 | 0.33 | 253.93
2925 | Hanwha | QNO-6030R | Wisenet Q network outdoor vandal bullet camera, 2MP @30fps, 6mm fixed focal lens (52.54°), triple codec H.265/H.264/MJPEG with Wisestream, 120dB WDR, IR LEDs range 98', defocus detection, hallway View, one way audio and SD card. IP66, IK10, PoE/12VDC, | 1 |  | 1 Year | 379 | 0.33 | 253.93
2926 | Hanwha | QNV-6070R | Wisenet Q network outdoor vandal dome camera, 2MP @30fps, vari-focal lens 4.3x (2.8 ~ 12.0mm) (103.8°~32.4°), triple codec H.265/H.264/MJPEG with Wisestream, 120dB WDR, IR LEDs range 98', defocus detection, hallway View, one way audio and SD card. IP66, IK10, PoE/12VDC, | 1 |  | 1 Year | 519 | 0.33 | 347.73
2927 | Hanwha | QNV-6010R | Wisenet Q network outdoor vandal dome camera, 2MP @30fps, 2.8mm fixed focal lens (110°), triple codec H.265/H.264/MJPEG with Wisestream, 120dB WDR, IR LEDs range 65', defocus detection, hallway View, one way audio and SD card. IP66, IK10, PoE/12VDC, | 1 |  | 1 Year | 379 | 0.33 | 253.93
2928 | Hanwha | QNV-6020R | Wisenet Q network outdoor vandal dome camera, 2MP @30fps, 3.6mm fixed focal lens (86.48°), triple codec H.265/H.264/MJPEG with Wisestream, 120dB WDR, IR LEDs range 82', defocus detection, hallway View, one way audio and SD card. IP66, IK10, PoE/12VDC, | 1 |  | 1 Year | 379 | 0.33 | 253.93
2929 | Hanwha | QNV-6030R | Wisenet Q network outdoor vandal dome camera, 2MP @30fps, 6mm fixed focal lens (52.54°), triple codec H.265/H.264/MJPEG with Wisestream, 120dB WDR, IR LEDs range 98', defocus detection, hallway View, one way audio and SD card. IP66, IK10, PoE/12VDC, | 1 |  | 1 Year | 379 | 0.33 | 253.93
2930 | Hanwha | QND-6070R | Wisenet Q network indoor dome camera, 2MP @30fps, vari-focal lens 4.3x (2.8 ~ 12.0mm) (103.8°~32.4°), triple codec H.265/H.264/MJPEG with Wisestream, 120dB WDR, IR LEDs range 65', defocus detection, hallway View, one way audio and SD card, PoE/12VDC, | 1 |  | 1 Year | 459 | 0.33 | 307.53
2931 | Hanwha | QND-6010R | Wisenet Q network indoor dome camera, 2MP @30fps, 2.8mm fixed focal lens (110°), triple codec H.265/H.264/MJPEG with Wisestream, 120dB WDR, IR LEDs range 65', defocus detection, hallway View, one way audio and SD card, PoE/12VDC, | 1 |  | 1 Year | 289 | 0.33 | 193.63
2932 | Hanwha | QND-6020R | Wisenet Q network indoor dome camera, 2MP @30fps, 3.6mm fixed focal lens (86.48°), triple codec H.265/H.264/MJPEG with Wisestream, 120dB WDR, IR LEDs range 65', defocus detection, hallway View, one way audio and SD card, PoE/12VDC, | 1 |  | 1 Year | 289 | 0.33 | 193.63
2933 | Hanwha | QND-6030R | Wisenet Q network indoor dome camera, 2MP @30fps, 6mm fixed focal lens (52.54°), triple codec H.265/H.264/MJPEG with Wisestream, 120dB WDR, IR LEDs range 65', defocus detection, hallway View, one way audio and SD card, PoE/12VDC, | 1 |  | 1 Year | 289 | 0.33 | 193.63
2934 | Hanwha | LNV-6071R | L series outdoor vandal dome camera, 2MP @ 30fps, vari-focal lens 3.1x (3.2 ~ 10mm) (101.6° ~31.3°), Double codec H.264/MJPEG, Wisestream II, 120dB WDR, IR LEDs, hallway view, SD card, IP66, IK10, PoE | 1 |  | 1 Year | 359 | 0.33 | 240.53
2935 | Hanwha | LNV-6011R | L series outdoor vandal dome camera, 2MP @ 30fps,3mm fixed focal lens (102°), Double codec H.264/MJPEG, Wisestream II, 120dB WDR, IR LEDs, hallway view, SD card, IP66, IK10, PoE | 1 |  | 1 Year | 265 | 0.33 | 177.55
2936 | Hanwha | LNV-6021R | L series outdoor vandal dome camera, 2MP @ 30fps,4mm fixed focal lens (80°), Double codec H.264/MJPEG, Wisestream II, 120dB WDR, IR LEDs, hallway view, SD card, IP66, IK10, PoE | 1 |  | 1 Year | 265 | 0.33 | 177.55
2937 | Hanwha | LNV-6031R | L series outdoor vandal dome camera, 2MP @ 30fps,6mm fixed focal lens (51°), Double codec H.264/MJPEG, Wisestream II, 120dB WDR, IR LEDs, hallway view, SD card, IP66, IK10, PoE | 1 |  | 1 Year | 265 | 0.33 | 177.55
2938 | Hanwha | LND-6071R | L series indoor dome camera, 2MP @ 30fps, vari-focal lens 3.1x (3.2 ~ 10mm) (101.6° ~31.3°), Double codec H.264/MJPEG, Wisestream II, 120dB WDR, IR LEDs, hallway view, SD card, PoE | 1 |  | 1 Year | 319 | 0.33 | 213.73
2939 | Hanwha | LND-6011R | L series indoor dome camera, 2MP @ 30fps,3mm fixed focal lens (102°), Double codec H.264/MJPEG, Wisestream II, 120dB WDR, IR LEDs, hallway view, SD card, PoE | 1 |  | 1 Year | 209 | 0.33 | 140.03
2940 | Hanwha | LND-6021R | L series indoor dome camera, 2MP @ 30fps,4mm fixed focal lens (80°), Double codec H.264/MJPEG, Wisestream II, 120dB WDR, IR LEDs, hallway view, SD card, PoE | 1 |  | 1 Year | 209 | 0.33 | 140.03
2941 | Hanwha | LND-6031R | L series indoor dome camera, 2MP @ 30fps,6mm fixed focal lens (51°), Double codec H.264/MJPEG, Wisestream II, 120dB WDR, IR LEDs, hallway view, SD card, PoE | 1 |  | 1 Year | 209 | 0.33 | 140.03
2942 | Hanwha | LNO-6071R | L series outdoor bullet camera, 2MP @ 30fps, vari-focal lens 3.1x (3.2 ~ 10mm) (101.6° ~31.3°), Double codec H.264/MJPEG, Wisestream II, 120dB WDR, IR LEDs, hallway view, SD card, IP66, PoE | 1 |  | 1 Year | 359 | 0.33 | 240.53
2943 | Hanwha | LNO-6011R | L series outdoor bullet camera, 2MP @ 30fps,3mm fixed focal lens (102°), Double codec H.264/MJPEG, Wisestream II, 120dB WDR, IR LEDs, hallway view, SD card, IP66, PoE | 1 |  | 1 Year | 249 | 0.33 | 166.83
2944 | Hanwha | LNO-6021R | L series outdoor bullet camera, 2MP @ 30fps,4mm fixed focal lens (80°), Double codec H.264/MJPEG, Wisestream II, 120dB WDR, IR LEDs, hallway view, SD card, IP66, PoE | 1 |  | 1 Year | 249 | 0.33 | 166.83
2945 | Hanwha | LNO-6031R | L series outdoor bullet camera, 2MP @ 30fps,6mm fixed focal lens (51°), Double codec H.264/MJPEG, Wisestream II, 120dB WDR, IR LEDs, hallway view, SD card, IP66, PoE | 1 |  | 1 Year | 249 | 0.33 | 166.83
2946 | Hanwha | SNV-6084R | Wisenet III Network IR vandal dome camera, 2MP, Full HD(1080p), Motorized simple focus Lens 2.8x (3-8.5mm), H.264/MJPEG, 120dB WDR, true D/N, SD/SDHC/SDXC, 12VDC/24VAC/PoE, IP66, IK10, Built-in -40°F 24VAC Heater | 1 |  | 1 Year | 1149 | 0.33 | 769.83
2947 | Hanwha | SNV-6084 | Wisenet III Network vandal dome camera, 2MP, Full HD(1080p), Motorized simple focus Lens 2.8x (3-8.5mm), H.264/MJPEG, 120dB WDR, true D/N, SD/SDHC/SDXC, 12VDC/24VAC/PoE, IP66, IK10, Built-in -40°F PoE Heater | 1 |  | 1 Year | 1049 | 0.33 | 702.83
2948 | Hanwha | SNV-6012M | Wisenet III Network Mobile dome camera, 2MP 1080p HD vandal-Resistant, 60fps@1080p Full HD, 120dB WDR, Electrical D/N, SD/SDHC/SDXC memory slot, IP66, PoE, M12 connector, EN50155 & EN50121 (vibration rating) | 1 |  | 1 Year | 669 | 0.33 | 448.23
2949 | Hanwha | SNV-6013 | Wisenet III Network Compact dome camera, 2MP 1080p HD vandal-Resistant, f2.8mm Fixed Lens 112° Wide View Angle, 60fps@1080p Full HD, WDR (120dB), Electrical D/N, SD/SDHC/SDXC memory slot, IP66, IK10, PoE. Optional f2.1mm 145° Horizontal View Angle Lens | 1 |  | 1 Year | 399 | 0.33 | 267.33
2950 | Hanwha | SNV-L6083R | Wisenet Lite Network IR vandal dome camera, 2MP, Full HD(1080p) 30fps, H.264/MJPEG, Vari-Focal 4.3x (2.8-12mm) Lens, hallway View, 60dB DWDR, true D/N, 3-Axis Gimbal, Micro SD/SDHC, IP66, IK10, -22F | 1 |  | 1 Year | 479 | 0.33 | 320.93
2951 | Hanwha | SNV-L6014RM | Wisenet Lite Mobile Network IR vandal dome camera, 2MP, Full HD(1080p) 30fps, H.264/MJPEG, Fixed focal Lens 3.6mm, Built in Mic, M12 Network connectors (M12 connector to RJ-45 adaptor is not included), hallway View, 60dB DWDR, true D/N, Micro SD/SDHC, IP66, IK10, -22F IR, IK10, IP66. | 1 |  | 1 Year | 399 | 0.33 | 267.33
2952 | Hanwha | SNV-L6013R | Wisenet Lite Network IR vandal dome camera, 2MP, Full HD(1080p) 30fps, H.264/MJPEG, Fixed focal Lens 3.6mm, hallway View, 60dB DWDR, true D/N, Micro SD/SDHC, IP66, IK10, -22F IR, IK10, IP66. | 1 |  | 1 Year | 339 | 0.33 | 227.13
2953 | Hanwha | SNO-6084R | Wisenet III Network IR Bullet camera, 2MP, Full HD(1080p), Motorized Lens 2.8x (3-8.5mm), H.264/MJPEG, 120dB WDR, true D/N, SD/SDHC/SDXC, 12VDC/24VAC/PoE, IP66, IK10, Built-in -58°F 24VAC Heater | 1 |  | 1 Year | 1249 | 0.33 | 836.83
2954 | Hanwha | SNO-6011R | Wisenet III Network IR Bullet camera, 2MP, Full HD(1080p), Fixed Lens (3.8mm), H.264/MJPEG, 120dB WDR, true D/N, SD/SDHC/SDXC, PoE, IP66 | 1 |  | 1 Year | 649 | 0.33 | 434.83
2955 | Hanwha | SNO-L6083R | Wisenet Lite Network IR Bullet camera, 2MP, Full HD(1080p) 30fps, H.264/MJPEG, Vari-Focal 4.3x (2.8-12mm) Lens, hallway View, 60dB DWDR, true D/N, Micro SD/SDHC, IP66, IK10, -22F | 1 |  | 1 Year | 479 | 0.33 | 320.93
2956 | Hanwha | SNO-L6013R | Wisenet Lite Network IR Bullet camera, 2MP, Full HD(1080p) 30fps, H.264/MJPEG, f3.6mm Fixed Lens, hallway View, 60dB DWDR, true D/N, Micro SD/SDHC, IP66 | 1 |  | 1 Year | 249 | 0.33 | 166.83
2957 | Hanwha | SND-6084R | Wisenet III Network IR dome camera, 2MP, Full HD(1080p), Motorized simple focus 2.8x (3-8.5mm), H.264/MJPEG, 120dB WDR, true D/N, SD/SDHC/SDXC, 12VDC/PoE | 1 |  | 1 Year | 1049 | 0.33 | 702.83
2958 | Hanwha | SND-6084 | Wisenet III Network dome camera, 2MP, Full HD(1080p), Motorized simple focus 2.8x (3-8.5mm), H.264/MJPEG, 120dB WDR, true D/N, SD/SDHC/SDXC, 12VDC/PoE | 1 |  | 1 Year | 949 | 0.33 | 635.83
2959 | Hanwha | SND-6083 | Wisenet III Network dome camera, 2MP, Full HD(1080p), Vari-Focal Lens 2.8x (3-8.5mm), H.264/MJPEG, 120dB WDR, SD/SDHC/SDXC, 12VDC/PoE | 1 |  | 1 Year | 699 | 0.33 | 468.33
2960 | Hanwha | SND-6011R | Wisenet III Network IR dome camera, 2MP, Full HD(1080p), Fixed Lens(3.8mm), H.264/MJPEG, 120dB WDR, true D/N, SD/SDHC/SDXC, PoE | 1 |  | 1 Year | 599 | 0.33 | 401.33
2961 | Hanwha | SND-L6083R | Wisenet Lite Network IR dome camera, 2MP, Full HD(1080p) 30fps, H.264/MJPEG, Vari-Focal 4.3x (2.8-12mm) Lens, hallway View, 60dB DWDR, true D/N, 3-Axis Gimbal, Micro SD/SDHC | 1 |  | 1 Year | 419 | 0.33 | 280.73
2962 | Hanwha | SND-L6013R | Wisenet Lite Network IR dome camera, 2MP, Full HD(1080p) 30fps, H.264/MJPEG, f3.6mm Fixed Lens, hallway View, 60dB DWDR, true D/N, 3-Axis Gimbal, Micro SD/SDHC | 1 |  | 1 Year | 249 | 0.33 | 166.83
2963 | Hanwha | SND-L6013 | Wisenet Lite Network dome camera, 2MP, Full HD(1080p) 30fps, H.264/MJPEG, f3.6mm Fixed Lens, hallway View, 60dB DWDR, Electrical D/N, 3-Axis Gimbal, Micro SD/SDHC | 1 |  | 1 Year | 199 | 0.33 | 133.33
2964 | Hanwha | SND-L6012 | Wisenet Lite Network dome camera, 2MP, Full HD(1080p) 30fps, H.264/MJPEG, f2.8mm Fixed Lens, hallway View, 60dB DWDR, Electrical D/N, 3-Axis Gimbal, Micro SD/SDHC | 1 |  | 1 Year | 229 | 0.33 | 153.43
2965 | Hanwha | SNZ-6320 | Wisenet III Network Zoom Box camera, 2MP, Full HD(1080p) 60fps, Zoom Lens 32x (4.42-142.6mm), H.264/MJPEG, 120dB WDR, Analytics, true D/N, 12VDC/PoE | 1 |  | 1 Year | 1498 | 0.33 | 1003.66
2966 | Hanwha | SNB-6005 | Wisenet III Network Box camera, 1/2" Super Low Light, 0.03Lux (1/30sec, F1.2, 50IRE), 2MP, Full HD(1080p), H.264/MJPEG, simple focus, 120dB WDR, true D/N, SD/SDHC/SDXC, 12VDC/24AC/PoE | 1 |  | 1 Year | 899 | 0.33 | 602.33
2967 | Hanwha | SNB-6004 | Wisenet III Network Box camera, 2MP, Full HD(1080p), H.264/MJPEG, simple focus, 120dB WDR, true D/N, SD/SDHC/SDXC, 12VDC/24AC/PoE | 1 |  | 1 Year | 849 | 0.33 | 568.83
2968 | Hanwha | SNB-6003 | Wisenet III Network Box camera, 2MP, Full HD(1080p), H.264/MJPEG, 120dB WDR, Electronic D/N, SD/SDHC/SDXC,12VDC/24AC/PoE | 1 |  | 1 Year | 799 | 0.33 | 535.33
2969 | Hanwha | SNB-6010B | Wisenet III Network Pinhole camera, 2MP, Full HD(1080p) 30fps, H.264/MJPEG, f4.6mm/71° view angle, 120dB WDR, electrical D/N, micro SD/SDHC, Bi-Directional Audio, 12VDC/PoE, +14°F ~ 131°F , Analytics | 1 |  | 1 Year | 709 | 0.33 | 475.03
2970 | Hanwha | XNB-H6241A | Wisenet X powered by Wisenet 5 network ATM camera, 2MP, Full HD(1080p) 60fps, 2.4mm fixed lens (138°), triple codec H.265/H.264/MJPEG with WiseStream II technology, 120dB WDR, micro SD/SDHC/SDXC, USB port for easy installation, advanced video analytics and sound classification and business analytics, hallway view, HLC, defog detection, DIS, 12VDC/PoE, +14°F ~ 131°F, cable Length is 8m (26 feet). | 1 |  | 1 Year | 849 | 0.33 | 568.83
2971 | Hanwha | XNB-H6240A | Wisenet X powered by Wisenet 5 network ATM camera, 2MP, Full HD(1080p) 60fps, 2.4mm fixed lens (138°), triple codec H.265/H.264/MJPEG with WiseStream II technology, 120dB WDR, micro SD/SDHC/SDXC, USB port for easy installation, advanced video analytics and sound classification and business analytics, hallway view, HLC, defog detection, DIS, 12VDC/PoE, +14°F ~ 131°F, cable Length is 1.5m (4.9 feet). | 1 |  | 1 Year | 849 | 0.33 | 568.83
2972 | Hanwha | XNB-H6461H | Wisenet X powered by Wisenet 5 network pinhole camera with height strip housing, 2MP, Full HD(1080p) 60fps, 4.6mm fixed lens (73°), triple codec H.265/H.264/MJPEG with WiseStream II technology, 120dB WDR, micro SD/SDHC/SDXC, USB port for easy installation, advanced video analytics and sound classification and business analytics, hallway view, HLC, defog detection, DIS, 12VDC/PoE, +14°F ~ 131°F, cable Length is 8m (26 feet). | 1 |  | 1 Year | 1055 | 0.33 | 706.85
2973 | Hanwha | SNB-J-6010B | Wisenet III Network Pinhole camera with Door Jamb Housing, 2MP, Full HD(1080p) 30fps, H.264/MJPEG, f4.6mm/71° view angle, 120dB WDR, electrical D/N, analog output, 2 Way Audio, micro SD/SDHC, 12VDC/PoE, +14°F ~ 131°F , Analytics, , 8 Meter Cable Length | 1 |  | 1 Year | 779 | 0.33 | 521.93
2974 | Hanwha | SNB-6011B-15 | Wisenet III Network Covert camera, 2MP, Full HD(1080p) 30fps, H.264/MJPEG, f2.4mm Fixed Lens, 134° Horizontal View Angle, 120dB WDR, Electrical D/N, Analog BNC Output, Micro SD/SDHC, Bi-Directional Audio, 12VDC/PoE, +14°F ~ 131°F , Analytics, 1.5 Meter Cable Length | 1 |  | 1 Year | 769 | 0.33 | 515.23
2975 | Hanwha | SNB-6011B | Wisenet III Network Covert camera, 2MP, Full HD(1080p) 30fps, H.264/MJPEG, f2.4mm Fixed Lens, 134° Horizontal View Angle, 120dB WDR, Electrical D/N, Analog BNC Output, Micro SD/SDHC, Bi-Directional Audio, 12VDC/PoE, +14°F ~ 131°F , Analytics, 8 Meter Cable Length | 1 |  | 1 Year | 769 | 0.33 | 515.23
2976 | Hanwha | SNB-B-6025B | SNB-6011B-15 * 1, 2MP Network Covert camera in 1.5Meter Cable Length SBU-100 * 1 or SBU-200*1, ATM Bracket Mount (Aluminum Frame) | 1 |  | 1 Year | 849 | 0.33 | 568.83
2977 | Hanwha | SNB-B-6024B | SNB-6011B * 1, 2MP Network Covert camera in 8Meter Cable Length SBU-100 * 1 or SBU-200*1, ATM Bracket Mount (Aluminum Frame) | 1 |  | 1 Year | 849 | 0.33 | 568.83
2978 | Hanwha | SNP-6321H | Wisenet III Network PTZ camera, 2MP, Full HD(1080p) 60fps, H.264/MJPEG, Optical Zoom Lens 32x (4.44-142.6mm), 120dB WDR, true D/N,700°/sec Pan, SD/SDHC/SDXC, 24VAC/PoE+, IP66, IK10, Heater on -58°F 24VAC or -22°F PoE+, Analytics | 1 |  | 1 Year | 3299 | 0.33 | 2210.33
2979 | Hanwha | SNP-6321 | Wisenet III Network PTZ camera, 2MP, Full HD(1080p) 60fps, H.264/MJPEG, Optical Zoom Lens 32x (4.44-142.6mm), 120dB WDR, true D/N,700°/sec Pan, SD/SDHC/SDXC, 24VAC/PoE, Analytics | 1 |  | 1 Year | 2899 | 0.33 | 1942.33
2980 | Hanwha | XNP-6370RH | Wisenet X, network IR PTZ camera with 1/1.9" sensor, IR range for up to 1148', 2MP, Full HD(1080p) @60fps, H.265/H.264/MJPEG, 37x optical zoom, 120dB WDR, auto tracking, true D/N, 24VAC, IP66, IK10, Built-in -58°F (-50°C) Heater, Analytics | 1 |  | 1 Year | 4500 | 0.33 | 3015
2981 | Hanwha | SNP-6320RH | Network 492ft (150m) IR PTZ camera, 2MP, Full HD(1080p) 60fps, H.264/MJPEG, Motorized 32x optical zoom, 120dB WDR, HLC, auto tracking, true D/N, 24VAC, IP66, IK10, Built-in -58°F (-50°C) Heater, Analytics | 1 |  | 1 Year | 4999 | 0.33 | 3349.33
2982 | Hanwha | SNP-6320H | Network PTZ camera, 2MP, Full HD(1080p) 60fps, H.264/MJPEG, Optical Zoom Lens 32x (4.44-142.6mm), 120dB WDR, true D/N, HLC, auto tracking, 700°/sec Pan, SD/SDHC/SDXC, 24VAC/PoE+, IP66, IK10, Heater on -58°F 24VAC or -22°F PoE+, Analytics | 1 |  | 1 Year | 4249 | 0.33 | 2846.83
2983 | Hanwha | SNP-6320 | Network PTZ camera, 2MP, Full HD(1080p) 60fps, H.264/MJPEG, Optical Zoom Lens 32x (4.44-142.6mm), 120dB WDR, true D/N, HLC, auto tracking, 700°/sec Pan, SD/SDHC/SDXC, 24VAC/PoE, Analytics | 1 |  | 1 Year | 3999 | 0.33 | 2679.33
2984 | Hanwha | QNP-6230 | Wisenet Q network indoor PTZ camera, 2MP, Full HD(1080p) 30fps, H.265/H.264/MJPEG, Optical Zoom Lens 23x (4.44-102.1mm), 120dB WDR, true D/N, 500°/sec Pan, SD/SDHC/SDXC, 24VAC/PoE+ | 1 |  | 1 Year | 1500 | 0.33 | 1005
2985 | Hanwha | QNP-6230H | Wisenet Q network outdoor PTZ camera, 2MP, Full HD(1080p) 30fps, H.265/H.264/MJPEG, Optical Zoom Lens 23x (4.44-102.1mm), 120dB WDR, true D/N, 500°/sec Pan, SD/SDHC/SDXC, 24VAC/PoE+, Analytics, IP66, IK10, Heater on -58°F 24VAC | 1 |  | 1 Year | 1700 | 0.33 | 1139
2986 | Hanwha | TNU-6320 | Network PTZ camera, 2MP, Full HD(1080p) 60fps, H.264/MJPEG, Optical Zoom Lens 32x (4.44-142.6mm), 120dB WDR, true D/N, HLC, analytics, pan 360˚ endless, tilt -90˚ ~ 40˚, SD/SDHC/SDXC, 24VAC, IP66, IK10, Heater on -58°F 24VAC or -22°F Optional IR illuminators: SPI-50 | 1 |  | 1 Year | 5100 | 0.33 | 3417
2987 | Hanwha | SNP-L6233 | Wisenet Lite Network PTZ camera, 2MP, Full HD(1080p) 30fps, H.264/MJPEG, Optical Zoom Lens 23x (4.44-102.1mm), 100dB WDR, true D/N, 500°/sec Pan, SD/SDHC/SDXC, 24VAC/PoE+, Analytics | 1 |  | 1 Year | 1499 | 0.33 | 1004.33
2988 | Hanwha | SNP-L6233H | Wisenet Lite Network PTZ camera, 2MP, Full HD(1080p) 30fps, H.264/MJPEG, Optical Zoom Lens 23x (4.44-102.1mm), 100dB WDR, true D/N, 500°/sec Pan, SD/SDHC/SDXC, 24VAC/PoE+, Analytics, IP66, IK10, Heater on -58°F 24VAC, Analytics | 1 |  | 1 Year | 1699 | 0.33 | 1138.33
2989 | Hanwha | SNP-L6233RH | Network 328.08ft (100m) IR PTZ camera, 2MP, Full HD(1080p) 30fps, H.264/MJPEG, Motorized 23x optical zoom, 100dB WDR, HLC, true D/N, 24VAC, IP66, IK10, Built-in -58°F (-50°C) Heater, Analytics | 1 |  | 1 Year | 1999 | 0.33 | 1339.33
2990 | Hanwha | SNV-5084R | Wisenet III Network vandal IR dome camera, 1.3MP, HD(720p), Motorized simple focus Lens 2.8x (3-8.5mm), H.264/MJPEG, 130dB WDR, true D/N, SD/SDHC/SDXC, Two-Way Audio, 12VDC/24VAC/PoE, IP66, IK10, Built-in -40°F PoE Heater | 1 |  | 1 Year | 1049 | 0.33 | 702.83
2991 | Hanwha | SNV-5084 | Wisenet III Network vandal dome camera, 1.3MP, HD(720p), Motorized simple focus Lens 2.8x (3-8.5mm), H.264/MJPEG, 130dB WDR, true D/N, SD/SDHC/SDXC, 12VDC/24VAC/PoE, IP66, IK10, Built-in -40°F PoE Heater | 1 |  | 1 Year | 989 | 0.33 | 662.63
2992 | Hanwha | SNV-L5083R | Wisenet Lite Network IR vandal dome camera, 1.3MP, HD(720p) 30fps, H.264/MJPEG, Vari-Focal 4.3x (2.8-12mm) Lens, hallway View, 60dB DWDR, true D/N, 3-Axis Gimbal, Micro SD/SDHC, IP66, IK10, -22F | 1 |  | 1 Year | 359 | 0.33 | 240.53
2993 | Hanwha | SNO-5084R | Wisenet III Network IR Bullet camera, 1.3MP, HD(720p), Motorized Lens 2.8x (3-8.5mm), H.264/MJPEG, 130dB WDR, true D/N, SD/SDHC/SDXC, 12VDC/24VAC/PoE, IP66, IK10, Built-in -22°F (-30°C) Heater by PoE/DC/AC | 1 |  | 1 Year | 999 | 0.33 | 669.33
2994 | Hanwha | SNO-L5083R | Wisenet Lite Network IR Bullet camera, 1.3MP, HD(720p) 30fps, H.264/MJPEG, Vari-Focal 4.3x (2.8-12mm) Lens, hallway View, 60dB DWDR, true D/N, Micro SD/SDHC, IP66, IK10, -22F | 1 |  | 1 Year | 359 | 0.33 | 240.53
2995 | Hanwha | SND-5084R | Wisenet III Network IR dome camera, 1.3MP, HD(720p), Motorized simple focus 2.8x (3-8.5mm), H.264/MJPEG, 130dB WDR, true D/N, SD/SDHC/SDXC, Built-in Mic, Two-Way Audio, IK08, 12VDC/PoE | 1 |  | 1 Year | 949 | 0.33 | 635.83
2996 | Hanwha | SND-5084 | Wisenet III Network dome camera, 1.3MP, HD(720p), Motorized simple focus 2.8x (3-8.5mm), H.264/MJPEG, 130dB WDR, true D/N, SD/SDHC/SDXC, 12VDC/PoE | 1 |  | 1 Year | 859 | 0.33 | 575.53
2997 | Hanwha | SND-L5083R | Wisenet Lite Network IR dome camera, 1.3MP, HD(720p) 30fps, H.264/MJPEG, Vari-Focal 4.3x (2.8-12mm) Lens, hallway View, 60dB DWDR, true D/N, 3-Axis Gimbal, Micro SD/SDHC | 1 |  | 1 Year | 349 | 0.33 | 233.83
2998 | Hanwha | SND-L5013 | Wisenet Lite Network dome camera, 1.3MP, HD(720p) 30fps, H.264/MJPEG, f3.6mm Fixed Lens, hallway View, 60dB DWDR, Electrical D/N, 3-Axis Gimbal, Micro SD/SDHC | 1 |  | 1 Year | 179 | 0.33 | 119.93
2999 | Hanwha | SNP-5430H | Network PTZ camera, 1.3MP, HD(720p) 60fps, H.264/MJPEG, Optical Zoom Lens 43x (3.5-150.5mm), 120dB WDR, true D/N, HLC, auto tracking, 700°/sec Pan, SD/SDHC/SDXC, 24VAC/PoE+, IP66, IK10, Heater on -58°F 24VAC or -22°F PoE+, Analytics | 1 |  | 1 Year | 4099 | 0.33 | 2746.33
3000 | Hanwha | SNP-5321H | Wisenet III Network PTZ camera, 1.3MP, HD(720p) 60fps, H.264/MJPEG, Optical Zoom Lens 32x (4.44-142.8mm), 120dB WDR, true D/N, 700°/sec Pan, SD/SDHC/SDXC, 24VAC/PoE+, IP66, IK10, Heater on -58°F 24VAC, Analytics | 1 |  | 1 Year | 2899 | 0.33 | 1942.33
3001 | Hanwha | SNP-5321 | Wisenet III Network PTZ camera, 1.3MP, HD(720p) 60fps, H.264/MJPEG, Optical Zoom Lens 32x (4.44-142.8mm), 120dB WDR, true D/N, 700°/sec Pan, SD/SDHC/SDXC, 24VAC/PoE+, Analytics | 1 |  | 1 Year | 2499 | 0.33 | 1674.33
3002 | Hanwha | SNP-L5233 | Wisenet Lite Network PTZ camera, 1.3MP, HD(720p) 30fps, H.264/MJPEG, Optical Zoom Lens 23x (4.44-102.1mm), 100dB WDR, true D/N, 500°/sec Pan, SD/SDHC/SDXC, 24VAC/PoE+, Analytics | 1 |  | 1 Year | 1199 | 0.33 | 803.33
3003 | Hanwha | SNP-L5233H | Wisenet Lite Network PTZ camera, 1.3MP, HD(720p) 30fps, H.264/MJPEG, Optical Zoom Lens 23x (4.44-102.1mm), 100dB WDR, true D/N, 500°/sec Pan, SD/SDHC/SDXC, 24VAC/PoE+, Analytics, IP66, IK10, Heater on -58°F 24VAC, Analytics | 1 |  | 1 Year | 1399 | 0.33 | 937.33
3004 | Hanwha | TNO-6070EP-Z | Explosion proof housing using the SNB-6004 + 2.8~9mm Lens PoE Only (No Wiper), cLCus C1/D1 certification, -10°C ~ +55°C (+14°F ~ +131°F), IP66/IP67,IP68, "-Z" for cLCus C1/D1 | 1 |  | 1 Year | 6675 | 0.33 | 4472.25
3005 | Hanwha | TNO-6070EP-C | Explosion proof housing using the SNB-6004 + 2.8~9mm Lens PoE Only (No Wiper), cLCus C1/D1 certification, -10°C ~ +55°C (+14°F ~ +131°F), IP66/IP67,IP68, "-C" for cLC CSA | 1 |  | 1 Year | 6675 | 0.33 | 4472.25
3006 | Hanwha | TNO-6070EP-M | Explosion proof housing using the SNB-6004 + 2.8~9mm Lens PoE Only (No Wiper), cLCus C1/D1 certification, -10°C ~ +55°C (+14°F ~ +131°F), IP66/IP67,IP68, "-M" for INMETRO | 1 |  | 1 Year | 6675 | 0.33 | 4472.25
3007 | Hanwha | TNO-6320EP-Z | Explosion proof housing using the SNZ-6320 PoE Only (No Wiper), cLCus C1/D1 certification, -10°C ~ +55°C (+14°F ~ +131°F), IP66/IP67,IP68, "-Z" for cLCus C1/D1 | 1 |  | 1 Year | 7075 | 0.33 | 4740.25
3008 | Hanwha | TNO-6320EP-C | Explosion proof housing using the SNZ-6320 PoE Only (No Wiper), cLCus C1/D1 certification, -10°C ~ +55°C (+14°F ~ +131°F), IP66/IP67,IP68, "-C" for cLC CSA | 1 |  | 1 Year | 7075 | 0.33 | 4740.25
3009 | Hanwha | TNO-6320EP-M | Explosion proof housing using the SNZ-6320 PoE Only (No Wiper), cLCus C1/D1 certification, -10°C ~ +55°C (+14°F ~ +131°F), IP66/IP67,IP68, "-M" for INMETRO | 1 |  | 1 Year | 7075 | 0.33 | 4740.25
3010 | Hanwha | TNO-6070E1W-Z | Explosion proof housing using the SNB-6004 + 2.8~9mm Lens 24VAC Only with wiper, cLCus C1/D1 certification, -40°C ~ +60°C (-40°F ~ +140°F), IP66/IP67,IP68, "-Z" for cLCus C1/D1 | 1 |  | 1 Year | 9175 | 0.33 | 6147.25
3011 | Hanwha | TNO-6070E1W-C | Explosion proof housing using the SNB-6004 + 2.8~9mm Lens 24VAC Only with wiper, cLCus C1/D1 certification, -40°C ~ +60°C (-40°F ~ +140°F), IP66/IP67,IP68, "-C" for cLC CSA | 1 |  | 1 Year | 9175 | 0.33 | 6147.25
3012 | Hanwha | TNO-6071E1W-C | Explosion proof housing using the SNB-6004 + 2.8~9mm Lens 24VAC Only with wiper, cLCus C1/D1 certification, -60°C ~ +40°C (-67°F ~ +104°F), IP66/IP67,IP68, "-C" for cLC CSA | 1 |  | 1 Year | 9825 | 0.33 | 6582.75
3013 | Hanwha | TNO-6070E1W-M | Explosion proof housing using the SNB-6004 + 2.8~9mm Lens 24VAC Only with wiper, cLCus C1/D1 certification, -40°C ~ +60°C (-40°F ~ +140°F), IP66/IP67,IP68, "-M" for INMETRO | 1 |  | 1 Year | 9175 | 0.33 | 6147.25
3014 | Hanwha | TNO-6320E1W-Z | Explosion proof housing using the SNZ-6320 24VAC Only with wiper, cLCus C1/D1 certification, -40°C ~ +60°C (-40°F ~ +140°F), IP66/IP67,IP68, "-Z" for cLCus C1/D1 | 1 |  | 1 Year | 9575 | 0.33 | 6415.25
3015 | Hanwha | TNO-6320E1W-C | Explosion proof housing using the SNZ-6320 24VAC Only with wiper, cLCus C1/D1 certification, -40°C ~ +60°C (-40°F ~ +140°F), IP66/IP67,IP68, "-C" for cLC CSA | 1 |  | 1 Year | 9575 | 0.33 | 6415.25
3016 | Hanwha | TNO-6321E1W-C | Explosion proof housing using the SNZ-6320 24VAC Only with wiper, cLCus C1/D1 certification, -60°C ~ +40°C (-67°F ~ +104°F), IP66/IP67,IP68, "-C" for cLC CSA | 1 |  | 1 Year | 10225 | 0.33 | 6850.75
3017 | Hanwha | TNO-6320E1W-M | Explosion proof housing using the SNZ-6320 24VAC Only with wiper, cLCus C1/D1 certification, -40°C ~ +60°C (-40°F ~ +140°F), IP66/IP67,IP68, "-M" for INMETRO c | 1 |  | 1 Year | 9575 | 0.33 | 6415.25
3018 | Hanwha | TNO-6070E2F-Z | Explosion proof housing using the SNB-6004 + 2.8~9mm Lens 110VAC Only, Single Mode Fiber (No Wiper), cLCus C1/D1 certification, -40°C ~ +60°C (-40°F ~ +140°F), IP66/IP67,IP68, "-Z" for cLCus C1/D1 | 1 |  | 1 Year | 12400 | 0.33 | 8308
3019 | Hanwha | TNO-6070E2F-C | Explosion proof housing using the SNB-6004 + 2.8~9mm Lens 110VAC Only, Single Mode Fiber (No Wiper), cLCus C1/D1 certification, -40°C ~ +60°C (-40°F ~ +140°F), IP66/IP67,IP68, "-C" for cLC CSA | 1 |  | 1 Year | 12400 | 0.33 | 8308
3020 | Hanwha | TNO-6071E2F-C | Explosion proof housing using the SNB-6004 + 2.8~9mm Lens 110VAC Only, Single Mode Fiber (No Wiper), cLCus C1/D1 certification, -60°C ~ +40°C (-67°F ~ +104°F), IP66/IP67,IP68, "-C" for cLC CSA | 1 |  | 1 Year | 13050 | 0.33 | 8743.5
3021 | Hanwha | TNO-6070E2F-M | Explosion proof housing using the SNB-6004 + 2.8~9mm Lens 110VAC Only, Single Mode Fiber (No Wiper), cLCus C1/D1 certification, -40°C ~ +60°C (-40°F ~ +140°F), IP66/IP67,IP68, "-M" for INMETRO | 1 |  | 1 Year | 12400 | 0.33 | 8308
3022 | Hanwha | TNO-6320E2F-Z | Explosion proof housing using the SNZ-6320 110VAC Only, Single Mode Fiber (No Wiper), cLCus C1/D1 certification, -40°C ~ +60°C (-40°F ~ +140°F), IP66/IP67,IP68, "-Z" for cLCus C1/D1 | 1 |  | 1 Year | 12800 | 0.33 | 8576
3023 | Hanwha | TNO-6320E2F-C | Explosion proof housing using the SNZ-6320 110VAC Only, Single Mode Fiber (No Wiper), cLCus C1/D1 certification, -40°C ~ +60°C (-40°F ~ +140°F), IP66/IP67,IP68, "-C" for cLC CSA | 1 |  | 1 Year | 12800 | 0.33 | 8576
3024 | Hanwha | TNO-6321E2F-C | Explosion proof housing using the SNZ-6320 110VAC Only, Single Mode Fiber (No Wiper), cLCus C1/D1 certification, -60°C ~ +40°C (-67°F ~ +104°F), IP66/IP67,IP68, "-C" for cLC CSA | 1 |  | 1 Year | 13450 | 0.33 | 9011.5
3025 | Hanwha | TNO-6320E2F-M | Explosion proof housing using the SNZ-6320 110VAC Only, Single Mode Fiber (No Wiper), cLCus C1/D1 certification, -40°C ~ +60°C (-40°F ~ +140°F), IP66/IP67,IP68, "-M" for INMETRO | 1 |  | 1 Year | 12800 | 0.33 | 8576
3026 | Hanwha | TNO-6070E2WF-Z | Explosion proof housing using the SNB-6004 + 2.8~9mm Lens 110VAC Only, Single Mode Fiber with Wiper, cLCus C1/D1 certification, -40°C ~ +60°C (-40°F ~ +140°F), IP66/IP67,IP68, "-Z" for cLCus C1/D1 | 1 |  | 1 Year | 13650 | 0.33 | 9145.5
3027 | Hanwha | TNO-6070E2WF-C | Explosion proof housing using the SNB-6004 + 2.8~9mm Lens 110VAC Only, Single Mode Fiber with Wiper, cLCus C1/D1 certification, -40°C ~ +60°C (-40°F ~ +140°F), IP66/IP67,IP68, "-C" for cLC CSA | 1 |  | 1 Year | 13650 | 0.33 | 9145.5
3028 | Hanwha | TNO-6071E2WF-C | Explosion proof housing using the SNB-6004 + 2.8~9mm Lens 110VAC Only, Single Mode Fiber with Wiper, cLCus C1/D1 certification, -60°C ~ +40°C (-67°F ~ +104°F), IP66/IP67,IP68, "-C" for cLC CSA | 1 |  | 1 Year | 14300 | 0.33 | 9581
3029 | Hanwha | TNO-6070E2WF-M | Explosion proof housing using the SNB-6004 + 2.8~9mm Lens 110VAC Only, Single Mode Fiber with Wiper, cLCus C1/D1 certification, -40°C ~ +60°C (-40°F ~ +140°F), IP66/IP67,IP68, "-M" for INMETRO | 1 |  | 1 Year | 13650 | 0.33 | 9145.5
3030 | Hanwha | TNO-6320E2WF-Z | Explosion proof housing using the SNZ-6320 110VAC Only, Single Mode Fiber with Wiper, cLCus C1/D1 certification, -40°C ~ +60°C (-40°F ~ +140°F), IP66/IP67,IP68, "-Z" for cLCus C1/D1 | 1 |  | 1 Year | 14050 | 0.33 | 9413.5
3031 | Hanwha | TNO-6320E2WF-C | Explosion proof housing using the SNZ-6320 110VAC Only, Single Mode Fiber with Wiper, cLCus C1/D1 certification, -40°C ~ +60°C (-40°F ~ +140°F), IP66/IP67,IP68, "-C" for cLC CSA | 1 |  | 1 Year | 14050 | 0.33 | 9413.5
3032 | Hanwha | TNO-6321E2WF-C | Explosion proof housing using the SNZ-6320 110VAC Only, Single Mode Fiber with Wiper, cLCus C1/D1 certification, -60°C ~ +40°C (-67°F ~ +104°F), IP66/IP67,IP68, "-C" for cLC CSA | 1 |  | 1 Year | 14700 | 0.33 | 9849
3033 | Hanwha | TNO-6320E2WF-M | Explosion proof housing using the SNZ-6320 110VAC Only, Single Mode Fiber with Wiper, cLCus C1/D1 certification, -40°C ~ +60°C (-40°F ~ +140°F), IP66/IP67,IP68, "-M" for INMETRO | 1 |  | 1 Year | 14050 | 0.33 | 9413.5
3034 | Hanwha | TNP-6320E2W-Z | Explosion proof PTZ housing using the SNZ-6320 110VAC Only, with Wiper, cLCus C1/D1 certification, -40°C ~ +60°C (-40°F ~ +140°F), IP66/IP67, "-Z" for cLCus C1/D1 | 1 |  | 1 Year | 27600 | 0.33 | 18492
3035 | Hanwha | TNP-6320E2W-C | Explosion proof PTZ housing using the SNZ-6320 110VAC Only, with Wiper, cLCus C1/D1 certification, -40°C ~ +60°C (-40°F ~ +140°F), IP66/IP67, "-C" for cLC CSA | 1 |  | 1 Year | 27600 | 0.33 | 18492
3036 | Hanwha | TNP-6321E2W-C | Explosion proof PTZ housing using the SNZ-6320 110VAC Only, with Wiper, cLCus C1/D1 certification, -60°C ~ +40°C (-67°F ~ +104°F), IP66/IP67, "-C" for cLC CSA | 1 |  | 1 Year | 28250 | 0.33 | 18927.5
3037 | Hanwha | TNP-6320E2W-M | Explosion proof PTZ housing using the SNZ-6320 110VAC Only, with Wiper, cLCus C1/D1 certification, -40°C ~ +60°C (-40°F ~ +140°F), IP66/IP67, "-M" for INMETRO | 1 |  | 1 Year | 27600 | 0.33 | 18492
3038 | Hanwha | TNP-6320E2WF-Z | Explosion proof PTZ housing using the SNZ-6320 110VAC Only, Single Mode Fiber with Wiper, cLCus C1/D1 certification, -40°C ~ +60°C (-40°F ~ +140°F), IP66/IP67, "-Z" for cLCus C1/D1 | 1 |  | 1 Year | 28750 | 0.33 | 19262.5
3039 | Hanwha | TNP-6320E2WF-C | Explosion proof PTZ housing using the SNZ-6320 110VAC Only, Single Mode Fiber with Wiper, cLCus C1/D1 certification, -40°C ~ +60°C (-40°F ~ +140°F), IP66/IP67, "-C" for cLC CSA | 1 |  | 1 Year | 28750 | 0.33 | 19262.5
3040 | Hanwha | TNP-6321E2WF-C | Explosion proof PTZ housing using the SNZ-6320 110VAC Only, Single Mode Fiber with Wiper, cLCus C1/D1 certification, -60°C ~ +40°C (-67°F ~ +104°F), IP66/IP67, "-C" for cLC CSA | 1 |  | 1 Year | 29400 | 0.33 | 19698
3041 | Hanwha | TNP-6320E2WF-M | Explosion proof PTZ housing using the SNZ-6320 110VAC Only, Single Mode Fiber with Wiper, cLCus C1/D1 certification, -40°C ~ +60°C (-40°F ~ +140°F), IP66/IP67, "-M" for INMETRO | 1 |  | 1 Year | 28750 | 0.33 | 19262.5
3042 | Hanwha | TNP-6320E1W-Z | Explosion proof PTZ housing using the SNZ-6320 24VAC Only, with Wiper, cLCus C1/D1 certification, -40°C ~ +60°C (-40°F ~ +140°F), IP66/IP67, "-Z" for cLCus C1/D1 | 1 |  | 1 Year | 27600 | 0.33 | 18492
3043 | Hanwha | TNP-6320E1W-C | Explosion proof PTZ housing using the SNZ-6320 24VAC Only, with Wiper, cLCus C1/D1 certification, -40°C ~ +60°C (-40°F ~ +140°F), IP66/IP67, "-C" for cLC CSA | 1 |  | 1 Year | 27600 | 0.33 | 18492
3044 | Hanwha | TNP-6321E1W-C | Explosion proof PTZ housing using the SNZ-6320 24VAC Only, with Wiper, cLCus C1/D1 certification, -60°C ~ +40°C (-67°F ~ +104°F), IP66/IP67, "-C" for cLC CSA | 1 |  | 1 Year | 28250 | 0.33 | 18927.5
3045 | Hanwha | TNP-6320E1W-M | Explosion proof PTZ housing using the SNZ-6320 24VAC Only, with Wiper, cLCus C1/D1 certification, -40°C ~ +60°C (-40°F ~ +140°F), IP66/IP67, "-M" for INMETRO | 1 |  | 1 Year | 27600 | 0.33 | 18492
3046 | Hanwha | TNP-6320E1WF-Z | Explosion proof PTZ housing using the SNZ-6320 24VAC Only, Single Mode Fiber with Wiper, cLCus C1/D1 certification, -40°C ~ +60°C (-40°F ~ +140°F), IP66/IP67, "-Z" for cLCus C1/D1 | 1 |  | 1 Year | 28750 | 0.33 | 19262.5
3047 | Hanwha | TNP-6320E1WF-C | Explosion proof PTZ housing using the SNZ-6320 24VAC Only, Single Mode Fiber with Wiper, cLCus C1/D1 certification, -40°C ~ +60°C (-40°F ~ +140°F), IP66/IP67, "-C" for cLC CSA | 1 |  | 1 Year | 28750 | 0.33 | 19262.5
3048 | Hanwha | TNP-6321E1WF-C | Explosion proof PTZ housing using the SNZ-6320 24VAC Only, Single Mode Fiber with Wiper, cLCus C1/D1 certification, -60°C ~ +40°C (-67°F ~ +104°F), IP66/IP67, "-C" for cLC CSA | 1 |  | 1 Year | 29400 | 0.33 | 19698
3049 | Hanwha | TNP-6320E1WF-M | Explosion proof PTZ housing using the SNZ-6320 24VAC Only, Single Mode Fiber with Wiper, cLCus C1/D1 certification, -40°C ~ +60°C (-40°F ~ +140°F), IP66/IP67, "-M" for INMETRO | 1 |  | 1 Year | 28750 | 0.33 | 19262.5
3050 | Hanwha | HT-E-XWP10UL | Stainless steel Washer tank for cameras with Wiper model (TNP-6320E2W, TNP-6320E2WF, TNP-6320E1W, TNP-6320E1WF, TNO-6070E2WF, TNO-6320E2WF, TNO-6070E1W) | 1 |  | 1 Year | 3950 | 0.33 | 2646.5
3051 | Hanwha | HT-E-BFP00SW | Stainless steel Top mounting bracket | 1 |  | 1 Year | 700 | 0.33 | 469
3052 | Hanwha | HT-E-BFW320SW | Stainless steel wall mount for (TNO-6070EP, TNO-6320EP, TNO-6070EW2, TNO-6320EW2) | 1 |  | 1 Year | 1500 | 0.33 | 1005
3053 | Hanwha | HT-E-BPW6800 | Stainless steel PTZ Wall mount for (TNP-xxx) | 1 |  | 1 Year | 1350 | 0.33 | 904.5
3054 | Hanwha | HT-E-BFW50SW | Stainless steel wall mount for (TNO-6070EF2, TNO-6320EF2, TNO-6070EWF2, TNO-6320EWF2) | 1 |  | 1 Year | 1650 | 0.33 | 1105.5
3055 | Hanwha | HT-E-BFP00CL | Stainless steel pole mount adaptor | 1 |  | 1 Year | 1400 | 0.33 | 938
3056 | Hanwha | WAVE-PRO-01 | WAVE Professional License. Enables one (1) IP stream recording, includes life-time SW upgrade. No annual & maintenance cost required. | 1 |  | 1 Year | 165 | 0.33 | 110.55
3057 | Hanwha | WAVE-PRO-04 | WAVE Professional License. Enables four (4) IP stream recording, includes life-time SW upgrade. No annual & maintenance cost required. | 1 |  | 1 Year | 660 | 0.33 | 442.2
3058 | Hanwha | WAVE-PRO-08 | WAVE Professional License. Enables eight (8) IP stream recording, includes life-time SW upgrade. No annual & maintenance cost required. | 1 |  | 1 Year | 1320 | 0.33 | 884.4
3059 | Hanwha | WAVE-PRO-16 | WAVE Professional License. Enables sixteen (16) IP stream recording, includes life-time SW upgrade. No annual & maintenance cost required. | 1 |  | 1 Year | 2640 | 0.33 | 1768.8
3060 | Hanwha | WAVE-PRO-24 | WAVE Professional License. Enables twenty-four (24) IP stream recording, includes life-time SW upgrade. No annual & maintenance cost required. | 1 |  | 1 Year | 3960 | 0.33 | 2653.2
3061 | Hanwha | WAVE-PRO-48 | WAVE Professional License. Enables forty-eight (48) IP stream recording, includes life-time SW upgrade. No annual & maintenance cost required. | 1 |  | 1 Year | 7920 | 0.33 | 5306.4
3062 | Hanwha | WAVE-VW-02 | WAVE Video Wall License. Enables up to two (2) monitors, includes life-time SW upgrade. No annual & maintenance cost required. | 1 |  | 1 Year | 1400 | 0.33 | 938
3063 | Hanwha | WAVE-ENC-04 | WAVE Encoder License. Enables up to four (4) recording channels, includes life-time SW upgrade. No annual & maintenance cost required. | 1 |  | 1 Year | 165 | 0.33 | 110.55
3064 | Hanwha | WAVE-IO-01 | WAVE I/O License. Enables one (1) I/O module, includes life-time SW upgrade. No annual & maintenance cost required. | 1 |  | 1 Year | 165 | 0.33 | 110.55
3065 | Hanwha | WAVE-EMB-04 | WAVE Embedded Recorder License. Enables four (4) channel Hanwha Embedded Recorder playback, includes life-time SW upgrade. No annual & maintenance cost required. | 1 |  | 1 Year | 110 | 0.33 | 73.7
3066 | Hanwha | WAVE-EMB-08 | WAVE Embedded Recorder License. Enables eight (8) channel Hanwha Embedded Recorder playback, includes life-time SW upgrade. No annual & maintenance cost required. | 1 |  | 1 Year | 220 | 0.33 | 147.4
3067 | Hanwha | WAVE-EMB-16 | WAVE Embedded Recorder License. Enables sixteen (16) channel Hanwha Embedded Recorder playback, includes life-time SW upgrade. No annual & maintenance cost required. | 1 |  | 1 Year | 440 | 0.33 | 294.8
3068 | Hanwha | WAVE-EMB-32 | WAVE Embedded Recorder License. Enables thirty-two (32) channel Hanwha Embedded Recorder playback, includes life-time SW upgrade. No annual & maintenance cost required. | 1 |  | 1 Year | 880 | 0.33 | 589.6
3069 | Hanwha | WAVE-EMB-64 | WAVE Embedded Recorder License. Enables sixty-four (64) channel Hanwha Embedded Recorder playback, includes life-time SW upgrade. No annual & maintenance cost required. | 1 |  | 1 Year | 1760 | 0.33 | 1179.2
3070 | Hanwha | WWT-5301 | Wisenet WAVE Client Workstation, Access on-site or remote Wisenet WAVE recorder, Wisenet WAVE pre-installed, Intel Core i5, 8GB RAM, 256GB SSD OS drive, Windows 10 IoT Enterprise, (2) HDMI and (1) DVI output, Dual GbE NICs, Keyboard and mouse included | 1 |  | 1 Year | 3150 | 0.33 | 2110.5
3071 | Hanwha | WWT-5301L | Wisenet WAVE Client Workstation, Access on-site or remote Wisenet WAVE recorder, Wisenet WAVE pre-installed, Intel Core i5, 8GB RAM, 256GB SSD OS drive, Linux Ubuntu 16.04 LTS, (2) HDMI and (1) DVI output, Dual GbE NICs, Keyboard and mouse included | 1 |  | 1 Year | 3150 | 0.33 | 2110.5
3072 | Hanwha | WRT-3301-4TB | Mini-tower form factor Wisenet WAVE Network Video Recorder with 4 Professional licenses, Wisenet WAVE pre-installed, 4TB raw, 170 Mbps recording B/W, 4 HDD Bay (3.5"), Intel Core i3, 4GB RAM, 64GB SSD OS drive, Windows 10 IoT Enterprise, (2) HDMI and (1) DVI output, Dual GbE NICs, Keyboard and mouse included | 1 |  | 1 Year | 3764 | 0.33 | 2521.88
3073 | Hanwha | WRT-3301L-4TB | Mini-tower form factor Wisenet WAVE Network Video Recorder with 4 Professional licenses, Wisenet WAVE pre-installed, 4TB raw, 170 Mbps recording B/W, 4 HDD Bay (3.5"), Intel Core i3, 4GB RAM, 64GB SSD OS drive, Linux Ubuntu 16.04 LTS, (2) HDMI and (1) DVI output, Dual GbE NICs, Keyboard and mouse included | 1 |  | 1 Year | 3764 | 0.33 | 2521.88
3074 | Hanwha | WRT-3301-8TB | Mini-tower form factor Wisenet WAVE Network Video Recorder with 4 Professional licenses, Wisenet WAVE pre-installed, 8TB raw, 170 Mbps recording B/W, 4 HDD Bay (3.5"), Intel Core i3, 4GB RAM, 64GB SSD OS drive, Windows 10 IoT Enterprise, (2) HDMI and (1) DVI output, Dual GbE NICs, Keyboard and mouse included | 1 |  | 1 Year | 4828 | 0.33 | 3234.76
3075 | Hanwha | WRT-3301L-8TB | Mini-tower form factor Wisenet WAVE Network Video Recorder with 4 Professional licenses, Wisenet WAVE pre-installed, 8TB raw, 170 Mbps recording B/W, 4 HDD Bay (3.5"), Intel Core i3, 4GB RAM, 64GB SSD OS drive, Linux Ubuntu 16.04 LTS, (2) HDMI and (1) DVI output, Dual GbE NICs, Keyboard and mouse included | 1 |  | 1 Year | 4828 | 0.33 | 3234.76
3076 | Hanwha | WRT-3301-12TB | Mini-tower form factor Wisenet WAVE Network Video Recorder with 4 Professional licenses, Wisenet WAVE pre-installed, 12TB raw, 170 Mbps recording B/W, 4 HDD Bay (3.5"), Intel Core i3, 4GB RAM, 64GB SSD OS drive, Windows 10 IoT Enterprise, (2) HDMI and (1) DVI output, Dual GbE NICs, Keyboard and mouse included | 1 |  | 1 Year | 5892 | 0.33 | 3947.64
3077 | Hanwha | WRT-3301-16TB | Mini-tower form factor Wisenet WAVE Network Video Recorder with 4 Professional licenses, Wisenet WAVE pre-installed, 16TB raw, 170 Mbps recording B/W, 4 HDD Bay (3.5"), Intel Core i3, 4GB RAM, 64GB SSD OS drive, Windows 10 IoT Enterprise, (2) HDMI and (1) DVI output, Dual GbE NICs, Keyboard and mouse included | 1 |  | 1 Year | 6956 | 0.33 | 4660.52
3078 | Hanwha | WRT-3301L-16TB | Mini-tower form factor Wisenet WAVE Network Video Recorder with 4 Professional licenses, Wisenet WAVE pre-installed, 16TB raw, 170 Mbps recording B/W, 4 HDD Bay (3.5"), Intel Core i3, 4GB RAM, 64GB SSD OS drive, Linux Ubuntu 16.04 LTS, (2) HDMI and (1) DVI output, Dual GbE NICs, Keyboard and mouse included | 1 |  | 1 Year | 6956 | 0.33 | 4660.52
3079 | Hanwha | WRT-5301-4TB | Mini-tower form factor Wisenet WAVE Network Video Recorder with 4 Professional licenses, Wisenet WAVE pre-installed, 4TB raw, 470 Mbps recording B/W, 4 HDD Bay (3.5"), Intel Core i5, 8GB RAM, 256GB SSD OS drive, Windows 10 IoT Enterprise, (2) HDMI and (1) DVI output, Dual GbE NICs, Keyboard and mouse included | 1 |  | 1 Year | 4464 | 0.33 | 2990.88
3080 | Hanwha | WRT-5301L-4TB | Mini-tower form factor Wisenet WAVE Network Video Recorder with 4 Professional licenses, Wisenet WAVE pre-installed, 4TB raw, 470 Mbps recording B/W, 4 HDD Bay (3.5"), Intel Core i5, 8GB RAM, 256GB SSD OS drive, Linux Ubuntu 16.04 LTS, (2) HDMI and (1) DVI output, Dual GbE NICs, Keyboard and mouse included | 1 |  | 1 Year | 4464 | 0.33 | 2990.88
3081 | Hanwha | WRT-5301-8TB | Mini-tower form factor Wisenet WAVE Network Video Recorder with 4 Professional licenses, Wisenet WAVE pre-installed, 8TB raw, 470 Mbps recording B/W, 4 HDD Bay (3.5"), Intel Core i5, 8GB RAM, 256GB SSD OS drive, Windows 10 IoT Enterprise, (2) HDMI and (1) DVI output, Dual GbE NICs, Keyboard and mouse included | 1 |  | 1 Year | 5528 | 0.33 | 3703.76
3082 | Hanwha | WRT-5301L-8TB | Mini-tower form factor Wisenet WAVE Network Video Recorder with 4 Professional licenses, Wisenet WAVE pre-installed, 8TB raw, 470 Mbps recording B/W, 4 HDD Bay (3.5"), Intel Core i5, 8GB RAM, 256GB SSD OS drive, Linux Ubuntu 16.04 LTS, (2) HDMI and (1) DVI output, Dual GbE NICs, Keyboard and mouse included | 1 |  | 1 Year | 5528 | 0.33 | 3703.76
3083 | Hanwha | WRT-5301-12TB | Mini-tower form factor Wisenet WAVE Network Video Recorder with 4 Professional licenses, Wisenet WAVE pre-installed, 12TB raw, 470 Mbps recording B/W, 4 HDD Bay (3.5"), Intel Core i5, 8GB RAM, 256GB SSD OS drive, Windows 10 IoT Enterprise, (2) HDMI and (1) DVI output, Dual GbE NICs, Keyboard and mouse included | 1 |  | 1 Year | 6592 | 0.33 | 4416.64
3084 | Hanwha | WRT-5301-16TB | Mini-tower form factor Wisenet WAVE Network Video Recorder with 4 Professional licenses, Wisenet WAVE pre-installed, 16TB raw, 470 Mbps recording B/W, 4 HDD Bay (3.5"), Intel Core i5, 8GB RAM, 256GB SSD OS drive, Windows 10 IoT Enterprise, (2) HDMI and (1) DVI output, Dual GbE NICs, Keyboard and mouse included | 1 |  | 1 Year | 7656 | 0.33 | 5129.52
3085 | Hanwha | WRT-5301L-16TB | Mini-tower form factor Wisenet WAVE Network Video Recorder with 4 Professional licenses, Wisenet WAVE pre-installed, 16TB raw, 470 Mbps recording B/W, 4 HDD Bay (3.5"), Intel Core i5, 8GB RAM, 256GB SSD OS drive, Linux Ubuntu 16.04 LTS, (2) HDMI and (1) DVI output, Dual GbE NICs, Keyboard and mouse included | 1 |  | 1 Year | 7656 | 0.33 | 5129.52
3086 | Hanwha | WRT-5301-20TB | Mini-tower form factor Wisenet WAVE Network Video Recorder with 4 Professional licenses, Wisenet WAVE pre-installed, 20TB raw, 470 Mbps recording B/W, 4 HDD Bay (3.5"), Intel Core i5, 8GB RAM, 256GB SSD OS drive, Windows 10 IoT Enterprise, (2) HDMI and (1) DVI output, Dual GbE NICs, Keyboard and mouse included | 1 |  | 1 Year | 8720 | 0.33 | 5842.4
3087 | Hanwha | WRT-5301-24TB | Mini-tower form factor Wisenet WAVE Network Video Recorder with 4 Professional licenses, Wisenet WAVE pre-installed, 24TB raw, 470 Mbps recording B/W, 4 HDD Bay (3.5"), Intel Core i5, 8GB RAM, 256GB SSD OS drive, Windows 10 IoT Enterprise, (2) HDMI and (1) DVI output, Dual GbE NICs, Keyboard and mouse included | 1 |  | 1 Year | 9784 | 0.33 | 6555.28
3088 | Hanwha | WRT-5301L-24TB | Mini-tower form factor Wisenet WAVE Network Video Recorder with 4 Professional licenses, Wisenet WAVE pre-installed, 24TB raw, 470 Mbps recording B/W, 4 HDD Bay (3.5"), Intel Core i5, 8GB RAM, 256GB SSD OS drive, Linux Ubuntu 16.04 LTS, (2) HDMI and (1) DVI output, Dual GbE NICs, Keyboard and mouse included | 1 |  | 1 Year | 9784 | 0.33 | 6555.28
3089 | Hanwha | WRT-5301-28TB | Mini-tower form factor Wisenet WAVE Network Video Recorder with 4 Professional licenses, Wisenet WAVE pre-installed, 28TB raw, 470 Mbps recording B/W, 4 HDD Bay (3.5"), Intel Core i5, 8GB RAM, 256GB SSD OS drive, Windows 10 IoT Enterprise, (2) HDMI and (1) DVI output, Dual GbE NICs, Keyboard and mouse included | 1 |  | 1 Year | 10848 | 0.33 | 7268.16
3090 | Hanwha | WRT-5301-32TB | Mini-tower form factor Wisenet WAVE Network Video Recorder with 4 Professional licenses, Wisenet WAVE pre-installed, 32TB raw, 470 Mbps recording B/W, 4 HDD Bay (3.5"), Intel Core i5, 8GB RAM, 256GB SSD OS drive, Windows 10 IoT Enterprise, (2) HDMI and (1) DVI output, Dual GbE NICs, Keyboard and mouse included | 1 |  | 1 Year | 11912 | 0.33 | 7981.04
3091 | Hanwha | WRT-5301L-32TB | Mini-tower form factor Wisenet WAVE Network Video Recorder with 4 Professional licenses, Wisenet WAVE pre-installed, 32TB raw, 470 Mbps recording B/W, 4 HDD Bay (3.5"), Intel Core i5, 8GB RAM, 256GB SSD OS drive, Linux Ubuntu 16.04 LTS, (2) HDMI and (1) DVI output, Dual GbE NICs, Keyboard and mouse included | 1 |  | 1 Year | 11912 | 0.33 | 7981.04
3092 | Hanwha | WRR-5301-8TB | 2U Wisenet WAVE Network Video Recorder with 4 Professional licenses, Wisenet WAVE pre-installed, 8TB raw, 470 Mbps recording B/W, 8 HDD Bay (3.5"), Intel Core i5, 8GB RAM, 256GB SSD OS drive, Windows 10 IoT Enterprise, HDMI, DP, and DVI output, Dual GbE NICs, Redundant 800W power supply, Keyboard and mouse included, Rail kit included | 1 |  | 1 Year | 7528 | 0.33 | 5043.76
3093 | Hanwha | WRR-5301L-8TB | 2U Wisenet WAVE Network Video Recorder with 4 Professional licenses, Wisenet WAVE pre-installed, 8TB raw, 470 Mbps recording B/W, 8 HDD Bay (3.5"), Intel Core i5, 8GB RAM, 256GB SSD OS drive, Linux Ubuntu 16.04 LTS, HDMI, DP, and DVI output, Dual GbE NICs, Redundant 800W power supply, Keyboard and mouse included, Rail kit included | 1 |  | 1 Year | 7528 | 0.33 | 5043.76
3094 | Hanwha | WRR-5301-12TB | 2U Wisenet WAVE Network Video Recorder with 4 Professional licenses, Wisenet WAVE pre-installed, 12TB raw, 470 Mbps recording B/W, 8 HDD Bay (3.5"), Intel Core i5, 8GB RAM, 256GB SSD OS drive, Windows 10 IoT Enterprise, HDMI, DP, and DVI output, Dual GbE NICs, Redundant 800W power supply, Keyboard and mouse included, Rail kit included | 1 |  | 1 Year | 8592 | 0.33 | 5756.64
3095 | Hanwha | WRR-5301L-12TB | 2U Wisenet WAVE Network Video Recorder with 4 Professional licenses, Wisenet WAVE pre-installed, 12TB raw, 470 Mbps recording B/W, 8 HDD Bay (3.5"), Intel Core i5, 8GB RAM, 256GB SSD OS drive, Linux Ubuntu 16.04 LTS, HDMI, DP, and DVI output, Dual GbE NICs, Redundant 800W power supply, Keyboard and mouse included, Rail kit included | 1 |  | 1 Year | 8592 | 0.33 | 5756.64
3096 | Hanwha | WRR-5301-16TB | 2U Wisenet WAVE Network Video Recorder with 4 Professional licenses, Wisenet WAVE pre-installed, 16TB raw, 470 Mbps recording B/W, 8 HDD Bay (3.5"), Intel Core i5, 8GB RAM, 256GB SSD OS drive, Windows 10 IoT Enterprise, HDMI, DP, and DVI output, Dual GbE NICs, Redundant 800W power supply, Keyboard and mouse included, Rail kit included | 1 |  | 1 Year | 9656 | 0.33 | 6469.52
3097 | Hanwha | WRR-5301-20TB | 2U Wisenet WAVE Network Video Recorder with 4 Professional licenses, Wisenet WAVE pre-installed, 20TB raw, 470 Mbps recording B/W, 8 HDD Bay (3.5"), Intel Core i5, 8GB RAM, 256GB SSD OS drive, Windows 10 IoT Enterprise, HDMI, DP, and DVI output, Dual GbE NICs, Redundant 800W power supply, Keyboard and mouse included, Rail kit included | 1 |  | 1 Year | 10720 | 0.33 | 7182.4
3098 | Hanwha | WRR-5301-24TB | 2U Wisenet WAVE Network Video Recorder with 4 Professional licenses, Wisenet WAVE pre-installed, 24TB raw, 470 Mbps recording B/W, 8 HDD Bay (3.5"), Intel Core i5, 8GB RAM, 256GB SSD OS drive, Windows 10 IoT Enterprise, HDMI, DP, and DVI output, Dual GbE NICs, Redundant 800W power supply, Keyboard and mouse included, Rail kit included | 1 |  | 1 Year | 11784 | 0.33 | 7895.28
3099 | Hanwha | WRR-5301L-24TB | 2U Wisenet WAVE Network Video Recorder with 4 Professional licenses, Wisenet WAVE pre-installed, 24TB raw, 470 Mbps recording B/W, 8 HDD Bay (3.5"), Intel Core i5, 8GB RAM, 256GB SSD OS drive, Linux Ubuntu 16.04 LTS, HDMI, DP, and DVI output, Dual GbE NICs, Redundant 800W power supply, Keyboard and mouse included, Rail kit included | 1 |  | 1 Year | 11784 | 0.33 | 7895.28
3100 | Hanwha | WRR-5301-28TB | 2U Wisenet WAVE Network Video Recorder with 4 Professional licenses, Wisenet WAVE pre-installed, 28TB raw, 470 Mbps recording B/W, 8 HDD Bay (3.5"), Intel Core i5, 8GB RAM, 256GB SSD OS drive, Windows 10 IoT Enterprise, HDMI, DP, and DVI output, Dual GbE NICs, Redundant 800W power supply, Keyboard and mouse included, Rail kit included | 1 |  | 1 Year | 12848 | 0.33 | 8608.16
3101 | Hanwha | WRR-5301-32TB | 2U Wisenet WAVE Network Video Recorder with 4 Professional licenses, Wisenet WAVE pre-installed, 32TB raw, 470 Mbps recording B/W, 8 HDD Bay (3.5"), Intel Core i5, 8GB RAM, 256GB SSD OS drive, Windows 10 IoT Enterprise, HDMI, DP, and DVI output, Dual GbE NICs, Redundant 800W power supply, Keyboard and mouse included, Rail kit included | 1 |  | 1 Year | 13912 | 0.33 | 9321.04
3102 | Hanwha | WRR-5301-36TB | 2U Wisenet WAVE Network Video Recorder with 4 Professional licenses, Wisenet WAVE pre-installed, 36TB raw, 470 Mbps recording B/W, 8 HDD Bay (3.5"), Intel Core i5, 8GB RAM, 256GB SSD OS drive, Windows 10 IoT Enterprise, HDMI, DP, and DVI output, Dual GbE NICs, Redundant 800W power supply, Keyboard and mouse included, Rail kit included | 1 |  | 1 Year | 14976 | 0.33 | 10033.92
3103 | Hanwha | WRR-5301L-36TB | 2U Wisenet WAVE Network Video Recorder with 4 Professional licenses, Wisenet WAVE pre-installed, 36TB raw, 470 Mbps recording B/W, 8 HDD Bay (3.5"), Intel Core i5, 8GB RAM, 256GB SSD OS drive, Linux Ubuntu 16.04 LTS, HDMI, DP, and DVI output, Dual GbE NICs, Redundant 800W power supply, Keyboard and mouse included, Rail kit included | 1 |  | 1 Year | 14976 | 0.33 | 10033.92
3104 | Hanwha | WRR-5301-42TB | 2U Wisenet WAVE Network Video Recorder with 4 Professional licenses, Wisenet WAVE pre-installed, 42TB raw, 470 Mbps recording B/W, 8 HDD Bay (3.5"), Intel Core i5, 8GB RAM, 256GB SSD OS drive, Windows 10 IoT Enterprise, HDMI, DP, and DVI output, Dual GbE NICs, Redundant 800W power supply, Keyboard and mouse included, Rail kit included | 1 |  | 1 Year | 16572 | 0.33 | 11103.24
3105 | Hanwha | WRR-5301-48TB | 2U Wisenet WAVE Network Video Recorder with 4 Professional licenses, Wisenet WAVE pre-installed, 48TB raw, 470 Mbps recording B/W, 8 HDD Bay (3.5"), Intel Core i5, 8GB RAM, 256GB SSD OS drive, Windows 10 IoT Enterprise, HDMI, DP, and DVI output, Dual GbE NICs, Redundant 800W power supply, Keyboard and mouse included, Rail kit included | 1 |  | 1 Year | 18168 | 0.33 | 12172.56
3106 | Hanwha | WRR-5301L-48TB | 2U Wisenet WAVE Network Video Recorder with 4 Professional licenses, Wisenet WAVE pre-installed, 48TB raw, 470 Mbps recording B/W, 8 HDD Bay (3.5"), Intel Core i5, 8GB RAM, 256GB SSD OS drive, Linux Ubuntu 16.04 LTS, HDMI, DP, and DVI output, Dual GbE NICs, Redundant 800W power supply, Keyboard and mouse included, Rail kit included | 1 |  | 1 Year | 18168 | 0.33 | 12172.56
3107 | Hanwha | WRR-5301-56TB | 2U Wisenet WAVE Network Video Recorder with 4 Professional licenses, Wisenet WAVE pre-installed, 56TB raw, 470 Mbps recording B/W, 8 HDD Bay (3.5"), Intel Core i5, 8GB RAM, 256GB SSD OS drive, Windows 10 IoT Enterprise, HDMI, DP, and DVI output, Dual GbE NICs, Redundant 800W power supply, Keyboard and mouse included, Rail kit included | 1 |  | 1 Year | 20296 | 0.33 | 13598.32
3108 | Hanwha | WRR-5301-60TB | 2U Wisenet WAVE Network Video Recorder with 4 Professional licenses, Wisenet WAVE pre-installed, 60TB raw, 470 Mbps recording B/W, 8 HDD Bay (3.5"), Intel Core i5, 8GB RAM, 256GB SSD OS drive, Windows 10 IoT Enterprise, HDMI, DP, and DVI output, Dual GbE NICs, Redundant 800W power supply, Keyboard and mouse included, Rail kit included | 1 |  | 1 Year | 21360 | 0.33 | 14311.2
3109 | Hanwha | WRR-5301-64TB | 2U Wisenet WAVE Network Video Recorder with 4 Professional licenses, Wisenet WAVE pre-installed, 64TB raw, 470 Mbps recording B/W, 8 HDD Bay (3.5"), Intel Core i5, 8GB RAM, 256GB SSD OS drive, Windows 10 IoT Enterprise, HDMI, DP, and DVI output, Dual GbE NICs, Redundant 800W power supply, Keyboard and mouse included, Rail kit included | 1 |  | 1 Year | 22424 | 0.33 | 15024.08
3110 | Hanwha | WRR-5301L-64TB | 2U Wisenet WAVE Network Video Recorder with 4 Professional licenses, Wisenet WAVE pre-installed, 64TB raw, 470 Mbps recording B/W, 8 HDD Bay (3.5"), Intel Core i5, 8GB RAM, 256GB SSD OS drive, Linux Ubuntu 16.04 LTS, HDMI, DP, and DVI output, Dual GbE NICs, Redundant 800W power supply, Keyboard and mouse included, Rail kit included | 1 |  | 1 Year | 22424 | 0.33 | 15024.08
3111 | Hanwha | WRR-5501-16TB | 2U Wisenet WAVE Network Video Recorder with 4 Professional licenses with RAID, Wisenet WAVE pre-installed, 16TB raw, 470 Mbps recording B/W, 12 HDD Bay (3.5"), Intel Core i5, 8GB RAM, 256GB SSD OS drive, Windows 10 IoT Enterprise, Support RAID 0/1/5/6 + BBU, HDMI, DP, and DVI output, Dual GbE NICs, Redundant 800W power supply, Keyboard and mouse included, Rail kit included | 1 |  | 1 Year | 11256 | 0.33 | 7541.52
3112 | Hanwha | WRR-5501L-16TB | 2U Wisenet WAVE Network Video Recorder with 4 Professional licenses with RAID, Wisenet WAVE pre-installed, 16TB raw, 470 Mbps recording B/W, 12 HDD Bay (3.5"), Intel Core i5, 8GB RAM, 256GB SSD OS drive, Linux Ubuntu 16.04 LTS, RAID-6 pre-configured, Support RAID 0/1/5/6 + BBU, HDMI, DP, and DVI output, Dual GbE NICs, Redundant 800W power supply, Keyboard and mouse included, Rail kit included | 1 |  | 1 Year | 11256 | 0.33 | 7541.52
3113 | Hanwha | WRR-5501-20TB | 2U Wisenet WAVE Network Video Recorder with 4 Professional licenses with RAID, Wisenet WAVE pre-installed, 20TB raw, 470 Mbps recording B/W, 12 HDD Bay (3.5"), Intel Core i5, 8GB RAM, 256GB SSD OS drive, Windows 10 IoT Enterprise, Support RAID 0/1/5/6 + BBU, HDMI, DP, and DVI output, Dual GbE NICs, Redundant 800W power supply, Keyboard and mouse included, Rail kit included | 1 |  | 1 Year | 12320 | 0.33 | 8254.4
3114 | Hanwha | WRR-5501-24TB | 2U Wisenet WAVE Network Video Recorder with 4 Professional licenses with RAID, Wisenet WAVE pre-installed, 24TB raw, 470 Mbps recording B/W, 12 HDD Bay (3.5"), Intel Core i5, 8GB RAM, 256GB SSD OS drive, Windows 10 IoT Enterprise, Support RAID 0/1/5/6 + BBU, HDMI, DP, and DVI output, Dual GbE NICs, Redundant 800W power supply, Keyboard and mouse included, Rail kit included | 1 |  | 1 Year | 13384 | 0.33 | 8967.28
3115 | Hanwha | WRR-5501-28TB | 2U Wisenet WAVE Network Video Recorder with 4 Professional licenses with RAID, Wisenet WAVE pre-installed, 28TB raw, 470 Mbps recording B/W, 12 HDD Bay (3.5"), Intel Core i5, 8GB RAM, 256GB SSD OS drive, Windows 10 IoT Enterprise, Support RAID 0/1/5/6 + BBU, HDMI, DP, and DVI output, Dual GbE NICs, Redundant 800W power supply, Keyboard and mouse included, Rail kit included | 1 |  | 1 Year | 14448 | 0.33 | 9680.16
3116 | Hanwha | WRR-5501-32TB | 2U Wisenet WAVE Network Video Recorder with 4 Professional licenses with RAID, Wisenet WAVE pre-installed, 32TB raw, 470 Mbps recording B/W, 12 HDD Bay (3.5"), Intel Core i5, 8GB RAM, 256GB SSD OS drive, Windows 10 IoT Enterprise, Support RAID 0/1/5/6 + BBU, HDMI, DP, and DVI output, Dual GbE NICs, Redundant 800W power supply, Keyboard and mouse included, Rail kit included | 1 |  | 1 Year | 15512 | 0.33 | 10393.04
3117 | Hanwha | WRR-5501L-32TB | 2U Wisenet WAVE Network Video Recorder with 4 Professional licenses with RAID, Wisenet WAVE pre-installed, 32TB raw, 470 Mbps recording B/W, 12 HDD Bay (3.5"), Intel Core i5, 8GB RAM, 256GB SSD OS drive, Linux Ubuntu 16.04 LTS, RAID-6 pre-configured, Support RAID 0/1/5/6 + BBU, HDMI, DP, and DVI output, Dual GbE NICs, Redundant 800W power supply, Keyboard and mouse included, Rail kit included | 1 |  | 1 Year | 15512 | 0.33 | 10393.04
3118 | Hanwha | WRR-5501-36TB | 2U Wisenet WAVE Network Video Recorder with 4 Professional licenses with RAID, Wisenet WAVE pre-installed, 36TB raw, 470 Mbps recording B/W, 12 HDD Bay (3.5"), Intel Core i5, 8GB RAM, 256GB SSD OS drive, Windows 10 IoT Enterprise, Support RAID 0/1/5/6 + BBU, HDMI, DP, and DVI output, Dual GbE NICs, Redundant 800W power supply, Keyboard and mouse included, Rail kit included | 1 |  | 1 Year | 16576 | 0.33 | 11105.92
3119 | Hanwha | WRR-5501-40TB | 2U Wisenet WAVE Network Video Recorder with 4 Professional licenses with RAID, Wisenet WAVE pre-installed, 40TB raw, 470 Mbps recording B/W, 12 HDD Bay (3.5"), Intel Core i5, 8GB RAM, 256GB SSD OS drive, Windows 10 IoT Enterprise, Support RAID 0/1/5/6 + BBU, HDMI, DP, and DVI output, Dual GbE NICs, Redundant 800W power supply, Keyboard and mouse included, Rail kit included | 1 |  | 1 Year | 17640 | 0.33 | 11818.8
3120 | Hanwha | WRR-5501L-40TB | 2U Wisenet WAVE Network Video Recorder with 4 Professional licenses with RAID, Wisenet WAVE pre-installed, 40TB raw, 470 Mbps recording B/W, 12 HDD Bay (3.5"), Intel Core i5, 8GB RAM, 256GB SSD OS drive, Linux Ubuntu 16.04 LTS, RAID-6 pre-configured, Support RAID 0/1/5/6 + BBU, HDMI, DP, and DVI output, Dual GbE NICs, Redundant 800W power supply, Keyboard and mouse included, Rail kit included | 1 |  | 1 Year | 17640 | 0.33 | 11818.8
3121 | Hanwha | WRR-5501-44TB | 2U Wisenet WAVE Network Video Recorder with 4 Professional licenses with RAID, Wisenet WAVE pre-installed, 44TB raw, 470 Mbps recording B/W, 12 HDD Bay (3.5"), Intel Core i5, 8GB RAM, 256GB SSD OS drive, Windows 10 IoT Enterprise, Support RAID 0/1/5/6 + BBU, HDMI, DP, and DVI output, Dual GbE NICs, Redundant 800W power supply, Keyboard and mouse included, Rail kit included | 1 |  | 1 Year | 18704 | 0.33 | 12531.68
3122 | Hanwha | WRR-5501-48TB | 2U Wisenet WAVE Network Video Recorder with 4 Professional licenses with RAID, Wisenet WAVE pre-installed, 48TB raw, 470 Mbps recording B/W, 12 HDD Bay (3.5"), Intel Core i5, 8GB RAM, 256GB SSD OS drive, Windows 10 IoT Enterprise, Support RAID 0/1/5/6 + BBU, HDMI, DP, and DVI output, Dual GbE NICs, Redundant 800W power supply, Keyboard and mouse included, Rail kit included | 1 |  | 1 Year | 19768 | 0.33 | 13244.56
3123 | Hanwha | WRR-5501L-48TB | 2U Wisenet WAVE Network Video Recorder with 4 Professional licenses with RAID, Wisenet WAVE pre-installed, 48TB raw, 470 Mbps recording B/W, 12 HDD Bay (3.5"), Intel Core i5, 8GB RAM, 256GB SSD OS drive, Linux Ubuntu 16.04 LTS, RAID-6 pre-configured, Support RAID 0/1/5/6 + BBU, HDMI, DP, and DVI output, Dual GbE NICs, Redundant 800W power supply, Keyboard and mouse included, Rail kit included | 1 |  | 1 Year | 19768 | 0.33 | 13244.56
3124 | Hanwha | WRR-5501-54TB | 2U Wisenet WAVE Network Video Recorder with 4 Professional licenses with RAID, Wisenet WAVE pre-installed, 54TB raw, 470 Mbps recording B/W, 12 HDD Bay (3.5"), Intel Core i5, 8GB RAM, 256GB SSD OS drive, Windows 10 IoT Enterprise, Support RAID 0/1/5/6 + BBU, HDMI, DP, and DVI output, Dual GbE NICs, Redundant 800W power supply, Keyboard and mouse included, Rail kit included | 1 |  | 1 Year | 21364 | 0.33 | 14313.88
3125 | Hanwha | WRR-5501-60TB | 2U Wisenet WAVE Network Video Recorder with 4 Professional licenses with RAID, Wisenet WAVE pre-installed, 60TB raw, 470 Mbps recording B/W, 12 HDD Bay (3.5"), Intel Core i5, 8GB RAM, 256GB SSD OS drive, Windows 10 IoT Enterprise, Support RAID 0/1/5/6 + BBU, HDMI, DP, and DVI output, Dual GbE NICs, Redundant 800W power supply, Keyboard and mouse included, Rail kit included | 1 |  | 1 Year | 22960 | 0.33 | 15383.2
3126 | Hanwha | WRR-5501-66TB | 2U Wisenet WAVE Network Video Recorder with 4 Professional licenses with RAID, Wisenet WAVE pre-installed, 66TB raw, 470 Mbps recording B/W, 12 HDD Bay (3.5"), Intel Core i5, 8GB RAM, 256GB SSD OS drive, Windows 10 IoT Enterprise, Support RAID 0/1/5/6 + BBU, HDMI, DP, and DVI output, Dual GbE NICs, Redundant 800W power supply, Keyboard and mouse included, Rail kit included | 1 |  | 1 Year | 24556 | 0.33 | 16452.52
3127 | Hanwha | WRR-5501L-66TB | 2U Wisenet WAVE Network Video Recorder with 4 Professional licenses with RAID, Wisenet WAVE pre-installed, 66TB raw, 470 Mbps recording B/W, 12 HDD Bay (3.5"), Intel Core i5, 8GB RAM, 256GB SSD OS drive, Linux Ubuntu 16.04 LTS, RAID-6 pre-configured, Support RAID 0/1/5/6 + BBU, HDMI, DP, and DVI output, Dual GbE NICs, Redundant 800W power supply, Keyboard and mouse included, Rail kit included | 1 |  | 1 Year | 24556 | 0.33 | 16452.52
3128 | Hanwha | WRR-5501-80TB | 2U Wisenet WAVE Network Video Recorder with 4 Professional licenses with RAID, Wisenet WAVE pre-installed, 80TB raw, 470 Mbps recording B/W, 12 HDD Bay (3.5"), Intel Core i5, 8GB RAM, 256GB SSD OS drive, Windows 10 IoT Enterprise, Support RAID 0/1/5/6 + BBU, HDMI, DP, and DVI output, Dual GbE NICs, Redundant 800W power supply, Keyboard and mouse included, Rail kit included | 1 |  | 1 Year | 28280 | 0.33 | 18947.6
3129 | Hanwha | WRR-5501-88TB | 2U Wisenet WAVE Network Video Recorder with 4 Professional licenses with RAID, Wisenet WAVE pre-installed, 88TB raw, 470 Mbps recording B/W, 12 HDD Bay (3.5"), Intel Core i5, 8GB RAM, 256GB SSD OS drive, Windows 10 IoT Enterprise, Support RAID 0/1/5/6 + BBU, HDMI, DP, and DVI output, Dual GbE NICs, Redundant 800W power supply, Keyboard and mouse included, Rail kit included | 1 |  | 1 Year | 30408 | 0.33 | 20373.36
3130 | Hanwha | WRR-5501-96TB | 2U Wisenet WAVE Network Video Recorder with 4 Professional licenses with RAID, Wisenet WAVE pre-installed, 96TB raw, 470 Mbps recording B/W, 12 HDD Bay (3.5"), Intel Core i5, 8GB RAM, 256GB SSD OS drive, Windows 10 IoT Enterprise, Support RAID 0/1/5/6 + BBU, HDMI, DP, and DVI output, Dual GbE NICs, Redundant 800W power supply, Keyboard and mouse included, Rail kit included | 1 |  | 1 Year | 32536 | 0.33 | 21799.12
3131 | Hanwha | WRR-5501L-96TB | 2U Wisenet WAVE Network Video Recorder with 4 Professional licenses with RAID, Wisenet WAVE pre-installed, 96TB raw, 470 Mbps recording B/W, 12 HDD Bay (3.5"), Intel Core i5, 8GB RAM, 256GB SSD OS drive, Linux Ubuntu 16.04 LTS, RAID-6 pre-configured, Support RAID 0/1/5/6 + BBU, HDMI, DP, and DVI output, Dual GbE NICs, Redundant 800W power supply, Keyboard and mouse included, Rail kit included | 1 |  | 1 Year | 32536 | 0.33 | 21799.12
3132 | Hanwha | VER-CSTORE15-40TB | Veracity Coldstore 3U, 400mbps, L.A.I.D with SFS disk filing system, requires WAVE Server (not included) to operate, 15 internal SATA HDD bays, 40TB raw (effective: 32TB Normal COLDSTORE mode) | 1 |  | 1 Year | 22750 | 0.33 | 15242.5
3133 | Hanwha | VER-CSTORE15-48TB | Veracity Coldstore 3U, 400mbps, L.A.I.D with SFS disk filing system, requires WAVE Server (not included) to operate, 15 internal SATA HDD bays, 48TB raw (effective: 40TB Normal COLDSTORE mode) | 1 |  | 1 Year | 24190 | 0.33 | 16207.3
3134 | Hanwha | VER-CSTORE15-56TB | Veracity Coldstore 3U, 400mbps, L.A.I.D with SFS disk filing system, requires WAVE Server (not included) to operate, 15 internal SATA HDD bays, 56TB raw (effective: 48TB Normal COLDSTORE mode) | 1 |  | 1 Year | 25630 | 0.33 | 17172.1
3135 | Hanwha | VER-CSTORE15-64TB | Veracity Coldstore 3U, 400mbps, L.A.I.D with SFS disk filing system, requires WAVE Server (not included) to operate, 15 internal SATA HDD bays, 64TB raw (effective: 56TB Normal COLDSTORE mode) | 1 |  | 1 Year | 27070 | 0.33 | 18136.9
3136 | Hanwha | VER-CSTORE15-72TB | Veracity Coldstore 3U, 400mbps, L.A.I.D with SFS disk filing system, requires WAVE Server (not included) to operate, 15 internal SATA HDD bays, 72TB raw (effective: 64TB Normal COLDSTORE mode) | 1 |  | 1 Year | 28510 | 0.33 | 19101.7
3137 | Hanwha | VER-CSTORE15-80TB | Veracity Coldstore 3U, 400mbps, L.A.I.D with SFS disk filing system, requires WAVE Server (not included) to operate, 15 internal SATA HDD bays, 80TB raw (effective: 72TB Normal COLDSTORE mode) | 1 |  | 1 Year | 29950 | 0.33 | 20066.5
3138 | Hanwha | VER-CSTORE15-88TB | Veracity Coldstore 3U, 400mbps, L.A.I.D with SFS disk filing system, requires WAVE Server (not included) to operate, 15 internal SATA HDD bays, 88TB raw (effective: 80TB Normal COLDSTORE mode) | 1 |  | 1 Year | 31390 | 0.33 | 21031.3
3139 | Hanwha | VER-CSTORE15-96TB | Veracity Coldstore 3U, 400mbps, L.A.I.D with SFS disk filing system, requires WAVE Server (not included) to operate, 15 internal SATA HDD bays, 96TB raw (effective: 88TB Normal COLDSTORE mode) | 1 |  | 1 Year | 32830 | 0.33 | 21996.1
3140 | Hanwha | VER-CSTORE15-104TB | Veracity Coldstore 3U, 400mbps, L.A.I.D with SFS disk filing system, requires WAVE Server (not included) to operate, 15 internal SATA HDD bays, 104TB raw (effective: 96TB Normal COLDSTORE mode) | 1 |  | 1 Year | 34270 | 0.33 | 22960.9
3141 | Hanwha | VER-CSTORE15-112TB | Veracity Coldstore 3U, 400mbps, L.A.I.D with SFS disk filing system, requires WAVE Server (not included) to operate, 15 internal SATA HDD bays, 112TB raw (effective: 104TB Normal COLDSTORE mode) | 1 |  | 1 Year | 35710 | 0.33 | 23925.7
3142 | Hanwha | VER-CSTORE15-120TB | Veracity Coldstore 3U, 400mbps, L.A.I.D with SFS disk filing system, requires WAVE Server (not included) to operate, 15 internal SATA HDD bays, 120TB raw (effective: 112TB Normal COLDSTORE mode) | 1 |  | 1 Year | 37150 | 0.33 | 24890.5
3143 | Hanwha | VER-CSTORERAIL | Veracity Coldstore 3U Rack Rail accessory | 1 |  | 1 Year | 440 | 0.33 | 294.8
3144 | Hanwha | VER-CSTORECRDL | Veracity Coldstore 3U HDD cradle | 1 |  | 1 Year | 90 | 0.33 | 60.3
3145 | Hanwha | C2P-G1-01 | C2P WAVE integration middleware Group 1 (Access Control) single device license | 1 |  | 1 Year | 165 | 0.33 | 110.55
3146 | Hanwha | C2P-G2-01 | C2P WAVE integration middleware Group 2 (Asset Tracking, Banking, Biometrics, LPR, POS, Video Analytics, IoT, M2M, PLC) single device license | 1 |  | 1 Year | 550 | 0.33 | 368.5
3147 | Hanwha | C2P-G1SUP-01 | C2P WAVE integration middleware Group 1 (Access Control) Software Upgrade Plan / 1 year | 1 |  | 1 Year | 33 | 0.33 | 22.11
3148 | Hanwha | C2P-G1SUP-02 | C2P WAVE integration middleware Group 1 (Access Control) Software Upgrade Plan / 2 year | 1 |  | 1 Year | 59.4 | 0.33 | 39.798
3149 | Hanwha | C2P-G1SUP-03 | C2P WAVE integration middleware Group 1 (Access Control) Software Upgrade Plan / 3 year | 1 |  | 1 Year | 74.25 | 0.33 | 49.7475
3150 | Hanwha | C2P-G2SUP-01 | C2P WAVE integration middleware Group 2 (Asset Tracking, Banking, Biometrics, LPR, POS, Video Analytics, IoT, M2M, PLC) Software Upgrade Plan / 1 year | 1 |  | 1 Year | 110 | 0.33 | 73.7
3151 | Hanwha | C2P-G2SUP-02 | C2P WAVE integration middleware Group 2 (Asset Tracking, Banking, Biometrics, LPR, POS, Video Analytics, IoT, M2M, PLC) Software Upgrade Plan / 2 year | 1 |  | 1 Year | 198 | 0.33 | 132.66
3152 | Hanwha | C2P-G2SUP-03 | C2P WAVE integration middleware Group 2 (Asset Tracking, Banking, Biometrics, LPR, POS, Video Analytics, IoT, M2M, PLC) Software Upgrade Plan / 3 year | 1 |  | 1 Year | 247.5 | 0.33 | 165.825
3153 | Hanwha | PRN-4011 | 4K NVR, 64CH, No HDD, H.265/H.264/MJPEG, ARB (Automatic Recovery Backup) & Failover (N+1), 400Mbps recording/ 32Mbps playback throughput, 12 Hot Swap HDD bays, iSCSI, redundant power, HDMI/D-Sub VGA dual display, DI/O, 2-way audio, ONVIF, maximum camera resolution of 12MP recording/display and fisheye dewarping on WEB and CMS, Support RAID 5/6, however RAID can't be configured under this HDD configuration. | 1 |  | 1 Year | 9640 | 0.33 | 6458.8
3154 | Hanwha | PRN-4011-4TB | 4K NVR, 64CH, 4TB RAW, H.265/H.264/MJPEG, ARB (Automatic Recovery Backup) & Failover (N+1), 400Mbps recording/ 32Mbps playback throughput, 12 Hot Swap HDD Bays, iSCSI, redundant power, HDMI/D-Sub VGA dual display, DI/O, 2-way audio, ONVIF, maximum camera resolution of 12MP recording/display and fisheye dewarping on WEB and CMS, Support RAID 5/6, however RAID can't be configured under this HDD configuration. | 1 |  | 1 Year | 10360 | 0.33 | 6941.2
3155 | Hanwha | PRN-4011-8TB | 4K NVR, 64CH, 8TB RAW, H.265/H.264/MJPEG, ARB (Automatic Recovery Backup) & Failover (N+1), 400Mbps recording/ 32Mbps playback throughput, 12 Hot Swap HDD Bays, iSCSI, redundant power, HDMI/D-Sub VGA dual display, DI/O, 2-way audio, ONVIF, maximum camera resolution of 12MP recording/display and fisheye dewarping on WEB and CMS, Support RAID 5/6, however RAID can't be configured under this HDD configuration. | 1 |  | 1 Year | 11080 | 0.33 | 7423.6
3156 | Hanwha | PRN-4011-12TB | 4K NVR, 64CH, 12TB RAW, H.265/H.264/MJPEG, ARB (Automatic Recovery Backup) & Failover (N+1), 400Mbps recording/ 32Mbps playback throughput, 12 Hot Swap HDD Bays, iSCSI, redundant power, HDMI/D-Sub VGA dual display, DI/O, 2-way audio, ONVIF, maximum camera resolution of 12MP recording/display and fisheye dewarping on WEB and CMS, Support RAID 5/6 (2TB * 6 RAID 5/6 Ready) Field configuration and setup required (recording storage 10TB on RAID 5 and 8TB on RAID 6) | 1 |  | 1 Year | 11800 | 0.33 | 7906
3157 | Hanwha | PRN-4011-16TB | 4K NVR, 64CH, 16TB RAW, H.265/H.264/MJPEG, ARB (Automatic Recovery Backup) & Failover (N+1), 400Mbps recording/ 32Mbps playback throughput, 12 Hot Swap HDD Bays, iSCSI, redundant power, HDMI/D-Sub VGA dual display, DI/O, 2-way audio, ONVIF, maximum camera resolution of 12MP recording/display and fisheye dewarping on WEB and CMS, Support RAID 5/6, however RAID can't be configured under this HDD configuration. | 1 |  | 1 Year | 12520 | 0.33 | 8388.4
3158 | Hanwha | PRN-4011-20TB | 4K NVR, 64CH, 20TB RAW, H.265/H.264/MJPEG, ARB (Automatic Recovery Backup) & Failover (N+1), 400Mbps recording/ 32Mbps playback throughput, 12 Hot Swap HDD Bays, iSCSI, redundant power, HDMI/D-Sub VGA dual display, DI/O, 2-way audio, ONVIF, maximum camera resolution of 12MP recording/display and fisheye dewarping on WEB and CMS, Support RAID 5/6 (4TB * 5 RAID 5 Ready) Field configuration and setup required (recording storage 16TB on RAID 5) | 1 |  | 1 Year | 13240 | 0.33 | 8870.8
3159 | Hanwha | PRN-4011-24TB | 4K NVR, 64CH, 24TB RAW, H.265/H.264/MJPEG, ARB (Automatic Recovery Backup) & Failover (N+1), 400Mbps recording/ 32Mbps playback throughput, 12 Hot Swap HDD Bays, iSCSI, redundant power, HDMI/D-Sub VGA dual display, DI/O, 2-way audio, ONVIF, maximum camera resolution of 12MP recording/display and fisheye dewarping on WEB and CMS, Support RAID 5/6 (4TB * 6 RAID 5/6 Ready). Field configuration and setup required (recording storage 20TB on RAID 5 and 16TB on RAID 6) | 1 |  | 1 Year | 13960 | 0.33 | 9353.2
3160 | Hanwha | PRN-4011-30TB | 4K NVR, 64CH, 30TB RAW, H.265/H.264/MJPEG, ARB (Automatic Recovery Backup) & Failover (N+1), 400Mbps recording/ 32Mbps playback throughput, 12 Hot Swap HDD Bays, iSCSI, redundant power, HDMI/D-Sub VGA dual display, DI/O, 2-way audio, ONVIF, maximum camera resolution of 12MP recording/display and fisheye dewarping on WEB and CMS, Support RAID 5/6 (6TB * 5 RAID 5 Ready). Field configuration and setup required (recording storage 24TB on RAID 5) | 1 |  | 1 Year | 15040 | 0.33 | 10076.8
3161 | Hanwha | PRN-4011-36TB | 4K NVR, 64CH, 36TB RAW, H.265/H.264/MJPEG, ARB (Automatic Recovery Backup) & Failover (N+1), 400Mbps recording/ 32Mbps playback throughput, 12 Hot Swap HDD Bays, iSCSI, redundant power, HDMI/D-Sub VGA dual display, DI/O, 2-way audio, ONVIF, maximum camera resolution of 12MP recording/display and fisheye dewarping on WEB and CMS, Support RAID 5/6 (6TB * 6 RAID 5/6 Ready). Field configuration and setup required (recording storage 30TB on RAID 5 and 24TB on RAID 6) | 1 |  | 1 Year | 16120 | 0.33 | 10800.4
3162 | Hanwha | PRN-4011-40TB | 4K NVR, 64CH, 40TB RAW, H.265/H.264/MJPEG, ARB (Automatic Recovery Backup) & Failover (N+1), 400Mbps recording/ 32Mbps playback throughput, 12 Hot Swap HDD Bays, iSCSI, redundant power, HDMI/D-Sub VGA dual display, DI/O, 2-way audio, ONVIF, maximum camera resolution of 12MP recording/display and fisheye dewarping on WEB and CMS, Support RAID 5/6 (4TB * 10 RAID 5 Ready). Field configuration and setup required (recording storage 32TB on RAID 5) | 1 |  | 1 Year | 16840 | 0.33 | 11282.8
3163 | Hanwha | PRN-4011-48TB | 4K NVR, 64CH, 48TB RAW, H.265/H.264/MJPEG, ARB (Automatic Recovery Backup) & Failover (N+1), 400Mbps recording/ 32Mbps playback throughput, 12 Hot Swap HDD Bays, iSCSI, redundant power, HDMI/D-Sub VGA dual display, DI/O, 2-way audio, ONVIF, maximum camera resolution of 12MP recording/display and fisheye dewarping on WEB and CMS, Support RAID 5/6 (8TB * 6 RAID 5/6 Ready). Field configuration and setup required (recording storage 40TB on RAID 5 and 32TB on RAID 6) | 1 |  | 1 Year | 18280 | 0.33 | 12247.6
3164 | Hanwha | PRN-4011-60TB | 4K NVR, 64CH, 60TB RAW, H.265/H.264/MJPEG, ARB (Automatic Recovery Backup) & Failover (N+1), 400Mbps recording/ 32Mbps playback throughput, 12 Hot Swap HDD Bays, iSCSI, redundant power, HDMI/D-Sub VGA dual display, DI/O, 2-way audio, ONVIF, maximum camera resolution of 12MP recording/display and fisheye dewarping on WEB and CMS, Support RAID 5/6 (6TB * 10 RAID 5 Ready). Field configuration and setup required (recording storage 48TB on RAID 5) | 1 |  | 1 Year | 20440 | 0.33 | 13694.8
3165 | Hanwha | PRN-4011-72TB | 4K NVR, 64CH, 72TB RAW, H.265/H.264/MJPEG, ARB (Automatic Recovery Backup) & Failover (N+1), 400Mbps recording/ 32Mbps playback throughput, 12 Hot Swap HDD bays, iSCSI, redundant power, HDMI/D-Sub VGA dual display, DI/O, 2-way audio, ONVIF, maximum camera resolution of 12MP recording/display and fisheye dewarping on WEB and CMS, Support RAID 5/6, (6TB * 12 RAID 5/6 Ready). Field configuration and setup required (recording storage 60TB on RAID 5 and 48TB on RAID 6) | 1 |  | 1 Year | 22600 | 0.33 | 15142
3166 | Hanwha | PRN-4011-80TB | 4K NVR, 64CH, 80TB RAW, H.265/H.264/MJPEG, ARB (Automatic Recovery Backup) & Failover (N+1), 400Mbps recording/ 32Mbps playback throughput, 12 Hot Swap HDD bays, iSCSI, redundant power, HDMI/D-Sub VGA dual display, DI/O, 2-way audio, ONVIF, maximum camera resolution of 12MP recording/display and fisheye dewarping on WEB and CMS, Support RAID 5/6, (8TB * 10 RAID 5 Ready). Field configuration and setup required (recording storage 64TB on RAID 5) | 1 |  | 1 Year | 24040 | 0.33 | 16106.8
3167 | Hanwha | PRN-4011-96TB | 4K NVR, 64CH, 96TB RAW, H.265/H.264/MJPEG, ARB (Automatic Recovery Backup) & Failover (N+1), 400Mbps recording/ 32Mbps playback throughput, 12 Hot Swap HDD bays, iSCSI, redundant power, HDMI/D-Sub VGA dual display, DI/O, 2-way audio, ONVIF, maximum camera resolution of 12MP recording/display and fisheye dewarping on WEB and CMS, Support RAID 5/6, (8TB * 12 RAID 5/6 Ready). Field configuration and setup required (recording storage 80TB on RAID 5 and 64TB on RAID 6) | 1 |  | 1 Year | 26920 | 0.33 | 18036.4
3168 | Hanwha | XRN-3010 | 4K NVR, No HDD, supports: 64 channels, H.265/H.264/MJPEG, ARB (Automatic Recovery Backup), 8 fixed internal SATA HDDs (64TB max), e-SATA/iSCSI storage, WiseStream technology, dual monitor out, max. resolution of 12MP recording/display and fisheye dewarping on web and CMS. | 1 |  | 1 Year | 4250 | 0.33 | 2847.5
3169 | Hanwha | XRN-3010-4TB | 4K NVR, 4TB RAW, supports: 64 channels, H.265/H.264/MJPEG, ARB (Automatic Recovery Backup), 8 fixed internal SATA HDDs (64TB max), e-SATA/iSCSI storage, WiseStream technology, dual monitor out, max. resolution of 12MP recording/display and fisheye dewarping on web and CMS. | 1 |  | 1 Year | 4970 | 0.33 | 3329.9
3170 | Hanwha | XRN-3010-8TB | 4K NVR, 8TB RAW, supports: 64 channels, H.265/H.264/MJPEG, ARB (Automatic Recovery Backup), 8 fixed internal SATA HDDs (64TB max), e-SATA/iSCSI storage, WiseStream technology, dual monitor out, max. resolution of 12MP recording/display and fisheye dewarping on web and CMS. | 1 |  | 1 Year | 5690 | 0.33 | 3812.3
3171 | Hanwha | XRN-3010-12TB | 4K NVR, 12TB RAW, supports: 64 channels, H.265/H.264/MJPEG, ARB (Automatic Recovery Backup), 8 fixed internal SATA HDDs (64TB max), e-SATA/iSCSI storage, WiseStream technology, dual monitor out, max. resolution of 12MP recording/display and fisheye dewarping on web and CMS. | 1 |  | 1 Year | 6410 | 0.33 | 4294.7
3172 | Hanwha | XRN-3010-16TB | 4K NVR, 16TB RAW, supports: 64 channels, H.265/H.264/MJPEG, ARB (Automatic Recovery Backup), 8 fixed internal SATA HDDs (64TB max), e-SATA/iSCSI storage, WiseStream technology, dual monitor out, max. resolution of 12MP recording/display and fisheye dewarping on web and CMS. | 1 |  | 1 Year | 7130 | 0.33 | 4777.1
3173 | Hanwha | XRN-3010-20TB | 4K NVR, 20TB RAW, supports: 64 channels, H.265/H.264/MJPEG, ARB (Automatic Recovery Backup), 8 fixed internal SATA HDDs (64TB max), e-SATA/iSCSI storage, WiseStream technology, dual monitor out, max. resolution of 12MP recording/display and fisheye dewarping on web and CMS. | 1 |  | 1 Year | 7850 | 0.33 | 5259.5
3174 | Hanwha | XRN-3010-24TB | 4K NVR, 24TB RAW, supports: 64 channels, H.265/H.264/MJPEG, ARB (Automatic Recovery Backup), 8 fixed internal SATA HDDs (64TB max), e-SATA/iSCSI storage, WiseStream technology, dual monitor out, max. resolution of 12MP recording/display and fisheye dewarping on web and CMS. | 1 |  | 1 Year | 8570 | 0.33 | 5741.9
3175 | Hanwha | XRN-3010-30TB | 4K NVR, 30TB RAW, supports: 64 channels, H.265/H.264/MJPEG, ARB (Automatic Recovery Backup), 8 fixed internal SATA HDDs (64TB max), e-SATA/iSCSI storage, WiseStream technology, dual monitor out, max. resolution of 12MP recording/display and fisheye dewarping on web and CMS. | 1 |  | 1 Year | 9650 | 0.33 | 6465.5
3176 | Hanwha | XRN-3010-36TB | 4K NVR, 36TB RAW, supports: 64 channels, H.265/H.264/MJPEG, ARB (Automatic Recovery Backup), 8 fixed internal SATA HDDs (64TB max), e-SATA/iSCSI storage, WiseStream technology, dual monitor out, max. resolution of 12MP recording/display and fisheye dewarping on web and CMS. | 1 |  | 1 Year | 10730 | 0.33 | 7189.1
3177 | Hanwha | XRN-3010-40TB | 4K NVR, 40TB RAW, supports: 64 channels, H.265/H.264/MJPEG, ARB (Automatic Recovery Backup), 8 fixed internal SATA HDDs (64TB max), e-SATA/iSCSI storage, WiseStream technology, dual monitor out, max. resolution of 12MP recording/display and fisheye dewarping on web and CMS. | 1 |  | 1 Year | 11450 | 0.33 | 7671.5
3178 | Hanwha | XRN-3010-48TB | 4K NVR, 48TB RAW, supports: 64 channels, H.265/H.264/MJPEG, ARB (Automatic Recovery Backup), 8 fixed internal SATA HDDs (64TB max), e-SATA/iSCSI storage, WiseStream technology, dual monitor out, max. resolution of 12MP recording/display and fisheye dewarping on web and CMS. | 1 |  | 1 Year | 12890 | 0.33 | 8636.3
3179 | Hanwha | XRN-3010-64TB | 4K NVR, 64TB RAW, supports: 64 channels, H.265/H.264/MJPEG, ARB (Automatic Recovery Backup), 8 fixed internal SATA HDDs (64TB max), e-SATA/iSCSI storage, WiseStream technology, dual monitor out, max. resolution of 12MP recording/display and fisheye dewarping on web and CMS. | 1 |  | 1 Year | 15770 | 0.33 | 10565.9
3180 | Hanwha | XRN-2010 | 4K NVR, No HDD, that supports: up to 32 channels, H.265/H.264/MJPEG, ARB (Automatic Recovery Backup) & Failover (N+1), 8 fixed internal SATA HDDs (with a maximum internal storage capacity of 48TB), e-SATA/iSCSI storage, WiseStream compression technology, dual monitor video out, maximum camera resolution of 12MP recording/display and fisheye dewarping on WEB and CMS. | 1 |  | 1 Year | 2819 | 0.33 | 1888.73
3181 | Hanwha | XRN-2010-2TB | 4K NVR, 2TB RAW, that supports: up to 32 channels, H.265/H.264/MJPEG, ARB (Automatic Recovery Backup) & Failover (N+1), 8 fixed internal SATA HDDs (with a maximum internal storage capacity of 48TB), e-SATA/iSCSI storage, WiseStream compression technology, dual monitor video out, maximum camera resolution of 12MP recording/display and fisheye dewarping on WEB and CMS. | 1 |  | 1 Year | 3179 | 0.33 | 2129.93
3182 | Hanwha | XRN-2010-4TB | 4K NVR, 4TB RAW, that supports: up to 32 channels, H.265/H.264/MJPEG, ARB (Automatic Recovery Backup) & Failover (N+1), 8 fixed internal SATA HDDs (with a maximum internal storage capacity of 48TB), e-SATA/iSCSI storage, WiseStream compression technology, dual monitor video out, maximum camera resolution of 12MP recording/display and fisheye dewarping on WEB and CMS. | 1 |  | 1 Year | 3539 | 0.33 | 2371.13
3183 | Hanwha | XRN-2010-6TB | 4K NVR, 6TB RAW, that supports: up to 32 channels, H.265/H.264/MJPEG, ARB (Automatic Recovery Backup) & Failover (N+1), 8 fixed internal SATA HDDs (with a maximum internal storage capacity of 48TB), e-SATA/iSCSI storage, WiseStream compression technology, dual monitor video out, maximum camera resolution of 12MP recording/display and fisheye dewarping on WEB and CMS. | 1 |  | 1 Year | 3899 | 0.33 | 2612.33
3184 | Hanwha | XRN-2010-8TB | 4K NVR, 8TB RAW, that supports: up to 32 channels, H.265/H.264/MJPEG, ARB (Automatic Recovery Backup) & Failover (N+1), 8 fixed internal SATA HDDs (with a maximum internal storage capacity of 48TB), e-SATA/iSCSI storage, WiseStream compression technology, dual monitor video out, maximum camera resolution of 12MP recording/display and fisheye dewarping on WEB and CMS. | 1 |  | 1 Year | 4259 | 0.33 | 2853.53
3185 | Hanwha | XRN-2010-12TB | 4K NVR, 12TB RAW, that supports: up to 32 channels, H.265/H.264/MJPEG, ARB (Automatic Recovery Backup) & Failover (N+1), 8 fixed internal SATA HDDs (with a maximum internal storage capacity of 48TB), e-SATA/iSCSI storage, WiseStream compression technology, dual monitor video out, maximum camera resolution of 12MP recording/display and fisheye dewarping on WEB and CMS. | 1 |  | 1 Year | 4979 | 0.33 | 3335.93
3186 | Hanwha | XRN-2010-16TB | 4K NVR, 16TB RAW, that supports: up to 32 channels, H.265/H.264/MJPEG, ARB (Automatic Recovery Backup) & Failover (N+1), 8 fixed internal SATA HDDs (with a maximum internal storage capacity of 48TB), e-SATA/iSCSI storage, WiseStream compression technology, dual monitor video out, maximum camera resolution of 12MP recording/display and fisheye dewarping on WEB and CMS. | 1 |  | 1 Year | 5699 | 0.33 | 3818.33
3187 | Hanwha | XRN-2010-20TB | 4K NVR, 20TB RAW, that supports: up to 32 channels, H.265/H.264/MJPEG, ARB (Automatic Recovery Backup) & Failover (N+1), 8 fixed internal SATA HDDs (with a maximum internal storage capacity of 48TB), e-SATA/iSCSI storage, WiseStream compression technology, dual monitor video out, maximum camera resolution of 12MP recording/display and fisheye dewarping on WEB and CMS. | 1 |  | 1 Year | 6419 | 0.33 | 4300.73
3188 | Hanwha | XRN-2010-24TB | 4K NVR, 24TB RAW, that supports: up to 32 channels, H.265/H.264/MJPEG, ARB (Automatic Recovery Backup) & Failover (N+1), 8 fixed internal SATA HDDs (with a maximum internal storage capacity of 48TB), e-SATA/iSCSI storage, WiseStream compression technology, dual monitor video out, maximum camera resolution of 12MP recording/display and fisheye dewarping on WEB and CMS. | 1 |  | 1 Year | 7139 | 0.33 | 4783.13
3189 | Hanwha | XRN-2010-30TB | 4K NVR, 30TB RAW, that supports: up to 32 channels, H.265/H.264/MJPEG, ARB (Automatic Recovery Backup) & Failover (N+1), 8 fixed internal SATA HDDs (with a maximum internal storage capacity of 48TB), e-SATA/iSCSI storage, WiseStream compression technology, dual monitor video out, maximum camera resolution of 12MP recording/display and fisheye dewarping on WEB and CMS. | 1 |  | 1 Year | 8219 | 0.33 | 5506.73
3190 | Hanwha | XRN-2010-36TB | 4K NVR, 36TB RAW, that supports: up to 32 channels, H.265/H.264/MJPEG, ARB (Automatic Recovery Backup) & Failover (N+1), 8 fixed internal SATA HDDs (with a maximum internal storage capacity of 48TB), e-SATA/iSCSI storage, WiseStream compression technology, dual monitor video out, maximum camera resolution of 12MP recording/display and fisheye dewarping on WEB and CMS. | 1 |  | 1 Year | 9299 | 0.33 | 6230.33
3191 | Hanwha | XRN-2010-48TB | 4K NVR, 48TB RAW, that supports: up to 32 channels, H.265/H.264/MJPEG, ARB (Automatic Recovery Backup) & Failover (N+1), 8 fixed internal SATA HDDs (with a maximum internal storage capacity of 48TB), e-SATA/iSCSI storage, WiseStream compression technology, dual monitor video out, maximum camera resolution of 12MP recording/display and fisheye dewarping on WEB and CMS. | 1 |  | 1 Year | 11459 | 0.33 | 7677.53
3192 | Hanwha | XRN-2011 | 4K NVR, No HDD, that supports: up to 32 channels, H.265/H.264/MJPEG, ARB (Automatic Recovery Backup) & Failover (N+1), 8 front Hot swappable SATA HDDs (with a maximum internal storage capacity of 64TB), e-SATA/iSCSI storage, RAID-5, WiseStream compression technology, dual monitor video out, maximum camera resolution of 12MP recording/display and fisheye dewarping on WEB and CMS. | 1 |  | 1 Year | 3519 | 0.33 | 2357.73
3193 | Hanwha | XRN-2011-8TB | 4K NVR, 8TB RAW, that supports: up to 32 channels, H.265/H.264/MJPEG, ARB (Automatic Recovery Backup) & Failover (N+1), 8 front Hot swappable SATA HDDs (with a maximum internal storage capacity of 64TB), e-SATA/iSCSI storage, RAID-5, WiseStream compression technology, dual monitor video out, maximum camera resolution of 12MP recording/display and fisheye dewarping on WEB and CMS. (HDD configuration RAID Ready) 2TB X4 (recording storage 6TB) | 1 |  | 1 Year | 4959 | 0.33 | 3322.53
3194 | Hanwha | XRN-2011-12TB | 4K NVR, 12TB RAW, that supports: up to 32 channels, H.265/H.264/MJPEG, ARB (Automatic Recovery Backup) & Failover (N+1), 8 front Hot swappable SATA HDDs (with a maximum internal storage capacity of 64TB), e-SATA/iSCSI storage, RAID-5, WiseStream compression technology, dual monitor video out, maximum camera resolution of 12MP recording/display and fisheye dewarping on WEB and CMS. (HDD configuration RAID Ready) 3TB X4 (recording storage 9TB) | 1 |  | 1 Year | 5679 | 0.33 | 3804.93
3195 | Hanwha | XRN-2011-16TB | 4K NVR, 16TB RAW, that supports: up to 32 channels, H.265/H.264/MJPEG, ARB (Automatic Recovery Backup) & Failover (N+1), 8 front Hot swappable SATA HDDs (with a maximum internal storage capacity of 64TB), e-SATA/iSCSI storage, RAID-5, WiseStream compression technology, dual monitor video out, maximum camera resolution of 12MP recording/display and fisheye dewarping on WEB and CMS. (HDD configuration RAID Ready) 4TBX4 (recording storage 12TB) | 1 |  | 1 Year | 6399 | 0.33 | 4287.33
3196 | Hanwha | XRN-2011-24TB | 4K NVR, 24TB RAW, that supports: up to 32 channels, H.265/H.264/MJPEG, ARB (Automatic Recovery Backup) & Failover (N+1), 8 front Hot swappable SATA HDDs (with a maximum internal storage capacity of 64TB), e-SATA/iSCSI storage, RAID-5, WiseStream compression technology, dual monitor video out, maximum camera resolution of 12MP recording/display and fisheye dewarping on WEB and CMS. (HDD configuration RAID Ready) 6TB X4 (recording storage 18TB) | 1 |  | 1 Year | 7839 | 0.33 | 5252.13
3197 | Hanwha | XRN-2011-32TB | 4K NVR, 32TB RAW, that supports: up to 32 channels, H.265/H.264/MJPEG, ARB (Automatic Recovery Backup) & Failover (N+1), 8 front Hot swappable SATA HDDs (with a maximum internal storage capacity of 64TB), e-SATA/iSCSI storage, RAID-5, WiseStream compression technology, dual monitor video out, maximum camera resolution of 12MP recording/display and fisheye dewarping on WEB and CMS. (HDD configuration RAID Ready) 8TB X4 (recording storage 24TB) | 1 |  | 1 Year | 9279 | 0.33 | 6216.93
3198 | Hanwha | XRN-2011-48TB | 4K NVR, 48TB RAW, that supports: up to 32 channels, H.265/H.264/MJPEG, ARB (Automatic Recovery Backup) & Failover (N+1), 8 front Hot swappable SATA HDDs (with a maximum internal storage capacity of 64TB), e-SATA/iSCSI storage, RAID-5, WiseStream compression technology, dual monitor video out, maximum camera resolution of 12MP recording/display and fisheye dewarping on WEB and CMS. (HDD configuration RAID Ready) 6TB X8 (recording storage 36TB) | 1 |  | 1 Year | 12159 | 0.33 | 8146.53
3199 | Hanwha | XRN-2011-64TB | 4K NVR, 64TB RAW, that supports: up to 32 channels, H.265/H.264/MJPEG, ARB (Automatic Recovery Backup) & Failover (N+1), 8 front Hot swappable SATA HDDs (with a maximum internal storage capacity of 64TB), e-SATA/iSCSI storage, RAID-5, WiseStream compression technology, dual monitor video out, maximum camera resolution of 12MP recording/display and fisheye dewarping on WEB and CMS. (HDD configuration RAID Ready) 8TB X8 (recording storage 48TB) | 1 |  | 1 Year | 15039 | 0.33 | 10076.13
3200 | Hanwha | XRN-1610S | 4K NVR, no HDD, supports: 16 channels with 16 PoE/PoE+ ports, H.265/H.264/MJPEG, ARB (Automatic Recovery Backup), 4 fixed internal SATA HDDs (32TB max), e-SATA/iSCSI storage, WiseStream technology, dual monitor out, max. resolution of 12MP recording/display and fisheye dewarping on web and CMS. | 1 |  | 1 Year | 1420 | 0.33 | 951.4
3201 | Hanwha | XRN-1610S-2TB | 4K NVR, 2TB RAW, supports: 16 channels with 16 PoE/PoE+ ports, H.265/H.264/MJPEG, ARB (Automatic Recovery Backup), 4 fixed internal SATA HDDs (32TB max), e-SATA/iSCSI storage, WiseStream technology, dual monitor out, max. resolution of 12MP recording/display and fisheye dewarping on web and CMS. | 1 |  | 1 Year | 1780 | 0.33 | 1192.6
3202 | Hanwha | XRN-1610S-4TB | 4K NVR, 4TB RAW, supports: 16 channels with a 16 PoE/PoE+ ports, H.265/H.264/MJPEG, ARB (Automatic Recovery Backup), 4 fixed internal SATA HDDs (32TB max), e-SATA/iSCSI storage, WiseStream technology, dual monitor out, max. resolution of 12MP recording/display and fisheye dewarping on web and CMS. | 1 |  | 1 Year | 2140 | 0.33 | 1433.8
3203 | Hanwha | XRN-1610S-8TB | 4K NVR, 8TB RAW, supports: 16 channels with a 16 PoE/PoE+ ports, H.265/H.264/MJPEG, ARB (Automatic Recovery Backup), 4 fixed internal SATA HDDs (32TB max), e-SATA/iSCSI storage, WiseStream technology, dual monitor out, max. resolution of 12MP recording/display and fisheye dewarping on web and CMS. | 1 |  | 1 Year | 2860 | 0.33 | 1916.2
3204 | Hanwha | XRN-1610S-12TB | 4K NVR, 12TB RAW, supports: 16 channels with a 16 PoE/PoE+ ports, H.265/H.264/MJPEG, ARB (Automatic Recovery Backup), 4 fixed internal SATA HDDs (32TB max), e-SATA/iSCSI storage, WiseStream technology, dual monitor out, max. resolution of 12MP recording/display and fisheye dewarping on web and CMS. | 1 |  | 1 Year | 3580 | 0.33 | 2398.6
3205 | Hanwha | XRN-1610S-16TB | 4K NVR, 16TB RAW, supports: 16 channels with a 16 PoE/PoE+ ports, H.265/H.264/MJPEG, ARB (Automatic Recovery Backup), 4 fixed internal SATA HDDs (32TB max), e-SATA/iSCSI storage, WiseStream technology, dual monitor out, max. resolution of 12MP recording/display and fisheye dewarping on web and CMS. | 1 |  | 1 Year | 4300 | 0.33 | 2881
3206 | Hanwha | XRN-1610S-24TB | 4K NVR, 24TB RAW, supports: 16 channels with a 16 PoE/PoE+ ports, H.265/H.264/MJPEG, ARB (Automatic Recovery Backup), 4 fixed internal SATA HDDs (32TB max), e-SATA/iSCSI storage, WiseStream technology, dual monitor out, max. resolution of 12MP recording/display and fisheye dewarping on web and CMS. | 1 |  | 1 Year | 5740 | 0.33 | 3845.8
3207 | Hanwha | XRN-1610S-28TB | 4K NVR, 28TB RAW, supports: 16 channels with a 16 PoE/PoE+ ports, H.265/H.264/MJPEG, ARB (Automatic Recovery Backup), 4 fixed internal SATA HDDs (32TB max), e-SATA/iSCSI storage, WiseStream technology, dual monitor out, max. resolution of 12MP recording/display and fisheye dewarping on web and CMS. | 1 |  | 1 Year | 6460 | 0.33 | 4328.2
3208 | Hanwha | XRN-1610S-32TB | 4K NVR, 32TB RAW, supports: 16 channels with a 16 PoE/PoE+ ports, H.265/H.264/MJPEG, ARB (Automatic Recovery Backup), 4 fixed internal SATA HDDs (32TB max), e-SATA/iSCSI storage, WiseStream technology, dual monitor out, max. resolution of 12MP recording/display and fisheye dewarping on web and CMS. | 1 |  | 1 Year | 7180 | 0.33 | 4810.6
3209 | Hanwha | XRN-1610 | 4K NVR, no HDD, supports: 16 channels, H.265/H.264/MJPEG, ARB (Automatic Recovery Backup), 8 fixed internal SATA HDDs (48TB max), e-SATA/iSCSI storage, WiseStream technology, dual monitor out, max. resolution of 12MP recording/display and fisheye dewarping on web and CMS. | 1 |  | 1 Year | 1150 | 0.33 | 770.5
3210 | Hanwha | XRN-1610-2TB | 4K NVR, 2TB RAW, supports: 16 channels, H.265/H.264/MJPEG, ARB (Automatic Recovery Backup), 8 fixed internal SATA HDDs (48TB max), e-SATA/iSCSI storage, WiseStream technology, dual monitor out, max. resolution of 12MP recording/display and fisheye dewarping on web and CMS. | 1 |  | 1 Year | 1510 | 0.33 | 1011.7
3211 | Hanwha | XRN-1610-4TB | 4K NVR, 4TB RAW, supports: 16 channels, H.265/H.264/MJPEG, ARB (Automatic Recovery Backup), 8 fixed internal SATA HDDs (48TB max), e-SATA/iSCSI storage, WiseStream technology, dual monitor out, max. resolution of 12MP recording/display and fisheye dewarping on web and CMS. | 1 |  | 1 Year | 1870 | 0.33 | 1252.9
3212 | Hanwha | XRN-1610-8TB | 4K NVR, 8TB RAW, supports: 16 channels, H.265/H.264/MJPEG, ARB (Automatic Recovery Backup), 8 fixed internal SATA HDDs (48TB max), e-SATA/iSCSI storage, WiseStream technology, dual monitor out, max. resolution of 12MP recording/display and fisheye dewarping on web and CMS. | 1 |  | 1 Year | 2590 | 0.33 | 1735.3
3213 | Hanwha | XRN-1610-12TB | 4K NVR, 12TB RAW, supports: 16 channels, H.265/H.264/MJPEG, ARB (Automatic Recovery Backup), 8 fixed internal SATA HDDs (48TB max), e-SATA/iSCSI storage, WiseStream technology, dual monitor out, max. resolution of 12MP recording/display and fisheye dewarping on web and CMS. | 1 |  | 1 Year | 3310 | 0.33 | 2217.7
3214 | Hanwha | XRN-1610-16TB | 4K NVR, 16TB RAW, supports: 16 channels, H.265/H.264/MJPEG, ARB (Automatic Recovery Backup), 8 fixed internal SATA HDDs (48TB max), e-SATA/iSCSI storage, WiseStream technology, dual monitor out, max. resolution of 12MP recording/display and fisheye dewarping on web and CMS. | 1 |  | 1 Year | 4030 | 0.33 | 2700.1
3215 | Hanwha | XRN-1610-24TB | 4K NVR, 24TB RAW, supports: 16 channels, H.265/H.264/MJPEG, ARB (Automatic Recovery Backup), 8 fixed internal SATA HDDs (48TB max), e-SATA/iSCSI storage, WiseStream technology, dual monitor out, max. resolution of 12MP recording/display and fisheye dewarping on web and CMS. | 1 |  | 1 Year | 5470 | 0.33 | 3664.9
3216 | Hanwha | XRN-1610-30TB | 4K NVR, 30TB RAW, supports: 16 channels, H.265/H.264/MJPEG, ARB (Automatic Recovery Backup), 8 fixed internal SATA HDDs (48TB max), e-SATA/iSCSI storage, WiseStream technology, dual monitor out, max. resolution of 12MP recording/display and fisheye dewarping on web and CMS. | 1 |  | 1 Year | 6550 | 0.33 | 4388.5
3217 | Hanwha | XRN-1610-36TB | 4K NVR, 36TB RAW, supports: 16 channels, H.265/H.264/MJPEG, ARB (Automatic Recovery Backup), 8 fixed internal SATA HDDs (48TB max), e-SATA/iSCSI storage, WiseStream technology, dual monitor out, max. resolution of 12MP recording/display and fisheye dewarping on web and CMS. | 1 |  | 1 Year | 7630 | 0.33 | 5112.1
3218 | Hanwha | XRN-1610-48TB | 4K NVR, 48TB RAW, supports: 16 channels, H.265/H.264/MJPEG, ARB (Automatic Recovery Backup), 8 fixed internal SATA HDDs (48TB max), e-SATA/iSCSI storage, WiseStream technology, dual monitor out, max. resolution of 12MP recording/display and fisheye dewarping on web and CMS. | 1 |  | 1 Year | 9790 | 0.33 | 6559.3
3219 | Hanwha | QRN-1610S | 4K NVR, no HDD, supports: 16 channels with 16 PoE ports, H.265/H.264/MJPEG, ARB (Automatic Recovery Backup), 2 fixed internal SATA HDDs (12TB max), max. resolution of 8MP recording/display, QR code connect | 1 |  | 1 Year | 1150 | 0.33 | 770.5
3220 | Hanwha | QRN-1610S-2TB | 4K NVR, 2TB, supports: 16 channels with 16 PoE ports, H.265/H.264/MJPEG, ARB (Automatic Recovery Backup), 2 fixed internal SATA HDDs (12TB max), max. resolution of 8MP recording/display, QR code connect | 1 |  | 1 Year | 1510 | 0.33 | 1011.7
3221 | Hanwha | QRN-1610S-4TB | 4K NVR, 4TB, supports: 16 channels with 16 PoE ports, H.265/H.264/MJPEG, ARB (Automatic Recovery Backup), 2 fixed internal SATA HDDs (12TB max), max. resolution of 8MP recording/display, QR code connect | 1 |  | 1 Year | 1870 | 0.33 | 1252.9
3222 | Hanwha | QRN-1610S-8TB | 4K NVR, 8TB, supports: 16 channels with 16 PoE ports, H.265/H.264/MJPEG, ARB (Automatic Recovery Backup), 2 fixed internal SATA HDDs (12TB max), max. resolution of 8MP recording/display, QR code connect | 1 |  | 1 Year | 2590 | 0.33 | 1735.3
3223 | Hanwha | QRN-1610S-12TB | 4K NVR, 12TB, supports: 16 channels with 16 PoE ports, H.265/H.264/MJPEG, ARB (Automatic Recovery Backup), 2 fixed internal SATA HDDs (12TB max), max. resolution of 8MP recording/display, QR code connect | 1 |  | 1 Year | 3310 | 0.33 | 2217.7
3224 | Hanwha | XRN-810S | 4K NVR, no HDD, supports: 8 channels with 8 PoE/PoE+ ports, H.265/H.264/MJPEG, ARB (Automatic Recovery Backup), 2 fixed internal SATA HDDs (12TB max), WiseStream technology, max. resolution of 8MP recording/display and fisheye dewarping on web and CMS. | 1 |  | 1 Year | 965 | 0.33 | 646.55
3225 | Hanwha | XRN-810S-2TB | 4K NVR, 2TB RAW, supports: 8 channels with 8 PoE/PoE+ ports, H.265/H.264/MJPEG, ARB (Automatic Recovery Backup), 2 fixed internal SATA HDDs (12TB max), WiseStream technology, max. resolution of 8MP recording/display and fisheye dewarping on web and CMS. | 1 |  | 1 Year | 1325 | 0.33 | 887.75
3226 | Hanwha | XRN-810S-4TB | 4K NVR, 4TB RAW, supports: 8 channels with 8 PoE/PoE+ ports, H.265/H.264/MJPEG, ARB (Automatic Recovery Backup), 2 fixed internal SATA HDDs (12TB max), WiseStream technology, max. resolution of 8MP recording/display and fisheye dewarping on web and CMS. | 1 |  | 1 Year | 1685 | 0.33 | 1128.95
3227 | Hanwha | XRN-810S-6TB | 4K NVR, 6TB RAW, supports: 8 channels with 8 PoE/PoE+ ports, H.265/H.264/MJPEG, ARB (Automatic Recovery Backup), 2 fixed internal SATA HDDs (12TB max), WiseStream technology, max. resolution of 8MP recording/display and fisheye dewarping on web and CMS. | 1 |  | 1 Year | 2045 | 0.33 | 1370.15
3228 | Hanwha | XRN-810S-8TB | 4K NVR, 8TB RAW, supports: 8 channels with 8 PoE/PoE+ ports, H.265/H.264/MJPEG, ARB (Automatic Recovery Backup), 2 fixed internal SATA HDDs (12TB max), WiseStream technology, max. resolution of 8MP recording/display and fisheye dewarping on web and CMS. | 1 |  | 1 Year | 2405 | 0.33 | 1611.35
3229 | Hanwha | XRN-810S-12TB | 4K NVR, 12TB RAW, supports: 8 channels with 8 PoE/PoE+ ports, H.265/H.264/MJPEG, ARB (Automatic Recovery Backup), 2 fixed internal SATA HDDs (12TB max), WiseStream technology, max. resolution of 8MP recording/display and fisheye dewarping on web and CMS. | 1 |  | 1 Year | 3125 | 0.33 | 2093.75
3230 | Hanwha | QRN-810S | 4K NVR, no HDD, supports: 8 channels with 8 PoE ports, H.265/H.264/MJPEG, ARB (Automatic Recovery Backup), 1 fixed internal SATA HDDs (6TB max), max. resolution of 8MP recording/display, QR code connect | 1 |  | 1 Year | 760 | 0.33 | 509.2
3231 | Hanwha | QRN-810S-2TB | 4K NVR, 2TB, supports: 8 channels with 8 PoE ports, H.265/H.264/MJPEG, ARB (Automatic Recovery Backup), 1 fixed internal SATA HDDs (6TB max), max. resolution of 8MP recording/display, QR code connect | 1 |  | 1 Year | 1120 | 0.33 | 750.4
3232 | Hanwha | QRN-810S-4TB | 4K NVR, 4TB, supports: 8 channels with 8 PoE ports, H.265/H.264/MJPEG, ARB (Automatic Recovery Backup), 1 fixed internal SATA HDDs (6TB max), max. resolution of 8MP recording/display, QR code connect | 1 |  | 1 Year | 1480 | 0.33 | 991.6
3233 | Hanwha | QRN-810S-6TB | 4K NVR, 6TB, supports: 8 channels with 8 PoE ports, H.265/H.264/MJPEG, ARB (Automatic Recovery Backup), 1 fixed internal SATA HDDs (6TB max), max. resolution of 8MP recording/display, QR code connect | 1 |  | 1 Year | 1840 | 0.33 | 1232.8
3234 | Hanwha | QRN-810 | 4K NVR, no HDD, supports: 8 channels, H.265/H.264/MJPEG, ARB (Automatic Recovery Backup), 1 fixed internal SATA HDDs (6TB max), WiseStream technology, max. resolution of 8MP recording/display and fisheye dewarping on web and CMS. | 1 |  | 1 Year | 640 | 0.33 | 428.8
3235 | Hanwha | QRN-810-2TB | 4K NVR, 2TB RAW, supports: 8 channels, H.265/H.264/MJPEG, ARB (Automatic Recovery Backup), 1 fixed internal SATA HDDs (6TB max), WiseStream technology, max. resolution of 8MP recording/display and fisheye dewarping on web and CMS. | 1 |  | 1 Year | 1000 | 0.33 | 670
3236 | Hanwha | QRN-810-4TB | 4K NVR, 4TB RAW, supports: 8 channels, H.265/H.264/MJPEG, ARB (Automatic Recovery Backup), 1 fixed internal SATA HDDs (6TB max), WiseStream technology, max. resolution of 8MP recording/display and fisheye dewarping on web and CMS. | 1 |  | 1 Year | 1360 | 0.33 | 911.2
3237 | Hanwha | QRN-810-6TB | 4K NVR, 6TB RAW, supports: 8 channels, H.265/H.264/MJPEG, ARB (Automatic Recovery Backup), 1 fixed internal SATA HDDs (6TB max), WiseStream technology, max. resolution of 8MP recording/display and fisheye dewarping on web and CMS. | 1 |  | 1 Year | 1720 | 0.33 | 1152.4
3238 | Hanwha | XRN-410S | 4K NVR, no HDD, supports: 4 channels with 4 PoE/PoE+ ports, H.265/H.264/MJPEG, ARB (Automatic Recovery Backup), 1 fixed internal SATA HDDs (6TB max), WiseStream technology, max. resolution of 8MP recording/display and fisheye dewarping on web and CMS. | 1 |  | 1 Year | 585 | 0.33 | 391.95
3239 | Hanwha | XRN-410S-1TB | 4K NVR, 1TB RAW, supports: 4 channels with 4 PoE/PoE+ ports, H.265/H.264/MJPEG, ARB (Automatic Recovery Backup), 1 fixed internal SATA HDDs (6TB max), WiseStream technology, max. resolution of 8MP recording/display and fisheye dewarping on web and CMS. | 1 |  | 1 Year | 765 | 0.33 | 512.55
3240 | Hanwha | XRN-410S-2TB | 4K NVR, 2TB RAW, supports: 4 channels with 4 PoE/PoE+ ports, H.265/H.264/MJPEG, ARB (Automatic Recovery Backup), 1 fixed internal SATA HDDs (6TB max), WiseStream technology, max. resolution of 8MP recording/display and fisheye dewarping on web and CMS. | 1 |  | 1 Year | 945 | 0.33 | 633.15
3241 | Hanwha | XRN-410S-4TB | 4K NVR, 4TB RAW, supports: 4 channels with 4 PoE/PoE+ ports, H.265/H.264/MJPEG, ARB (Automatic Recovery Backup), 1 fixed internal SATA HDDs (6TB max), WiseStream technology, max. resolution of 8MP recording/display and fisheye dewarping on web and CMS. | 1 |  | 1 Year | 1305 | 0.33 | 874.35
3242 | Hanwha | XRN-410S-6TB | 4K NVR, 6TB RAW, supports: 4 channels with 4 PoE/PoE+ ports, H.265/H.264/MJPEG, ARB (Automatic Recovery Backup), 1 fixed internal SATA HDDs (6TB max), WiseStream technology, max. resolution of 8MP recording/display and fisheye dewarping on web and CMS. | 1 |  | 1 Year | 1665 | 0.33 | 1115.55
3243 | Hanwha | QRN-410S | 4K NVR, no HDD, supports: 4 channels with 4 PoE ports, H.265/H.264/MJPEG, ARB (Automatic Recovery Backup), 1 fixed internal SATA HDDs (6TB max), max. resolution of 8MP recording/display, QR code connect | 1 |  | 1 Year | 470 | 0.33 | 314.9
3244 | Hanwha | QRN-410S-1TB | 4K NVR, 1TB, supports: 4 channels with 4 PoE ports, H.265/H.264/MJPEG, ARB (Automatic Recovery Backup), 1 fixed internal SATA HDDs (6TB max), max. resolution of 8MP recording/display, QR code connect | 1 |  | 1 Year | 650 | 0.33 | 435.5
3245 | Hanwha | QRN-410S-2TB | 4K NVR, 2TB, supports: 4 channels with 4 PoE ports, H.265/H.264/MJPEG, ARB (Automatic Recovery Backup), 1 fixed internal SATA HDDs (6TB max), max. resolution of 8MP recording/display, QR code connect | 1 |  | 1 Year | 830 | 0.33 | 556.1
3246 | Hanwha | QRN-410S-4TB | 4K NVR, 4TB, supports: 4 channels with 4 PoE ports, H.265/H.264/MJPEG, ARB (Automatic Recovery Backup), 1 fixed internal SATA HDDs (6TB max), max. resolution of 8MP recording/display, QR code connect | 1 |  | 1 Year | 1190 | 0.33 | 797.3
3247 | Hanwha | QRN-410S-6TB | 4K NVR, 6TB, supports: 4 channels with 4 PoE ports, H.265/H.264/MJPEG, ARB (Automatic Recovery Backup), 1 fixed internal SATA HDDs (6TB max), max. resolution of 8MP recording/display, QR code connect | 1 |  | 1 Year | 1550 | 0.33 | 1038.5
3248 | Hanwha | QRN-410 | 4K NVR, no HDD, supports: 4 channels, H.265/H.264/MJPEG, ARB (Automatic Recovery Backup), 1 fixed internal SATA HDDs (6TB max), WiseStream technology, max. resolution of 8MP recording/display and fisheye dewarping on web and CMS. | 1 |  | 1 Year | 455 | 0.33 | 304.85
3249 | Hanwha | QRN-410-1TB | 4K NVR, 1TB RAW, supports: 4 channels, H.265/H.264/MJPEG, ARB (Automatic Recovery Backup), 1 fixed internal SATA HDDs (6TB max), WiseStream technology, max. resolution of 8MP recording/display and fisheye dewarping on web and CMS. | 1 |  | 1 Year | 635 | 0.33 | 425.45
3250 | Hanwha | QRN-410-2TB | 4K NVR, 2TB RAW, supports: 4 channels, H.265/H.264/MJPEG, ARB (Automatic Recovery Backup), 1 fixed internal SATA HDDs (6TB max), WiseStream technology, max. resolution of 8MP recording/display and fisheye dewarping on web and CMS. | 1 |  | 1 Year | 815 | 0.33 | 546.05
3251 | Hanwha | QRN-410-4TB | 4K NVR, 4TB RAW, supports: 4 channels, H.265/H.264/MJPEG, ARB (Automatic Recovery Backup), 1 fixed internal SATA HDDs (6TB max), WiseStream technology, max. resolution of 8MP recording/display and fisheye dewarping on web and CMS. | 1 |  | 1 Year | 1175 | 0.33 | 787.25
3252 | Hanwha | QRN-410-6TB | 4K NVR, 6TB RAW, supports: 4 channels, H.265/H.264/MJPEG, ARB (Automatic Recovery Backup), 1 fixed internal SATA HDDs (6TB max), WiseStream technology, max. resolution of 8MP recording/display and fisheye dewarping on web and CMS. | 1 |  | 1 Year | 1535 | 0.33 | 1028.45
3253 | Hanwha | TRM-1610S | Mobile NVR, no HDD, 16 Channel PoE (only 4 PoE ports (RJ-45) is included with the TRM), PoE budget 32W, 128Mbps recording throughput, triple codec support H.265, H.264, MJPEG, HDMI/VGA support, SUNAPI support, ONVIF, and RTSP streams, RAID-1 support, 9 - 36VDC Input. Standard Includes GPS Module, Control Box, I/O Box, built-in Wi-Fi, fan less design, -40°F ~ +158°F (using industrial SSD drives), two PoE switches SPN-10080P (8 ch PoE with RJ-45) x2 are needed to use all 16 channels. | 1 |  | 1 Year | 3650 | 0.33 | 2445.5
3254 | Hanwha | TRM-1610S-1TB | Mobile NVR, 1TB HDD (2x 500GB), 16 Channel PoE (only 4 PoE ports (RJ-45) is included with the TRM), PoE budget 32W, 128Mbps recording throughput, triple codec support H.265, H.264, MJPEG, HDMI/VGA support, SUNAPI support, ONVIF, and RTSP streams, RAID-1 support, 9 - 36VDC Input. Standard Includes GPS Module, Control Box, I/O Box, built-in Wi-Fi, fan less design, -40°F ~ +158°F (using industrial SSD drives), two PoE switches SPN-10080P (8 ch PoE with RJ-45) x2 are needed to use all 16 channels | 1 |  | 1 Year | 3880 | 0.33 | 2599.6
3255 | Hanwha | TRM-1610S-2TB | Mobile NVR, 2TB HDD (2x 1TB), 16 Channel PoE (only 4 PoE ports (RJ-45) is included with the TRM), PoE budget 32W, 128Mbps recording throughput, triple codec support H.265, H.264, MJPEG, HDMI/VGA support, SUNAPI support, ONVIF, and RTSP streams, RAID-1 support, 9 - 36VDC Input. Standard Includes GPS Module, Control Box, I/O Box, built-in Wi-Fi, fan less design, -40°F ~ +158°F (using industrial SSD drives), two PoE switches SPN-10080P (8 ch PoE with RJ-45) x2 are needed to use all 16 channels | 1 |  | 1 Year | 4110 | 0.33 | 2753.7
3256 | Hanwha | TRM-1610M | Mobile NVR, no HDD, 16 Channel PoE (only 4 PoE ports (M12) is included with the TRM), PoE budget 32W, 4x M12 D-Code, 128Mbps recording throughput, triple codec support H.265, H.264, MJPEG, HDMI/VGA support, SUNAPI support, ONVIF, and RTSP streams, RAID-1 support, 9 - 36VDC Input. Standard Includes GPS Module, Control Box, I/O Box, built-in Wi-Fi, fan less design, -40°F ~ +158°F (using industrial SSD drives), Two PoE switches SPN-10080PM (8 CH PoE with M12) x2 are needed to use all 16 channels | 1 |  | 1 Year | 4550 | 0.33 | 3048.5
3257 | Hanwha | TRM-1610M-1TB | Mobile NVR, 1TB HDD (2x 500GB), 16 Channel PoE (only 4 PoE ports (M12) is included with the TRM), PoE budget 32W, 4x M12 D-Code, 128Mbps recording throughput, triple codec support H.265, H.264, MJPEG, HDMI/VGA support, SUNAPI support, ONVIF, and RTSP streams, RAID-1 support, 9 - 36VDC Input. Standard Includes GPS Module, Control Box, I/O Box, built-in Wi-Fi, fan less design, -40°F ~ +158°F (using industrial SSD drives), Two PoE switches SPN-10080PM (8 CH PoE with M12) x2 are needed to use all 16 channels | 1 |  | 1 Year | 4780 | 0.33 | 3202.6
3258 | Hanwha | TRM-1610M-2TB | Mobile NVR, 2TB HDD (2x 1TB), 16 Channel PoE (only 4 PoE ports (M12) is included with the TRM), PoE budget 32W, 4x M12 D-Code, 128Mbps recording throughput, triple codec support H.265, H.264, MJPEG, HDMI/VGA support, SUNAPI support, ONVIF, and RTSP streams, RAID-1 support, 9 - 36VDC Input. Standard Includes GPS Module, Control Box, I/O Box, built-in Wi-Fi, fan less design, -40°F ~ +158°F (using industrial SSD drives), Two PoE switches SPN-10080PM (8 CH PoE with M12) x2 are needed to use all 16 channels | 1 |  | 1 Year | 5010 | 0.33 | 3356.7
3259 | Hanwha | SRN-873S-1TB | NVR, 1TB 8CH PoE+ Built-in (IEEE 802.3at, Total 100W on 8 camera Ports, PoE/+ Auto-Sensing and Power Distribution), Up to 4K recording, 64Mbps recording throughput & 32Mbps Playback throughput, HDMI/VGA Out, Audio Out, Alarm I/O, 2 HDD bays | 1 |  | 1 Year | 999 | 0.33 | 669.33
3260 | Hanwha | SRN-873S-2TB | NVR, 2TB 8CH PoE+ Built-in (IEEE 802.3at, Total 100W on 8 camera Ports, PoE/+ Auto-Sensing and Power Distribution), Up to 4K recording, 64Mbps recording throughput & 32Mbps Playback throughput, HDMI/VGA Out, Audio Out, Alarm I/O, 2 HDD bays | 1 |  | 1 Year | 1179 | 0.33 | 789.93
3261 | Hanwha | SRN-873S-3TB | NVR, 3TB 8CH PoE+ Built-in (IEEE 802.3at, Total 100W on 8 camera Ports, PoE/+ Auto-Sensing and Power Distribution), Up to 4K recording, 64Mbps recording throughput & 32Mbps Playback throughput, HDMI/VGA Out, Audio Out, Alarm I/O, 2 HDD bays | 1 |  | 1 Year | 1359 | 0.33 | 910.53
3262 | Hanwha | SRN-873S-4TB | NVR, 4TB 8CH PoE+ Built-in (IEEE 802.3at, Total 100W on 8 camera Ports, PoE/+ Auto-Sensing and Power Distribution), Up to 4K recording, 64Mbps recording throughput & 32Mbps Playback throughput, HDMI/VGA Out, Audio Out, Alarm I/O, 2 HDD bays | 1 |  | 1 Year | 1539 | 0.33 | 1031.13
3263 | Hanwha | SRN-873S-6TB | NVR, 6TB 8CH PoE+ Built-in (IEEE 802.3at, Total 100W on 8 camera Ports, PoE/+ Auto-Sensing and Power Distribution), Up to 4K recording, 64Mbps recording throughput & 32Mbps Playback throughput, HDMI/VGA Out, Audio Out, Alarm I/O, 2 HDD bays | 1 |  | 1 Year | 1899 | 0.33 | 1272.33
3264 | Hanwha | SRN-873S-8TB | NVR, 8TB 8CH PoE+ Built-in (IEEE 802.3at, Total 100W on 8 camera Ports, PoE/+ Auto-Sensing and Power Distribution), Up to 4K recording, 64Mbps recording throughput & 32Mbps Playback throughput, HDMI/VGA Out, Audio Out, Alarm I/O, 2 HDD bays | 1 |  | 1 Year | 2259 | 0.33 | 1513.53
3265 | Hanwha | SRN-873S-12TB | NVR, 12TB 8CH PoE+ Built-in (IEEE 802.3at, Total 100W on 8 camera Ports, PoE/+ Auto-Sensing and Power Distribution), Up to 4K recording, 64Mbps recording throughput & 32Mbps Playback throughput, HDMI/VGA Out, Audio Out, Alarm I/O, 2 HDD bays | 1 |  | 1 Year | 2979 | 0.33 | 1995.93
3266 | Hanwha | SPZ-NK110 | QTY of 2 x HDD tray kit for the TRM-1610 | 1 |  | 1 Year | 160 | 0.33 | 107.2
3267 | Hanwha | SPE-1610 | Encoder, 16CH H.264/MJPEG, 30fps @ 2MP or lower and 15 fps @ 4MP, AHD/CVI/TVI/CVBS compatible, RS-485/422 Interface, Pelco C when using CVBS or ACP up-coax protocol @ AHD, ONVIF protocol support, HDMI output, I/O 16/4, Audio in/out 4/1, 12VDC | 1 |  | 1 Year | 1365 | 0.33 | 914.55
3268 | Hanwha | SPE-410 | Encoder, 4CH H.264/MJPEG, 30fps @ 2MP or lower and 15 fps @ 4MP, AHD/CVI/TVI/CVBS compatible, RS-485/422 Interface, Pelco C when using CVBS or ACP up-coax protocol @ AHD, ONVIF protocol support, HDMI output, I/O 4/2, Audio in/out 4/1, 12VDC/ PoE | 1 |  | 1 Year | 535 | 0.33 | 358.45
3269 | Hanwha | SPE-110 | Encoder, 1CH H.264/MJPEG, 30fps @ 2MP or lower and 15fps @ 4MP, AHD/CVI/TVI/CVBS compatible, RS-485/422 Interface, Pelco C when using CVBS or ACP up-coax protocol @ AHD, ONVIF protocol support, 12VDC/ PoE | 1 |  | 1 Year | 260 | 0.33 | 174.2
3270 | Hanwha | SPD-150 | Decoder, 49CH on 3 different monitors: HDMI 32 channel max, VGA 16 channel max, BNC 1 channel, H.265, H.264, MJPEG, Onvif support, decode up to 12MP, configurable through the attached monitor only no web based configuration, PoE or 12VDC | 1 |  | 1 Year | 800 | 0.33 | 536
3271 | Hanwha | SPN-10080P | Mobile PoE switch 8 ports (RJ-45) + 2 uplink ports (RJ-45), PoE budget 64W, fan less design, 9-36VDC, -40°F ~ +167°F | 1 |  | 1 Year | 750 | 0.33 | 502.5
3272 | Hanwha | SPN-10080PM | Mobile PoE switch 8 ports (M12 D-Code) + 2 uplink ports (M12 A-Code), PoE budget 64W, fan less design, 9-36VDC, -40°F ~ +167°F | 1 |  | 1 Year | 1000 | 0.33 | 670
3273 | Hanwha | SWT-P-162-480B | (16) 10/100 PoE+ (30 Watt/port) Ports unmanaged switch, and (2) 10/100/1000 Combo RJ45/SFP Base-TX uplink ports, total power 480watt | 1 |  | 1 Year | 1100 | 0.33 | 737
3274 | Hanwha | SWT-P-81-240 | (8) 100/1000 PoE+(30 Watt) Ports unmanaged switch, and (1) 100/1000 uplink port, total power 250watt | 1 |  | 1 Year | 450 | 0.33 | 301.5
3275 | Hanwha | SWT-P-162-240 | (16) 10/100 PoE (15 Watt) Ports unmanaged switch, and (2) 10/100/1000 uplink port (RJ45 or SFP), total power 250watt | 1 |  | 1 Year | 750 | 0.33 | 502.5
3276 | Hanwha | SWT-P-242-360 | (24) 10/100 PoE (15 Watt) Ports unmanaged switch, and (2) 10/100/1000 uplink port (RJ45 or SFP), total power 360watt | 1 |  | 1 Year | 1100 | 0.33 | 737
3277 | Hanwha | HCB-7000 | Wisenet HD+ 4MP box camera, AHD or CVBS formats are available, RS485 /Coaxial Control, true D/N, 24VAC/12VDC (Require 4MP or higher CS Mount Lens) | 1 |  | 1 Year | 180 | 0.33 | 120.6
3278 | Hanwha | HCO-7070R | Wisenet HD+ 4MP IR bullet camera, AHD or CVBS formats are available, manual vari-focal Lens (3.1X) (3.2-10mm), true D/N, 24VAC/12VDC, IR distance 98 feet, IP66/IK10 | 1 |  | 1 Year | 300 | 0.33 | 201
3279 | Hanwha | HCO-7010R | Wisenet HD+ 4MP IR bullet camera, AHD or CVBS formats are available, 2.8 mm fixed lens, true D/N, 12VDC, IR distance 65 feet, IP66/IK10 | 1 |  | 1 Year | 200 | 0.33 | 134
3280 | Hanwha | HCO-7020R | Wisenet HD+ 4MP IR bullet camera, AHD or CVBS formats are available, 4.0 mm fixed lens, true D/N, 12VDC, IR distance 82 feet, IP66/IK10 | 1 |  | 1 Year | 200 | 0.33 | 134
3281 | Hanwha | HCO-7030R | Wisenet HD+ 4MP IR bullet camera, AHD or CVBS formats are available, 6.0 mm fixed lens, true D/N, 12VDC, IR distance 98 feet, IP66/IK10 | 1 |  | 1 Year | 200 | 0.33 | 134
3282 | Hanwha | HCV-7070R | Wisenet HD+ 4MP IR outdoor dome camera, AHD or CVBS formats are available, manual vari-focal Lens (3.1X) (3.2-10mm), true D/N, 24VAC/12VDC, IR distance 98 feet, IP66/IK10 | 1 |  | 1 Year | 300 | 0.33 | 201
3283 | Hanwha | HCV-7010R | Wisenet HD+ 4MP IR outdoor dome camera, AHD or CVBS formats are available, 2.8 mm fixed lens, true D/N, 12VDC, IR distance 65 feet, IP66/IK10 | 1 |  | 1 Year | 200 | 0.33 | 134
3284 | Hanwha | HCV-7020R | Wisenet HD+ 4MP IR outdoor dome camera, AHD or CVBS formats are available, 4.0 mm fixed lens, true D/N, 12VDC, IR distance 82 feet, IP66/IK10 | 1 |  | 1 Year | 200 | 0.33 | 134
3285 | Hanwha | HCV-7030R | Wisenet HD+ 4MP IR outdoor dome camera, AHD or CVBS formats are available, 6.0 mm fixed lens, true D/N, 12VDC, IR distance 98 feet, IP66/IK10 | 1 |  | 1 Year | 200 | 0.33 | 134
3286 | Hanwha | HCD-7070R | Wisenet HD+ 4MP IR indoor dome camera, AHD or CVBS formats are available, manual vari-focal Lens (3.1X) (3.2-10mm), true D/N, 24VAC/12VDC, IR distance 65 feet | 1 |  | 1 Year | 270 | 0.33 | 180.9
3287 | Hanwha | HCD-7010R | Wisenet HD+ 4MP IR indoor dome camera, AHD or CVBS formats are available, 2.8 mm fixed lens, true D/N, 12VDC, IR distance 65 feet | 1 |  | 1 Year | 180 | 0.33 | 120.6
3288 | Hanwha | HCD-7020R | Wisenet HD+ 4MP IR indoor dome camera, AHD or CVBS formats are available, 4.0 mm fixed lens, true D/N, 12VDC, IR distance 82 feet | 1 |  | 1 Year | 180 | 0.33 | 120.6
3289 | Hanwha | HCD-7030R | Wisenet HD+ 4MP IR indoor dome camera, AHD or CVBS formats are available, 6.0 mm fixed lens, true D/N, 12VDC, IR distance 98 feet | 1 |  | 1 Year | 180 | 0.33 | 120.6
3290 | Hanwha | HCZ-6320 | Wisenet HD+ 2M zoom box, AHD or CVBS formats are available, true WDR (120dB), 32X optical zoom, RS485 /Coaxial Control, true D/N, 24VAC/12VDC | 1 |  | 1 Year | 575 | 0.33 | 385.25
3291 | Hanwha | HCB-6000 | Wisenet HD+ 2MP, Full HD(1080p) 30fps box camera, AHD/TVI/CVI/CVBS, 120 dB true WDR, RS485 /Coaxial Control, true D/N, 24VAC/12VDC (Require 2MP or higher CS Mount Lens) | 1 |  | 1 Year | 180 | 0.33 | 120.6
3292 | Hanwha | HCB-6001 | Wisenet HD+ 2MP, Full HD(1080p) 30fps box camera, AHD/TVI/CVI/CVBS, 120 dB true WDR, RS485 /Coaxial Control, simple focus, true D/N, 24VAC/12VDC (Require 2MP or higher CS Mount Lens) | 1 |  | 1 Year | 215 | 0.33 | 144.05
3293 | Hanwha | HCD-6070R | Wisenet HD+ 2MP, Full HD(1080p) 30fps IR indoor dome camera, AHD/TVI/CVI/CVBS, manual Vari-focal Lens (3.1X) (3.2-10mm), 120 dB true WDR, true D/N, 24VAC/12VDC, IR distance 65 feet | 1 |  | 1 Year | 270 | 0.33 | 180.9
3294 | Hanwha | HCD-6080R | Wisenet HD+ 2MP, Full HD(1080p) 30fps IR indoor dome camera, AHD/TVI/CVI/CVBS, motorized vari-focal lens (3.1X) (3.2-10mm), 120 dB true WDR, true D/N, 24VAC/12VDC, IR distance 65 feet | 1 |  | 1 Year | 320 | 0.33 | 214.4
3295 | Hanwha | HCV-6070R | Wisenet HD+ 2MP, Full HD(1080p) 30fps IR outdoor dome camera, AHD/TVI/CVI/CVBS, manual Vari-focal Lens (3.1X) (3.2-10mm), 120 dB true WDR, true D/N, 24VAC/12VDC, IR distance 98 feet, IP66/IK10 | 1 |  | 1 Year | 300 | 0.33 | 201
3296 | Hanwha | HCV-6080R | Wisenet HD+ 2MP, Full HD(1080p) 30fps IR outdoor dome camera, AHD/TVI/CVI/CVBS, motorized vari-focal lens (3.1X) (3.2-10mm), 120 dB true WDR, true D/N, 24VAC/12VDC, IR distance 98 feet, IP66/IK10 | 1 |  | 1 Year | 350 | 0.33 | 234.5
3297 | Hanwha | HCO-6070R | Wisenet HD+ 2MP, Full HD(1080p) 30fps IR outdoor bullet camera, AHD/TVI/CVI/CVBS, manual Vari-focal Lens (3.1X) (3.2-10mm), 120 dB true WDR, true D/N, 24VAC/12VDC, IR distance 98 feet, IP66/IK10 | 1 |  | 1 Year | 300 | 0.33 | 201
3298 | Hanwha | HCO-6080R | Wisenet HD+ 2MP, Full HD(1080p) 30fps IR outdoor bullet camera, AHD/TVI/CVI/CVBS, motorized vari-focal lens (3.1X) (3.2-10mm), 120 dB true WDR, true D/N, 24VAC/12VDC, IR distance 98 feet, IP66/IK10 | 1 |  | 1 Year | 350 | 0.33 | 234.5
3299 | Hanwha | HCM-9020VQ | Wisenet HD+ Multi-Sensor camera, 4 X 2MP @ 30 fps on each sensor, true WDR (100dB), 2 Lenses @ 4mm (80°) and 2 lenses @ 6mm (52°), HLC, Flexibility on lens positioning by using magnetic mounting, can transmit for up to 1640 feet of coax cable (Need 4 coaxial cables and 4 ports on the DVR),12VDC/24VAC, IP66, IK10 | 1 |  | 1 Year | 1065 | 0.33 | 713.55
3300 | Hanwha | HCP-6320A | Wisenet HD+ 2MP, Full HD(1080p) 30fps PTZ camera, Optical zoom lens 32X (4.44~142.6mm), true WDR 120dB, RS485/Up coax (ACP protocol only) PTZ control, true D/N, 24VAC. | 1 |  | 1 Year | 1270 | 0.33 | 850.9
3301 | Hanwha | HCP-6320HA | Wisenet HD+ 2MP, Full HD(1080p) 30fps PTZ camera, Optical zoom lens 32X (4.44~142.6mm), RS485/Up coax (ACP protocol only) PTZ control, true WDR 120dB, true D/N, 24VAC, IP66 IK10. | 1 |  | 1 Year | 1470 | 0.33 | 984.9
3302 | Hanwha | SCO-6083R | Wisenet HD+ 2MP, Full HD(1080p) 30fps IR bullet camera, 1/2.9" 2M CMOS, vari-focal Lens (4.3X) (2.8-12mm), 60dB DWDR, Coaxial Control, true D/N, 24VAC/12VDC, IR distance 98.43 feet, IP66 IK10 | 1 |  | 1 Year | 250 | 0.33 | 167.5
3303 | Hanwha | SCV-6083R | Wisenet HD+ 2MP, Full HD(1080p) 30fps IR vandal dome camera, 1/2.9" 2M CMOS, Vari-focal Lens (4.3X) (2.8-12mm), 60dB DWDR, true D/N, 24VAC/12VDC, IR distance 98.43 feet, IP66 IK10 | 1 |  | 1 Year | 250 | 0.33 | 167.5
3304 | Hanwha | SCD-6083R | Wisenet HD+ 2MP, Full HD(1080p) 30fps IR dome camera, 1/2.9" 2M CMOS, vari-focal Lens (4.3X) (2.8-12mm), 60dB DWDR, Coaxial Control, true D/N, 24VAC/12VDC, IR distance 65.62 feet | 1 |  | 1 Year | 230 | 0.33 | 154.1
3305 | Hanwha | SCB-6003 | Wisenet HD+ 2MP, Full HD(1080p) 30fps, 1/2.9" 2M CMOS, 60dB DWDR, RS485 /Coaxial Control, true D/N, 24VAC/12VDC (Require 2MP or higher CS Mount Lens) | 1 |  | 1 Year | 159 | 0.33 | 106.53
3306 | Hanwha | SCO-6023R | Wisenet HD+ 2MP, Full HD(1080p) 30fps IR bullet camera, 1/2.9" 2M CMOS, 4mm Fixed Focal lens, 60dB DWDR, Coaxial Control, true D/N, 12VDC Only, IR distance 65.62 feet, IP66 IK10 | 1 |  | 1 Year | 175 | 0.33 | 117.25
3307 | Hanwha | SCV-6023R | Wisenet HD+ 2MP, Full HD(1080p) 30fps IR vandal dome camera, 1/2.9" 2M CMOS, 4mm Fixed Focal lens, 60dB DWDR, Coaxial Control, true D/N, 12VDC Only, IR distance 65.62 feet, IP66 IK10 | 1 |  | 1 Year | 195 | 0.33 | 130.65
3308 | Hanwha | SCD-6023R | Wisenet HD+ 2MP, Full HD(1080p) 30fps IR dome camera, 1/2.9" 2M CMOS, 4mm Fixed Focal lens, 60dB DWDR, Coaxial Control, true D/N, 12VDC Only, IR distance 65.62 feet | 1 |  | 1 Year | 175 | 0.33 | 117.25
3309 | Hanwha | SCD-6013 | Wisenet HD+ 2MP, Full HD(1080p) 30fps dome camera, 1/2.9" 2M CMOS, 2.8mm Fixed Focal lens, 60dB DWDR, Coaxial Control, true D/N, 12VDC Only | 1 |  | 1 Year | 150 | 0.33 | 100.5
3310 | Hanwha | SCV-5082 | Analog vandal dome camera, 1/3" 1.3MP CMOS, 1000TVL, Vari-focal Lens (3-10mm), true D/N, 24VAC/12VDC, IP66, IK10 | 1 |  | 1 Year | 299 | 0.33 | 200.33
3311 | Hanwha | SCD-5083R | Analog IR dome camera, 1/3" 1.3MP CMOS, 1000TVL, Vari-focal Lens (3-10mm), true D/N, 120dB WDR, Analytics, 24VAC/12VDC | 1 |  | 1 Year | 299 | 0.33 | 200.33
3312 | Hanwha | SCD-5083 | Analog dome camera, 1/3" 1.3MP CMOS, 1000TVL, Vari-focal Lens (2.8-10.5mm), true D/N, 120dB WDR, Analytics, 24VAC/12VDC | 1 |  | 1 Year | 269 | 0.33 | 180.23
3313 | Hanwha | SCD-5083B | Analog dome camera, 1/3" 1.3MP CMOS, 1000TVL, Vari-focal Lens (2.8-10.5mm), true D/N, 120dB WDR, Analytics, 24VAC/12VDC, Black Housing Version of SCD-5083 | 1 |  | 1 Year | 269 | 0.33 | 180.23
3314 | Hanwha | SCD-5082 | Analog dome camera, 1/3" 1.3MP CMOS, 1000TVL, Vari-focal Lens (3-10mm), true D/N, 24VAC/12VDC | 1 |  | 1 Year | 209 | 0.33 | 140.03
3315 | Hanwha | SCD-5080 | Analog dome camera, 1/3" 1.3MP CMOS, 1000TVL, Vari-focal Lens (3-10mm), Electronic D/N, 24VAC/12VDC | 1 |  | 1 Year | 199 | 0.33 | 133.33
3316 | Hanwha | SCO-5083R | Analog IR Bullet camera, 1/3" 1.3MP CMOS, 1000TVL, Vari-focal Lens (3 -10mm), true D/N, 120dB WDR, Analytics, 24VAC/12VDC, IP66, IK10 | 1 |  | 1 Year | 449 | 0.33 | 300.83
3317 | Hanwha | SCB-5003 | Analog Box camera, 1/3" 1.3MP CMOS, 1000TVL, true D/N, 120dB WDR, Analytics, 24VAC/12VDC, RS-485 Control | 1 |  | 1 Year | 239 | 0.33 | 160.13
3318 | Hanwha | HRD-1642 | AHD, TVI, CVI, CVBS DVR 16CH, 4MP AHD 240 fps / 1080p 480 fps recording, 64Mbps throughput, 8 internal HDD, 2 e-SATA, 16CH audio input/ 1CH audio output, coaxial control, HDMI/VGA video output, 1 X spot monitor output, TVI and CVI max 2MP, iOS & Android, no HDD | 1 |  | 1 Year | 910 | 0.33 | 609.7
3319 | Hanwha | HRD-1642-2TB | 2TB RAW, AHD, TVI, CVI, CVBS DVR 16CH, 4MP AHD 240 fps / 1080p 480 fps recording, 64Mbps throughput, 8 internal HDD, 2 e-SATA, 16CH audio input/ 1CH audio output, coaxial control, HDMI/VGA video output, 1 X spot monitor output, TVI and CVI max 2MP, iOS & Android | 1 |  | 1 Year | 1270 | 0.33 | 850.9
3320 | Hanwha | HRD-1642-4TB | 4TB RAW, AHD, TVI, CVI, CVBS DVR 16CH, 4MP AHD 240 fps / 1080p 480 fps recording, 64Mbps throughput, 8 internal HDD, 2 e-SATA, 16CH audio input/ 1CH audio output, coaxial control, HDMI/VGA video output, 1 X spot monitor output, TVI and CVI max 2MP, iOS & Android | 1 |  | 1 Year | 1630 | 0.33 | 1092.1
3321 | Hanwha | HRD-1642-8TB | 8TB RAW, AHD, TVI, CVI, CVBS DVR 16CH, 4MP AHD 240 fps / 1080p 480 fps recording, 64Mbps throughput, 8 internal HDD, 2 e-SATA, 16CH audio input/ 1CH audio output, coaxial control, HDMI/VGA video output, 1 X spot monitor output, TVI and CVI max 2MP, iOS & Android | 1 |  | 1 Year | 2350 | 0.33 | 1574.5
3322 | Hanwha | HRD-1642-12TB | 12TB RAW, AHD, TVI, CVI, CVBS DVR 16CH, 4MP AHD 240 fps / 1080p 480 fps recording, 64Mbps throughput, 8 internal HDD, 2 e-SATA, 16CH audio input/ 1CH audio output, coaxial control, HDMI/VGA video output, 1 X spot monitor output, TVI and CVI max 2MP, iOS & Android | 1 |  | 1 Year | 3070 | 0.33 | 2056.9
3323 | Hanwha | HRD-1642-16TB | 16TB RAW, AHD, TVI, CVI, CVBS DVR 16CH, 4MP AHD 240 fps / 1080p 480 fps recording, 64Mbps throughput, 8 internal HDD, 2 e-SATA, 16CH audio input/ 1CH audio output, coaxial control, HDMI/VGA video output, 1 X spot monitor output, TVI and CVI max 2MP, iOS & Android | 1 |  | 1 Year | 3790 | 0.33 | 2539.3
3324 | Hanwha | HRD-1642-20TB | 20TB RAW, AHD, TVI, CVI, CVBS DVR 16CH, 4MP AHD 240 fps / 1080p 480 fps recording, 64Mbps throughput, 8 internal HDD, 2 e-SATA, 16CH audio input/ 1CH audio output, coaxial control, HDMI/VGA video output, 1 X spot monitor output, TVI and CVI max 2MP, iOS & Android | 1 |  | 1 Year | 4510 | 0.33 | 3021.7
3325 | Hanwha | HRD-1642-24TB | 24TB RAW, AHD, TVI, CVI, CVBS DVR 16CH, 4MP AHD 240 fps / 1080p 480 fps recording, 64Mbps throughput, 8 internal HDD, 2 e-SATA, 16CH audio input/ 1CH audio output, coaxial control, HDMI/VGA video output, 1 X spot monitor output, TVI and CVI max 2MP, iOS & Android | 1 |  | 1 Year | 5230 | 0.33 | 3504.1
3326 | Hanwha | HRD-1642-30TB | Wisenet HD+ DVR, 30TB, AHD, TVI, CVI, CVBS DVR 16CH, 4MP AHD 240 fps / 1080p 480 fps recording, 64Mbps throughput, 8 internal HDD, 2 e-SATA, 16CH audio input/ 1CH audio output, coaxial control, HDMI/VGA video output, 1 X spot monitor output, TVI and CVI max 2MP, iOS & Android | 1 |  | 1 Year | 6310 | 0.33 | 4227.7
3327 | Hanwha | HRD-1642-36TB | Wisenet HD+ DVR, 36TB, AHD, TVI, CVI, CVBS DVR 16CH, 4MP AHD 240 fps / 1080p 480 fps recording, 64Mbps throughput, 8 internal HDD, 2 e-SATA, 16CH audio input/ 1CH audio output, coaxial control, HDMI/VGA video output, 1 X spot monitor output, TVI and CVI max 2MP, iOS & Android | 1 |  | 1 Year | 7390 | 0.33 | 4951.3
3328 | Hanwha | HRD-1642-48TB | Wisenet HD+ DVR, 48TB, AHD, TVI, CVI, CVBS DVR 16CH, 4MP AHD 240 fps / 1080p 480 fps recording, 64Mbps throughput, 8 internal HDD, 2 e-SATA, 16CH audio input/ 1CH audio output, coaxial control, HDMI/VGA video output, 1 X spot monitor output, TVI and CVI max 2MP, iOS & Android | 1 |  | 1 Year | 9550 | 0.33 | 6398.5
3329 | Hanwha | HRD-842 | AHD, TVI, CVI, CVBS DVR 8CH, 4MP AHD 120 fps / 1080p 240 fps recording, 64Mbps throughput, 4 internal HDD, 2 e-SATA, 8CH audio input/ 1CH audio output, coaxial control, HDMI/VGA video output, 1 X spot monitor output, TVI and CVI max 2MP, iOS & Android, no HDD | 1 |  | 1 Year | 640 | 0.33 | 428.8
3330 | Hanwha | HRD-842-1TB | 1TB RAW, AHD, TVI, CVI, CVBS DVR 8CH, 4MP AHD 120 fps / 1080p 240 fps recording, 64Mbps throughput, 4 internal HDD, 2 e-SATA, 8CH audio input/ 1CH audio output, coaxial control, HDMI/VGA video output, 1 X spot monitor output, TVI and CVI max 2MP, iOS & Android | 1 |  | 1 Year | 820 | 0.33 | 549.4
3331 | Hanwha | HRD-842-2TB | 2TB RAW, AHD, TVI, CVI, CVBS DVR 8CH, 4MP AHD 120 fps / 1080p 240 fps recording, 64Mbps throughput, 4 internal HDD, 2 e-SATA, 8CH audio input/ 1CH audio output, coaxial control, HDMI/VGA video output, 1 X spot monitor output, TVI and CVI max 2MP, iOS & Android | 1 |  | 1 Year | 1000 | 0.33 | 670
3332 | Hanwha | HRD-842-4TB | 4TB RAW, AHD, TVI, CVI, CVBS DVR 8CH, 4MP AHD 120 fps / 1080p 240 fps recording, 64Mbps throughput, 4 internal HDD, 2 e-SATA, 8CH audio input/ 1CH audio output, coaxial control, HDMI/VGA video output, 1 X spot monitor output, TVI and CVI max 2MP, iOS & Android | 1 |  | 1 Year | 1360 | 0.33 | 911.2
3333 | Hanwha | HRD-842-8TB | 8TB RAW, AHD, TVI, CVI, CVBS DVR 8CH, 4MP AHD 120 fps / 1080p 240 fps recording, 64Mbps throughput, 4 internal HDD, 2 e-SATA, 8CH audio input/ 1CH audio output, coaxial control, HDMI/VGA video output, 1 X spot monitor output, TVI and CVI max 2MP, iOS & Android | 1 |  | 1 Year | 2080 | 0.33 | 1393.6
3334 | Hanwha | HRD-842-12TB | Wisenet HD+ DVR, 12TB, AHD, TVI, CVI, CVBS DVR 8CH, 4MP AHD 120 fps / 1080p 240 fps recording, 64Mbps throughput, 4 internal HDD, 2 e-SATA, 8CH audio input/ 1CH audio output, coaxial control, HDMI/VGA video output, 1 X spot monitor output, TVI and CVI max 2MP, iOS & Android | 1 |  | 1 Year | 2800 | 0.33 | 1876
3335 | Hanwha | HRD-842-16TB | Wisenet HD+ DVR, 16TB, AHD, TVI, CVI, CVBS DVR 8CH, 4MP AHD 120 fps / 1080p 240 fps recording, 64Mbps throughput, 4 internal HDD, 2 e-SATA, 8CH audio input/ 1CH audio output, coaxial control, HDMI/VGA video output, 1 X spot monitor output, TVI and CVI max 2MP, iOS & Android | 1 |  | 1 Year | 3520 | 0.33 | 2358.4
3336 | Hanwha | HRD-842-20TB | Wisenet HD+ DVR, 20TB, AHD, TVI, CVI, CVBS DVR 8CH, 4MP AHD 120 fps / 1080p 240 fps recording, 64Mbps throughput, 4 internal HDD, 2 e-SATA, 8CH audio input/ 1CH audio output, coaxial control, HDMI/VGA video output, 1 X spot monitor output, TVI and CVI max 2MP, iOS & Android | 1 |  | 1 Year | 4240 | 0.33 | 2840.8
3337 | Hanwha | HRD-842-24TB | Wisenet HD+ DVR, 24TB, AHD, TVI, CVI, CVBS DVR 8CH, 4MP AHD 120 fps / 1080p 240 fps recording, 64Mbps throughput, 4 internal HDD, 2 e-SATA, 8CH audio input/ 1CH audio output, coaxial control, HDMI/VGA video output, 1 X spot monitor output, TVI and CVI max 2MP, iOS & Android | 1 |  | 1 Year | 4960 | 0.33 | 3323.2
3338 | Hanwha | HRD-442 | AHD, TVI, CVI, CVBS DVR 4CH, 4MP AHD 60 fps / 1080p 120 fps recording, 64Mbps throughput, 2 internal HDD, 4CH audio input/ 1CH audio output, coaxial control, HDMI/VGA video output, 1 X spot monitor output, TVI and CVI max 2MP, iOS & Android, no HDD | 1 |  | 1 Year | 300 | 0.33 | 201
3339 | Hanwha | HRD-442-1TB | 1TB RAW, AHD, TVI, CVI, CVBS DVR 4CH, 4MP AHD 60 fps / 1080p 120 fps recording, 64Mbps throughput, 2 internal HDD, 4CH audio input/ 1CH audio output, coaxial control, HDMI/VGA video output, 1 X spot monitor output, TVI and CVI max 2MP, iOS & Android | 1 |  | 1 Year | 480 | 0.33 | 321.6
3340 | Hanwha | HRD-442-2TB | 2TB RAW, AHD, TVI, CVI, CVBS DVR 4CH, 4MP AHD 60 fps / 1080p 120 fps recording, 64Mbps throughput, 2 internal HDD, 4CH audio input/ 1CH audio output, coaxial control, HDMI/VGA video output, 1 X spot monitor output, TVI and CVI max 2MP, iOS & Android | 1 |  | 1 Year | 660 | 0.33 | 442.2
3341 | Hanwha | HRD-442-4TB | 4TB RAW, AHD, TVI, CVI, CVBS DVR 4CH, 4MP AHD 60 fps / 1080p 120 fps recording, 64Mbps throughput, 2 internal HDD, 4CH audio input/ 1CH audio output, coaxial control, HDMI/VGA video output, 1 X spot monitor output, TVI and CVI max 2MP, iOS & Android | 1 |  | 1 Year | 1020 | 0.33 | 683.4
3342 | Hanwha | HRD-442-8TB | 8TB RAW, AHD, TVI, CVI, CVBS DVR 4CH, 4MP AHD 60 fps / 1080p 120 fps recording, 64Mbps throughput, 2 internal HDD, 4CH audio input/ 1CH audio output, coaxial control, HDMI/VGA video output, 1 X spot monitor output, TVI and CVI max 2MP, iOS & Android | 1 |  | 1 Year | 1740 | 0.33 | 1165.8
3343 | Hanwha | HRD-442-12TB | Wisenet HD+ DVR, 12TB, AHD, TVI, CVI, CVBS DVR 4CH, 4MP AHD 60 fps / 1080p 120 fps recording, 64Mbps throughput, 2 internal HDD, 4CH audio input/ 1CH audio output, coaxial control, HDMI/VGA video output, 1 X spot monitor output, TVI and CVI max 2MP, iOS & Android | 1 |  | 1 Year | 2460 | 0.33 | 1648.2
3344 | Hanwha | HRD-1641 | Wisenet HD+ DVR, no HDD, AHD, TVI, CVI, CVBS DVR 16CH, 4MP AHD 240 fps / 1080p 480 fps recording, 64Mbps throughput, 2 internal HDD, 1 e-SATA, 4CH audio input/ 1CH audio output, coaxial control, HDMI/VGA video output, 1 X spot monitor output, TVI and CVI max 2MP, iOS & Android | 1 |  | 1 Year | 670 | 0.33 | 448.9
3345 | Hanwha | HRD-1641-2TB | Wisenet HD+ DVR, 2TB ,AHD, TVI, CVI, CVBS DVR 16CH, 4MP AHD 240 fps / 1080p 480 fps recording, 64Mbps throughput, 2 internal HDD, 1 e-SATA, 4CH audio input/ 1CH audio output, coaxial control, HDMI/VGA video output, 1 X spot monitor output, TVI and CVI max 2MP, iOS & Android | 1 |  | 1 Year | 1030 | 0.33 | 690.1
3346 | Hanwha | HRD-1641-4TB | Wisenet HD+ DVR, 4TB ,AHD, TVI, CVI, CVBS DVR 16CH, 4MP AHD 240 fps / 1080p 480 fps recording, 64Mbps throughput, 2 internal HDD, 1 e-SATA, 4CH audio input/ 1CH audio output, coaxial control, HDMI/VGA video output, 1 X spot monitor output, TVI and CVI max 2MP, iOS & Android | 1 |  | 1 Year | 1390 | 0.33 | 931.3
3347 | Hanwha | HRD-1641-6TB | Wisenet HD+ DVR, 6TB ,AHD, TVI, CVI, CVBS DVR 16CH, 4MP AHD 240 fps / 1080p 480 fps recording, 64Mbps throughput, 2 internal HDD, 1 e-SATA, 4CH audio input/ 1CH audio output, coaxial control, HDMI/VGA video output, 1 X spot monitor output, TVI and CVI max 2MP, iOS & Android | 1 |  | 1 Year | 1750 | 0.33 | 1172.5
3348 | Hanwha | HRD-1641-8TB | Wisenet HD+ DVR, 8TB ,AHD, TVI, CVI, CVBS DVR 16CH, 4MP AHD 240 fps / 1080p 480 fps recording, 64Mbps throughput, 2 internal HDD, 1 e-SATA, 4CH audio input/ 1CH audio output, coaxial control, HDMI/VGA video output, 1 X spot monitor output, TVI and CVI max 2MP, iOS & Android | 1 |  | 1 Year | 2110 | 0.33 | 1413.7
3349 | Hanwha | HRD-1641-10TB | Wisenet HD+ DVR, 10TB ,AHD, TVI, CVI, CVBS DVR 16CH, 4MP AHD 240 fps / 1080p 480 fps recording, 64Mbps throughput, 2 internal HDD, 1 e-SATA, 4CH audio input/ 1CH audio output, coaxial control, HDMI/VGA video output, 1 X spot monitor output, TVI and CVI max 2MP, iOS & Android | 1 |  | 1 Year | 2470 | 0.33 | 1654.9
3350 | Hanwha | HRD-1641-12TB | Wisenet HD+ DVR, 12TB ,AHD, TVI, CVI, CVBS DVR 16CH, 4MP AHD 240 fps / 1080p 480 fps recording, 64Mbps throughput, 2 internal HDD, 1 e-SATA, 4CH audio input/ 1CH audio output, coaxial control, HDMI/VGA video output, 1 X spot monitor output, TVI and CVI max 2MP, iOS & Android | 1 |  | 1 Year | 2830 | 0.33 | 1896.1
3351 | Hanwha | HRD-841 | Wisenet HD+ DVR, no HDD, AHD, TVI, CVI, CVBS DVR 8CH, 4MP AHD 120 fps / 1080p 240 fps recording, 64Mbps throughput, 2 internal HDD, 1 e-SATA, 4CH audio input/ 1CH audio output, coaxial control, HDMI/VGA video output, 1 X spot monitor output, TVI and CVI max 2MP, iOS & Android | 1 |  | 1 Year | 425 | 0.33 | 284.75
3352 | Hanwha | HRD-841-1TB | Wisenet HD+ DVR, 1TB, AHD, TVI, CVI, CVBS DVR 8CH, 4MP AHD 120 fps / 1080p 240 fps recording, 64Mbps throughput, 2 internal HDD, 1 e-SATA, 4CH audio input/ 1CH audio output, coaxial control, HDMI/VGA video output, 1 X spot monitor output, TVI and CVI max 2MP, iOS & Android | 1 |  | 1 Year | 605 | 0.33 | 405.35
3353 | Hanwha | HRD-841-2TB | Wisenet HD+ DVR, 2TB, AHD, TVI, CVI, CVBS DVR 8CH, 4MP AHD 120 fps / 1080p 240 fps recording, 64Mbps throughput, 2 internal HDD, 1 e-SATA, 4CH audio input/ 1CH audio output, coaxial control, HDMI/VGA video output, 1 X spot monitor output, TVI and CVI max 2MP, iOS & Android | 1 |  | 1 Year | 785 | 0.33 | 525.95
3354 | Hanwha | HRD-841-4TB | Wisenet HD+ DVR, 4TB, AHD, TVI, CVI, CVBS DVR 8CH, 4MP AHD 120 fps / 1080p 240 fps recording, 64Mbps throughput, 2 internal HDD, 1 e-SATA, 4CH audio input/ 1CH audio output, coaxial control, HDMI/VGA video output, 1 X spot monitor output, TVI and CVI max 2MP, iOS & Android | 1 |  | 1 Year | 1145 | 0.33 | 767.15
3355 | Hanwha | HRD-841-6TB | Wisenet HD+ DVR, 6TB, AHD, TVI, CVI, CVBS DVR 8CH, 4MP AHD 120 fps / 1080p 240 fps recording, 64Mbps throughput, 2 internal HDD, 1 e-SATA, 4CH audio input/ 1CH audio output, coaxial control, HDMI/VGA video output, 1 X spot monitor output, TVI and CVI max 2MP, iOS & Android | 1 |  | 1 Year | 1505 | 0.33 | 1008.35
3356 | Hanwha | HRD-841-8TB | Wisenet HD+ DVR, 8TB, AHD, TVI, CVI, CVBS DVR 8CH, 4MP AHD 120 fps / 1080p 240 fps recording, 64Mbps throughput, 2 internal HDD, 1 e-SATA, 4CH audio input/ 1CH audio output, coaxial control, HDMI/VGA video output, 1 X spot monitor output, TVI and CVI max 2MP, iOS & Android | 1 |  | 1 Year | 1865 | 0.33 | 1249.55
3357 | Hanwha | HRD-841-10TB | Wisenet HD+ DVR, 10TB, AHD, TVI, CVI, CVBS DVR 8CH, 4MP AHD 120 fps / 1080p 240 fps recording, 64Mbps throughput, 2 internal HDD, 1 e-SATA, 4CH audio input/ 1CH audio output, coaxial control, HDMI/VGA video output, 1 X spot monitor output, TVI and CVI max 2MP, iOS & Android | 1 |  | 1 Year | 2225 | 0.33 | 1490.75
3358 | Hanwha | HRD-841-12TB | Wisenet HD+ DVR, 12TB, AHD, TVI, CVI, CVBS DVR 8CH, 4MP AHD 120 fps / 1080p 240 fps recording, 64Mbps throughput, 2 internal HDD, 1 e-SATA, 4CH audio input/ 1CH audio output, coaxial control, HDMI/VGA video output, 1 X spot monitor output, TVI and CVI max 2MP, iOS & Android | 1 |  | 1 Year | 2585 | 0.33 | 1731.95
3359 | Hanwha | HRD-440 | Wisenet HD+ DVR, no HDD, AHD, TVI, CVI, CVBS DVR 4CH, 4MP AHD 60 fps / 1080p 120 fps recording, 64Mbps throughput, 1 internal HDD, 1CH audio input/ 1CH audio output, coaxial control, HDMI/VGA video output, 1 X spot monitor output, TVI and CVI max 2MP, iOS & Android | 1 |  | 1 Year | 200 | 0.33 | 134
3360 | Hanwha | HRD-440-1TB | Wisenet HD+ DVR, 1TB, AHD, TVI, CVI, CVBS DVR 4CH, 4MP AHD 60 fps / 1080p 120 fps recording, 64Mbps throughput, 1 internal HDD, 1CH audio input/ 1CH audio output, coaxial control, HDMI/VGA video output, 1 X spot monitor output, TVI and CVI max 2MP, iOS & Android | 1 |  | 1 Year | 380 | 0.33 | 254.6
3361 | Hanwha | HRD-440-2TB | Wisenet HD+ DVR, 2TB, AHD, TVI, CVI, CVBS DVR 4CH, 4MP AHD 60 fps / 1080p 120 fps recording, 64Mbps throughput, 1 internal HDD, 1CH audio input/ 1CH audio output, coaxial control, HDMI/VGA video output, 1 X spot monitor output, TVI and CVI max 2MP, iOS & Android | 1 |  | 1 Year | 560 | 0.33 | 375.2
3362 | Hanwha | HRD-440-4TB | Wisenet HD+ DVR, 4TB, AHD, TVI, CVI, CVBS DVR 4CH, 4MP AHD 60 fps / 1080p 120 fps recording, 64Mbps throughput, 1 internal HDD, 1CH audio input/ 1CH audio output, coaxial control, HDMI/VGA video output, 1 X spot monitor output, TVI and CVI max 2MP, iOS & Android | 1 |  | 1 Year | 920 | 0.33 | 616.4
3363 | Hanwha | HRD-440-6TB | Wisenet HD+ DVR, 6TB, AHD, TVI, CVI, CVBS DVR 4CH, 4MP AHD 60 fps / 1080p 120 fps recording, 64Mbps throughput, 1 internal HDD, 1CH audio input/ 1CH audio output, coaxial control, HDMI/VGA video output, 1 X spot monitor output, TVI and CVI max 2MP, iOS & Android | 1 |  | 1 Year | 1280 | 0.33 | 857.6
3364 | Hanwha | SRD-1694-2TB | AHD DVR 16CH, 2TB RAW, Full HD 1080p 480fps / HD 720p 480 fps recording, 64Mbps throughput, 8 internal HDD, 16CH audio input/ 1CH audio output, coaxial control, HDMI/VGA video output, 1 X spot monitor output | 1 |  | 1 Year | 1280 | 0.33 | 857.6
3365 | Hanwha | SRD-1694-4TB | AHD DVR 16CH, 4TB RAW, Full HD 1080p 480fps / HD 720p 480 fps recording, 64Mbps throughput, 8 internal HDD, 16CH audio input/ 1CH audio output, coaxial control, HDMI/VGA video output, 1 X spot monitor output | 1 |  | 1 Year | 1640 | 0.33 | 1098.8
3366 | Hanwha | SRD-1694-8TB | AHD DVR 16CH, 8TB RAW, Full HD 1080p 480fps / HD 720p 480 fps recording, 64Mbps throughput, 8 internal HDD, 16CH audio input/ 1CH audio output, coaxial control, HDMI/VGA video output, 1 X spot monitor output | 1 |  | 1 Year | 2360 | 0.33 | 1581.2
3367 | Hanwha | SRD-1694-12TB | AHD DVR 16CH, 12TB RAW, Full HD 1080p 480fps / HD 720p 480 fps recording, 64Mbps throughput, 8 internal HDD, 16CH audio input/ 1CH audio output, coaxial control, HDMI/VGA video output, 1 X spot monitor output | 1 |  | 1 Year | 3080 | 0.33 | 2063.6
3368 | Hanwha | SRD-1694-16TB | AHD DVR 16CH, 16TB RAW, Full HD 1080p 480fps / HD 720p 480 fps recording, 64Mbps throughput, 8 internal HDD, 16CH audio input/ 1CH audio output, coaxial control, HDMI/VGA video output, 1 X spot monitor output | 1 |  | 1 Year | 3800 | 0.33 | 2546
3369 | Hanwha | SRD-1694-18TB | AHD DVR 16CH, 18TB RAW, Full HD 1080p 480fps / HD 720p 480 fps recording, 64Mbps throughput, 8 internal HDD, 16CH audio input/ 1CH audio output, coaxial control, HDMI/VGA video output, 1 X spot monitor output | 1 |  | 1 Year | 4160 | 0.33 | 2787.2
3370 | Hanwha | SRD-1694-20TB | AHD DVR 16CH, 20TB RAW, Full HD 1080p 480fps / HD 720p 480 fps recording, 64Mbps throughput, 8 internal HDD, 16CH audio input/ 1CH audio output, coaxial control, HDMI/VGA video output, 1 X spot monitor output | 1 |  | 1 Year | 4520 | 0.33 | 3028.4
3371 | Hanwha | SRD-1694-24TB | AHD DVR 16CH, 24TB RAW, Full HD 1080p 480fps / HD 720p 480 fps recording, 64Mbps throughput, 8 internal HDD, 16CH audio input/ 1CH audio output, coaxial control, HDMI/VGA video output, 1 X spot monitor output | 1 |  | 1 Year | 5240 | 0.33 | 3510.8
3372 | Hanwha | SRD-1694-30TB | AHD DVR 16CH, 30TB RAW, Full HD 1080p 480fps / HD 720p 480 fps recording, 64Mbps throughput, 8 internal HDD, 16CH audio input/ 1CH audio output, coaxial control, HDMI/VGA video output, 1 X spot monitor output | 1 |  | 1 Year | 6320 | 0.33 | 4234.4
3373 | Hanwha | SRD-1694-36TB | AHD DVR 16CH, 36TB RAW, Full HD 1080p 480fps / HD 720p 480 fps recording, 64Mbps throughput, 8 internal HDD, 16CH audio input/ 1CH audio output, coaxial control, HDMI/VGA video output, 1 X spot monitor output | 1 |  | 1 Year | 7400 | 0.33 | 4958
3374 | Hanwha | SRD-1694-48TB | AHD DVR 16CH, 48TB RAW, Full HD 1080p 480fps / HD 720p 480 fps recording, 64Mbps throughput, 8 internal HDD, 16CH audio input/ 1CH audio output, coaxial control, HDMI/VGA video output, 1 X spot monitor output | 1 |  | 1 Year | 9560 | 0.33 | 6405.2
3375 | Hanwha | SRD-1685-2TB | AHD DVR 16CH, 2TB RAW, Full HD 1080p 240fps / HD 720p 480 fps recording, 64Mbps throughput, 4 internal HDD, 16CH audio input/ 1CH audio output, coaxial control, HDMI/VGA video output, 1 X spot monitor output | 1 |  | 1 Year | 1130 | 0.33 | 757.1
3376 | Hanwha | SRD-1685-4TB | AHD DVR 16CH, 4TB RAW, Full HD 1080p 240fps / HD 720p 480 fps recording, 64Mbps throughput, 4 internal HDD, 16CH audio input/ 1CH audio output, coaxial control, HDMI/VGA video output, 1 X spot monitor output | 1 |  | 1 Year | 1490 | 0.33 | 998.3
3377 | Hanwha | SRD-1685-8TB | AHD DVR 16CH, 8TB RAW, Full HD 1080p 240fps / HD 720p 480 fps recording, 64Mbps throughput, 4 internal HDD, 16CH audio input/ 1CH audio output, coaxial control, HDMI/VGA video output, 1 X spot monitor output | 1 |  | 1 Year | 2210 | 0.33 | 1480.7
3378 | Hanwha | SRD-1685-12TB | AHD DVR 16CH, 12TB RAW, Full HD 1080p 240fps / HD 720p 480 fps recording, 64Mbps throughput, 4 internal HDD, 16CH audio input/ 1CH audio output, coaxial control, HDMI/VGA video output, 1 X spot monitor output | 1 |  | 1 Year | 2930 | 0.33 | 1963.1
3379 | Hanwha | SRD-1685-16TB | AHD DVR 16CH, 16TB RAW, Full HD 1080p 240fps / HD 720p 480 fps recording, 64Mbps throughput, 4 internal HDD, 16CH audio input/ 1CH audio output, coaxial control, HDMI/VGA video output, 1 X spot monitor output | 1 |  | 1 Year | 3650 | 0.33 | 2445.5
3380 | Hanwha | SRD-1685-18TB | AHD DVR 16CH, 18TB RAW, Full HD 1080p 240fps / HD 720p 480 fps recording, 64Mbps throughput, 4 internal HDD, 16CH audio input/ 1CH audio output, coaxial control, HDMI/VGA video output, 1 X spot monitor output | 1 |  | 1 Year | 4010 | 0.33 | 2686.7
3381 | Hanwha | SRD-1685-20TB | AHD DVR 16CH, 20TB RAW, Full HD 1080p 240fps / HD 720p 480 fps recording, 64Mbps throughput, 4 internal HDD, 16CH audio input/ 1CH audio output, coaxial control, HDMI/VGA video output, 1 X spot monitor output | 1 |  | 1 Year | 4370 | 0.33 | 2927.9
3382 | Hanwha | SRD-1685-24TB | AHD DVR 16CH, 24TB RAW, Full HD 1080p 240fps / HD 720p 480 fps recording, 64Mbps throughput, 4 internal HDD, 16CH audio input/ 1CH audio output, coaxial control, HDMI/VGA video output, 1 X spot monitor output | 1 |  | 1 Year | 5090 | 0.33 | 3410.3
3383 | Hanwha | SRD-1684-2TB | AHD DVR 16CH, 2TB RAW, Full HD 1080p 240fps/ HD 720P 480fps recording, 32Mbps throughput, 1 internal HDD, 1CH audio input/ 1CH audio output, coaxial control, HDMI/VGA video output | 1 |  | 1 Year | 679 | 0.33 | 454.93
3384 | Hanwha | SRD-1684-4TB | AHD DVR 16CH, 4TB RAW, Full HD 1080p 240fps/ HD 720P 480fps recording, 32Mbps throughput, 1 internal HDD, 1CH audio input/ 1CH audio output, coaxial control, HDMI/VGA video output | 1 |  | 1 Year | 1039 | 0.33 | 696.13
3385 | Hanwha | SRD-1684-6TB | AHD DVR 16CH, 6TB RAW, Full HD 1080p 240fps/ HD 720P 480fps recording, 32Mbps throughput, 1 internal HDD, 1CH audio input/ 1CH audio output, coaxial control, HDMI/VGA video output | 1 |  | 1 Year | 1399 | 0.33 | 937.33
3386 | Hanwha | SRD-893-1TB | AHD DVR 8CH, 1TB RAW, Full HD 1080p 240fps recording, 32Mbps throughput, 1 internal HDD, 1CH audio input/ 1CH audio output, coaxial control, HDMI/VGA video output | 1 |  | 1 Year | 419 | 0.33 | 280.73
3387 | Hanwha | SRD-893-2TB | AHD DVR 8CH, 2TB RAW, Full HD 1080p 240fps recording, 32Mbps throughput, 1 internal HDD, 1CH audio input/ 1CH audio output, coaxial control, HDMI/VGA video output | 1 |  | 1 Year | 599 | 0.33 | 401.33
3388 | Hanwha | SRD-893-4TB | AHD DVR 8CH, 4TB RAW, Full HD 1080p 240fps recording, 32Mbps throughput, 1 internal HDD, 1CH audio input/ 1CH audio output, coaxial control, HDMI/VGA video output | 1 |  | 1 Year | 959 | 0.33 | 642.53
3389 | Hanwha | SRD-893-6TB | AHD DVR 8CH, 6TB RAW, Full HD 1080p 240fps recording, 32Mbps throughput, 1 internal HDD, 1CH audio input/ 1CH audio output, coaxial control, HDMI/VGA video output | 1 |  | 1 Year | 1319 | 0.33 | 883.73
3390 | Hanwha | SRX-AU121I | Optional D-Sub adapter with 12 RCA audio connector for SRD-16XX series | 1 |  | 1 Year | 70 | 0.33 | 46.9
3391 | Hanwha | SLA-T1080F | 1.6mm fixed lens module, compatible with the XNB-6001, straight body style, 2MP @ 60fps, 0.03 Lux, 120dB WDR, 187º horizontal field of view, 8 meters cable (26 feet cable) | 1 |  | 1 Year | 310 | 0.33 | 207.7
3392 | Hanwha | SLA-T2480 | 2.4mm fixed lens module, compatible with the XNB-6001, straight body style, 2MP @ 60fps, 0.45 Lux, 120dB WDR, 138º horizontal field of view, 8 meters (26 feet cable) | 1 |  | 1 Year | 215 | 0.33 | 144.05
3393 | Hanwha | SLA-T2480V | 2.4mm fixed lens module, compatible with the XNB-6001, right angle body style, 2MP @ 60fps, 0.45 Lux, 120dB WDR, 138º horizontal field of view, 8 meters/ 26 feet cable | 1 |  | 1 Year | 215 | 0.33 | 144.05
3394 | Hanwha | SLA-T4680 | 4.6mm pinhole lens module, compatible with the XNB-6001, straight body style, 2MP @ 60fps, 0.06 Lux, 120dB WDR, 73º horizontal field of view, 8 meters/ 26 feet cable | 1 |  | 1 Year | 215 | 0.33 | 144.05
3395 | Hanwha | SLA-T4680V | 4.6mm pinhole lens module, compatible with the XNB-6001, right angle body style, 2MP @ 60fps, 0.06 Lux, 120dB WDR, 73º horizontal field of view, 8 meters/ 26 feet cable | 1 |  | 1 Year | 215 | 0.33 | 144.05
3396 | Hanwha | SLA-T4680D | Door Jamb head with a 4.6mm lens, compatible with XNB-6001 (not included) 8m (26 feet) cable, black color | 1 |  | 1 Year | 270 | 0.33 | 180.9
3397 | Hanwha | SLA-T4680DS | Door Jamb head with a 4.6mm lens, compatible with XNB-6001 (not included) 8m (26 feet) cable, silver color | 1 |  | 1 Year | 270 | 0.33 | 180.9
3398 | Hanwha | SLA-T4680DW | Door Jamb head with a 4.6mm lens, compatible with XNB-6001 (not included) 8m (26 feet) cable, white color | 1 |  | 1 Year | 270 | 0.33 | 180.9
3399 | Hanwha | SLA-2M2400P | 1/2.8" 2MP CMOS with a 2.4mm fixed focal lens, FoV: H: 135.4˚, V: 71.2˚ for the PNM-9320VQP | 1 |  | 1 Year | 85 | 0.33 | 56.95
3400 | Hanwha | SLA-2M2800P | 1/2.8" 2MP CMOS with a 2.8mm fixed focal lens, FoV: H: 107.4˚, V: 62.2˚, for the PNM-9320VQP | 1 |  | 1 Year | 85 | 0.33 | 56.95
3401 | Hanwha | SLA-2M3600P | 1/2.8" 2MP CMOS with a 3.6mm fixed focal lens, FoV: H: 94.8˚, V: 49.3˚, for the PNM-9320VQP | 1 |  | 1 Year | 85 | 0.33 | 56.95
3402 | Hanwha | SLA-2M6000P | 1/2.8" 2MP CMOS with a 6.0mm fixed focal lens, FoV: H: 50.4˚, V: 28.8˚, for the PNM-9320VQP | 1 |  | 1 Year | 85 | 0.33 | 56.95
3403 | Hanwha | SLA-2M1200P | 1/2.8" 2MP CMOS with a 12.0mm fixed focal lens, FoV: H: 26.3˚, V: 14.9˚, for the PNM-9320VQP | 1 |  | 1 Year | 85 | 0.33 | 56.95
3404 | Hanwha | SLA-5M3700P | 1/1.8" 5MP CMOS with a 3.7mm fixed focal lens, FoV: H: 97.5˚, V: 71.9˚ for the PNM-9320VQP | 1 |  | 1 Year | 250 | 0.33 | 167.5
3405 | Hanwha | SLA-5M4600P | 1/1.8" 5MP CMOS with a 4.6mm fixed focal lens, FoV: H: 77.9˚, V: 57.9˚ for the PNM-9320VQP | 1 |  | 1 Year | 250 | 0.33 | 167.5
3406 | Hanwha | SLA-5M7000P | 1/1.8" 5MP CMOS with a 7.0mm fixed focal lens, FoV: H: 50.7˚, V: 37.8˚ for the PNM-9320VQP | 1 |  | 1 Year | 250 | 0.33 | 167.5
3407 | Hanwha | SLA-2M2400Q | 1/2.8" 2MP CMOS with a 2.4mm fixed focal lens, FoV: H: 135.4˚, V: 71.2˚ for the PNM-9000VQ | 1 |  | 1 Year | 85 | 0.33 | 56.95
3408 | Hanwha | SLA-2M2800Q | 1/2.8" 2MP CMOS with a 2.8mm fixed focal lens, FoV: H: 107.4˚, V: 62.2˚, for the PNM-9000VQ | 1 |  | 1 Year | 85 | 0.33 | 56.95
3409 | Hanwha | SLA-2M3600Q | 1/2.8" 2MP CMOS with a 3.6mm fixed focal lens, FoV: H: 94.8˚, V: 49.3˚, for the PNM-9000VQ | 1 |  | 1 Year | 85 | 0.33 | 56.95
3410 | Hanwha | SLA-2M6000Q | 1/2.8" 2MP CMOS with a 6.0mm fixed focal lens, FoV: H: 50.4˚, V: 28.8˚, for the PNM-9000VQ | 1 |  | 1 Year | 85 | 0.33 | 56.95
3411 | Hanwha | SLA-5M3700Q | 1/1.8" 5MP CMOS with a 3.7mm fixed focal lens, FoV: H: 97.5˚, V: 71.9˚ for the PNM-9000VQ | 1 |  | 1 Year | 250 | 0.33 | 167.5
3412 | Hanwha | SLA-5M4600Q | 1/1.8" 5MP CMOS with a 4.6mm fixed focal lens, FoV: H: 77.9˚, V: 57.9˚ for the PNM-9000VQ | 1 |  | 1 Year | 250 | 0.33 | 167.5
3413 | Hanwha | SLA-5M7000Q | 1/1.8" 5MP CMOS with a 7.0mm fixed focal lens, FoV: H: 50.7˚, V: 37.8˚ for the PNM-9000VQ | 1 |  | 1 Year | 250 | 0.33 | 167.5
3414 | Hanwha | SLA-2M2400D | 1/2.8" 2MP CMOS with a 2.4mm fixed focal lens, FoV: H: 135.4˚, V: 71.2˚, for the PNM-7000VD | 1 |  | 1 Year | 85 | 0.33 | 56.95
3415 | Hanwha | SLA-2M2800D | 1/2.8" 2MP CMOS with a 2.8mm fixed focal lens, FoV: H: 107.4˚, V: 62.2˚, for the PNM-7000VD | 1 |  | 1 Year | 85 | 0.33 | 56.95
3416 | Hanwha | SLA-2M3600D | 1/2.8" 2MP CMOS with a 3.6mm fixed focal lens, FoV: H: 94.8˚, V: 49.3˚, for the PNM-7000VD | 1 |  | 1 Year | 85 | 0.33 | 56.95
3417 | Hanwha | SLA-2M6000D | 1/2.8" 2MP CMOS with a 6.0mm fixed focal lens, FoV: H: 50.4˚, V: 28.8˚, for the PNM-7000VD | 1 |  | 1 Year | 85 | 0.33 | 56.95
3418 | Hanwha | SLA-M2890DN | Lens, 1/2.8", 3 MP, Vari-focal (2.8-9.0mm), Auto DC Iris, CS-Mount | 1 |  | 1 Year | 199 | 0.33 | 133.33
3419 | Hanwha | SLA-M2890PN | Lens, 1/2.8", 3 MP, Vari-focal (2.8-9.0mm), Auto P Iris, CS-Mount | 1 |  | 1 Year | 249 | 0.33 | 166.83
3420 | Hanwha | SLA-E-M1240DNB | Lens, 1/2", 6MP, Vari-focal (12-40mm), Auto DC Iris, CS-Mount | 1 |  | 1 Year | 249 | 0.33 | 166.83
3421 | Hanwha | SLA-F-M419DN | Lens, 1/1.8", 6MP, Vari-focal (4.1-9mm), Auto DC Iris, CS-Mount | 1 |  | 1 Year | 299 | 0.33 | 200.33
3422 | Hanwha | SLA-F-M1550DNL | Lens, 1/2.7", 3 MP, Vari-focal (15-50mm), Auto DC Iris, CS-Mount, Tele Range 3.3x | 1 |  | 1 Year | 369 | 0.33 | 247.23
3423 | Hanwha | SLA-M-M21D | Super Wide Angle Lens, 1/2", f2.1mm/F1.8 Fixed Focal, 2.0 MP, M12 Mount Compatible With SNV-6012M, SNV-6013 | 1 |  | 1 Year | 49 | 0.33 | 32.83
3424 | Hanwha | SLA-M-M36D | 1/2", f3.6mm/F2.0 Fixed Focal, 2.0 MP, M12 Mount Compatible With SNV-6013 | 1 |  | 1 Year | 49 | 0.33 | 32.83
3425 | Hanwha | SLA-M-M60D | 1/2", f6.0mm/F2.0 Fixed Focal, 2.0 MP, M12 Mount Compatible With SNV-6013 | 1 |  | 1 Year | 49 | 0.33 | 32.83
3426 | Hanwha | SLA-2812DN | Lens, 1/3" DC, Vari-focal (2.8-12mm), Auto Iris, CS-Mount | 1 |  | 1 Year | 89 | 0.33 | 59.63
3427 | Hanwha | SLA-550DV | Lens, 1/3" DC, Vari-focal (5-50mm), Auto Iris, CS-Mount | 1 |  | 1 Year | 138 | 0.33 | 92.46
3428 | Hanwha | SBD-120GP | Adaptor plate for Single, Double, 4" Octagon, supported cameras (QND-6070R/7080R, HCD-7070R/6070R/6080R) Pack of 5 | 1 |  | 1 Year | 45 | 0.33 | 30.15
3429 | Hanwha | SBD-110GP | Adaptor plate for Single, Double, 4" Octagon, supported cameras (QND-6010R / 6020R / 6030R / 7010R / 7020R / 7030R, XND-6010 / 6020R / 8020R / 8030R / 8040R, HCD-7010R / 7020R/ 7030R) Pack of 5 | 1 |  | 1 Year | 45 | 0.33 | 30.15
3430 | Hanwha | SBP-B-200P | Single/Double Gang Box, 4S Box Converter Plate, (SND-6011R, SCD-2080/B/E/EB, SCD-2082, SCD-2080R, SCD-2042R, SCD-2022R, SCD-2020R, SCD-3080/B, SCD-3083, SCD-5080, SCD-5082, SCD-5083, SCD-5083R, SND-6084/R,SND-7084/R, SND-5084/R, SND-6083), Ivory | 1 |  | 1 Year | 53 | 0.33 | 35.51
3431 | Hanwha | SBP-B-100P | Single Gang Box Converter Plate for SNV-6013, XNV-6011 | 1 |  | 1 Year | 39 | 0.33 | 26.13
3432 | Hanwha | SBP-276HM | Cap adaptor for the PNM-9000VQ (Will fit the following accessories: SBP-300WM1, SBP-300WM, SBP-390WM1, SBP-300LM, SBP-300CM) | 1 |  | 1 Year | 75 | 0.33 | 50.25
3433 | Hanwha | SBP-329HM | Large Cap adaptor (outdoor) for the Multi-Directional cameras PNM-9080VQ and PNM-9081VQ (Will fit the following accessories: SBP-300WM, SBP-300LM, SBP-300CM) | 1 |  | 1 Year | 75 | 0.33 | 50.25
3434 | Hanwha | SBP-317HM | Large Cap adaptor (indoor)for the Multi-Directional cameras PNM-9080VQ and PNM-9081VQ (Will fit the following accessories: SBP-300WM1, SBP-300WM, SBP-300LM, SBP-300CM) | 1 |  | 1 Year | 75 | 0.33 | 50.25
3435 | Hanwha | SBP-168HM | Cap Adapter for the XNP-6120H | 1 |  | 1 Year | 79 | 0.33 | 52.93
3436 | Hanwha | SBP-201HM | Cap Adapter for the PNM-9020V, HCM-9020VQ Multi-Sensor. | 1 |  | 1 Year | 49 | 0.33 | 32.83
3437 | Hanwha | SBP-300HM8 | Cap Adapter for the PND-9080R, XND-6080V/RV, XND-8080RV | 1 |  | 1 Year | 49 | 0.33 | 32.83
3438 | Hanwha | SBP-300HM7 | Small Cap Adapter (Aluminum), Accessory for SNV-6013, XNV-6011, SND-L6013/R, SND-L5013, SND-L6012, SCD-6023R, QND-7010R/20R/30R, QND-6010R/20R/30R, XND-6010/20R, XND-8020R/30R/40R. | 1 |  | 1 Year | 49 | 0.33 | 32.83
3439 | Hanwha | SBP-300HM6 | Medium Cap Adapter (Aluminum) Accessory, (SCV-6081R, SNV-8081R, SNV-8080, SNV-7084/R, SNV-6084/R, SNV-5084/R, PNV-9080R, XNV-6080/R, XNV-8080R, XNV-6120/R, XND-6085V, XNV-6085) Works with Mount (SBP-300WM1,SBP-300WM, SBP-300CM, SBP-300LM) | 1 |  | 1 Year | 49 | 0.33 | 32.83
3440 | Hanwha | SBP-300HM5 | Small Cap Adapter (Aluminum), Accessory for 5MP fisheye cameras (SNF-8010, SNF-8010VM, XNF-8010R/RV/RVM, PNF-9010R/RV/RVM), Works with Mounts (SBP-300CM, SBP-300LM, SBP-300WM, SBP-300WM1) | 1 |  | 1 Year | 49 | 0.33 | 32.83
3441 | Hanwha | SBP-301HM4 | Medium Cap Adapter (Aluminum) Accessory, (SCD-6083R, SCD-5080, SCD-5082, SCD-5083, SCD-5083R, SND-6011R, SNF-7010, SNF-7010V, SNF-7010VM, SND-L6083R, SND-L5083R, HCD-6070R/6080R) Works with Mounts (SBP-300WM1, SBP300WM, SBP-300CM, SBP-300LM), Ivory | 1 |  | 1 Year | 49 | 0.33 | 32.83
3442 | Hanwha | SBP-301HM3 | Medium Cap Adapter Accessory, (SCV-2120/ 2080R/ 3120/ 3080/ 2080/ 2060, SNV-7082/ 7080R/ 7080/ 5080R/ 5080/ 3120/ 3082, SCP-3371/ 2373/ 2371, / 2273/ 2271, SNP-6320/ 6321/ 6201/ 5430/ 5321/ L6233/ L5233/ 5300), Ivory | 1 |  | 1 Year | 49 | 0.33 | 32.83
3443 | Hanwha | SBP-301HM2 | Small Cap Adapter (Aluminum) Accessory, (SCV-6083R/6023R, SCV-5082/5083/5083R/6080, SCD-6080, SCV-3083/3082/3081, SCV-2082R/2081R, SCV-2081, SND-7084/7084R, SND-7082, SND-6084/6084R/6083, SND-5084/5084R/5083/5080, SND-3082, SNV-1080/1080R, SNV-L6083R/L5083R, QNV-7080R,QNV-6070R, HCV-6070R, HCV-6080R, XNP-6040H) Works with Mounts (SBP-300WM/W1/CM/LM), Ivory | 1 |  | 1 Year | 49 | 0.33 | 32.83
3444 | Hanwha | SBP-300HM1 | Large Cap Adapter Accessory, (SCP-3430/3371/3370/3250/3120/2430/2371/2370/2271/2270/2250, SNP-6200/5300/5200/3371/3302), Ivory | 1 |  | 1 Year | 79 | 0.33 | 52.93
3445 | Hanwha | SBP-122HM | Cap adaptor for the (QND-7080R/6070R, QNV-7010R/20R/30R, QNV-6010R/20R/30R, XNV-6010/20R, XNV-8020R/30R/40R) hanging mount | 1 |  | 1 Year | 34 | 0.33 | 22.78
3446 | Hanwha | SBV-160WC | Weather cap for the following outdoor domes: (XNV-6080/R/8080R/PNV-9080R/SNV-8081/8080/7084/R/6084/R/6085R/5084/R, SCV-6081R, XNV-6120/R) | 1 |  | 1 Year | 30 | 0.33 | 20.1
3447 | Hanwha | SBV-120WC | Weather cap for the following outdoor domes: (XNV- 6010/6020/8020R/8030R/8040R, QNV- 6010R/6020R/6030R/7010R/7020R/7030R) | 1 |  | 1 Year | 30 | 0.33 | 20.1
3448 | Hanwha | SBP-160TM | 23° tilt mount for vandal outdoor domes (XNV-6080/R/8080R/PNV-9080R/SNV-8081/8080/7084/R/6084/R/6085R/5084/R, SCV-6081R, XNV-6120/R, XNV-6085) | 1 |  | 1 Year | 25 | 0.33 | 16.75
3449 | Hanwha | SBP-300TM1 | 20° Tilt Angle Wall Mount Adapter (Poly Carbonate), Accessory for 5MP fisheye cameras (SNF-8010, SNF-8010VM, XNF-8010R/RV/RVM, PNF-9010R/RV/RVM), Ivory | 1 |  | 1 Year | 59 | 0.33 | 39.53
3450 | Hanwha | SPB-PTZ71 | Tinted replacement Bubble for XNP-6040H | 1 |  | 1 Year | 75 | 0.33 | 50.25
3451 | Hanwha | SPB-PTZ73 | Tinted replacement Bubble for XNP-6120H | 1 |  | 1 Year | 100 | 0.33 | 67
3452 | Hanwha | SPB-VAN71 | Tinted replacement Bubble for XNV-6120, XNV-6120R | 1 |  | 1 Year | 80 | 0.33 | 53.6
3453 | Hanwha | SPB-VAN81 | Tinted replacement Bubble for XNV-6085 | 1 |  | 1 Year | 80 | 0.33 | 53.6
3454 | Hanwha | SPB-IND83V | Tinted replacement Bubble for XND-6085V | 1 |  | 1 Year | 75 | 0.33 | 50.25
3455 | Hanwha | SPB-IND11 | Tinted bubble (XND-6010/6020/8020R/8030R/8040R) | 1 |  | 1 Year | 25 | 0.33 | 16.75
3456 | Hanwha | SPB-IND12 | Tinted bubble (QND- 6010R/6020R/6030R / 7010R/7020R/7030R) | 1 |  | 1 Year | 25 | 0.33 | 16.75
3457 | Hanwha | SPB-IND72 | Tinted bubble (QND-6070R/7080R) | 1 |  | 1 Year | 25 | 0.33 | 16.75
3458 | Hanwha | SPB-IND81V | Tinted bubble (XND-6080V/XND-6080RV XND-8080RV) | 1 |  | 1 Year | 45 | 0.33 | 30.15
3459 | Hanwha | SPB-VAN11 | Tinted bubble (XNV- 6010/6020/ 8020R/8030R/8040R) | 1 |  | 1 Year | 25 | 0.33 | 16.75
3460 | Hanwha | SPB-VAN12 | Tinted bubble (QNV- 6010R/6020R/6030R/ 7010R/7020R/7030R) | 1 |  | 1 Year | 25 | 0.33 | 16.75
3461 | Hanwha | SPB-VAN72 | Tinted bubble (QNV-6070R/7080R) | 1 |  | 1 Year | 35 | 0.33 | 23.45
3462 | Hanwha | SPB-VAN4 | Accessory, tinted replacement Bubble for SCV-5082/5083/5083R, SNV-L5083R, SNV-L6083R, SCV-6083R/6023R, QNV-7080R,QNV-6070R, HCV-6070R/6080R | 1 |  | 1 Year | 69 | 0.33 | 46.23
3463 | Hanwha | SPB-VAN3 | Accessory, tinted replacement Bubble for SNV-8081R, SNV-8080, SNV-5084/6084/7084, SNV-5084R/6084R/7084R, SCV-6081R, XNV-6080/R, XNV-8080R | 1 |  | 1 Year | 69 | 0.33 | 46.23
3464 | Hanwha | SPB-IND6 | Accessory, tinted replacement Bubble for SCD-6083R, SCD-5080, SCD-5082, SCD-5083, SCD-5083R, SND-6011R, SND-L6083R, SND-L5083R, HCD-6080R/6070R | 1 |  | 1 Year | 39 | 0.33 | 26.13
3465 | Hanwha | SPB-IND5 | Accessory, tinted replacement Bubble for SND-5084/6083/6084/7084, SND-5084R/6084R/7084R | 1 |  | 1 Year | 39 | 0.33 | 26.13
3466 | Hanwha | SPB-PTZ6 | Accessory, tinted replacement Bubble for Indoor PTZ: SNP-6321/6320/5430/5321, SNP-L6233/L5233, SCP-3371/2373/2371/2273/2271 | 1 |  | 1 Year | 99 | 0.33 | 66.33
3467 | Hanwha | SPB-PTZ7 | Accessory, tinted replacement Bubble for Outdoor PTZ: SNP-6321H/6320H/5430H/5321H/SNP-L62333H/L5233H, SCP-3371H/2373H/2371H/2273H/2271H | 1 |  | 1 Year | 139 | 0.33 | 93.13
3468 | Hanwha | SPG-IND12B | Black cover for QND-6010R / 20R / 30R, QND-7010R / 20R / 30R | 1 |  | 1 Year | 25 | 0.33 | 16.75
3469 | Hanwha | SPG-IND72B | Black cover for QND-6070R, QND-7080R | 1 |  | 1 Year | 25 | 0.33 | 16.75
3470 | Hanwha | SPG-IND73B | Black cover for SND-6084/R, SND-5084/R, SND-7084/R | 1 |  | 1 Year | 30 | 0.33 | 20.1
3471 | Hanwha | SHF-1500F | In-ceiling Flush Mount Accessory for XNF-8010R/RV/RVM, PNF-9010R/RV/RVM | 1 |  | 1 Year | 79 | 0.33 | 52.93
3472 | Hanwha | SHD-317F | 2X2 drop ceiling tile flush mount adaptor for the PNM-9080VQ and PNM-9081VQ | 1 |  | 1 Year | 250 | 0.33 | 167.5
3473 | Hanwha | SHD-500F | In-ceiling Flush Mount Accessory for SNF-8010, Aluminum Body, Ivory | 1 |  | 1 Year | 119 | 0.33 | 79.73
3474 | Hanwha | SHD-400F | In-ceiling Flush Mount Accessory for SNV-6013, XNV-6011, Aluminum Body, Ivory | 1 |  | 1 Year | 119 | 0.33 | 79.73
3475 | Hanwha | SHD-3000F1 | In-ceiling Flush Mount Accessory for HD-SDI, Wisenet III SCD-6081R, SCV-6081R, SND-7084R/7084. SND-6084R/6084/6083, SND-5084R/5084/5083 SNV-7084R/7084, SNV-6084R/6084, SNV-5084, SNV-8080, SNV-8081R, PNV-9080R, XNV-6080/R, XNV-8080R) | 1 |  | 1 Year | 79 | 0.33 | 52.93
3476 | Hanwha | SHD-3000F2 | In-ceiling Flush Mount Accessory for Indoor dome (Beyond, WN Lite) SND-L6083R/L5083R, SCD-5080/5082/5083/5083R, SCD-6083R, HCD-6070R/6080R, QND-7080R, QND-6070R | 1 |  | 1 Year | 79 | 0.33 | 52.93
3477 | Hanwha | SHD-3000F3 | In-ceiling Flush Mount Accessory for vandal dome (Beyond, WN Lite) SNV-L6083R/L5083R, SCV-5082/5083/5083R/5085, SCV-6083R/6023R, QNV-7080R,QNV-6070R, HCV-6070R/6080R, XNP-6040H | 1 |  | 1 Year | 79 | 0.33 | 52.93
3478 | Hanwha | SHD-3000F4 | In-ceiling Flush Mount Accessory for PND-9080R, XND-6080RV, XND-6080V & XND-8080RV | 1 |  | 1 Year | 79 | 0.33 | 52.93
3479 | Hanwha | SHP-1680F | In-ceiling Flush Mount Accessory for XNP-6120H, XND-6085V, XNV-6085 | 1 |  | 1 Year | 79 | 0.33 | 52.93
3480 | Hanwha | SHD-B-3100FP1 | Plenum rated In-ceiling Flush Mount Accessory, SNV-5084/R, SNV-6084/R, SNV-7084/R, SNV-8081R/SNV-8080, PNV-9080R, XNV-6080/R, XNV-8080R SND-5084/R, SND-6084/R, SND-7084/R, SND-L6083R, SND-L5083R | 1 |  | 1 Year | 174 | 0.33 | 116.58
3481 | Hanwha | SHP-3701F | PTZ In-Ceiling Flush Mount Accessory SCP-3430, SCP-3370, SCP-3250, SCP-2430, SCP-2370, SCP-2330, SCP-2270, SCP-2250, SCP-3371, SCP-2373, SCP-2371, SCP-2273, SCP-2271. SNP-5200, SNP-3371, SNP-3302, SNP-6321, SNP-6320, SNP-6201, SNP-6200, SNP-5430, SNP-5321, SNP-5320, SNP-5300, SNP-L6233/L5233 | 1 |  | 1 Year | 200 | 0.33 | 134
3482 | Hanwha | SHP-3701FB | PTZ In-Ceiling Flush Mount Accessory with a tinted bubble HCP-6320/A, SNP-6321 / 6320 / 5430 / 5321 / L6233 / L5233, XNP-6320, QNP-6230 | 1 |  | 1 Year | 200 | 0.33 | 134
3483 | Hanwha | SBP-300HF | RJ-45 to Fiber mounting accessory for PTZ SNP-6320H/5430H | 1 |  | 1 Year | 269 | 0.33 | 180.23
3484 | Hanwha | SBP-301HF | RJ-45 to Fiber mounting accessory for PTZ SNP-6321H/5321H/SNP-L6233H/L5233H | 1 |  | 1 Year | 269 | 0.33 | 180.23
3485 | Hanwha | SBP-302HF | RJ-45 to Fiber mounting accessory for PTZ XNP-6370RH, PNP-9200RH | 1 |  | 1 Year | 269 | 0.33 | 180.23
3486 | Hanwha | SBU-500WM | Wall mount for the TNU-6320 | 1 |  | 1 Year | 325 | 0.33 | 217.75
3487 | Hanwha | SBP-137WM1 | Outdoor wall mount for outdoor domes (QNV-6010R/6020R/6030R/7010R/7020R/7030R, 7080R/6070R XNV-6010/6020/8020R/8030R/8040R, HCV-6080R/6070R/7010R/7020R/7030R/7070R, SCV-5082/5082R/5083/5083R/5085/6023R/6083R, SNV-L5083R/L6083R, XNP-6040H ) | 1 |  | 1 Year | 65 | 0.33 | 43.55
3488 | Hanwha | SBP-120WM | Indoor Wall mount for indoor domes (QND-7080R/7030R/7020R/7010R/6070R/6030R/6020R/6010R, XND-6010/6020/8020R/8030R/8040R, SND-L6083R/L6014R/L6013R/L6013/ SND-L6012/L5083R/L5013/SCD-6083R/6023R/6021/5083R/5083/5082/5080) | 1 |  | 1 Year | 25 | 0.33 | 16.75
3489 | Hanwha | SBP-300WM1 | Wall Mount Accessory, (SCP-3430H/2430H, SCP-3370TH/3370H, SCP-2370TH/2370H, SCP-3250H/2250H, SCP-3120VH, SNP-5430H/6320H/6320RH, SNP-5200H/3302H, SNP-6321H/5321H/SNP-L6233H/L5233H/L6233RHH/SNP-3371TH/3371H,SNP-3120VH, All caps except SBP-329HM, SHP-3701H), Ivory | 1 |  | 1 Year | 79 | 0.33 | 52.93
3490 | Hanwha | SBP-300WM | Wall Mount Accessory, (SCP-3430H/2430H, SCP-3370TH/3370H, SCP-2370TH/2370H, SCP-3250H/2250H, SCP-3120VH, SNP-5430H/6320H/6320RH, SNP-5200H/3302H, SNP-6321H/5321H/SNP-L6233H/L5233H/L6233RHH/SNP-3371TH/3371H,SNP-3120VH, All caps, SHP-3701H), Ivory | 1 |  | 1 Year | 79 | 0.33 | 52.93
3491 | Hanwha | SBP-300WMS1 | Stainless Steel wall mount for stainless steel cameras XNP-6320HS and XNV-6080RS, XNV-8080RS, XNV-6120RS (need to purchase a separate cap SBP-300HMS6 for the dome cameras) | 1 |  | 1 Year | 625 | 0.33 | 418.75
3492 | Hanwha | SBP-300WMS | Stainless Steel wall mount (gooseneck) for stainless steel cameras PTZ: XNP-6320HS and dome cameras: XNV-6080RS, XNV-8080RS, XNV-6120RS (need to purchase a separate cap SBP-300HMS6 for the dome cameras) | 1 |  | 1 Year | 475 | 0.33 | 318.25
3493 | Hanwha | SBP-300HMS6 | Stainless steel cap adaptor for XNV-6080RS, XNV-8080RS, XNV-6120RS | 1 |  | 1 Year | 485 | 0.33 | 324.95
3494 | Hanwha | SBP-300PMS | Pole mount adaptor for the SBP-300WMS and SBP-300WMS1 | 1 |  | 1 Year | 110 | 0.33 | 73.7
3495 | Hanwha | SBP-300KMS | Corner mount adaptor for the SBP-300WMS and SBP-300WMS1 | 1 |  | 1 Year | 150 | 0.33 | 100.5
3496 | Hanwha | SBP-390WM1 | Wall Mount Accessory, 2x knock out built-in, compatible with: all full size outdoor PTZs and all caps, Ivory color | 1 |  | 1 Year | 215 | 0.33 | 144.05
3497 | Hanwha | SBP-300LM | Parapet Mount Accessory, Ivory | 1 |  | 1 Year | 395 | 0.33 | 264.65
3498 | Hanwha | SBP-302CM | Telescopic pendant mount Accessory, require a mounting plate SBP-302CMA | 1 |  | 1 Year | 250 | 0.33 | 167.5
3499 | Hanwha | SBP-302CMA | Mounting plate for the telescopic pendant mount SBP-302CM | 1 |  | 1 Year | 30 | 0.33 | 20.1
3500 | Hanwha | SBP-300CM | Pendant Mount Accessory, Ivory | 1 |  | 1 Year | 79 | 0.33 | 52.93
3501 | Hanwha | SBP-302CM-36 | Extension pendant pipe 36" long, fit the SBP-302CMB (Mounting backbox), SBP-302CMA (mounting plate), SBP-302CM (telescopic pendant mount) and the extension pipes SBP-302CM-12 and SBP-302CM-36 | 1 |  | 1 Year | 105 | 0.33 | 70.35
3502 | Hanwha | SBP-302CM-12 | Extension pendant pipe 12" long, fit the SBP-302CMB (Mounting backbox), SBP-302CMA (mounting plate), SBP-302CM (telescopic pendant mount) and the extension pipes SBP-302CM-12 and SBP-302CM-36 | 1 |  | 1 Year | 65 | 0.33 | 43.55
3503 | Hanwha | SBP-302CMB | Back box made to fit SBP-302CM telescopic pendant mount and the extension pipes (SBP-302CM-12 and SBP-302CM-36) | 1 |  | 1 Year | 190 | 0.33 | 127.3
3504 | Hanwha | SBP-302CMAS | Telescopic pendant mount accessory with 90 degrees swivel joint, 4.5’ to 8’ adjustable, includes SBP-302CMA for ceiling mount, Ivory color | 1 |  | 1 Year | 400 | 0.33 | 268
3505 | Hanwha | SBP-302CMS | Swivel adapter for pendant mount for SBP-302CM, SBP-302CM-12, SBP-302CM-36 and it also requires one mounting option either SBP-302CMA or SBP-302CMB | 1 |  | 1 Year | 120 | 0.33 | 80.4
3506 | Hanwha | STB-4150V | Wall/Ceiling Mount Accessory for Box cameras | 1 |  | 1 Year | 29 | 0.33 | 19.43
3507 | Hanwha | SBP-300B | Wall Mount Base, Works with Mounts (SBP-300WM/300WM1), Ivory | 1 |  | 1 Year | 89 | 0.33 | 59.63
3508 | Hanwha | SBP-300PM | Pole Mount Adapter Accessory, use with SBP-300WM, Ivory | 1 |  | 1 Year | 79 | 0.33 | 52.93
3509 | Hanwha | SBP-302PM | Pole Mount Adapter Accessory, use with SBO-100B1, PNO-9080R, SNO-8081R SBO-100B1 | 1 |  | 1 Year | 79 | 0.33 | 52.93
3510 | Hanwha | SBP-300KM | Corner Mount Adapter Accessory, use with SBP-300WM, Ivory | 1 |  | 1 Year | 79 | 0.33 | 52.93
3511 | Hanwha | SBO-100B1 | IR Bullet camera Back box. (SNO-L6083R / L5083R, QNO-6030R / 6020R / 6010R, QNO-7030R / 7020R / 7010R, QNO-7080R/6070R, SCO-6083R) | 1 |  | 1 Year | 49 | 0.33 | 32.83
3512 | Hanwha | SBO-126B | IR bullet camera back box. (XNO-L6080R) | 1 |  | 1 Year | 49 | 0.33 | 32.83
3513 | Hanwha | SBV-158G | vandal dome camera Back box. (SNV-5084/R,SNV-6084/R, SNV-7084/R, SNV-8081R, SNV-8080, PNV-9080R, XNV-6080/R, XNV-8080R, XNV-6120/R, XNV-6085) | 1 |  | 1 Year | 85 | 0.33 | 56.95
3514 | Hanwha | SBV-136B | Back Box with knockouts and water proof design, Compatible with SNV-L6083R, SNV-L5083R, SCV-5082, SCV-5083, SCV-5085, SCV-5083R, SCV-6083R/ 6023R, QNV-7080R,QNV-6070R, HCV-6070R/6080R,XNP-6040H | 1 |  | 1 Year | 49 | 0.33 | 32.83
3515 | Hanwha | SBF-100B1 | fisheye camera Back box. (SNF-8010/VM, XNF-8010R/RV/RVM, PNF-9010R/RV/RVM) | 1 |  | 1 Year | 49 | 0.33 | 32.83
3516 | Hanwha | SBV-116B | Back box with knockouts, compatible with XNV-6011, SNV-6013 | 1 |  | 1 Year | 49 | 0.33 | 32.83
3517 | Hanwha | SBP-300NB | Installation Back box compatible with (SBP-300WM, SBP-300WM1, SBP-300KM, SBP-300PM) | 1 |  | 1 Year | 300 | 0.33 | 201
3518 | Hanwha | SBP-300NM | PVM camera (TNB-6030) mounting hardware. | 1 |  | 1 Year | 65 | 0.33 | 43.55
3519 | Hanwha | SBP-2CTW | 2'x2’ drop ceiling tile (or half of 2'x4’ ceiling tile) accessory with 1.5” NPT female thread, includes suspension wire, four turnbuckles, and anchors to suspend from wood or concrete structures, supports up to 50lb, scratch resistant fused epoxy white finish | 1 |  | 1 Year | 150 | 0.33 | 100.5
3520 | Hanwha | SBP-HCF | 1.5” coupler, female thread on both sides, Ivory | 1 |  | 1 Year | 15 | 0.33 | 10.05
3521 | Hanwha | SBP-35PVMB | Telescopic PVM uni-strut mount, 3'-5.5’ drop length, VESA compatible 75x75mm, 100x100mm, Up to 25° of tilt and 360° continuous rotation, black | 1 |  | 1 Year | 160 | 0.33 | 107.2
3522 | Hanwha | SBP-35PVMW | Telescopic PVM uni-strut mount, 3'-5.5’ drop length, VESA compatible 75x75mm, 100x100mm, Up to 25° of tilt and 360° continuous rotation, white | 1 |  | 1 Year | 160 | 0.33 | 107.2
3523 | Hanwha | SBP-59PVMB | Telescopic PVM uni-strut mount, 5'-9’ drop length, VESA compatible 75x75mm, 100x100mm, Up to 25° of tilt and 360° continuous rotation, black | 1 |  | 1 Year | 200 | 0.33 | 134
3524 | Hanwha | SBP-59PVMW | Telescopic PVM uni-strut mount, 5'-9’ drop length, VESA compatible 75x75mm, 100x100mm, Up to 25° of tilt and 360° continuous rotation, white | 1 |  | 1 Year | 200 | 0.33 | 134
3525 | Hanwha | SBP-917PVMB | Telescopic PVM uni-strut mount, 9.5'-17’ drop length, VESA compatible 75x75mm, 100x100mm, Up to 25° of tilt and 360° continuous rotation, black | 1 |  | 1 Year | 250 | 0.33 | 167.5
3526 | Hanwha | SBP-917PVMW | Telescopic PVM uni-strut mount, 9.5'-17’ drop length, VESA compatible 75x75mm, 100x100mm, Up to 25° of tilt and 360° continuous rotation, white | 1 |  | 1 Year | 250 | 0.33 | 167.5
3527 | Hanwha | SPI-50 | IR emitter up to 200m (656 feet), 25˚ IR angle, 850nm wave length, 24VAC, IP67, -40°C ~ +60°C (-40°F ~ 140°F). Compatible with the TNU-6320 | 1 |  | 1 Year | 2250 | 0.33 | 1507.5
3528 | Hanwha | SHD-46VDB | Flush Door Jamb Lens Housing for SLA-T4680V lens (not included) and XNB-6001 (not included), black color | 1 |  | 1 Year | 150 | 0.33 | 100.5
3529 | Hanwha | SHD-46VDE | Flush Door Jamb Lens Housing for SLA-T4680V lens (not included) and XNB-6001 (not included), silver color | 1 |  | 1 Year | 150 | 0.33 | 100.5
3530 | Hanwha | SHP-3701H | PTZ Housing Accessory, IP66, IK10, Built-in Heater -58°F SCP-3430, SCP-3370, SCP-3250, SCP-2430, SCP-2370, SCP-2330, SCP-2270, SCP-2250, SCP-3371, SCP-2373, SCP-2371, SCP-2273, SCP-2271. SNP-5200, SNP-3371, SNP-3302, SNP-6321, SNP-6320, SNP-6201, SNP-6200, SNP-5430, SNP-5321, SNP-5320, SNP-5300, SNP-L6233/L5233 | 1 |  | 1 Year | 549 | 0.33 | 367.83
3531 | Hanwha | SHB-4300HP | Indoor/Outdoor PoE Housing w/Mounting Bracket Accessory, Heater/Blower, IP66 | 1 |  | 1 Year | 450 | 0.33 | 301.5
3532 | Hanwha | SHB-4300H1 | Indoor/Outdoor Housing w/Mounting Bracket Accessory, Heater/Blower -58°F~122°F, 24VAC, IP66 | 1 |  | 1 Year | 349 | 0.33 | 233.83
3533 | Hanwha | SHB-4200 | Indoor/Outdoor Housing w/Mounting Bracket Accessory, 14°F~122°F, IP66 | 1 |  | 1 Year | 90 | 0.33 | 60.3
3534 | Hanwha | SHB-4200H | Indoor/Outdoor Housing w/Mounting Bracket Accessory, Heater/Blower, -31°F~122°F, 24VAC, IP66 | 1 |  | 1 Year | 140 | 0.33 | 93.8
3535 | Hanwha | SMT-4033 | 40" LED Monitor, 1080p (1920x1080), DVI, HDMI, VGA, CVBS, 16:9 aspect ratio, Built-in Speaker (2W X 2), VESA DPM Compatible (100x100mm) | 1 |  | 1 Year | 2490 | 0.33 | 1668.3
3536 | Hanwha | SMT-3232A | 32" LED Monitor, 1080p (1920x1080), DVI, HDMI, VGA, Component (CVBS common), 16:9 aspect ratio, Built-in Speaker (10W X 1), VESA DPM Compatible (200x200mm) | 1 |  | 1 Year | 1690 | 0.33 | 1132.3
3537 | Hanwha | SMT-3233 | 32" LED Monitor, 1080p (1920x1080), DVI, HDMI, VGA, CVBS, 16:9 aspect ratio, Built-in Speaker (2W X 2), VESA DPM Compatible (100x100mm) | 1 |  | 1 Year | 1690 | 0.33 | 1132.3
3538 | Hanwha | SMT-3211PVM-PIP | 32" IP public view monitor,1080p (1920x1080), HDMI, VGA, ethernet, 16:9 aspect ratio, Built-in speaker (2x2 W), VESA mountable (100 x 100mm / 200 x 100mm), black casing, face detection display for visual deterrent, PIP, customizable text overlay with pre-configured "recording in progress" OSD, 2MP IP camera built-in, 4.6mm fixed lens(73.8°H), 150dB WDR, H.265/H.264/MJPEG, WiseStream II compression technology, micro SD/SDHC/SDXC, bi-directional audio, hallway view mode | 1 |  | 1 Year | 3899 | 0.33 | 2612.33
3539 | Hanwha | SMT-3211PVM | 32" IP public view monitor,1080p (1920x1080), HDMI, VGA, ethernet, 16:9 aspect ratio, Built-in speaker (2x2 W), VESA mountable (100 x 100mm / 200 x 100mm), black casing, face detection display for visual deterrent, customizable text overlay with pre-configured "recording in progress" OSD, 2MP IP camera built-in, 4.6mm fixed lens(73.8°H), 150dB WDR, H.265/H.264/MJPEG, WiseStream II compression technology, micro SD/SDHC/SDXC, bi-directional audio, hallway view mode | 1 |  | 1 Year | 3499 | 0.33 | 2344.33
3540 | Hanwha | SMT-2701PVM | 27" IP public view monitor,1080p (1920x1080), HDMI, VGA, ethernet, 16:9 aspect ratio, Built-in speaker (2x2 W), VESA mountable (100 x 100mm / 200 x 100mm), black casing, face detection display for visual deterrent, customizable text overlay with pre-configured "recording in progress" OSD, 2MP IP camera built-in, 4.6mm fixed lens(73.8°H), 150dB WDR, H.265/H.264/MJPEG, WiseStream II compression technology, micro SD/SDHC/SDXC, bi-directional audio, hallway view mode | 1 |  | 1 Year | 2699 | 0.33 | 1808.33
3541 | Hanwha | SMT-2702PVM | 27" IP public view monitor,1080p (1920x1080), HDMI, VGA, ethernet, 16:9 aspect ratio, Built-in speaker (2x2 W), VESA mountable (100 x 100mm / 200 x 100mm), white casing, face detection display for visual deterrent, customizable text overlay with pre-configured "recording in progress" OSD, 2MP IP camera built-in, 4.6mm fixed lens(73.8°H), 150dB WDR, H.265/H.264/MJPEG, WiseStream II compression technology, micro SD/SDHC/SDXC, bi-directional audio, hallway view mode | 1 |  | 1 Year | 2699 | 0.33 | 1808.33
3542 | Hanwha | SMT-2151PVM | 21.5" IP public view monitor,1080p (1920x1080), HDMI, VGA, ethernet, 16:9 aspect ratio, Built-in speaker (2x2 W), VESA mountable (100 x 100mm / 200 x 100mm), black casing, face detection display for visual deterrent, customizable text overlay with pre-configured "recording in progress" OSD, 2MP IP camera built-in, 4.6mm fixed lens(73.8°H), 150dB WDR, H.265/H.264/MJPEG, WiseStream II compression technology, micro SD/SDHC/SDXC, bi-directional audio, hallway view mode | 1 |  | 1 Year | 2149 | 0.33 | 1439.83
3543 | Hanwha | SMT-2152PVM | 21.5" IP public view monitor,1080p (1920x1080), HDMI, VGA, ethernet, 16:9 aspect ratio, Built-in speaker (2x2 W), VESA mountable (100 x 100mm / 200 x 100mm), white casing, face detection display for visual deterrent, customizable text overlay with pre-configured "recording in progress" OSD, 2MP IP camera built-in, 4.6mm fixed lens(73.8°H), 150dB WDR, H.265/H.264/MJPEG, WiseStream II compression technology, micro SD/SDHC/SDXC, bi-directional audio, hallway view mode | 1 |  | 1 Year | 2149 | 0.33 | 1439.83
3544 | Hanwha | SMT-2233 | 22" LED Monitor, 1080p (1920x1080), 2 BNC loop through, HDMI, 16:9 aspect ratio, Built-in Speaker (2W), Tempered Glass, VESA DPM Compatible | 1 |  | 1 Year | 990 | 0.33 | 663.3
3545 | Hanwha | SMT-1931 | 19" LED Monitor, 720p (1360x768), HDMI, BNC, VGA, 16:9 aspect ratio, Built-in Speaker (2W), VESA DPM Compatible | 1 |  | 1 Year | 490 | 0.33 | 328.3
3546 | Hanwha | SMT-1935 | 19" LED Monitor, 600TVL (1280 x 1024), 2 BNC Loop Through, HDMI, VGA, 4:3 aspect ratio, Built-in Speaker (2X1W), VESA DPM Compatible | 1 |  | 1 Year | 690 | 0.33 | 462.3
3547 | Hanwha | SPC-7000 | Controller, IP system keyboard with touch screen TFT LCD, Interchangeable 3D joystick & jog shuttle for left or right handed users, RS-485, DVR/NVR, Matrix & PTZ control, 1CH video input/output, SSM using USB interface only. | 1 |  | 1 Year | 1300 | 0.33 | 871
3548 | Hanwha | SPC-2010 | Controller, 3D joystick, 2 line text LCD display, built-in jog shuttle, up to 255 PTZ/zoom cameras, RS-485, DVR, supports Multi-protocol | 1 |  | 1 Year | 898 | 0.33 | 601.66
3549 | Hanwha | SPC-1010 | Controller, PTZ joystick controller, 2 line text LCD display, up to 255 PTZ/zoom cameras, RS-485 | 1 |  | 1 Year | 499 | 0.33 | 334.33
3550 | Hanwha | SPC-2000 | Controller, USB 3D joystick | 1 |  | 1 Year | 798 | 0.33 | 534.66
3551 | Hanwha | PWR-P-POE15 | PoE Injector, 15W, 10/100/1000Mbps Base-T, AC100~240V Input, 50/60Hz, 54VDC/.03Amp Output, CE/FCC Compliant, LED Indicator for Power and Network, Operational Temperature 32°F ~ 104°F (0 ~ 40°C) | 1 |  | 1 Year | 75 | 0.33 | 50.25
3552 | Hanwha | PWR-P-POE30 | PoE+ Injector, 30W, 10/100/1000Mbps Base-T, AC100~240V Input, 50/60Hz, 54VDC/.06Amp Output, CE/FCC Compliant, LED Indicator for Power and Network, Operational Temperature 32°F ~ 104°F (0 ~ 40°C) | 1 |  | 1 Year | 99 | 0.33 | 66.33
3553 | Hanwha | PWR-24AC-4-4UL | Power supply, 24 VAC, 4 Output, 4 Amps, Small Enclosure, UL LISTED, 110V only | 1 |  | 1 Year | 110 | 0.33 | 73.7
3554 | Hanwha | PWR-24AC-8-4UL | Power supply, 24 VAC, 8 Output, 4 Amps, Small Enclosure, UL LISTED, 110V only | 1 |  | 1 Year | 125 | 0.33 | 83.75
3555 | Hanwha | PWR-24AC-16-8UL | Power supply, 24 VAC, 16 Output, 8 Amps, Small Enclosure, UL LISTED, 110V only | 1 |  | 1 Year | 216 | 0.33 | 144.72
3556 | Hanwha | PWR-24AC-8-7 | Power supply, 24 VAC, 8 Output, 7.25 Amps, Small Enclosure, 110V only | 1 |  | 1 Year | 150 | 0.33 | 100.5
3557 | Hanwha | PWR-24AC-16-14 | Power supply, 24 VAC, 16 Output, 14.5 Amps, Small Enclosure, 110V only | 1 |  | 1 Year | 285 | 0.33 | 190.95
3558 | Hanwha | PWR-15DC-4-2UL | Power supply, 6-15 VDC, 4 Output, 2.5 Amps, Small Enclosure, UL LISTED, 110V only | 1 |  | 1 Year | 123 | 0.33 | 82.41
3559 | Hanwha | PWR-12DC-4-5 | Power supply, 12 VDC, 4 Output, 5 Amps, Small Enclosure, 110V only | 1 |  | 1 Year | 195 | 0.33 | 130.65
3560 | Hanwha | PWR-12DC-8-5 | Power supply, 12 VDC, 8 Output, 5 Amps, Small Enclosure, 110V only | 1 |  | 1 Year | 210 | 0.33 | 140.7
3561 | Hanwha | PWR-12DC-16-5 | Power supply, 12 VDC, 16 Output, 5 Amps, Small Enclosure, 110V only | 1 |  | 1 Year | 250 | 0.33 | 167.5
3562 | Hanwha | PWR-12DC-16-10 | Power supply, 12 VDC, 16 Output, 10 Amps, Large Enclosure, 110V only | 1 |  | 1 Year | 350 | 0.33 | 234.5
3563 | Hanwha | PWR-24AC-1-3-ULW | Power supply, 24 VAC, 1 Output, 3 Amps, Nema 4X Enclosure, UL Listed, 110V only | 1 |  | 1 Year | 205 | 0.33 | 137.35
3564 | Hanwha | PWR-24AC-50VA-UL | Power supply, 24VAC 50VA, UL Listed, 110V only | 1 |  | 1 Year | 27 | 0.33 | 18.09
3565 | Monaco/Keedex | AL-COV-C | Alarm Lock Keypad Cover for Cylindrical Locks | 1 |  | 1 Year | 68.85 | 0.15 | 58.5225
3566 | Monaco/Keedex | AL-COV-M | Alarm Lock Keypad Cover for Mortise Locks | 1 |  | 1 Year | 68.85 | 0.15 | 58.5225
3567 | Monaco/Keedex | AL-COV-P | Alarm Lock Keypad Cover for Panic Hardware | 1 |  | 1 Year | 68.85 | 0.15 | 58.5225
3568 | Monaco/Keedex | BOT LOC* | Combination Bottle Lock (Limited Inventory) | 1 |  | 1 Year | 26.51 | 0.15 | 22.5335
3569 | Monaco/Keedex | BRCAM | Cam Lock Stop Bracket (3/pk.) | 1 |  | 1 Year | 6.61 | 0.15 | 5.6185
3570 | Monaco/Keedex | DRLSR | Door Laser Guide For Core Drilling Doors | 1 |  | 1 Year | 331.98 | 0.15 | 282.183
3571 | Monaco/Keedex | EZ LOAD (New) | Quick Drive & Spring Loading Tool | 1 |  | 1 Year | 39.1 | 0.15 | 33.235
3572 | Monaco/Keedex | FB-14X24 | 1/4" X 24" Flex Bit | 1 |  | 1 Year | 20.2 | 0.15 | 17.17
3573 | Monaco/Keedex | FB-14X36 | 1/4" X 36" Flex Bit | 1 |  | 1 Year | 22.14 | 0.15 | 18.819
3574 | Monaco/Keedex | FB-14X48 | 1/4" X 48" Flex Bit | 1 |  | 1 Year | 24.32 | 0.15 | 20.672
3575 | Monaco/Keedex | FB-38X24 | 3/8" X 24" Flex Bit | 1 |  | 1 Year | 23.83 | 0.15 | 20.2555
3576 | Monaco/Keedex | FB-38X36 | 3/8" X 36" Flex Bit | 1 |  | 1 Year | 25.85 | 0.15 | 21.9725
3577 | Monaco/Keedex | FB-38X48 | 3/8" X 48" Flex Bit | 1 |  | 1 Year | 27.95 | 0.15 | 23.7575
3578 | Monaco/Keedex | GRD-8A | 8" Guard Knob Aluminum Power Coat | 1 |  | 1 Year | 116.22 | 0.15 | 98.787
3579 | Monaco/Keedex | GRD-8BLK | 8'' Guard Knob Black | 1 |  | 1 Year | 116.22 | 0.15 | 98.787
3580 | Monaco/Keedex | GRD-KNOB | 4" Knob Guard For Gates Aluminum Powder Coat | 1 |  | 1 Year | 61.79 | 0.15 | 52.5215
3581 | Monaco/Keedex | GRD-LVR | Weldable Lever Guard Approx. 10" x 16" 2 3/4" Bset w/Thru Bo | 1 |  | 1 Year | 102.75 | 0.15 | 87.3375
3582 | Monaco/Keedex | iCAN | iCan Access Control Housing - Accepts Two Single Gang Device | 1 |  | 1 Year | 304.75 | 0.15 | 259.0375
3583 | Monaco/Keedex | K-10 | G.M. Compressor | 1 |  | 1 Year | 16.6 | 0.15 | 14.11
3584 | Monaco/Keedex | K-12 | Protect-A-Lok - Lexan® - (Cream) | 1 |  | 1 Year | 42.09 | 0.15 | 35.7765
3585 | Monaco/Keedex | K-12D | Protect-A-Lok - Lexan® - (Dark Brown) | 1 |  | 1 Year | 42.09 | 0.15 | 35.7765
3586 | Monaco/Keedex | K-12S | Protect-A-Lok - Stainless Steel (US32D) | 1 |  | 1 Year | 141.4 | 0.15 | 120.19
3587 | Monaco/Keedex | K-12S-212 | Protect-A-Lok - Stainless Steel - 2 1/2" Projection (US32D) | 1 |  | 1 Year | 120.04 | 0.15 | 102.034
3588 | Monaco/Keedex | K-12S-L | Protect-A-Lok - Stainless Steel - Large (US32D) | 1 |  | 1 Year | 157.54 | 0.15 | 133.909
3589 | Monaco/Keedex | K-12S-L512 | Protect-A-Lok - Stainless Steel - Large 5 1/2" Projection (US32D) | 1 |  | 1 Year | 155.74 | 0.15 | 132.379
3590 | Monaco/Keedex | K-12S-SGT | Protect-A-Lok - Stainless Steel - Sargent Exit Devices (US32D) | 1 |  | 1 Year | 144.17 | 0.15 | 122.5445
3591 | Monaco/Keedex | K-12S-VON | Protect-A-Lok - Stainless Steel - Von Duprin Exit Devices (US32D | 1 |  | 1 Year | 151.2 | 0.15 | 128.52
3592 | Monaco/Keedex | K-12S-XL24 | Protect-A-Lok - Stainless Steel - Extra Large 24" Long (US32D) | 1 |  | 1 Year | 258.96 | 0.15 | 220.116
3593 | Monaco/Keedex | K-12S-XL34 | Protect-A-Lok - Stainless Steel - Extra Large 34" Long (US32D) | 1 |  | 1 Year | 396.54 | 0.15 | 337.059
3594 | Monaco/Keedex | K-12S-XL41 | Protect-A-Lok - Stainless Steel - Extra Large 41" Long (US32D) | 1 |  | 1 Year | 466 | 0.15 | 396.1
3595 | Monaco/Keedex | K-12S-YALE | Protect-A-Lok - Stainless Steel - Yale Exit Devices (US32D) | 1 |  | 1 Year | 138.78 | 0.15 | 117.963
3596 | Monaco/Keedex | K-12X4 | Carbide Tip Safe Drill Bit 1/2" x 4" | 1 |  | 1 Year | 16.85 | 0.15 | 14.3225
3597 | Monaco/Keedex | K-12X6 | Carbide Tip Safe Drill Bit 1/2" x 6" | 1 |  | 1 Year | 15.52 | 0.15 | 13.192
3598 | Monaco/Keedex | K-14 | Safe Buster With Standard Collar | 1 |  | 1 Year | 346.46 | 0.15 | 294.491
3599 | Monaco/Keedex | K-14-MIL | Safe Buster With Old Style Milwaukee Collar | 1 |  | 1 Year | 346.46 | 0.15 | 294.491
3600 | Monaco/Keedex | K-14X13 | Carbide Tip Safe Drill Bit 1/4" x 13" | 1 |  | 1 Year | 15.22 | 0.15 | 12.937
3601 | Monaco/Keedex | K-14X4 | Carbide Tip Safe Drill Bit 1/4" x 4" | 1 |  | 1 Year | 10.65 | 0.15 | 9.0525
3602 | Monaco/Keedex | K-14X6 | Carbide Tip Safe Drill Bit 1/4" x 6" | 1 |  | 1 Year | 13.56 | 0.15 | 11.526
3603 | Monaco/Keedex | K-15A | Double Door Style Guard - Aluminum | 1 |  | 1 Year | 28.5 | 0.15 | 24.225
3604 | Monaco/Keedex | K-15B | Double Door Style Guard - Duranodic | 1 |  | 1 Year | 28.5 | 0.15 | 24.225
3605 | Monaco/Keedex | K-16 | Safe Repair Kit | 1 |  | 1 Year | 90.76 | 0.15 | 77.146
3606 | Monaco/Keedex | K-17 | Security Guide & Bolt | 1 |  | 1 Year | 12.78 | 0.15 | 10.863
3607 | Monaco/Keedex | K-18 | Change Key Set | 1 |  | 1 Year | 174.28 | 0.15 | 148.138
3608 | Monaco/Keedex | K-19 | Profile Cylinder Follower | 1 |  | 1 Year | 16.58 | 0.15 | 14.093
3609 | Monaco/Keedex | K-20A | Offset Style Guard - Aluminum | 1 |  | 1 Year | 32.16 | 0.15 | 27.336
3610 | Monaco/Keedex | K-20B | Offset Style Guard - Duranodic | 1 |  | 1 Year | 32.16 | 0.15 | 27.336
3611 | Monaco/Keedex | K-21A | 4 1/2" Style Guard - Aluminum | 1 |  | 1 Year | 33.46 | 0.15 | 28.441
3612 | Monaco/Keedex | K-21B | 4 1/2" Style Guard - Duranodic | 1 |  | 1 Year | 33.46 | 0.15 | 28.441
3613 | Monaco/Keedex | K-22 | Lever Opening Tool | 1 |  | 1 Year | 60.99 | 0.15 | 51.8415
3614 | Monaco/Keedex | K-22-5+ | Lever Opening Tool (Use Stock Number when ordering 5 or Mor | 1 |  | 1 Year | 57.92 | 0.15 | 49.232
3615 | Monaco/Keedex | K-22CABLE | Replacement Cable for K-22 Lever Opening Tool | 1 |  | 1 Year | 9.93 | 0.15 | 8.4405
3616 | Monaco/Keedex | K-23 | Scope For Mini-Flashlights | 1 |  | 1 Year | 9.93 | 0.15 | 8.4405
3617 | Monaco/Keedex | K-24-10 | Cylinder Guard Ring - Plated - US10 (Satin Bronze) | 1 |  | 1 Year | 20.34 | 0.15 | 17.289
3618 | Monaco/Keedex | K-24-19 | Cylinder Guard Ring - Powder Coat - US19 (Black) | 1 |  | 1 Year | 15.22 | 0.15 | 12.937
3619 | Monaco/Keedex | K-24-26 | Cylinder Guard Ring - Plated - US26 (Polished Chrome) | 1 |  | 1 Year | 15.86 | 0.15 | 13.481
3620 | Monaco/Keedex | K-24-26D | Cylinder Guard Ring - Plated - US26D (Satin Chrome) | 1 |  | 1 Year | 17.24 | 0.15 | 14.654
3621 | Monaco/Keedex | K-24-3 | Cylinder Guard Ring - Plated - US3 (Bright Brass) | 1 |  | 1 Year | 17.38 | 0.15 | 14.773
3622 | Monaco/Keedex | K-24A | Cyl. Guard Ring - Six Pak - Powder Coat - Aluminum | 1 |  | 1 Year | 37.77 | 0.15 | 32.1045
3623 | Monaco/Keedex | K-24A-1PK | Cyl Guard Ring - Powder Coat Alum (1 ea. Ring, Washer, Spacer | 1 |  | 1 Year | 8.72 | 0.15 | 7.412
3624 | Monaco/Keedex | K-24A-NSPB | Cylinder Guard Ring - Ring & Washer Only-Alum - BULK Bags | 1 |  | 1 Year | 5.34 | 0.15 | 4.539
3625 | Monaco/Keedex | K-24B | Cylinder Guard Ring - Six Pak - Powder Coat - Duranodic | 1 |  | 1 Year | 37.77 | 0.15 | 32.1045
3626 | Monaco/Keedex | K-24B-1PK | Cyl. Grd Ring - Powder Coat Duro (1 ea. Ring, Washer, Spacer) | 1 |  | 1 Year | 8.72 | 0.15 | 7.412
3627 | Monaco/Keedex | K-24B-NSPB | Cyl Grd - Ring & Washer Only-Dura - BULK Baged (min 100+) | 1 |  | 1 Year | 5.34 | 0.15 | 4.539
3628 | Monaco/Keedex | K-24L-10 | Large (1 1/4" - 1 3/8") Cyl Guard Ring-Plated-US10 Satin Bronze | 1 |  | 1 Year | 21.45 | 0.15 | 18.2325
3629 | Monaco/Keedex | K-24L-26 | Large (1 1/4" - 1 3/8") Cyl Guard- Plated-US26 Polished Chrome | 1 |  | 1 Year | 20.01 | 0.15 | 17.0085
3630 | Monaco/Keedex | K-24L-26D | Large (1 1/4" - 1 3/8") Cyl Guard - Plated-US26D (Satin Chrome) | 1 |  | 1 Year | 18.35 | 0.15 | 15.5975
3631 | Monaco/Keedex | K-24L-3 | Large (1 1/4" - 1 3/8") Cyl Guard Ring - Plated-US3 (Bright Brass | 1 |  | 1 Year | 17.79 | 0.15 | 15.1215
3632 | Monaco/Keedex | K-24LA | Large (1 1/4" - 1 3/8") CylGuard Ring - Powder Coat- Aluminum | 1 |  | 1 Year | 8.72 | 0.15 | 7.412
3633 | Monaco/Keedex | K-24LB | Large (1 1/4" - 1 3/8") Cylinder Guard Ring - Powder Coat - Dur | 1 |  | 1 Year | 8.72 | 0.15 | 7.412
3634 | Monaco/Keedex | K-24SPA | Cyl. Guard Rings Only-6 Pak-Pder Coat-Alum(No Wshr or Spcr) | 1 |  | 1 Year | 29.14 | 0.15 | 24.769
3635 | Monaco/Keedex | K-24SPB | Cyl. Guard Rings Only-6 Pak-Pder Coat- Dura(No Wshr or Spcr) | 1 |  | 1 Year | 29.14 | 0.15 | 24.769
3636 | Monaco/Keedex | K-3 | Straight Shot Clip Removal Tool | 1 |  | 1 Year | 49.78 | 0.15 | 42.313
3637 | Monaco/Keedex | K-316X4 | Carbide Tip Safe Drill Bit 3/16" x 4" | 1 |  | 1 Year | 8.99 | 0.15 | 7.6415
3638 | Monaco/Keedex | K-316X6 | Carbide Tip Safe Drill Bit 3/16" x 6" | 1 |  | 1 Year | 12.4 | 0.15 | 10.54
3639 | Monaco/Keedex | K-38X4 | Carbide Tip Safe Drill Bit 3/8" x 4" | 1 |  | 1 Year | 12.45 | 0.15 | 10.5825
3640 | Monaco/Keedex | K-38X6 | Carbide Tip Safe Drill Bit 3/8" x 6" | 1 |  | 1 Year | 15.86 | 0.15 | 13.481
3641 | Monaco/Keedex | K-4 | G.M. Decoder | 1 |  | 1 Year | 31.96 | 0.15 | 27.166
3642 | Monaco/Keedex | K-5 | Speedo II 12v. DC Motor | 1 |  | 1 Year | 293.55 | 0.15 | 249.5175
3643 | Monaco/Keedex | K-516X4 | Carbide Tip Safe Drill Bit 5/16" x 4" | 1 |  | 1 Year | 11.57 | 0.15 | 9.8345
3644 | Monaco/Keedex | K-516X6 | Carbide Tip Safe Drill Bit 5/16" x 6" | 1 |  | 1 Year | 14.11 | 0.15 | 11.9935
3645 | Monaco/Keedex | K-6 | Master Follower | 1 |  | 1 Year | 32.13 | 0.15 | 27.3105
3646 | Monaco/Keedex | K-6-COR | Master Follower-Corbin Russwin Combo (.500 & .550 plugs) Foll | 1 |  | 1 Year | 130.86 | 0.15 | 111.231
3647 | Monaco/Keedex | K-7 | G.M./Ford Lock Block | 1 |  | 1 Year | 49.78 | 0.15 | 42.313
3648 | Monaco/Keedex | K-7-10C | 10 Cut G.M. Lock Block | 1 |  | 1 Year | 49.78 | 0.15 | 42.313
3649 | Monaco/Keedex | K-8 | Impressioning Plate (Chrysler, Ford, AMC, Toyota, Nissan & Ca | 1 |  | 1 Year | 41.48 | 0.15 | 35.258
3650 | Monaco/Keedex | K-8B | Impressioning Plate•Honda, Mazda, Nissan 82,Toyota 83+ & DD | 1 |  | 1 Year | 41.48 | 0.15 | 35.258
3651 | Monaco/Keedex | K-9A | 4" Style Guard-Aluminum | 1 |  | 1 Year | 34.12 | 0.15 | 29.002
3652 | Monaco/Keedex | K-9B | 4" Style Guard-Duranodic | 1 |  | 1 Year | 34.12 | 0.15 | 29.002
3653 | Monaco/Keedex | K-B18X3 | Carbide Tip Safe Drill Bit 1/8" x 3" | 1 |  | 1 Year | 8.99 | 0.15 | 7.6415
3654 | Monaco/Keedex | K-BX4102 | Blank Weldable Box 4" W x 10" L x 2 "H - No Holes | 1 |  | 1 Year | 91.32 | 0.15 | 77.622
3655 | Monaco/Keedex | K-BX4152 | Blank Weldable Box 4" W x 15" L x 2 "H - No Holes | 1 |  | 1 Year | 91.32 | 0.15 | 77.622
3656 | Monaco/Keedex | K-BX4152-AL | Blank Aluminum Weldable Box 4" W x 15" L x 2 "H - No Holes | 1 |  | 1 Year | 172.95 | 0.15 | 147.0075
3657 | Monaco/Keedex | K-BX453525 | Blank Weldable Box 4 1/2" Wx 3 1/2" L x 2 1/2"H - No Holes | 1 |  | 1 Year | 36.11 | 0.15 | 30.6935
3658 | Monaco/Keedex | K-BX458175 | Blank Weldable Box 1 3/4" W x 4 1/2" L x 8" H - No Holes | 1 |  | 1 Year | 63.92 | 0.15 | 54.332
3659 | Monaco/Keedex | K-BX515175 | Blank Weldable Box 1 3/4" W x 5" L x 15" H - No Holes | 1 |  | 1 Year | 90.99 | 0.15 | 77.3415
3660 | Monaco/Keedex | K-BX515175-AL | Aluminum Blank Weldable Box 1 3/4" W x 5" L x 15" H - No Hol | 1 |  | 1 Year | 176.41 | 0.15 | 149.9485
3661 | Monaco/Keedex | K-BX516175 | Blank Weld Box 5" x 18" 1 3/4" | 1 |  | 1 Year | 91.32 | 0.15 | 77.622
3662 | Monaco/Keedex | K-BX711150 | Blank Weldable Box 7" W x 11" L x 1 1/2" H - No Holes | 1 |  | 1 Year | 126.27 | 0.15 | 107.3295
3663 | Monaco/Keedex | K-BX95552* | Weldable Box for Onity Reader Exit Device | 1 |  | 1 Year | 93.39 | 0.15 | 79.3815
3664 | Monaco/Keedex | K-BX95552-AL* | Aluminum Weldable Box for Onity Reader Exit Device | 1 |  | 1 Year | 175.03 | 0.15 | 148.7755
3665 | Monaco/Keedex | K-BXA/R | Lock Box Adams Rite 1 1/8" B/S 1850S, 1851S, 4511, 4710 & 4711 | 1 |  | 1 Year | 35.28 | 0.15 | 29.988
3666 | Monaco/Keedex | K-BXA/R-11/2 | Lock Box Adams Rite 1 1/2" B/S 1850S, 1851S, 4511, 4710 & 4711 | 1 |  | 1 Year | 35.28 | 0.15 | 29.988
3667 | Monaco/Keedex | K-BXA/R-31/32 | Lock Box Adams Rite 131/32" B/S 850S, 1851S, 4511, 4710 & 4711 | 1 |  | 1 Year | 35.5 | 0.15 | 30.175
3668 | Monaco/Keedex | K-BXA/R-AL | Alum Box Adams Rite 1850S, 1851S, 4511, 4710 & 4711, 1 1/8" B/ | 1 |  | 1 Year | 53.27 | 0.15 | 45.2795
3669 | Monaco/Keedex | K-BXA/R-E | Lock Box A/Rite - Alarm Lock DL1200, Locknetics KC9111, 1 1/ | 1 |  | 1 Year | 82.96 | 0.15 | 70.516
3670 | Monaco/Keedex | K-BXA/R-EC | Lock Box Adams Rite - Codelock CL460 & CL465 1 1/8" B/S | 1 |  | 1 Year | 69.54 | 0.15 | 59.109
3671 | Monaco/Keedex | K-BXA/R-NH | Lock Box Adams Rite 1850S, 1851S No Cylinder Holes | 1 |  | 1 Year | 33.48 | 0.15 | 28.458
3672 | Monaco/Keedex | K-BXA/R950-AL | Aluminum - for DIGITAL 950 1 1/8" Backset | 1 |  | 1 Year | 53.27 | 0.15 | 45.2795
3673 | Monaco/Keedex | K-BXAD | Gate Box Schlage AD Series, 200/250/400 Cylindrical 2 3/4" BS | 1 |  | 1 Year | 183.55 | 0.15 | 156.0175
3674 | Monaco/Keedex | K-BXBEST-93KV | Weldable Box - Best 93KV | 1 |  | 1 Year | 149.1 | 0.15 | 126.735
3675 | Monaco/Keedex | K-BXBOLT-ON1 | Bolt On Gate Box for Digital 210 | 1 |  | 1 Year | 40.82 | 0.15 | 34.697
3676 | Monaco/Keedex | K-BXCL4000 | Weld Box CodeLock 4000 2 3/4" B/S CL4010 & CL2010 w/LBFR | 1 |  | 1 Year | 83.1 | 0.15 | 70.635
3677 | Monaco/Keedex | K-BXCL500 | Weldable Box CodeLockCL500 Series 2 3/4"BS 510/515 | 1 |  | 1 Year | 95.14 | 0.15 | 80.869
3678 | Monaco/Keedex | K-BXCL500-AL | Alum. Weld Box CodeLockCL500 Series 2 3/4"BS 510/515 | 1 |  | 1 Year | 142.73 | 0.15 | 121.3205
3679 | Monaco/Keedex | K-BXCL6000 | Weldable Gate Box for CodeLock 6000 | 1 |  | 1 Year | 69.26 | 0.15 | 58.871
3680 | Monaco/Keedex | K-BXCOB | Box For Schlage Cobra | 1 |  | 1 Year | 86.48 | 0.15 | 73.508
3681 | Monaco/Keedex | K-BXCOB-AL | Aluminum Box For Schlage Cobra | 1 |  | 1 Year | 143.48 | 0.15 | 121.958
3682 | Monaco/Keedex | K-BXCOV | Box Cover. Can Be Used With Many Of Our Boxes. Weld or Use | 1 |  | 1 Year | 34.26 | 0.15 | 29.121
3683 | Monaco/Keedex | K-BXCYLD (NEW) | 14" Cyl Box DormaKaba 79RT, 79B, 760, 770 | 1 |  | 1 Year | 152.2 | 0.15 | 129.37
3684 | Monaco/Keedex | K-BXCYLD-AL (NEW) | 14" Aluminum Cyl. Box DormaKaba 79RT, 79B, 760, 770 | 1 |  | 1 Year | 204.08 | 0.15 | 173.468
3685 | Monaco/Keedex | K-BXDBL | Lock Box Double, 2 3/8" Backset, 2 1/8" Holes 1 1/2" Wide | 1 |  | 1 Year | 18.26 | 0.15 | 15.521
3686 | Monaco/Keedex | K-BXDBL-AL | Alum Lock Box Double, 2 3/8" Backset, 2 1/8" Holes 1 5/8" W | 1 |  | 1 Year | 33.21 | 0.15 | 28.2285
3687 | Monaco/Keedex | K-BXDBL234 | Lock Box Dbl., 2 3/4" B/S, 2 1/8" Holes 4" Center • H Series Loc | 1 |  | 1 Year | 54.6 | 0.15 | 46.41
3688 | Monaco/Keedex | K-BXDBL234-2D | 2" Wide Lock Box Dbl, 2 3/4" BS, 2 1/8" Hole, Indented to 1 3/4" | 1 |  | 1 Year | 77.48 | 0.15 | 65.858
3689 | Monaco/Keedex | K-BXDBL234-2DAL | 2" WAlum Box Single, 2 3/4" BS, 2 1/8" Hole,Indented to 1 3/4" | 1 |  | 1 Year | 138.36 | 0.15 | 117.606
3690 | Monaco/Keedex | K-BXDBL234-2W | Box Dbl., 2 3/4" B/S, 2 1/8" Holes 4" Center • H series 2" Wide | 1 |  | 1 Year | 62.95 | 0.15 | 53.5075
3691 | Monaco/Keedex | K-BXDBL234-AL | Alum Box Dbl., 2 3/4" B/S, 2 1/8" Holes 4" Center • H series | 1 |  | 1 Year | 98.6 | 0.15 | 83.81
3692 | Monaco/Keedex | K-BXDBL234-AL-2 | Alum Lock Box Dbl., 2 3/4" B/S, 2 1/8" Holes 4" CtoC • H series | 1 |  | 1 Year | 114.15 | 0.15 | 97.0275
3693 | Monaco/Keedex | K-BXDBL234-EL | Gate Box Universal Electonic and Additional Cylindrical Lock | 1 |  | 1 Year | 125.58 | 0.15 | 106.743
3694 | Monaco/Keedex | K-BXDBL234-SS | Stainless Steel Lock Box Dbl., 2 3/4" B/S, 2 1/8" Holes 4" Center | 1 |  | 1 Year | 159.81 | 0.15 | 135.8385
3695 | Monaco/Keedex | K-BXDBL-ES | Ex. Slim L. Box Dbl., 2 3/8" Backset, 2 1/8" Holes (1" wide) | 1 |  | 1 Year | 13.01 | 0.15 | 11.0585
3696 | Monaco/Keedex | K-BXDBL-S | Slim L. Box Dbl., 2 3/8" Backset, 2 1/8" Holes (1 1/4" wide) | 1 |  | 1 Year | 17.1 | 0.15 | 14.535
3697 | Monaco/Keedex | K-BXDIG-1150 | Weldable Gate Box Digital 1150 | 1 |  | 1 Year | 70.43 | 0.15 | 59.8655
3698 | Monaco/Keedex | K-BXDIG-1150-AL | Aluminum Weldable Gate Box Digital 1150 | 1 |  | 1 Year | 132.41 | 0.15 | 112.5485
3699 | Monaco/Keedex | K-BXDIG23 | Box For Codelocks 410/415. Digital Systems 2210, 2230, 3230 & 3 | 1 |  | 1 Year | 68.49 | 0.15 | 58.2165
3700 | Monaco/Keedex | K-BXDIG23-AL | Aluminum Box CodeLocks 410/415 Digital Sys. 2210. 2230, 2330 | 1 |  | 1 Year | 133.19 | 0.15 | 113.2115
3701 | Monaco/Keedex | K-BXDIG-DBL | Spacer Plate for Double Digital Locks | 1 |  | 1 Year | 19.37 | 0.15 | 16.4645
3702 | Monaco/Keedex | K-BXE2000* | Weldable Box Kaba E-Plex 2000, E760, Oracode Cyl. | 1 |  | 1 Year | 104.46 | 0.15 | 88.791
3703 | Monaco/Keedex | K-BXED-8400 | Weldable Box for Adams Rite 8400 Panic | 1 |  | 1 Year | 91.29 | 0.15 | 77.5965
3704 | Monaco/Keedex | K-BXEDCR | Box Cal-Royal Exit Device F2200/F2260Vw/ENT-00L, STR-05L, | 1 |  | 1 Year | 83.71 | 0.15 | 71.1535
3705 | Monaco/Keedex | K-BXEDCR-2 | 2" Deep Box Cal-Royal Devices | 1 |  | 1 Year | 89.93 | 0.15 | 76.4405
3706 | Monaco/Keedex | K-BXED-ETPDLV99 | Alarm Lock ETPDL w/VonDuprin 99 Exit Gate Friendly 2"** | 1 |  | 1 Year | 138.36 | 0.15 | 117.606
3707 | Monaco/Keedex | * *Requires longer | tailpiece/spindle Our Part Number - S6146 | 1 |  | 1 Year | 61.13 | 0.15 | 51.9605
3708 | Monaco/Keedex | K-BXED-F19 | Gate Box for Falcon 19 Serices Panic Hardware | 1 |  | 1 Year | 109.66 | 0.15 | 93.211
3709 | Monaco/Keedex | K-BXED-INT | Box for International 8000 Series Panic Hardware | 1 |  | 1 Year | 122.03 | 0.15 | 103.7255
3710 | Monaco/Keedex | K-BXED-K3000 | Weldable Box Kaba 3000 4Exit w/ A/R 4900 | 1 |  | 1 Year | 116.22 | 0.15 | 98.787
3711 | Monaco/Keedex | K-BXED-LP (NEW) | Weld Box Doema/Kaba LP1000 - Universal - U Drill For Suited P | 1 |  | 1 Year | 177.46 | 0.15 | 150.841
3712 | Monaco/Keedex | K-BXED-LPV22 (NEW) | Weld Box Doema/Kaba LP1000 - Universal - For VonDuprin 22 | 1 |  | 1 Year | 177.46 | 0.15 | 150.841
3713 | Monaco/Keedex | K-BXED-LPV99 (NEW) | Weld Box Doema/Kaba LP1000 - Universal - For VonDuprin 98 | 1 |  | 1 Year | 177.46 | 0.15 | 150.841
3714 | Monaco/Keedex | K-BXED-V22 | Box for Von Duprin 22 Series w/DT, NL, K or L Trim 1.5" Thick | 1 |  | 1 Year | 82.88 | 0.15 | 70.448
3715 | Monaco/Keedex | K-BXED-V22-2 | Box for Von Duprin 22 Series w/DT, NL, K or L Trim 2" Thick | 1 |  | 1 Year | 86.42 | 0.15 | 73.457
3716 | Monaco/Keedex | K-BXED-V22-2AL NEW | Alum Box Von Duprin 22 Series w/DT, NL, K or L Trim 2" Wid | 1 |  | 1 Year | 142.51 | 0.15 | 121.1335
3717 | Monaco/Keedex | K-BXED-V990L-A2 | 2"Wide Alum Box Von Duprin 99 Exit Device w/ 990NL Trim | 1 |  | 1 Year | 190.25 | 0.15 | 161.7125
3718 | Monaco/Keedex | K-BXED-V990NL-2 | 2" Wide Box Von Duprin 99 Exit Device w/ 990NL Trim | 1 |  | 1 Year | 177.46 | 0.15 | 150.841
3719 | Monaco/Keedex | K-BXED-V992L-2 | 2" Wide Box Von Duprin 99 Device w/992L, 994L & 996L Trim | 1 |  | 1 Year | 177.46 | 0.15 | 150.841
3720 | Monaco/Keedex | K-BXED-V992L-A2 | 2" Wide Alum Box Von Dup 99 Device w/992L, 994L & 996LTrim | 1 |  | 1 Year | 197.86 | 0.15 | 168.181
3721 | Monaco/Keedex | K-BXED-V992L-AL* | 1 3/4" Wide Alum Von Duprin 99 Exit w/992L, 994L & 996LTri | 1 |  | 1 Year | 172.95 | 0.15 | 147.0075
3722 | Monaco/Keedex | K-BXED-WA | Weldable Box for Schlage WA993 | 1 |  | 1 Year | 190.38 | 0.15 | 161.823
3723 | Monaco/Keedex | K-BXES1 | Electric Strike Box-Trine 005 • Rofu 1106 • Eff 11BS | 1 |  | 1 Year | 32.51 | 0.15 | 27.6335
3724 | Monaco/Keedex | K-BXES10 | Electric Strike Box - Von Duprin 6215 | 1 |  | 1 Year | 50.23 | 0.15 | 42.6955
3725 | Monaco/Keedex | K-BXES12* | Electric Strike Box - FolgerAdams 640 | 1 |  | 1 Year | 117.61 | 0.15 | 99.9685
3726 | Monaco/Keedex | K-BXES14 | Electric Strike Box - Von Duprin 6112 | 1 |  | 1 Year | 85.37 | 0.15 | 72.5645
3727 | Monaco/Keedex | K-BXES16 | Strike Box Prepared for Large ANSI Strike - HES 5900 | 1 |  | 1 Year | 36.2 | 0.15 | 30.77
3728 | Monaco/Keedex | K-BXES17 | Strike Box Large ANSI | 1 |  | 1 Year | 36.2 | 0.15 | 30.77
3729 | Monaco/Keedex | K-BXES2 | Strike Box-Rofu 1402,1702 & 3402 • Eff 33,41,51,53 &7114. A/R 7 | 1 |  | 1 Year | 36.33 | 0.15 | 30.8805
3730 | Monaco/Keedex | K-BXES2-AL* | Alum Strike Box-Rofu 1402,1702 & 3402 • Eff 3314... A/R 7000… | 1 |  | 1 Year | 60.88 | 0.15 | 51.748
3731 | Monaco/Keedex | K-BXES3A | Strike Box-AdamsRite 7100, 7101 & 7140 • H.E.S. 5000Uw/501-O | 1 |  | 1 Year | 36.33 | 0.15 | 30.8805
3732 | Monaco/Keedex | K-BXES3A-AL | Aluminum Strike Box-Adams Rite 7100, 7101 & 7140 | 1 |  | 1 Year | 60.88 | 0.15 | 51.748
3733 | Monaco/Keedex | K-BXES4 | Strike Box - Von Duprin 3140 & 6211 • F/A 712 & 712-75 | 1 |  | 1 Year | 36.33 | 0.15 | 30.8805
3734 | Monaco/Keedex | K-BXES4-11G | Alum Strike Box 11 Guage - Von Duprin 3140 & 6211 • F/A 712 | 1 |  | 1 Year | 213.08 | 0.15 | 181.118
3735 | Monaco/Keedex | K-BXES4-AL | Alum Strike Box - Von Duprin 3140 & 6211 • F/A 712 & 712-75 | 1 |  | 1 Year | 60.88 | 0.15 | 51.748
3736 | Monaco/Keedex | K-BXES45 | Weldable Strike Box HES4500 | 1 |  | 1 Year | 36.33 | 0.15 | 30.8805
3737 | Monaco/Keedex | K-BXES5 | Electric Strike Box - H.E.S. 1003 & 1006 | 1 |  | 1 Year | 36.33 | 0.15 | 30.8805
3738 | Monaco/Keedex | K-BXES51 | Elecrtric Strike Box Von Duprin 5100 | 1 |  | 1 Year | 36.33 | 0.15 | 30.8805
3739 | Monaco/Keedex | K-BXES6 | Electric Strike Box - H.E.S. 7001 (7000 series with 701 option) | 1 |  | 1 Year | 36.33 | 0.15 | 30.8805
3740 | Monaco/Keedex | K-BXES7 | Heavy Duty Electric Strike Box - FolgerAdams 310-2 3/4 (1/8" T | 1 |  | 1 Year | 123.69 | 0.15 | 105.1365
3741 | Monaco/Keedex | K-BXES8 | Electric Strike Box-Trine 001 | 1 |  | 1 Year | 36.33 | 0.15 | 30.8805
3742 | Monaco/Keedex | K-BXES8-AL | Aluminum Electric Strike Box-Trine 001 | 1 |  | 1 Year | 102.75 | 0.15 | 87.3375
3743 | Monaco/Keedex | K-BXES9 | Electric Strike Box - H.E.S. 7501 | 1 |  | 1 Year | 36.33 | 0.15 | 30.8805
3744 | Monaco/Keedex | K-BXES-EN400 | Electric Strike Box-Trine EN400 Series | 1 |  | 1 Year | 39.99 | 0.15 | 33.9915
3745 | Monaco/Keedex | K-BXES-EN400AL | Aluminum Electric Strike Box-Trine EN400 Series | 1 |  | 1 Year | 72.31 | 0.15 | 61.4635
3746 | Monaco/Keedex | K-BXIL* | 10" DormaKaba 700II (Limited Number Still Available) | 1 |  | 1 Year | 94.78 | 0.15 | 80.563
3747 | Monaco/Keedex | K-BXIL-710 | Lock Box - DormaKaba 710 | 1 |  | 1 Year | 113.71 | 0.15 | 96.6535
3748 | Monaco/Keedex | K-BXIL-710-II | Lock Box - DormaKaba 710-II | 1 |  | 1 Year | 133.66 | 0.15 | 113.611
3749 | Monaco/Keedex | K-BXIL-710-IIAL | Aluminum Lock Box - DormaKaba Ilco 710-II | 1 |  | 1 Year | 184.52 | 0.15 | 156.842
3750 | Monaco/Keedex | K-BXIL-AL* | Alum Lock Box - DormaKaba Ilco 700II (Limited # Still Available | 1 |  | 1 Year | 159.12 | 0.15 | 135.252
3751 | Monaco/Keedex | K-BXIL-RF | 12"Box-DormaKaba Mortise Styles for 700II, 760E, E2000 "Radi | 1 |  | 1 Year | 118.3 | 0.15 | 100.555
3752 | Monaco/Keedex | K-BXIL-RFL* | 14" Box-DormaKaba Mortise Styles USE K-BXMORD | 1 |  | 1 Year | 152.2 | 0.15 | 129.37
3753 | Monaco/Keedex | K-BXIL-RFL-AL* | 14"Alum.-DormaKaba Mortise Styles USE K-BXMORD-AL | 1 |  | 1 Year | 204.08 | 0.15 | 173.468
3754 | Monaco/Keedex | K-BXINT-L-SS | Intellikey Box Left Hand - Stainless Steel | 1 |  | 1 Year | 100.45 | 0.15 | 85.3825
3755 | Monaco/Keedex | K-BXINT-R | Intellikey Box Right Hand | 1 |  | 1 Year | 44 | 0.15 | 37.4
3756 | Monaco/Keedex | K-BXINT-R-SS | Intellikey Box Right Hand - Stainless Steel | 1 |  | 1 Year | 100.45 | 0.15 | 85.3825
3757 | Monaco/Keedex | K-BXLOC5100 | Weldable Box Locknetics PRO5100 | 1 |  | 1 Year | 94.17 | 0.15 | 80.0445
3758 | Monaco/Keedex | K-BXMAR-3700 | Weldable Box Marks W3700. W3800 | 1 |  | 1 Year | 53.27 | 0.15 | 45.2795
3759 | Monaco/Keedex | K-BXMAR-IQ | Weldable Box Marks iQue™. IEI Door Guard™ LS-1. Locknetics | 1 |  | 1 Year | 115.67 | 0.15 | 98.3195
3760 | Monaco/Keedex | K-BXMAR-IQ-AL | Alum. Weld. Box Marks iQue™ IEI Door Guard™ LS-1. Lockneti | 1 |  | 1 Year | 174.28 | 0.15 | 148.138
3761 | Monaco/Keedex | K-BXMAR-IQ-SS | Stainless Box Marks iQue™ IEI Door Guard™ LS-1. Locknetics C | 1 |  | 1 Year | 308.21 | 0.15 | 261.9785
3762 | Monaco/Keedex | K-BXMAS | Weldable Gate Box - Kaba Mas (Mas-Hamilton) Power Lever | 1 |  | 1 Year | 75.35 | 0.15 | 64.0475
3763 | Monaco/Keedex | K-BXMON | Weldable Gate Box - Monument 2210 | 1 |  | 1 Year | 75.35 | 0.15 | 64.0475
3764 | Monaco/Keedex | K-BXMOR1 | Mortise Box - Schlage L Series • Sargent 7700/8100 • Yale 46, 86 | 1 |  | 1 Year | 76.1 | 0.15 | 64.685
3765 | Monaco/Keedex | K-BXMOR1-10G | Hevy Duty Mort Box-Schlage L • Sargent 7700/8100 • Yale 46/8 | 1 |  | 1 Year | 114.15 | 0.15 | 97.0275
3766 | Monaco/Keedex | K-BXMOR1-2 | 2" Wide Mortise Box - Schlage L Series | 1 |  | 1 Year | 89.46 | 0.15 | 76.041
3767 | Monaco/Keedex | K-BXMOR1-AL | Aluminum Mortise Lock Box - Schlage L Series • Sargent 7700/8 | 1 |  | 1 Year | 103.77 | 0.15 | 88.2045
3768 | Monaco/Keedex | K-BXMOR1-XL (SOON3 | 4 3/4" x 14" Mortise Box Schlage L, Sargent 7700/8100, Yale 46/ | 1 |  | 1 Year | 415.08 | 0.15 | 352.818
3769 | Monaco/Keedex | K-BXMOR2 | Mortise Box-Corbin/Russwin 5000 & ML2000 • Falcon M • Best | 1 |  | 1 Year | 76.1 | 0.15 | 64.685
3770 | Monaco/Keedex | K-BXMOR3 | Mortise Lock Box - No trim hole (cylinder hole only) | 1 |  | 1 Year | 76.1 | 0.15 | 64.685
3771 | Monaco/Keedex | K-BXMOR3-10G | Heavy Duty Mortise Lock Box - No trim hole (cylinder hole only | 1 |  | 1 Year | 114.15 | 0.15 | 97.0275
3772 | Monaco/Keedex | K-BXMOR4 | Mortise Lock Box - No trim hole - No cylinder hole | 1 |  | 1 Year | 66.77 | 0.15 | 56.7545
3773 | Monaco/Keedex | K-BXMOR4-AL | Aluminum Lock Box - No Trim Holes - No Cylinder Holes | 1 |  | 1 Year | 100.45 | 0.15 | 85.3825
3774 | Monaco/Keedex | K-BXMOR5* | Mortise Lock Box - Baton 1900 • Baldwin | 1 |  | 1 Year | 76.1 | 0.15 | 64.685
3775 | Monaco/Keedex | K-BXMOR6 | Mortise Box - Marks 22AC | 1 |  | 1 Year | 66.77 | 0.15 | 56.7545
3776 | Monaco/Keedex | K-BXMOR8155 | Universal Mort Box-No Trim Hole•No Cyl Hole.Prep Centered | 1 |  | 1 Year | 159.06 | 0.15 | 135.201
3777 | Monaco/Keedex | K-BXMOR8155-AL | Alum Mortise Box-No Trim Hole•No Cyl Hole. Prep Centered | 1 |  | 1 Year | 188.39 | 0.15 | 160.1315
3778 | Monaco/Keedex | K-BXMOR-8155F | Mortise Box-No Trim Hole•No Cylinder Hole. Prep Offset | 1 |  | 1 Year | 159.06 | 0.15 | 135.201
3779 | Monaco/Keedex | K-BXMOR8155F-AL | Alum Mortise Box-No Trim Hole•No Cyl Hole. Prep Offset | 1 |  | 1 Year | 188.39 | 0.15 | 160.1315
3780 | Monaco/Keedex | K-BXMORD (NEW) | 14" Gate Box Mortise DormaKaba 79RT, 79B, 760, 770, E2000 | 1 |  | 1 Year | 152.2 | 0.15 | 129.37
3781 | Monaco/Keedex | K-BXMORD-AL (NEW | 14" Aluminum Gate Box Mortise DormaKaba 79RT, 79B, 760, 770 | 1 |  | 1 Year | 204.08 | 0.15 | 173.468
3782 | Monaco/Keedex | K-BXMOR-BST38HM | Gate Box for Best Mortise Deadlock 38HM | 1 |  | 1 Year | 53.96 | 0.15 | 45.866
3783 | Monaco/Keedex | K-BXMOR-MI | Gate Box Miwa Mortise Lock | 1 |  | 1 Year | 114.15 | 0.15 | 97.0275
3784 | Monaco/Keedex | K-BXMOR-MI-AL | Aluminum Gate Box Miwa Mortise Lock | 1 |  | 1 Year | 190.25 | 0.15 | 161.7125
3785 | Monaco/Keedex | K-BXMOR-MR3000M* | Mortise Dead Bolt Lock Box - Marks 3000M | 1 |  | 1 Year | 49.78 | 0.15 | 42.313
3786 | Monaco/Keedex | K-BXMOR-SGT4874 | Mortise Dead Bolt Lock Box - Sargent 4874 | 1 |  | 1 Year | 47.98 | 0.15 | 40.783
3787 | Monaco/Keedex | K-BXMOR-SGTP | Mortise Box Sargent Pro Series | 1 |  | 1 Year | 145.78 | 0.15 | 123.913
3788 | Monaco/Keedex | K-BXMOR-U (NEW) | Mortise Box for Universal Electronic Applications | 1 |  | 1 Year | 106.76 | 0.15 | 90.746
3789 | Monaco/Keedex | K-BXOMNI-CYL | Weldable Box-OSI Omnilock® OM100, OM300 & OM500 Cylind | 1 |  | 1 Year | 102.75 | 0.15 | 87.3375
3790 | Monaco/Keedex | K-BXOMNI-WM* | Weldable Box-OSI Omnilock® Wall Mount System | 1 |  | 1 Year | 76.1 | 0.15 | 64.685
3791 | Monaco/Keedex | K-BXPRES* | Weldable Gate Box - Preso-Matic Lock | 1 |  | 1 Year | 50.5 | 0.15 | 42.925
3792 | Monaco/Keedex | K-BXRHO | Lock Box - Schlage® Rhodes & many other lever sets. | 1 |  | 1 Year | 44.91 | 0.15 | 38.1735
3793 | Monaco/Keedex | K-BXRHO-1012 | Oversized 10"x12" Lock Box - Schlage® Rhodes & many other lev | 1 |  | 1 Year | 130.14 | 0.15 | 110.619
3794 | Monaco/Keedex | K-BXRHO-1012NS | Oversized 10"x12" Lock Box - No Stop | 1 |  | 1 Year | 130.14 | 0.15 | 110.619
3795 | Monaco/Keedex | K-BXRHO-2W | 2" Wide Lock Box for Levers 2 3/4" BackSet | 1 |  | 1 Year | 47.4 | 0.15 | 40.29
3796 | Monaco/Keedex | K-BXRHO-8155 | Oversized 8"x15 1/2" Lock Box - Lever Prep Center to top of Box | 1 |  | 1 Year | 127.51 | 0.15 | 108.3835
3797 | Monaco/Keedex | K-BXRHO-8155-AL | Alum -Oversized 8"x15 1/2" Lock Box - Lever Prep | 1 |  | 1 Year | 174.28 | 0.15 | 148.138
3798 | Monaco/Keedex | K-BXRHO-AL | Aluminum Lock Box - Schlage® Rhodes & many other lever sets. | 1 |  | 1 Year | 72.64 | 0.15 | 61.744
3799 | Monaco/Keedex | K-BXRHO-SS | Stainless Steel Lock Box - Schlage® Rhodes & many other lever s | 1 |  | 1 Year | 107.34 | 0.15 | 91.239
3800 | Monaco/Keedex | K-BXSABL* | Lock Box - Securtron SABL | 1 |  | 1 Year | 118.3 | 0.15 | 100.555
3801 | Monaco/Keedex | K-BXSAF* | Lock Box - Computerized Security- Saflok® V Mortise | 1 |  | 1 Year | 125.6 | 0.15 | 106.76
3802 | Monaco/Keedex | K-BXSAF-2500* | Lock Box - Computerized Security- Saflok® 2500 Classic Mortise | 1 |  | 1 Year | 116.08 | 0.15 | 98.668
3803 | Monaco/Keedex | K-BXSAF-2500-AL | Alum Lock Box - Computerized Security- Saflok® 2500 Classic | 1 |  | 1 Year | 135.12 | 0.15 | 114.852
3804 | Monaco/Keedex | K-BXSAF-2500L | 14" Lock Box - Computerized Security- Saflok® 2500 Classic Mor | 1 |  | 1 Year | 127.43 | 0.15 | 108.3155
3805 | Monaco/Keedex | K-BXSAF-2500LAL | 14" Alum Lock Box - Computerized Security- Saflok® 2500 Class | 1 |  | 1 Year | 158.09 | 0.15 | 134.3765
3806 | Monaco/Keedex | K-BXSAF-4* | Weldable Gate Box - Saflock Confidant Mortise | 1 |  | 1 Year | 209.28 | 0.15 | 177.888
3807 | Monaco/Keedex | K-BXSAF-MIC-AL* | Aluminum Gate Box - Comp.Saflok Micro (#C81510/C82280) | 1 |  | 1 Year | 178.85 | 0.15 | 152.0225
3808 | Monaco/Keedex | K-BXSAF-MICRO | Lock Box - Computerized Security Systems - Micro Card Mortise | 1 |  | 1 Year | 106.54 | 0.15 | 90.559
3809 | Monaco/Keedex | K-BXSAF-R22330 | Gate Box Saflok L Class | 1 |  | 1 Year | 103.77 | 0.15 | 88.2045
3810 | Monaco/Keedex | K-BXSAF-R22340 | Gate Box Saflok M Class Mortise | 1 |  | 1 Year | 121.76 | 0.15 | 103.496
3811 | Monaco/Keedex | K-BXSAF-R22430* | Aluminum Gate Box - Comp.Saflok L Class. Cylindrical | 1 |  | 1 Year | 166.03 | 0.15 | 141.1255
3812 | Monaco/Keedex | K-BXSAF-R22440* | Aluminum Gate Box - Comp.Saflok M Class. Mortise | 1 |  | 1 Year | 172.67 | 0.15 | 146.7695
3813 | Monaco/Keedex | K-BXSAL-C | Weldable Box-Salto Systems Cylindrical | 1 |  | 1 Year | 148.41 | 0.15 | 126.1485
3814 | Monaco/Keedex | K-BXSAL-M | Weldable Box-Salto Systems Mortise | 1 |  | 1 Year | 185.07 | 0.15 | 157.3095
3815 | Monaco/Keedex | K-BXSAL-CAL | Aluminum Weldable Box-Salto Systems Cylindrical | 1 |  | 1 Year | 186.46 | 0.15 | 158.491
3816 | Monaco/Keedex | K-BXSAL-MAL* | Aluminum Weldable Box-Salto Systems Mortise | 1 |  | 1 Year | 186.46 | 0.15 | 158.491
3817 | Monaco/Keedex | K-BXSGL | Lock Box Single, 2 3/8" Backset, 2 1/8" Hole 1 1/2" Wide | 1 |  | 1 Year | 11.76 | 0.15 | 9.996
3818 | Monaco/Keedex | K-BXSGL-AL | Aluminum Lock Box Single, 2 3/8" Backset, 2 1/8" Hole | 1 |  | 1 Year | 14.53 | 0.15 | 12.3505
3819 | Monaco/Keedex | K-BXSGL-DIG1 | Weldable Box for 2 3/8" Backset, 2 1/8" Hole w/Room for Keypa | 1 |  | 1 Year | 62.82 | 0.15 | 53.397
3820 | Monaco/Keedex | K-BXSGL-ES | Ex. Slim L. Box Sgl., 2 3/8" Backset, 2 1/8" Hole (1" wide) | 1 |  | 1 Year | 12.12 | 0.15 | 10.302
3821 | Monaco/Keedex | K-BXSGL-NS | Single 2 3/8" B/S, Box - No Stop ( 1 5/8" Wide) w/Weep Hole | 1 |  | 1 Year | 32.38 | 0.15 | 27.523
3822 | Monaco/Keedex | K-BXSGL-S | Slim L. Box Sgl., 2 3/8" Backset, 2 1/8" Hole (1 1/4" wide) | 1 |  | 1 Year | 11.76 | 0.15 | 9.996
3823 | Monaco/Keedex | K-BXSGL234 | Lock Box Single, 2 3/4" Backset, 2 1/8" Hole | 1 |  | 1 Year | 32.38 | 0.15 | 27.523
3824 | Monaco/Keedex | K-BXSGL234-10SP | Heavy Duty Reinforced Box Single, 2 3/4" Backset, 2 1/8" Hole | 1 |  | 1 Year | 193.71 | 0.15 | 164.6535
3825 | Monaco/Keedex | K-BXSGL234-112 | Lock Box Single, 2 3/4" Backset, 1 1/2" Hole | 1 |  | 1 Year | 32.38 | 0.15 | 27.523
3826 | Monaco/Keedex | K-BXSGL234-2D | 2" Wide Box Single, 2 3/4" BS, 2 1/8" Hole, Indented to 1 3/4" | 1 |  | 1 Year | 53.27 | 0.15 | 45.2795
3827 | Monaco/Keedex | K-BXSGL234-2DAL | 2" WideAluminum Lock Box Single, 2 3/4" BS, 2 1/8" Hole,Inde | 1 |  | 1 Year | 91.32 | 0.15 | 77.622
3828 | Monaco/Keedex | K-BXSGL234-2W | Lock Box Single, 2 3/4" Backset, 2 1/8" Hole, 2" Wide | 1 |  | 1 Year | 41.18 | 0.15 | 35.003
3829 | Monaco/Keedex | K-BXSGL234-925 | Oversize Single Box (9x5x1). 2 3/4" B/S 2 1/8 Hole. 1 3/4" Wide. | 1 |  | 1 Year | 59.69 | 0.15 | 50.7365
3830 | Monaco/Keedex | K-BXSGL234-AL | Aluminum Lock Box Single, 2 3/4" Backset, 2 1/8" Hole | 1 |  | 1 Year | 72.31 | 0.15 | 61.4635
3831 | Monaco/Keedex | K-BXSGL234-AL-2 | Aluminum Lock Box Single, 2 3/4" Backset, 2 1/8" Hole, 2" Wide | 1 |  | 1 Year | 81.99 | 0.15 | 69.6915
3832 | Monaco/Keedex | K-BXSGL234-BEST | Lock Box Single, 2 3/4" Backset, 2 1/8" Hole • Best 9K | 1 |  | 1 Year | 32.38 | 0.15 | 27.523
3833 | Monaco/Keedex | K-BXSGL234-DIG | Lock Box Single 2 3/" Backset for Various Digital Locks | 1 |  | 1 Year | 69.18 | 0.15 | 58.803
3834 | Monaco/Keedex | K-BXSGL234-FE | Lock Box Single, 2 3/4" Backset, 2 1/8" Hole • Schlage FE Line | 1 |  | 1 Year | 68.49 | 0.15 | 58.2165
3835 | Monaco/Keedex | K-BXSGL234-FEAL | Aluminum Box Single, 2 3/4" Backset, 2 1/8" Hole • Schlage FE | 1 |  | 1 Year | 99.62 | 0.15 | 84.677
3836 | Monaco/Keedex | K-BXSGL234-NH | Lock Box Single, No Holes, Latch Hole Only. | 1 |  | 1 Year | 32.38 | 0.15 | 27.523
3837 | Monaco/Keedex | K-BXSGL234-NS | Single, 2 3/4" Backset 2 1/8" Hole - No Stop w/Weep Hole | 1 |  | 1 Year | 32.38 | 0.15 | 27.523
3838 | Monaco/Keedex | K-BXSGL234-SS | Stainless Steel (16 gauge) Lock Box Single, 2 3/4" Backset, 2 1/8" | 1 |  | 1 Year | 89.46 | 0.15 | 76.041
3839 | Monaco/Keedex | K-BXSGL500 | 5" Backset Single Hole Box 2 1/8" Hole | 1 |  | 1 Year | 100.73 | 0.15 | 85.6205
3840 | Monaco/Keedex | K-BXSIM | DormaKaba 1&5000•Alarm Lock DL2700/3000(T2&T3)Codelock | 1 |  | 1 Year | 76.1 | 0.15 | 64.685
3841 | Monaco/Keedex | K-BXSIM-200 | Weldable Gate Box - Kaba Ilco 200 Series. 904, 905, 918 & 919. | 1 |  | 1 Year | 54.46 | 0.15 | 46.291
3842 | Monaco/Keedex | K-BXSIM-200-AL | Aluminum Weldable Gate Box - Kaba Ilco 904, 905, 918 & 919. | 1 |  | 1 Year | 79.64 | 0.15 | 67.694
3843 | Monaco/Keedex | K-BXSIM-4000 | Weld. Box - Kaba Ilco 4000 Series. (Drill holes for 710, 850 & 950) | 1 |  | 1 Year | 112.02 | 0.15 | 95.217
3844 | Monaco/Keedex | K-BXSIM-4000-AL | Aluminum Weldable Gate Box - Kaba Ilco 4000 Series. | 1 |  | 1 Year | 136.98 | 0.15 | 116.433
3845 | Monaco/Keedex | K-BXSIM-6004 | Weldable Gate Box - Kaba Ilco 6000 Series, 2 3/4" Backset | 1 |  | 1 Year | 46.71 | 0.15 | 39.7035
3846 | Monaco/Keedex | K-BXSIM-6218 | Weldable Gate Box - Kaba Ilco 6200 Series, 2 3/8" Backset | 1 |  | 1 Year | 46.71 | 0.15 | 39.7035
3847 | Monaco/Keedex | K-BXSIM-7004 | Weldable Gate Box - Kaba Ilco 7004 | 1 |  | 1 Year | 46.71 | 0.15 | 39.7035
3848 | Monaco/Keedex | K-BXSIM-7004-AL | Aluminum Weldable Gate Box - Kaba Ilco 7004 | 1 |  | 1 Year | 80.25 | 0.15 | 68.2125
3849 | Monaco/Keedex | K-BXSIM-AL | Aluminum Box - Kaba Ilco 1000 Series • Alarm Lock DL2500 | 1 |  | 1 Year | 122.45 | 0.15 | 104.0825
3850 | Monaco/Keedex | K-BXSIM-EE | Weldable Gate Box Kaba Ilco EE1000 Series | 1 |  | 1 Year | 76.1 | 0.15 | 64.685
3851 | Monaco/Keedex | K-BXSIM-EE-AL | Aluminum Weldable Gate Box Kaba Ilco EE1000 Series | 1 |  | 1 Year | 122.45 | 0.15 | 104.0825
3852 | Monaco/Keedex | K-BXSIM-EE-SS | Stainless Steel (16 gauge) Box - Kaba Ilco EE1000 Series | 1 |  | 1 Year | 169.35 | 0.15 | 143.9475
3853 | Monaco/Keedex | K-BXSIM-NH | Weldable Box for You Can Prepare for Stand Alone Access | 1 |  | 1 Year | 57.09 | 0.15 | 48.5265
3854 | Monaco/Keedex | K-BXSIM-RF | Weld Box Kaba Ilco Radio Frequences 12 1/4" x 5 1/2" | 1 |  | 1 Year | 76.1 | 0.15 | 64.685
3855 | Monaco/Keedex | K-BXSIM-RFAL | Weld Box Kaba Ilco Radio Frequences | 1 |  | 1 Year | 129.78 | 0.15 | 110.313
3856 | Monaco/Keedex | K-BXSIM-SS | Stainless Steel (16 gauge) Box - Kaba Ilco 1000 Series•Alarm Lock | 1 |  | 1 Year | 175.44 | 0.15 | 149.124
3857 | Monaco/Keedex | K-BXSTR | Weldable Bracket For Large ANSI Strike | 1 |  | 1 Year | 42.06 | 0.15 | 35.751
3858 | Monaco/Keedex | K-BXSTR-SS | Stainless Weldable Bracket For Large ANSI Strike | 1 |  | 1 Year | 61.29 | 0.15 | 52.0965
3859 | Monaco/Keedex | K-BXTESA-CYL | Weldable Box Onity Entry Systems Cylindrical Lock | 1 |  | 1 Year | 105.51 | 0.15 | 89.6835
3860 | Monaco/Keedex | K-BXTESA-CYL-AL | Aluminum Weldable Box Onity Entry Systems Cylindrical Lock | 1 |  | 1 Year | 159.81 | 0.15 | 135.8385
3861 | Monaco/Keedex | K-BXTESA-MOR | Weldable Box Onity Entry Systems Mortise Lock | 1 |  | 1 Year | 114.15 | 0.15 | 97.0275
3862 | Monaco/Keedex | K-BXTESA-MOR-AL | Aluminum Weldable Box Onity Entry Systems Mortise Lock | 1 |  | 1 Year | 161.19 | 0.15 | 137.0115
3863 | Monaco/Keedex | K-BXULT | CodeLocks 100, 200 & 300. Ultra 44760, 44765 & 44770. 2 3/8"BS | 1 |  | 1 Year | 72.31 | 0.15 | 61.4635
3864 | Monaco/Keedex | K-BXVING | Weldable Gate Box - Vingcard | 1 |  | 1 Year | 112.29 | 0.15 | 95.4465
3865 | Monaco/Keedex | K-BXVING-AL | Aluminum Weldable Gate Box - Vingcard | 1 |  | 1 Year | 197.86 | 0.15 | 168.181
3866 | Monaco/Keedex | K-BXVING-SIG | Weldable Box Vingcard Signature Series | 1 |  | 1 Year | 165.34 | 0.15 | 140.539
3867 | Monaco/Keedex | K-BXWEI | Weldable Box for Weiser Powerbolt | 1 |  | 1 Year | 115.25 | 0.15 | 97.9625
3868 | Monaco/Keedex | K-BXWIN | Weldable Gate Box - Winfield Microkey Tubular 1000 Series | 1 |  | 1 Year | 65.03 | 0.15 | 55.2755
3869 | Monaco/Keedex | K-DL38A | Armored Door Loop 3/8" I.D. Flex (18") - Aluminum Finish | 1 |  | 1 Year | 40.54 | 0.15 | 34.459
3870 | Monaco/Keedex | K-DL38A24 | Armored Door Loop 3/8" I.D. Flex (24") - Aluminum Finish | 1 |  | 1 Year | 45.35 | 0.15 | 38.5475
3871 | Monaco/Keedex | K-DL38A30 | Armored Door Loop 3/8" I.D. Flex (30") - Aluminum Finish | 1 |  | 1 Year | 47.43 | 0.15 | 40.3155
3872 | Monaco/Keedex | K-DL38A36 | Armored Door Loop 3/8" I.D. Flex (36") - Aluminum Finish | 1 |  | 1 Year | 46.96 | 0.15 | 39.916
3873 | Monaco/Keedex | K-DL38A45 | Armored Door Loop 3/8" I.D. Flex (45") - Aluminum Finish | 1 |  | 1 Year | 47.96 | 0.15 | 40.766
3874 | Monaco/Keedex | K-DL38A49 | Armored Door Loop 3/8" I.D. Flex (49") - Aluminum Finish | 1 |  | 1 Year | 58.06 | 0.15 | 49.351
3875 | Monaco/Keedex | K-DL38A60 | Armored Door Loop 3/8" I.D. Flex (60") - Aluminum Finish | 1 |  | 1 Year | 61.13 | 0.15 | 51.9605
3876 | Monaco/Keedex | K-DL38A-HD | Heavy Duty Armored Door Loop 3/8" ID (18") Al Finish | 1 |  | 1 Year | 50.11 | 0.15 | 42.5935
3877 | Monaco/Keedex | K-DL38B | Armored Door Loop 3/8" I.D. Flex (18") - Duranodic | 1 |  | 1 Year | 40.54 | 0.15 | 34.459
3878 | Monaco/Keedex | K-DL38B24 | Armored Door Loop 3/8" I.D. Flex (24") - Duranodic | 1 |  | 1 Year | 45.35 | 0.15 | 38.5475
3879 | Monaco/Keedex | K-DL38B30 | Armored Door Loop 3/8" I.D. Flex (30") - Duranodic | 1 |  | 1 Year | 47.43 | 0.15 | 40.3155
3880 | Monaco/Keedex | K-DL38B36 | Armored Door Loop 3/8" I.D. Flex (36") - Duranodic | 1 |  | 1 Year | 46.96 | 0.15 | 39.916
3881 | Monaco/Keedex | K-DL38B49 | Armored Door Loop 3/8" I.D. Flex (49") - Duranodic | 1 |  | 1 Year | 58.06 | 0.15 | 49.351
3882 | Monaco/Keedex | K-DL38B-HD | Heavy Duty Armored Door Loop 3/8" ID (18") Duranodic | 1 |  | 1 Year | 50.11 | 0.15 | 42.5935
3883 | Monaco/Keedex | K-DL38BLK | Armored Door Loop 3/8" I.D. Flex (18") - Black | 1 |  | 1 Year | 40.82 | 0.15 | 34.697
3884 | Monaco/Keedex | K-DL38BLK24 | Armored Door Loop 3/8" I.D. Flex (24") - Black | 1 |  | 1 Year | 47.37 | 0.15 | 40.2645
3885 | Monaco/Keedex | K-DL38G | Armored Door Loop 3/8" I.D. Flex (18") - PowderCoat Gold | 1 |  | 1 Year | 40.82 | 0.15 | 34.697
3886 | Monaco/Keedex | K-DL38W | Armored Door Loop 3/8" I.D. Flex (18") - White | 1 |  | 1 Year | 49.12 | 0.15 | 41.752
3887 | Monaco/Keedex | K-DLA | Armored Door Loop 1/4" I.D. Flex (18") - Aluminum | 1 |  | 1 Year | 34.67 | 0.15 | 29.4695
3888 | Monaco/Keedex | K-DLA12 | Armored Door Loop 1/4" I.D. Flex (12") - Aluminum | 1 |  | 1 Year | 34.53 | 0.15 | 29.3505
3889 | Monaco/Keedex | K-DLA24 | Armored Door Loop 1/4" I.D. Flex (24") - Aluminum | 1 |  | 1 Year | 35.45 | 0.15 | 30.1325
3890 | Monaco/Keedex | K-DLA30 | Armored Door Loop 1/4" I.D. Flex (30") - Aluminum | 1 |  | 1 Year | 43.14 | 0.15 | 36.669
3891 | Monaco/Keedex | K-DLA36 | Armored Door Loop 1/4" I.D. Flex (36") - Aluminum | 1 |  | 1 Year | 43.45 | 0.15 | 36.9325
3892 | Monaco/Keedex | K-DLA45 | Armored Door Loop 1/4" I.D. Flex (45") - Aluminum | 1 |  | 1 Year | 45.16 | 0.15 | 38.386
3893 | Monaco/Keedex | K-DLA49 | Armored Door Loop 1/4" I.D. Flex (49") - Aluminum | 1 |  | 1 Year | 45.83 | 0.15 | 38.9555
3894 | Monaco/Keedex | K-DLA60 | Armored Door Loop 1/4" I.D. Flex (60") - Aluminum | 1 |  | 1 Year | 52.16 | 0.15 | 44.336
3895 | Monaco/Keedex | K-DLA72 | Armored Door Loop 1/4" I.D. Flex (72") - Aluminum | 1 |  | 1 Year | 62.98 | 0.15 | 53.533
3896 | Monaco/Keedex | K-DLA-HD | Heavy Duty Armored Door Loop 1/4" ID (18") Al | 1 |  | 1 Year | 45.41 | 0.15 | 38.5985
3897 | Monaco/Keedex | K-DLB | Armored Door Loop 1/4" I.D. Flex (18") - Duranodic | 1 |  | 1 Year | 34.73 | 0.15 | 29.5205
3898 | Monaco/Keedex | K-DLB12 | Armored Door Loop 1/4" I.D. Flex (12") - Duranodic | 1 |  | 1 Year | 34.53 | 0.15 | 29.3505
3899 | Monaco/Keedex | K-DLB24 | Armored Door Loop 1/4" I.D. Flex (24") - Duranodic | 1 |  | 1 Year | 35.75 | 0.15 | 30.3875
3900 | Monaco/Keedex | K-DLB30 | Armored Door Loop 1/4" I.D. Flex (30") - Duranodic | 1 |  | 1 Year | 43.14 | 0.15 | 36.669
3901 | Monaco/Keedex | K-DLB-HD | Heavy Duty Armored Door Loop 1/4" ID (18") Duranodic | 1 |  | 1 Year | 45.41 | 0.15 | 38.5985
3902 | Monaco/Keedex | K-DLBLK | Armored Door Loop 1/4" I.D. Flex (18") - Black | 1 |  | 1 Year | 36.39 | 0.15 | 30.9315
3903 | Monaco/Keedex | K-DLG | Armored Door Loop 1/4" I.D. Flex (18") - Gold | 1 |  | 1 Year | 36.39 | 0.15 | 30.9315
3904 | Monaco/Keedex | K-DLG24 | Armored Door Loop 1/4" I.D. Flex (24") - Gold | 1 |  | 1 Year | 37.11 | 0.15 | 31.5435
3905 | Monaco/Keedex | K-DLW | Armored Door Loop 1/4" I.D. Flex (18") - White | 1 |  | 1 Year | 36.39 | 0.15 | 30.9315
3906 | Monaco/Keedex | K-DS | Stainless Steel Armored Door Loop 1/4" I.D. Flex (18") | 1 |  | 1 Year | 15.61 | 0.15 | 13.2685
3907 | Monaco/Keedex | K-DS-12 | Stainless Steel Armored Door Loop 1/4" I.D. Flex (12") | 1 |  | 1 Year | 14.86 | 0.15 | 12.631
3908 | Monaco/Keedex | K-DS-24 | Stainless Steel Armored Door Loop 1/4" I.D. Flex (24") | 1 |  | 1 Year | 24.38 | 0.15 | 20.723
3909 | Monaco/Keedex | K-DS-30 | Stainless Steel Armored Door Loop 1/4" I.D. Flex (30") | 1 |  | 1 Year | 29.03 | 0.15 | 24.6755
3910 | Monaco/Keedex | K-DS-36 | Stainless Steel Armored Door Loop 1/4" I.D. Flex (36") | 1 |  | 1 Year | 34.01 | 0.15 | 28.9085
3911 | Monaco/Keedex | K-DS-60 | Stainless Steel Armored Door Loop 1/4" I.D. Flex (60") | 1 |  | 1 Year | 59.85 | 0.15 | 50.8725
3912 | Monaco/Keedex | K-DS-72 | Stainless Steel Armored Door Loop 1/4" I.D. Flex (72") | 1 |  | 1 Year | 70.67 | 0.15 | 60.0695
3913 | Monaco/Keedex | K-DS34-30US | Heavy Duty Armored Door Loop 3/4" ID (30") US Stainless Steel | 1 |  | 1 Year | 110.08 | 0.15 | 93.568
3914 | Monaco/Keedex | K-DS38 | Stainless Steel Armored Door Loop 3/8" I.D. Flex (18") | 1 |  | 1 Year | 22.58 | 0.15 | 19.193
3915 | Monaco/Keedex | K-DS38-24 | Stainless Steel Armored Door Loop 3/8" I.D. Flex (24") | 1 |  | 1 Year | 32.65 | 0.15 | 27.7525
3916 | Monaco/Keedex | K-DS38-36 | Stainless Steel Armored Door Loop 3/8" I.D. Flex (36") | 1 |  | 1 Year | 48.7 | 0.15 | 41.395
3917 | Monaco/Keedex | K-DS38-48 | Stainless Steel Armored Door Loop 3/8" I.D. Flex (48") | 1 |  | 1 Year | 61.1 | 0.15 | 51.935
3918 | Monaco/Keedex | K-DS38-60 | Stainless Steel Armored Door Loop 3/8" I.D. Flex (60") | 1 |  | 1 Year | 86.61 | 0.15 | 73.6185
3919 | Monaco/Keedex | K-DS38B | Stainless Steel Armored Door Loop 3/8" I.D. Powder Coated Du | 1 |  | 1 Year | 25.49 | 0.15 | 21.6665
3920 | Monaco/Keedex | K-DSB | Stainless Steel Armored Door Loop 1/4" I.D Powder Coated Dur | 1 |  | 1 Year | 22.58 | 0.15 | 19.193
3921 | Monaco/Keedex | K-DSB-12 | Stainless Steel Armored Door Loop 1/4" I.D Powder Coated Dur | 1 |  | 1 Year | 21.42 | 0.15 | 18.207
3922 | Monaco/Keedex | K-DSBLK | Stainless Steel Armored Door Loop 1/4" I.D. Powder Coat Black | 1 |  | 1 Year | 23.22 | 0.15 | 19.737
3923 | Monaco/Keedex | K-EOT | Emergency Override Timer | 1 |  | 1 Year | 265.65 | 0.15 | 225.8025
3924 | Monaco/Keedex | K-ETD | Emergency Transfer Dial | 1 |  | 1 Year | 314.33 | 0.15 | 267.1805
3925 | Monaco/Keedex | K-EZR | Hercutite Reflective Set Screwdriver | 1 |  | 1 Year | 66.39 | 0.15 | 56.4315
3926 | Monaco/Keedex | K-FB4 | 49 1/2" 4-Drawer File Cabinet Locking Bar | 1 |  | 1 Year | 63.56 | 0.15 | 54.026
3927 | Monaco/Keedex | K-FSM-300C | Security Sliding Door and Window Lock (3 Locks/1 Key) Carde | 1 |  | 1 Year | 17.52 | 0.15 | 14.892
3928 | Monaco/Keedex | K-FSM-302 | Turn Key for 300 Window Lock | 1 |  | 1 Year | 2.63 | 0.15 | 2.2355
3929 | Monaco/Keedex | K-GBJ | Gate Box Jig | 1 |  | 1 Year | 385.58 | 0.15 | 327.743
3930 | Monaco/Keedex | K-GSA | GSA Type Change Key Set | 1 |  | 1 Year | 174.28 | 0.15 | 148.138
3931 | Monaco/Keedex | K-HBL | Hose Bibb Lock | 1 |  | 1 Year | 27.53 | 0.15 | 23.4005
3932 | Monaco/Keedex | K-LSA | Light Source Adaptor | 1 |  | 1 Year | 66.39 | 0.15 | 56.4315
3933 | Monaco/Keedex | K-Q4-2P | Standard Garage Bolt | 1 |  | 1 Year | 7.89 | 0.15 | 6.7065
3934 | Monaco/Keedex | K-RP | Roll Pin Kit | 1 |  | 1 Year | 110.14 | 0.15 | 93.619
3935 | Monaco/Keedex | K-RP-M | Metric Plus Roll Pin Kit | 1 |  | 1 Year | 61.16 | 0.15 | 51.986
3936 | Monaco/Keedex | K-SPV (NEW) | Smart Phone Viewer for Safe Openings | 1 |  | 1 Year | 106.62 | 0.15 | 90.627
3937 | Monaco/Keedex | K-SSL-1P | Heavy Duty Covered Garage Bolt | 1 |  | 1 Year | 32.93 | 0.15 | 27.9905
3938 | Monaco/Keedex | K-TMPA/R | Installation Template Adams Rite 1850S, 4530, 4710 & 4711 | 1 |  | 1 Year | 156.62 | 0.15 | 133.127
3939 | Monaco/Keedex | K-TMPDOR | Installation Template Dor-O-Matic 990/1990 &1090/2090 | 1 |  | 1 Year | 30.44 | 0.15 | 25.874
3940 | Monaco/Keedex | KWIK KEE | Quick Change Rekeying Tool | 1 |  | 1 Year | 348.59 | 0.15 | 296.3015
3941 | Monaco/Keedex | LB | Little Buddy - Scope Holder and More | 1 |  | 1 Year | 51 | 0.15 | 43.35
3942 | Monaco/Keedex | LIT-M | Fiber-Optic Moonlight for Mini MagLite | 1 |  | 1 Year | 65.92 | 0.15 | 56.032
3943 | Monaco/Keedex | P-LOCK | Urinal Lock | 1 |  | 1 Year | 52.58 | 0.15 | 44.693
3944 | Monaco/Keedex | PULL-DIG23 | Panic Hardware Pull Configured for Digital Locks and DIG23 Pr | 1 |  | 1 Year | 43.17 | 0.15 | 36.6945
3945 | Monaco/Keedex | S6146 | 2" Spindle Extention for Alarm Lock ETPDL | 1 |  | 1 Year | 61.13 | 0.15 | 51.9605
3946 | Monaco/Keedex | SPIN | Spin Out Mortise Cylinder Screwdriver | 1 |  | 1 Year | 155.38 | 0.15 | 132.073
3947 | Monaco/Keedex | SSKIT | Tamper Resistant Stainless Steel Spanner Screw Kit | 1 |  | 1 Year | 224.09 | 0.15 | 190.4765
3948 | Monaco/Keedex | STR CUT | Straight Cut Tool | 1 |  | 1 Year | 137.7 | 0.15 | 117.045
3949 | Monaco/Keedex | U-HOLD | Universal Scope Holder | 1 |  | 1 Year | 48.81 | 0.15 | 41.4885
3950 | Monaco/Keedex | USB-SV-HD | High Definition USB Scope Viewer | 1 |  | 1 Year | 456.51 | 0.15 | 388.0335
3951 | Monaco/Keedex | USB-WR | USB Camera Wafer Reader | 1 |  | 1 Year | 414.94 | 0.15 | 352.699
3952 | Monaco/Keedex | WRR-33 | 33 ' - Wire Running Rods | 1 |  | 1 Year | 61.02 | 0.15 | 51.867
3953 | Monaco/Keedex | S6146 | 2" Spindle needed for K-BXED-ETPDLV99 Installation | 1 |  | 1 Year | 36.82 | 0.15 | 31.297
3954 | Monaco/Keedex | ETD-BELT | Timing Belt for K-ETD | 1 |  | 1 Year | 10 | 0.15 | 8.5
3955 | Monaco/Keedex | ETD-MTI-PK | Magnetic Transfer Index for K-ETD (1Magnet 1 Index) | 1 |  | 1 Year | 4.75 | 0.15 | 4.0375
3956 | Monaco/Keedex | EZR-A | 2MM Allen Insert Tip | 1 |  | 1 Year | 5 | 0.15 | 4.25
3957 | Monaco/Keedex | EZR-S | 1/4" Slotted Insert Tip | 1 |  | 1 Year | 5 | 0.15 | 4.25
3958 | Monaco/Keedex | K-5BLT | Belt For K-5 | 1 |  | 1 Year | 6.88 | 0.15 | 5.848
3959 | Monaco/Keedex | K-14COL-1 | Standard Collar For K-14 | 1 |  | 1 Year | 29.99 | 0.15 | 25.4915
3960 | Monaco/Keedex | K-14COL-2 | Milwaukee Collar For K-14 | 1 |  | 1 Year | 29.99 | 0.15 | 25.4915
3961 | Monaco/Keedex | K-16-B30 | Ball Bearing 1/4" | 1 |  | 1 Year | 1.77 | 0.15 | 1.5045
3962 | Monaco/Keedex | K-16-B50 | Ball Bearing 3/8" | 1 |  | 1 Year | 3.23 | 0.15 | 2.7455
3963 | Monaco/Keedex | K-16-B70 | Ball Bearing 7/16" | 1 |  | 1 Year | 3.85 | 0.15 | 3.2725
3964 | Monaco/Keedex | K-16-B90 | Ball Bearing 1/2" | 1 |  | 1 Year | 3.65 | 0.15 | 3.1025
3965 | Monaco/Keedex | K-16-TP01 | Taper Pin 1/8" | 1 |  | 1 Year | 5.48 | 0.15 | 4.658
3966 | Monaco/Keedex | K-16-TP02 | Taper Pin 3/16" | 1 |  | 1 Year | 9.57 | 0.15 | 8.1345
3967 | Monaco/Keedex | K-16-TP03 | Taper Pin 1/4" | 1 |  | 1 Year | 10.56 | 0.15 | 8.976
3968 | Monaco/Keedex | K-16-TP04 | Taper Pin 5/16" | 1 |  | 1 Year | 12.86 | 0.15 | 10.931
3969 | Monaco/Keedex | K-16-TP05 | Taper Pin 3/8" | 1 |  | 1 Year | 17.88 | 0.15 | 15.198
3970 | Monaco/Keedex | K-16-TP07 | Taper Pin 7/16" | 1 |  | 1 Year | 23.57 | 0.15 | 20.0345
3971 | Monaco/Keedex | K-16-TP09 | Taper Pin 1/2" | 1 |  | 1 Year | 11.57 | 0.15 | 9.8345
3972 | Monaco/Keedex | K-18-1 | Change Key Mosler 4 Wheel | 1 |  | 1 Year | 13 | 0.15 | 11.05
3973 | Monaco/Keedex | K-18-2 | Change Key Mosler 3 Wheel | 1 |  | 1 Year | 13 | 0.15 | 11.05
3974 | Monaco/Keedex | K-18-3 | Change Key S&G Amsec 3 Wheel | 1 |  | 1 Year | 13 | 0.15 | 11.05
3975 | Monaco/Keedex | K-18-4 | Change Key S&G 6720 3 Wheel | 1 |  | 1 Year | 13 | 0.15 | 11.05
3976 | Monaco/Keedex | K-18-5 | Change Key Diebold 180, 3 Wheel | 1 |  | 1 Year | 13 | 0.15 | 11.05
3977 | Monaco/Keedex | K-18-6 | Change Key Diebold 177, 4 Wheel | 1 |  | 1 Year | 13 | 0.15 | 11.05
3978 | Monaco/Keedex | K-18-7 | Change Key S&G Padlock 3 Wheel | 1 |  | 1 Year | 13 | 0.15 | 11.05
3979 | Monaco/Keedex | K-18-8 | Change Key S&G 4163 | 1 |  | 1 Year | 13 | 0.15 | 11.05
3980 | Monaco/Keedex | K-18-9 | Change Key La Gard-1R3 Wheel | 1 |  | 1 Year | 13 | 0.15 | 11.05
3981 | Monaco/Keedex | K-18-10 | Change Key La Gard 3 Wheel | 1 |  | 1 Year | 13 | 0.15 | 11.05
3982 | Monaco/Keedex | K-18-11 | Change Key La Gard 4 Wheel | 1 |  | 1 Year | 13 | 0.15 | 11.05
3983 | Monaco/Keedex | K-18-12 | Change Key La Gard, Amsec 3 Wheel | 1 |  | 1 Year | 13 | 0.15 | 11.05
3984 | Monaco/Keedex | K-18-13 | Change Key S&G 8077 Reset | 1 |  | 1 Year | 13 | 0.15 | 11.05
3985 | Monaco/Keedex | K-18-14 | Change Key S&G 8077 Reset | 1 |  | 1 Year | 13 | 0.15 | 11.05
3986 | Monaco/Keedex | K-18-15 | Change Key S&G 4 Wheel | 1 |  | 1 Year | 13 | 0.15 | 11.05
3987 | Monaco/Keedex | K-18-16 | Change Key Phillips Head Screwdriver | 1 |  | 1 Year | 13 | 0.15 | 11.05
3988 | Monaco/Keedex | K-18-17 | Change Key Flat Head Screwdriver | 1 |  | 1 Year | 13 | 0.15 | 11.05
3989 | Monaco/Keedex | K-18-18 | Change Key 3/16" Hex | 1 |  | 1 Year | 13 | 0.15 | 11.05
3990 | Monaco/Keedex | K-18-19 | Change Key 3/32" Hex | 1 |  | 1 Year | 13 | 0.15 | 11.05
3991 | Monaco/Keedex | K-22CABLE | Cable For K-22 Lever Tool | 1 |  | 1 Year | 5.17 | 0.15 | 4.3945
3992 | Monaco/Keedex | K-24SPCR | Spacing Collar For K-24 - 5/32" | 1 |  | 1 Year | 0.75 | 0.15 | 0.6375
3993 | Monaco/Keedex | K-24SPCR-BULK | Spacing Collar Bulk 100+ | 1 |  | 1 Year | 0.67 | 0.15 | 0.5695
3994 | Monaco/Keedex | K-24WSHR | Wave Washer For K-24 | 1 |  | 1 Year | 4.22 | 0.15 | 3.587
3995 | Monaco/Keedex | K-24WSHR-BULK | Wave Washer Bulk 100+ | 1 |  | 1 Year | 0.5 | 0.15 | 0.425
3996 | Monaco/Dynalock | 1300 | Mortise Electric Deadbolt, 12/24 VAC/VDC | 1 |  | 1 Year | 430 | 0.15 | 365.5
3997 | Monaco/Dynalock | ARSB | Auto-Relock Switch, Ball Type | 1 |  | 1 Year | 56 | 0.15 | 47.6
3998 | Monaco/Dynalock | ARSM | Auto-Relock Switch, Concealed | 1 |  | 1 Year | 56 | 0.15 | 47.6
3999 | Monaco/Dynalock | BPS | Bolt Position Switch | 1 |  | 1 Year | 56 | 0.15 | 47.6
4000 | Monaco/Dynalock | DPSB | Door Position Switch, Ball Type | 1 |  | 1 Year | 56 | 0.15 | 47.6
4001 | Monaco/Dynalock | DPSM | Door Position Switch, Concealed | 1 |  | 1 Year | 56 | 0.15 | 47.6
4002 | Monaco/Dynalock | MB | Mounting Brackets (4 Pcs.) | 1 |  | 1 Year | 26 | 0.15 | 22.1
4003 | Monaco/Dynalock | 1410 | Cabinet Lock, 12/24 VDC | 1 |  | 1 Year | 106 | 0.15 | 90.1
4004 | Monaco/Dynalock | 1420 | Cabinet Lock, 12/24 VDC, Dual Monitoring Output | 1 |  | 1 Year | 149 | 0.15 | 126.65
4005 | Monaco/Dynalock | 1604S | Aluminum/Wood Frames, Std. Profile, 1-1/4” x 4-7/8” US32D | 1 |  | 1 Year | 187 | 0.15 | 158.95
4006 | Monaco/Dynalock | 1604L | Aluminum/Wood Frames, Low Profile, 1-1/4” x 4-7/8” US32D | 1 |  | 1 Year | 187 | 0.15 | 158.95
4007 | Monaco/Dynalock | 1614S | Steel/Wood Frames, Std. Profile, 1-1/4” x 4-7/8” US32D | 1 |  | 1 Year | 187 | 0.15 | 158.95
4008 | Monaco/Dynalock | 1614L | Steel/Wood Frames, Low. Profile, 1-1/4” x 4-7/8” US32D | 1 |  | 1 Year | 187 | 0.15 | 158.95
4009 | Monaco/Dynalock | 1605S | Aluminum/Wood Frames, Std. Profile, 1-1/4” x 5-7/8” US32D | 1 |  | 1 Year | 193 | 0.15 | 164.05
4010 | Monaco/Dynalock | 1605L | Aluminum/Wood Frames, Low. Profile, 1-1/4” x 5-7/8” US32D | 1 |  | 1 Year | 193 | 0.15 | 164.05
4011 | Monaco/Dynalock | 1607S | Aluminum/Wood Frames, Std. Profile, 1-1/4” x 6-7/8” US32D | 1 |  | 1 Year | 193 | 0.15 | 164.05
4012 | Monaco/Dynalock | 1607L | Aluminum/Wood Frames, Low. Profile, 1-1/4” x 6-7/8” US32D | 1 |  | 1 Year | 193 | 0.15 | 164.05
4013 | Monaco/Dynalock | 1608S | Aluminum/Wood Frames, Std. Profile, 1-1/4” x 7-15/16” US32D | 1 |  | 1 Year | 199 | 0.15 | 169.15
4014 | Monaco/Dynalock | 1608L | Aluminum/Wood Frames, Low. Profile, 1-1/4” x 7-15/16” US32D | 1 |  | 1 Year | 199 | 0.15 | 169.15
4015 | Monaco/Dynalock | LMS | Lock Monitor Switches, Indicate Latch & Keeper Status | 1 |  | 1 Year | 52 | 0.15 | 44.2
4016 | Monaco/Dynalock | SF | Special Finish - US3, US4, US10, US10B or US32 Available | 1 |  | 1 Year | 30 | 0.15 | 25.5
4017 | Monaco/Dynalock | 1663 | Dual-Mode, 12-24VDC, 1-3/4” x 9” x 1/2” | 1 |  | 1 Year | 471 | 0.15 | 400.35
4018 | Monaco/Dynalock | 1921 | Fire-Rated, Fail-Secure, 12/24 VAC/VDC, US32D | 1 |  | 1 Year | 518 | 0.15 | 440.3
4019 | Monaco/Dynalock | 1923 | Non Fire-Rated, Fail-Safe, 12/24 VDC | 1 |  | 1 Year | 518 | 0.15 | 440.3
4020 | Monaco/Dynalock | 19-LM | Latch Monitor | 1 |  | 1 Year | 54 | 0.15 | 45.9
4021 | Monaco/Dynalock | ECL-1 | Lockset, Storeroom Function, 12/24 VAC/VDC, 626 (US26D) Finish | 1 |  | 1 Year | 352 | 0.15 | 299.2
4022 | Monaco/Dynalock | REX | Request to Exit Monitor Switch | 1 |  | 1 Year | 62 | 0.15 | 52.7
4023 | Monaco/Dynalock | REXKITC | Request to Exit Monitor Switch Field Upgrade Kit - Cylindrical | 1 |  | 1 Year | 88 | 0.15 | 74.8
4024 | Monaco/Dynalock | EML-1 | Lockset, Storeroom Function, 12/24 VAC/VDC, 626 (US26D) Finish | 1 |  | 1 Year | 481 | 0.15 | 408.85
4025 | Monaco/Dynalock | EML-2 | Lockset, Institutional Function, 12/24 VAC/VDC, 626 (US26D) Finish | 1 |  | 1 Year | 518 | 0.15 | 440.3
4026 | Monaco/Dynalock | EML-3 | Lockset, Classroom Function, 12/24 VAC/VDC, 626 (US26D) Finish | 1 |  | 1 Year | 502 | 0.15 | 426.7
4027 | Monaco/Dynalock | EML-4 | Lockset, Privacy w/Deadbolt Function, 12/24 VAC/VDC, 626 (US26D) Finish | 1 |  | 1 Year | 559 | 0.15 | 475.15
4028 | Monaco/Dynalock | EML-5 | Lockset, Entry w/Deadbolt Function, 12/24 VAC/VDC, 626 (US26D) Finish | 1 |  | 1 Year | 518 | 0.15 | 440.3
4029 | Monaco/Dynalock | REX | Request to Exit Monitor Switch | 1 |  | 1 Year | 62 | 0.15 | 52.7
4030 | Monaco/Dynalock | LBM | Latchbolt Monitor Switch 1 | 1 |  | 1 Year | 78 | 0.15 | 66.3
4031 | Monaco/Dynalock | DPS | Door Position Sensor Switch 1 | 1 |  | 1 Year | 78 | 0.15 | 66.3
4032 | Monaco/Dynalock | DBM | Deadbolt Monitor Switch 1, 3 | 1 |  | 1 Year | 78 | 0.15 | 66.3
4033 | Monaco/Dynalock | REXKITM | Request to Exit Monitor Switch Field Upgrade Kit - Mortise | 1 |  | 1 Year | 78 | 0.15 | 66.3
4034 | Monaco/Dynalock | ETH-1 | Energy Transfer Hinge, 626 (US26D) Finish | 1 |  | 1 Year | 155 | 0.15 | 131.75
4035 | Monaco/Dynalock | EMK-VON | Motorized Latch Pullback Kit, For Von Duprin33/35 & 98/99 Series | 1 |  | 1 Year | 393 | 0.15 | 334.05
4036 | Monaco/Dynalock | EMKREX | Request to Exit Monitor Switch Upgrade Kit | 1 |  | 1 Year | 88 | 0.15 | 74.8
4037 | Monaco/Dynalock | 2011 | Single/Outswing Lock, 12/24 VAC/VDC | 1 |  | 1 Year | 448 | 0.15 | 380.8
4038 | Monaco/Dynalock | 2012 | Single Pair/Outswing Lock, 12/24 VAC/VDC | 1 |  | 1 Year | 500 | 0.15 | 425
4039 | Monaco/Dynalock | 2011-390 | Locknetics 390+ Exact Retrofit, 12/24 VAC/VDC | 1 |  | 1 Year | 448 | 0.15 | 380.8
4040 | Monaco/Dynalock | 2022 | Double/Outswing Lock, 12/24 VAC/VDC | 1 |  | 1 Year | 897 | 0.15 | 762.45
4041 | Monaco/Dynalock | 2022-392 | Locknetics 392+ Exact Retrofit, 12/24 VAC/VDC | 1 |  | 1 Year | 897 | 0.15 | 762.45
4042 | Monaco/Dynalock | 2011TJ20 | Single/Inswing Lock, 12/24 VAC/VDC | 1 |  | 1 Year | 575 | 0.15 | 488.75
4043 | Monaco/Dynalock | 2012TJ21 | Single Pair/Inswing Lock, 12/24 VAC/VDC | 1 |  | 1 Year | 692 | 0.15 | 588.2
4044 | Monaco/Dynalock | 2022TJ22 | Double/Inswing Lock, 12/24 VAC/VDC | 1 |  | 1 Year | 1151 | 0.15 | 978.35
4045 | Monaco/Dynalock | DSM | Door Status Switch 1 | 1 |  | 1 Year | 60 | 0.15 | 51
4046 | Monaco/Dynalock | DSM2 | Door Status Switch - 2022 Series | 1 |  | 1 Year | 120 | 0.15 | 102
4047 | Monaco/Dynalock | HSM | High Security Monitor - Includes DSM and Dynastat Force Sensor 1 | 1 |  | 1 Year | 101 | 0.15 | 85.85
4048 | Monaco/Dynalock | HSM2 | High Security Monitor - 2022 Series | 1 |  | 1 Year | 203 | 0.15 | 172.55
4049 | Monaco/Dynalock | VOP | Value Option Package - Includes DSM, Dynastat and Anti-tamper Switch 1 | 1 |  | 1 Year | 171 | 0.15 | 145.35
4050 | Monaco/Dynalock | VOP2 | Value Option Package - 2022 Series | 1 |  | 1 Year | 342 | 0.15 | 290.7
4051 | Monaco/Dynalock | LED2 | Bi-Color LED’s (2) - 2022 Series. Requires HSM2 or VOP2 4 | 1 |  | 1 Year | 38 | 0.15 | 32.3
4052 | Monaco/Dynalock | LP | Low Power Coil - 12V only @ .16 Amps (Single Lock) 3 | 1 |  | 1 Year | 77 | 0.15 | 65.45
4053 | Monaco/Dynalock | LP2 | Low Power Coils - 12V only @ .32 Amps (Double Lock) | 1 |  | 1 Year | 14 | 0.15 | 11.9
4054 | Monaco/Dynalock | OFA | Offset Armature - For narrow stile storefront doors. Ordered with lock. | 1 |  | 1 Year | 29 | 0.15 | 24.65
4055 | Monaco/Dynalock | 2013 | Single Gate Lock, 12/24 VDC | 1 |  | 1 Year | 470 | 0.15 | 399.5
4056 | Monaco/Dynalock | DYN | Dynastat Force Sensor - Indicates efficient magnetic bond. | 1 |  | 1 Year | 72 | 0.15 | 61.2
4057 | Monaco/Dynalock | GLB | Gate Lock Bracket - Adjustable “Z” bracket for swinging gate applications. | 1 |  | 1 Year | 123 | 0.15 | 104.55
4058 | Monaco/Dynalock | GLB2 | Gate Lock Bracket - “L” brackets for sliding gate applications. | 1 |  | 1 Year | 152 | 0.15 | 129.2
4059 | Monaco/Dynalock | SF | Special Finish - Standard finish US28. Special finishes see page 26 | 1 |  | 1 Year | 25 | 0.15 | 21.25
4060 | Monaco/Dynalock | 7088 | Pre-Wired Rectifier Bridge, for 12/24 VAC operation. | 1 |  | 1 Year | 25 | 0.15 | 21.25
4061 | Monaco/Dynalock | 2513 | Single Mini Gate Lock - 12/24 VDC | 1 |  | 1 Year | 409 | 0.15 | 347.65
4062 | Monaco/Dynalock | DYN | Dynastat Force Sensor - Indicates efficient magnetic bond. | 1 |  | 1 Year | 72 | 0.15 | 61.2
4063 | Monaco/Dynalock | GLBM | Mini Gate Lock Bracket - Adjustable “Z” bracket for most gate applications. | 1 |  | 1 Year | 131 | 0.15 | 111.35
4064 | Monaco/Dynalock | SF | Special Finish - Standard finish US28. Special finishes see page 26 | 1 |  | 1 Year | 25 | 0.15 | 21.25
4065 | Monaco/Dynalock | 7088 | Pre-Wired Rectifier Bridge, for 12/24 VAC operation. | 1 |  | 1 Year | 25 | 0.15 | 21.25
4066 | Monaco/Dynalock | 2050 | Locknetics 350+ Exact Retrofit | 1 |  | 1 Year | 465 | 0.15 | 395.25
4067 | Monaco/Dynalock | 2250 | Locknetics 352+ Exact Retrofit | 1 |  | 1 Year | 929 | 0.15 | 789.65
4068 | Monaco/Dynalock | DSM | Door Status Switch 1 | 1 |  | 1 Year | 60 | 0.15 | 51
4069 | Monaco/Dynalock | DSM2 | Door Status Switch - 2250 Series | 1 |  | 1 Year | 120 | 0.15 | 102
4070 | Monaco/Dynalock | HSM | High Security Monitor - Includes DSM and Dynastat Force Sensor 1 | 1 |  | 1 Year | 101 | 0.15 | 85.85
4071 | Monaco/Dynalock | HSM2 | High Security Monitor - 2250 Series | 1 |  | 1 Year | 203 | 0.15 | 172.55
4072 | Monaco/Dynalock | LED2 | Bi-Color LED’s (2) - 2250 Series. Requires HSM2 or VOP2 | 1 |  | 1 Year | 38 | 0.15 | 32.3
4073 | Monaco/Dynalock | SF | Special Finish - Standard finish US28. Special finishes see page 26 | 1 |  | 1 Year | 77 | 0.15 | 65.45
4074 | Monaco/Dynalock | 2101 | Single/Outswing Early Warning Lock, 12/24 VDC | 1 |  | 1 Year | 585 | 0.15 | 497.25
4075 | Monaco/Dynalock | 7088 | Pre-Wired Rectifier Bridge, for 12/24 VAC operation. | 1 |  | 1 Year | 25 | 0.15 | 21.25
4076 | Monaco/Dynalock | 2511-EWT | Single/Outswing Early Warning Mini Lock, 12/24 VDC | 1 |  | 1 Year | 513 | 0.15 | 436.05
4077 | Monaco/Dynalock | DYN | Dynastat Force Sensor - Indicates efficient magnetic bond. | 1 |  | 1 Year | 72 | 0.15 | 61.2
4078 | Monaco/Dynalock | LED | Bi-Color LED - For local signaling of lock status. Requires DYN | 1 |  | 1 Year | 38 | 0.15 | 32.3
4079 | Monaco/Dynalock | 7088 | Pre-Wired Rectifier Bridge, for 12/24 VAC operation. | 1 |  | 1 Year | 25 | 0.15 | 21.25
4080 | Monaco/Dynalock | 2511 | Single/Outswing Mini Lock, 12/24 VDC | 1 |  | 1 Year | 374 | 0.15 | 317.9
4081 | Monaco/Dynalock | 2522 | Double/Outswing Mini Lock, 12/24 VDC | 1 |  | 1 Year | 747 | 0.15 | 634.95
4082 | Monaco/Dynalock | 2511TJ | Single/Inswing Mini Lock, 12/24 VDC | 1 |  | 1 Year | 462 | 0.15 | 392.7
4083 | Monaco/Dynalock | 2522TJ2 | Double/Inswing Mini Lock, 12/24 VDC | 1 |  | 1 Year | 923 | 0.15 | 784.55
4084 | Monaco/Dynalock | 2585 | Single/Outswing Bantam Mini Lock, 12/24 VDC | 1 |  | 1 Year | 363 | 0.15 | 308.55
4085 | Monaco/Dynalock | 2585-TJ85 | Single/Inswing Bantam Mini Lock, 12/24 VDC | 1 |  | 1 Year | 451 | 0.15 | 383.35
4086 | Monaco/Dynalock | ATS | Anti-Tamper Switch - Signals removal of housing cover. (N/A on 2585 Series) | 1 |  | 1 Year | 49 | 0.15 | 41.65
4087 | Monaco/Dynalock | DSM | Door Status Switch | 1 |  | 1 Year | 60 | 0.15 | 51
4088 | Monaco/Dynalock | DSM2 | Door Status Switch - 2522 Series. | 1 |  | 1 Year | 120 | 0.15 | 102
4089 | Monaco/Dynalock | DYN | Dynastat Force Sensor - Indicates efficient magnetic bond. | 1 |  | 1 Year | 72 | 0.15 | 61.2
4090 | Monaco/Dynalock | DYN2 | Dynastat Force Sensor - 2522 Series. | 1 |  | 1 Year | 145 | 0.15 | 123.25
4091 | Monaco/Dynalock | LED | Bi-Color LED - 2511 Series, for local signaling of lock status. Requires DYN | 1 |  | 1 Year | 38 | 0.15 | 32.3
4092 | Monaco/Dynalock | LED2 | Bi-Color LED’s (2) - 2522 Series. Requires DYN2 | 1 |  | 1 Year | 77 | 0.15 | 65.45
4093 | Monaco/Dynalock | 7088 | Pre-Wired Rectifier Bridge, for 12/24 VAC operation. | 1 |  | 1 Year | 25 | 0.15 | 21.25
4094 | Monaco/Dynalock | 2268-10 | Single/Outswing Lock, 12/24 VDC | 1 |  | 1 Year | 486 | 0.15 | 413.1
4095 | Monaco/Dynalock | 2268-15 | Single Pair/Outswing Lock, 12/24 VDC | 1 |  | 1 Year | 540 | 0.15 | 459
4096 | Monaco/Dynalock | 2268-20 | Double/Outswing Lock, 12/24 VDC | 1 |  | 1 Year | 972 | 0.15 | 826.2
4097 | Monaco/Dynalock | 2268-TJ10 | Single/Inswing Lock, 12/24 VDC | 1 |  | 1 Year | 604 | 0.15 | 513.4
4098 | Monaco/Dynalock | 2268-TJ20 | Double/Inswing Lock, 12/24 VDC | 1 |  | 1 Year | 1209 | 0.15 | 1027.65
4099 | Monaco/Dynalock | ATS | Anti-Tamper Switch - Signals removal of housing cover. | 1 |  | 1 Year | 49 | 0.15 | 41.65
4100 | Monaco/Dynalock | DSM | Door Status Switch 1 | 1 |  | 1 Year | 60 | 0.15 | 51
4101 | Monaco/Dynalock | DSM2 | Door Status Switch - 2268-20 Series | 1 |  | 1 Year | 120 | 0.15 | 102
4102 | Monaco/Dynalock | DYN | Dynastat Force Sensor - Indicates efficient magnetic bond. 1 | 1 |  | 1 Year | 72 | 0.15 | 61.2
4103 | Monaco/Dynalock | DYN2 | Dynastat Force Sensor - 2268-20 Series | 1 |  | 1 Year | 145 | 0.15 | 123.25
4104 | Monaco/Dynalock | LED | Bi-Color LED - For local signaling of lock status. Requires DYN 1 | 1 |  | 1 Year | 38 | 0.15 | 32.3
4105 | Monaco/Dynalock | LED2 | Bi-Color LED’s (2) - 2268-20 Series. Requires DYN | 1 |  | 1 Year | 77 | 0.15 | 65.45
4106 | Monaco/Dynalock | TD | Relock Time Delay, 1-60 seconds. 2268-10 and 2268-15 only. | 1 |  | 1 Year | 77 | 0.15 | 65.45
4107 | Monaco/Dynalock | TD2 | Relock Time Delay, 1-60 seconds. 2268-20 only. | 1 |  | 1 Year | 145 | 0.15 | 123.25
4108 | Monaco/Dynalock | 7088 | Pre-Wired Rectifier Bridge, for 12/24 VAC operation. | 1 |  | 1 Year | 25 | 0.15 | 21.25
4109 | Monaco/Dynalock | 2280 | Single/Outswing Lock, 12/24 VAC/VDC | 1 |  | 1 Year | 519 | 0.15 | 441.15
4110 | Monaco/Dynalock | 2282 | Double/Outswing Lock, 12/24 VAC/VDC | 1 |  | 1 Year | 1036 | 0.15 | 880.6
4111 | Monaco/Dynalock | 2280TJ80 | Single/Inswing Lock, 12/24 VAC/VDC | 1 |  | 1 Year | 648 | 0.15 | 550.8
4112 | Monaco/Dynalock | 2282TJ82 | Double/Inswing Lock, 12/24 VAC/VDC | 1 |  | 1 Year | 1297 | 0.15 | 1102.45
4113 | Monaco/Dynalock | DSM | Door Status Switch 1 | 1 |  | 1 Year | 60 | 0.15 | 51
4114 | Monaco/Dynalock | DSM2 | Door Status Switch - 2250 Series | 1 |  | 1 Year | 120 | 0.15 | 102
4115 | Monaco/Dynalock | HSM | High Security Monitor - Includes DSM and Dynastat Force Sensor 1 | 1 |  | 1 Year | 101 | 0.15 | 85.85
4116 | Monaco/Dynalock | HSM2 | High Security Monitor - 2250 Series | 1 |  | 1 Year | 203 | 0.15 | 172.55
4117 | Monaco/Dynalock | LED2 | Bi-Color LED’s (2) - 2250 Series. Requires HSM2 or VOP2 2 | 1 |  | 1 Year | 38 | 0.15 | 32.3
4118 | Monaco/Dynalock | SF | Special Finish - Standard finish US28. Special finishes see page 26 | 1 |  | 1 Year | 77 | 0.15 | 65.45
4119 | Monaco/Dynalock | 2600 | Mortise Mini Lock | 1 |  | 1 Year | 382 | 0.15 | 324.7
4120 | Monaco/Dynalock | AMB | Armature Mounting Block | 1 |  | 1 Year | 59 | 0.15 | 50.15
4121 | Monaco/Dynalock | DYN | Dynastat Force Sensor - Indicates efficient magnetic bond. | 1 |  | 1 Year | 72 | 0.15 | 61.2
4122 | Monaco/Dynalock | MB | Mounting Brackets (2 pcs.) | 1 |  | 1 Year | 25 | 0.15 | 21.25
4123 | Monaco/Dynalock | 7088 | Pre-Wired Rectifier Bridge, for 12/24 VAC operation. | 1 |  | 1 Year | 25 | 0.15 | 21.25
4124 | Monaco/Dynalock | 2801 | Floor Mount, Single Door | 1 |  | 1 Year | 292 | 0.15 | 248.2
4125 | Monaco/Dynalock | 2802 | Floor Mount, Double Door | 1 |  | 1 Year | 367 | 0.15 | 311.95
4126 | Monaco/Dynalock | 2803 | Flush Wall Mount, 1” Extended Armature | 1 |  | 1 Year | 171 | 0.15 | 145.35
4127 | Monaco/Dynalock | 2804 | Flush Wall Mount, Standard Armature | 1 |  | 1 Year | 158 | 0.15 | 134.3
4128 | Monaco/Dynalock | 2805 | Surface Wall Mount | 1 |  | 1 Year | 180 | 0.15 | 153
4129 | Monaco/Dynalock | 2806 | Low-Profile Wall Mount | 1 |  | 1 Year | 171 | 0.15 | 145.35
4130 | Monaco/Dynalock | 2810 | Surface Wall Mount, 400 Lb. Holding Force | 1 |  | 1 Year | 453 | 0.15 | 385.05
4131 | Monaco/Dynalock | 2860 | Accessory, Replacement Door Armature & Base | 1 |  | 1 Year | 76 | 0.15 | 64.6
4132 | Monaco/Dynalock | 2861 | Accessory, Armature Extension, 1/2” | 1 |  | 1 Year | 13 | 0.15 | 11.05
4133 | Monaco/Dynalock | 2862 | Accessory, Armature Extension, 3/4” | 1 |  | 1 Year | 13 | 0.15 | 11.05
4134 | Monaco/Dynalock | 2863 | Accessory, Armature Extension, 1” | 1 |  | 1 Year | 13 | 0.15 | 11.05
4135 | Monaco/Dynalock | 2864 | Accessory, Armature Extension, 2” | 1 |  | 1 Year | 21 | 0.15 | 17.85
4136 | Monaco/Dynalock | 2865 | Accessory, Armature Extension, 4” | 1 |  | 1 Year | 33 | 0.15 | 28.05
4137 | Monaco/Dynalock | 2866 | Accessory, Armature Extension, 6” | 1 |  | 1 Year | 47 | 0.15 | 39.95
4138 | Monaco/Dynalock | 2870 | Accessory, Armature Swivel Extension | 1 |  | 1 Year | 29 | 0.15 | 24.65
4139 | Monaco/Dynalock | 3500 | CLH - LHR 30” to 48” Single Horizontal Lock - Single Door. Full Size. | 1 |  | 1 Year | 452 | 0.15 | 384.2
4140 | Monaco/Dynalock | 3550 | CLH - LHR 30” to 48” Single Horizontal Lock - Single Door. Mini. | 1 |  | 1 Year | 452 | 0.15 | 384.2
4141 | Monaco/Dynalock | 3600 | CLH - RHR 30” to 48” Single Horizontal Lock - Single Door. Full Size. | 1 |  | 1 Year | 452 | 0.15 | 384.2
4142 | Monaco/Dynalock | 3650 | CLH - RHR 30” to 48” Single Horizontal Lock - Single Door. Mini. | 1 |  | 1 Year | 452 | 0.15 | 384.2
4143 | Monaco/Dynalock | 3700 | CLV to 96” Two Vertical Locks - Single Door. Full Size. | 1 |  | 1 Year | 564 | 0.15 | 479.4
4144 | Monaco/Dynalock | 3750 | CLV to 96” Two Vertical Locks - Single Door. Mini. | 1 |  | 1 Year | 564 | 0.15 | 479.4
4145 | Monaco/Dynalock | 3800 | CLV to 96” Two Horizontal Locks - Double Door. Full Size. | 1 |  | 1 Year | 564 | 0.15 | 479.4
4146 | Monaco/Dynalock | 3850 | CLV to 96” Two Horizontal Locks - Double Door. Mini. | 1 |  | 1 Year | 564 | 0.15 | 479.4
4147 | Monaco/Dynalock | 3000 | Single/Outswing Lock, 12/24 VAC/VDC | 1 |  | 1 Year | 486 | 0.15 | 413.1
4148 | Monaco/Dynalock | 3001 | Single Pair/Outswing Lock, 12/24 VAC/VDC | 1 |  | 1 Year | 537 | 0.15 | 456.45
4149 | Monaco/Dynalock | 3002 | Double/Outswing Lock, 12/24 VAC/VDC | 1 |  | 1 Year | 972 | 0.15 | 826.2
4150 | Monaco/Dynalock | 3000TJ30 | Single/Inswing Lock, 12/24 VAC/VDC | 1 |  | 1 Year | 588 | 0.15 | 499.8
4151 | Monaco/Dynalock | 3001TJ31 | Single Pair/Inswing Lock, 12/24 VAC/VDC | 1 |  | 1 Year | 637 | 0.15 | 541.45
4152 | Monaco/Dynalock | 3002TJ32 | Double/Inswing Lock, 12/24 VAC/VDC | 1 |  | 1 Year | 1175 | 0.15 | 998.75
4153 | Monaco/Dynalock | DSM | Door Status Switch 1 | 1 |  | 1 Year | 60 | 0.15 | 51
4154 | Monaco/Dynalock | DSM2 | Door Status Switch - 3002 Series | 1 |  | 1 Year | 120 | 0.15 | 102
4155 | Monaco/Dynalock | HSM | High Security Monitor - Includes DSM and Dynastat Force Sensor 1 | 1 |  | 1 Year | 101 | 0.15 | 85.85
4156 | Monaco/Dynalock | HSM2 | High Security Monitor - 3002 Series | 1 |  | 1 Year | 203 | 0.15 | 172.55
4157 | Monaco/Dynalock | VOP | Value Option Package - Includes DSM, Dynastat and Anti-tamper Switch 1 | 1 |  | 1 Year | 171 | 0.15 | 145.35
4158 | Monaco/Dynalock | VOP2 | Value Option Package - 3002 Series | 1 |  | 1 Year | 342 | 0.15 | 290.7
4159 | Monaco/Dynalock | LED | Bi-Color LED - For local signaling of lock status. Requires HSM or VOP 1, 4 | 1 |  | 1 Year | 38 | 0.15 | 32.3
4160 | Monaco/Dynalock | LED2 | Bi-Color LED’s (2) - 3002 Series. Requires HSM2 or VOP2 4 | 1 |  | 1 Year | 77 | 0.15 | 65.45
4161 | Monaco/Dynalock | LP | Low Power Coil - 12V only @ .16 Amps (Single Lock) 3 | 1 |  | 1 Year | 14 | 0.15 | 11.9
4162 | Monaco/Dynalock | LP2 | Low Power Coils - 12V only @ .32 Amps (Double Lock) | 1 |  | 1 Year | 29 | 0.15 | 24.65
4163 | Monaco/Dynalock | 3006 | Single/Outswing Lock with Built-in P.I.R. REX Sensor | 1 |  | 1 Year | 955 | 0.15 | 811.75
4164 | Monaco/Dynalock | DSM | Door Status Switch | 1 |  | 1 Year | 60 | 0.15 | 51
4165 | Monaco/Dynalock | HSM | High Security Monitor - Includes DSM and Dynastat Force Sensor | 1 |  | 1 Year | 101 | 0.15 | 85.85
4166 | Monaco/Dynalock | LP | Low Power Coil - 12V only @ .20 Amps 1 | 1 |  | 1 Year | 14 | 0.15 | 11.9
4167 | Monaco/Dynalock | ATS | Anti-Tamper Switch - Signals removal of housing cover. | 1 |  | 1 Year | 47 | 0.15 | 39.95
4168 | Monaco/Dynalock | 3101C-G2 | Single/Outswing Delayed Egress Lock (Gen II) | 1 |  | 1 Year | 1247 | 0.15 | 1059.95
4169 | Monaco/Dynalock | 3121C-G2 | Double/Outswing Delayed Egress lock (Gen II) | 1 |  | 1 Year | 1974 | 0.15 | 1677.9
4170 | Monaco/Dynalock | 3121C2-G2 | Tandem Pair Double/Outswing Delayed Egress Lock (Gen II) | 1 |  | 1 Year | 2002 | 0.15 | 1701.7
4171 | Monaco/Dynalock | 3101C-TJ101-G2 | Single/Inswing Delayed Egress Lock Kit (Gen II) | 1 |  | 1 Year | 1585 | 0.15 | 1347.25
4172 | Monaco/Dynalock | AAO | Auxiliary Alarm Output - Secondary delayed egress alarm output. SPDT | 1 |  | 1 Year | 72 | 0.15 | 61.2
4173 | Monaco/Dynalock | ATS | Anti-Tamper Switch - Signals removal of housing cover. | 1 |  | 1 Year | 49 | 0.15 | 41.65
4174 | Monaco/Dynalock | ATS2 | Anti-Tamper Switch - For the 3121C and 3121C2. | 1 |  | 1 Year | 98 | 0.15 | 83.3
4175 | Monaco/Dynalock | BPM | Bypass Monitor - Signals bypass keyswitch activation 1 | 1 |  | 1 Year | 60 | 0.15 | 51
4176 | Monaco/Dynalock | DSM | Door Status Switch | 1 |  | 1 Year | 60 | 0.15 | 51
4177 | Monaco/Dynalock | DSM2 | Door Status Switch - For the 3121C & 3121C2. | 1 |  | 1 Year | 120 | 0.15 | 102
4178 | Monaco/Dynalock | DYN | Dynastat Force Sensor - Indicates efficient magnetic bond. | 1 |  | 1 Year | 72 | 0.15 | 61.2
4179 | Monaco/Dynalock | DYN2 | Dynastat Force Sensor - For the 3121C and 3121C2. | 1 |  | 1 Year | 145 | 0.15 | 123.25
4180 | Monaco/Dynalock | KSO | Keyswitch Omitted - Suggested for door heights over 8 ft 3 | 1 |  | 1 Year | 23 | 0.15 | 19.55
4181 | Monaco/Dynalock | LP | Low Power Coil - 12V only @ .40 Amps (Single Lock) 2 | 1 |  | 1 Year | 14 | 0.15 | 11.9
4182 | Monaco/Dynalock | LP2 | Low Power Coils - 12V only @ .72 Amps (Double Lock) | 1 |  | 1 Year | 29 | 0.15 | 24.65
4183 | Monaco/Dynalock | 3101C | Single/Outswing Delayed Egress Lock | 1 |  | 1 Year | 1347 | 0.15 | 1144.95
4184 | Monaco/Dynalock | 3121C | Double/Outswing Delayed Egress lock | 1 |  | 1 Year | 2074 | 0.15 | 1762.9
4185 | Monaco/Dynalock | 3121C2 | Tandem Pair Double/Outswing Delayed Egress Lock | 1 |  | 1 Year | 2102 | 0.15 | 1786.7
4186 | Monaco/Dynalock | 3101C-TJ101 | Single/Inswing Delayed Egress Lock Kit | 1 |  | 1 Year | 1685 | 0.15 | 1432.25
4187 | Monaco/Dynalock | 3101C-ES | Indoor Delayed Egress Controller, in 15”x12”x4” Steel Enclosure | 1 |  | 1 Year | 771 | 0.15 | 655.35
4188 | Monaco/Dynalock | 3101C-R | Outdoor/Weatherproof Delayed Egress Controller, in 12”x12”x4” | 1 |  | 1 Year | 1059 | 0.15 | 900.15
4189 | Monaco/Dynalock | GLB | Two-piece “Z” Bracket for Swinging Gates, 2013 Series | 1 |  | 1 Year | 123 | 0.15 | 104.55
4190 | Monaco/Dynalock | GLB2 | Two “L” Brackets for Sliding Gates, 2013 Series | 1 |  | 1 Year | 152 | 0.15 | 129.2
4191 | Monaco/Dynalock | GLBM | Two-piece “Z” Bracket, 2513 Series | 1 |  | 1 Year | 131 | 0.15 | 111.35
4192 | Monaco/Dynalock | 4850 | For Use With 2011, 2022*, 3000, 3002* | 1 |  | 1 Year | 146 | 0.15 | 124.1
4193 | Monaco/Dynalock | 4852 | For Use With 2012, 3001 | 1 |  | 1 Year | 292 | 0.15 | 248.2
4194 | Monaco/Dynalock | 4854 | For Use With 2511, 2522* | 1 |  | 1 Year | 146 | 0.15 | 124.1
4195 | Monaco/Dynalock | 4555 | For Use With 2285 | 1 |  | 1 Year | 146 | 0.15 | 124.1
4196 | Monaco/Dynalock | 4856 | For Use With 22268-10, 2268-20* | 1 |  | 1 Year | 146 | 0.15 | 124.1
4197 | Monaco/Dynalock | 4858 | For Use With 2268-15 | 1 |  | 1 Year | 292 | 0.15 | 248.2
4198 | Monaco/Dynalock | 4880 | For Use With 2280, 2282* | 1 |  | 1 Year | 146 | 0.15 | 124.1
4199 | Monaco/Dynalock | 4801 | For Use With 3101 Series | 1 |  | 1 Year | 146 | 0.15 | 124.1
4200 | Monaco/Dynalock | 301000 | 180 Piece Hardware Kit - 2000/3000 Series Commonly Used Hardware | 1 |  | 1 Year | 146 | 0.15 | 124.1
4201 | Monaco/Dynalock | 301238 | Hardware Kit, 3101 Series | 1 |  | 1 Year | 134 | 0.15 | 113.9
4202 | Monaco/Dynalock | 4920 | Metal Template for Model 2011 | 1 |  | 1 Year | 160 | 0.15 | 136
4203 | Monaco/Dynalock | 4930 | Metal Template for Model 3000 | 1 |  | 1 Year | 277 | 0.15 | 235.45
4204 | Monaco/Dynalock | 4940 | Metal Template for 3101B/3101C | 1 |  | 1 Year | 173 | 0.15 | 147.05
4205 | Monaco/Dynalock | 4951 | Concrete/Wood Bracket, For 2011/3000LC, 1-1/2”D x 1/2”H x 11”L | 1 |  | 1 Year | 85 | 0.15 | 72.25
4206 | Monaco/Dynalock | TJ20 | Converts 2011 to 2011TJ20 | 1 |  | 1 Year | 160 | 0.15 | 136
4207 | Monaco/Dynalock | TJ21 | Converts 2012 to 2012TJ21 | 1 |  | 1 Year | 194 | 0.15 | 164.9
4208 | Monaco/Dynalock | TJ22 | Converts 2012 to 2022TJ22 | 1 |  | 1 Year | 303 | 0.15 | 257.55
4209 | Monaco/Dynalock | TJ25 | Converts 2511 to 2511TJ | 1 |  | 1 Year | 128 | 0.15 | 108.8
4210 | Monaco/Dynalock | TJ30 | Converts 3000 to 3000TJ30 | 1 |  | 1 Year | 144 | 0.15 | 122.4
4211 | Monaco/Dynalock | TJ31 | Converts 3001 to 3001TJ31 | 1 |  | 1 Year | 171 | 0.15 | 145.35
4212 | Monaco/Dynalock | TJ32 | Converts 3002 to 3002TJ32 | 1 |  | 1 Year | 243 | 0.15 | 206.55
4213 | Monaco/Dynalock | TJ80 | Converts 2280 to 2280TJ80 | 1 |  | 1 Year | 135 | 0.15 | 114.75
4214 | Monaco/Dynalock | TJ82 | Converts 2280 to 2280TJ82 | 1 |  | 1 Year | 269 | 0.15 | 228.65
4215 | Monaco/Dynalock | 4301 | For Use With 2011, 3000, 3101C | 1 |  | 1 Year | 160 | 0.15 | 136
4216 | Monaco/Dynalock | 4302 | For Use With 2511 | 1 |  | 1 Year | 194 | 0.15 | 164.9
4217 | Monaco/Dynalock | 4303 | For Use With 2522 | 1 |  | 1 Year | 303 | 0.15 | 257.55
4218 | Monaco/Dynalock | 4304 | For Use With 2585 | 1 |  | 1 Year | 128 | 0.15 | 108.8
4219 | Monaco/Dynalock | 4305 | For Use With 2268-10, 2268-15 | 1 |  | 1 Year | 144 | 0.15 | 122.4
4220 | Monaco/Dynalock | 4306 | For Use With 2268-20 | 1 |  | 1 Year | 171 | 0.15 | 145.35
4221 | Monaco/Dynalock | 4307 | For Use With 2280 | 1 |  | 1 Year | 243 | 0.15 | 206.55
4222 | Monaco/Dynalock | 4308 | For Use With 2282 | 1 |  | 1 Year | 135 | 0.15 | 114.75
4223 | Monaco/Dynalock | 5025 | Power Supply, 12/24 VDC, 1 Amp Output, UL Listed, NYC MEA Approved | 1 |  | 1 Year | 269 | 0.15 | 228.65
4224 | Monaco/Dynalock | ATS | Anti-Tamper Switch - Signals opening of enclosure cover. | 1 |  | 1 Year | 240 | 0.15 | 204
4225 | Monaco/Dynalock | BBU1-4 | Battery Back-up - 4AH @ 12VDC, 1 battery. | 1 |  | 1 Year | 49 | 0.15 | 41.65
4226 | Monaco/Dynalock | BBU1-7 | Battery Back-up - 7AH @ 12VDC, 1 battery. | 1 |  | 1 Year | 72 | 0.15 | 61.2
4227 | Monaco/Dynalock | BBU2-4 | Battery Back-up - 4AH @ 24VDC, 2 batteries. | 1 |  | 1 Year | 105 | 0.15 | 89.25
4228 | Monaco/Dynalock | BBU2-7 | Battery Back-up - 7AH @ 24VDC, 2 batteries. | 1 |  | 1 Year | 145 | 0.15 | 123.25
4229 | Monaco/Dynalock | CAB | Cable Kit - For third-party batteries (Included with BBU Options). | 1 |  | 1 Year | 209 | 0.15 | 177.65
4230 | Monaco/Dynalock | KLC | Key Locked Cover - Includes two keys. | 1 |  | 1 Year | 25 | 0.15 | 21.25
4231 | Monaco/Dynalock | PC | Power cord - Six foot, pre-connected 3-wire grounded line cord. | 1 |  | 1 Year | 42 | 0.15 | 35.7
4232 | Monaco/Dynalock | 5500 | Power Supply, 12VDC @ 3A / 24VDC @ 2A, UL Listed, NYC MEA Approved | 1 |  | 1 Year | 36 | 0.15 | 30.6
4233 | Monaco/Dynalock | 5600-12 | Power Supply, 12VDC, 10 Amp Output, UL Listed, NYC MEA Approved | 1 |  | 1 Year | 524 | 0.15 | 445.4
4234 | Monaco/Dynalock | 5600-24 | Power Supply, 24VDC, 5 Amp Output, UL Listed, NYC MEA Approved | 1 |  | 1 Year | 727 | 0.15 | 617.95
4235 | Monaco/Dynalock | ATS | Anti-Tamper Switch - Signals opening of enclosure cover. | 1 |  | 1 Year | 727 | 0.15 | 617.95
4236 | Monaco/Dynalock | BBU1-4 | Battery Back-up - 4AH @ 12VDC, 1 battery. | 1 |  | 1 Year | 49 | 0.15 | 41.65
4237 | Monaco/Dynalock | BBU1-7 | Battery Back-up - 7AH @ 12VDC, 1 battery. | 1 |  | 1 Year | 72 | 0.15 | 61.2
4238 | Monaco/Dynalock | BBU2-4 | Battery Back-up - 4AH @ 24VDC, 2 batteries. | 1 |  | 1 Year | 105 | 0.15 | 89.25
4239 | Monaco/Dynalock | BBU2-7 | Battery Back-up - 7AH @ 24VDC, 2 batteries. | 1 |  | 1 Year | 145 | 0.15 | 123.25
4240 | Monaco/Dynalock | CAB | Cable Kit - For third-party batteries (Included with BBU Options). | 1 |  | 1 Year | 209 | 0.15 | 177.65
4241 | Monaco/Dynalock | CM | Control Module - Plug-in (Requires DB5 or DB10) | 1 |  | 1 Year | 25 | 0.15 | 21.25
4242 | Monaco/Dynalock | CMTD | Control Module w/Time Delay - Plug-in (Requires DB5 or DB10) | 1 |  | 1 Year | 96 | 0.15 | 81.6
4243 | Monaco/Dynalock | DB5 | Distribution Board - 5-zone fused, accepts up to 5 CM/CMTD Modules. | 1 |  | 1 Year | 110 | 0.15 | 93.5
4244 | Monaco/Dynalock | DB10 | Distribution Board - 5-zone fused, accepts up to 5 CM/CMTD Modules. | 1 |  | 1 Year | 114 | 0.15 | 96.9
4245 | Monaco/Dynalock | FAC | Fire Alarm Module - Plug-in (One per supply). | 1 |  | 1 Year | 145 | 0.15 | 123.25
4246 | Monaco/Dynalock | FACMR | Fire Alarm Module with Manual Reset. | 1 |  | 1 Year | 69 | 0.15 | 58.65
4247 | Monaco/Dynalock | ILB | Interlock Logic Board - With four independently operable DPDT relays. | 1 |  | 1 Year | 210 | 0.15 | 178.5
4248 | Monaco/Dynalock | KLC | Key Locked Cover - Includes two keys. | 1 |  | 1 Year | 118 | 0.15 | 100.3
4249 | Monaco/Dynalock | PC | Power cord - Six foot, pre-connected 3-wire grounded line cord. | 1 |  | 1 Year | 42 | 0.15 | 35.7
4250 | Monaco/Dynalock | 5212 | Open Transformer, 120VAC/12VAC, 2 Amp | 1 |  | 1 Year | 36 | 0.15 | 30.6
4251 | Monaco/Dynalock | 5213 | Open Transformer, 120VAC/12VDC, 2 Amp | 1 |  | 1 Year | 82 | 0.15 | 69.7
4252 | Monaco/Dynalock | 5224 | Open Transformer, 120VAC/24VAC, 2 Amp | 1 |  | 1 Year | 105 | 0.15 | 89.25
4253 | Monaco/Dynalock | 5225 | Open Transformer, 120VAC/24VDC, 2 Amp | 1 |  | 1 Year | 82 | 0.15 | 69.7
4254 | Monaco/Dynalock | 5312 | Plug-in Transformer, 120VAC/12VAC, 3 Amp | 1 |  | 1 Year | 105 | 0.15 | 89.25
4255 | Monaco/Dynalock | 5313 | Plug-in Transformer, 120VAC/12VDC, 3 Amp | 1 |  | 1 Year | 42 | 0.15 | 35.7
4256 | Monaco/Dynalock | 5324 | Plug-in Transformer, 120VAC/24VAC, 1.5 Amp | 1 |  | 1 Year | 57 | 0.15 | 48.45
4257 | Monaco/Dynalock | 5325 | Plug-in Transformer, 120VAC/24VDC, 1.5 Amp | 1 |  | 1 Year | 42 | 0.15 | 35.7
4258 | Monaco/Dynalock | 5400 | Power Supply, 12VDC, 1 Amp, woth 4AH Battery Back-up & Charger | 1 |  | 1 Year | 57 | 0.15 | 48.45
4259 | Monaco/Dynalock | 6010 | One Bi-Color LED, Red/Green, 12/24 VDC, 1 Gang | 1 |  | 1 Year | 263 | 0.15 | 223.55
4260 | Monaco/Dynalock | 6020 | Two Bi-Color LED’s, Red/Green, 12/24 VDC, 1 Gang | 1 |  | 1 Year | 70 | 0.15 | 59.5
4261 | Monaco/Dynalock | DBL-AUD | Two-gang faceplate with audible sounder, 1-28VDC. | 1 |  | 1 Year | 108 | 0.15 | 91.8
4262 | Monaco/Dynalock | NR | Narrow Faceplate - 1-3/4” wide, substitute. | 1 |  | 1 Year | 28 | 0.15 | 23.8
4263 | Monaco/Dynalock | SF | Special Finish - Standard finish US32D. Special finishes see page 236 | 1 |  | 1 Year | 9 | 0.15 | 7.65
4264 | Monaco/Dynalock | 6115M | One Pushbutton, 1 Gang, Momentary SPDT | 1 |  | 1 Year | 87 | 0.15 | 73.95
4265 | Monaco/Dynalock | 6115A | One Pushbutton, 1 Gang, Alternate-Action SPDT | 1 |  | 1 Year | 89 | 0.15 | 75.65
4266 | Monaco/Dynalock | 6125M | Two Pushbuttons, 1 Gang, Momentary SPDT | 1 |  | 1 Year | 169 | 0.15 | 143.65
4267 | Monaco/Dynalock | 6125A | Two Pushbuttons, 1 Gang, Alternate-Action SPDT | 1 |  | 1 Year | 175 | 0.15 | 148.75
4268 | Monaco/Dynalock | 6135M | Three Pushbuttons, 1 Gang, Momentary SPDT | 1 |  | 1 Year | 230 | 0.15 | 195.5
4269 | Monaco/Dynalock | 6135A | Three Pushbuttons, 1 Gang, Alternate-Action SPDT | 1 |  | 1 Year | 236 | 0.15 | 200.6
4270 | Monaco/Dynalock | 6145M | Four Pushbuttons, 2 Gang, Momentary SPDT | 1 |  | 1 Year | 302 | 0.15 | 256.7
4271 | Monaco/Dynalock | 6145A | Four Pushbuttons, 2 Gang, Alternate-Action SPDT | 1 |  | 1 Year | 315 | 0.15 | 267.75
4272 | Monaco/Dynalock | AUD | Audible Sounder - 1-28VDC (Requires DBL Option). | 1 |  | 1 Year | 22 | 0.15 | 18.7
4273 | Monaco/Dynalock | DBL | Two Gang Faceplate - 4-9/16” wide, for options. | 1 |  | 1 Year | 9 | 0.15 | 7.65
4274 | Monaco/Dynalock | ILM | Illuminated Pushbutton - Specify 12 or 24 VDC (per button). | 1 |  | 1 Year | 13 | 0.15 | 11.05
4275 | Monaco/Dynalock | LED | Bi-Color LED - Red/Green, 12/24 VDC | 1 |  | 1 Year | 34 | 0.15 | 28.9
4276 | Monaco/Dynalock | NR | Narrow Plate - 1-3/4” wide, substitute. | 1 |  | 1 Year | 9 | 0.15 | 7.65
4277 | Monaco/Dynalock | P2 | Additional set of SPDT contacts (per button). | 1 |  | 1 Year | 45 | 0.15 | 38.25
4278 | Monaco/Dynalock | WPC | Weather Proof Cover - For single gang 6115 only. | 1 |  | 1 Year | 20 | 0.15 | 17
4279 | Monaco/Dynalock | ATS | Anti-Tamper Switch | 1 |  | 1 Year | 47 | 0.15 | 39.95
4280 | Monaco/Dynalock | 6210 | Palm Switch, Alternate-Action SPDT | 1 |  | 1 Year | 139 | 0.15 | 118.15
4281 | Monaco/Dynalock | 6220 | Palm Switch, Alternate-Action DPDT | 1 |  | 1 Year | 195 | 0.15 | 165.75
4282 | Monaco/Dynalock | 6230 | Palm Switch, Momentary SPDT Form “Z” | 1 |  | 1 Year | 91 | 0.15 | 77.35
4283 | Monaco/Dynalock | 6211 | Palm Switch, Alternate-Action SPDT, “EXIT” Faceplate Signage | 1 |  | 1 Year | 144 | 0.15 | 122.4
4284 | Monaco/Dynalock | 6221 | Palm Switch, Alternate-Action DPDT, “EXIT” Faceplate Signage | 1 |  | 1 Year | 199 | 0.15 | 169.15
4285 | Monaco/Dynalock | 6231 | Palm Switch, Momentary SPDT Form “Z”, “EXIT” Faceplate Signage | 1 |  | 1 Year | 92 | 0.15 | 78.2
4286 | Monaco/Dynalock | AUD | Audible Sounder - 1-28VDC (Requires DBL Option). | 1 |  | 1 Year | 22 | 0.15 | 18.7
4287 | Monaco/Dynalock | DBL | Two Gang Faceplate - 4-9/16” wide, for options. | 1 |  | 1 Year | 9 | 0.15 | 7.65
4288 | Monaco/Dynalock | LED | Bi-Color LED - Red/Green, 12/24 VDC | 1 |  | 1 Year | 34 | 0.15 | 28.9
4289 | Monaco/Dynalock | NR | Narrow Plate - 1-3/4” wide, substitute. | 1 |  | 1 Year | 9 | 0.15 | 7.65
4290 | Monaco/Dynalock | ATS | Anti-Tamper Switch | 1 |  | 1 Year | 47 | 0.15 | 39.95
4291 | Monaco/Dynalock | CB-NO | Extra Contact Block, Normally Open, SPST | 1 |  | 1 Year | 15 | 0.15 | 12.75
4292 | Monaco/Dynalock | CB-NC | Extra Contact Block, Normally Closed, SPST | 1 |  | 1 Year | 15 | 0.15 | 12.75
4293 | Monaco/Dynalock | 6270 | Pushbuttton, 2” Square, Illuminated, Momentary SPDT, 12/24 VDC | 1 |  | 1 Year | 99 | 0.15 | 84.15
4294 | Monaco/Dynalock | 6275 | Pushbutton, 3/8” Dia. Stainless Steel, 1-60 Sec. PTD, SPDT Form “Z” | 1 |  | 1 Year | 305 | 0.15 | 259.25
4295 | Monaco/Dynalock | 6280 | Push Button, 1” Dia. Stainless Steel, Momentary SPDT | 1 |  | 1 Year | 177 | 0.15 | 150.45
4296 | Monaco/Dynalock | 6282 | Push Button, 1” Dia. Stainless Steel, Alternate-Action SPDT | 1 |  | 1 Year | 181 | 0.15 | 153.85
4297 | Monaco/Dynalock | 6290 | Palm Switch, 1-5/8” Dia. 30 Sec. Min. PTD, SPDT Form “Z”, NFPA-101 | 1 |  | 1 Year | 315 | 0.15 | 267.75
4298 | Monaco/Dynalock | 6291 | Palm Switch, 1-5/8” Dia. 30 Sec. Min. PTD, SPDT Form “Z”, City of Denver | 1 |  | 1 Year | 315 | 0.15 | 267.75
4299 | Monaco/Dynalock | 6300 | Audible Annunciator, 6-28 VDC | 1 |  | 1 Year | 56 | 0.15 | 47.6
4300 | Monaco/Dynalock | LED | Bi-Color LED - Red/Green, 12/24 VDC | 1 |  | 1 Year | 34 | 0.15 | 28.9
4301 | Monaco/Dynalock | NR | Narrow Plate - 1-3/4” wide, substitute. | 1 |  | 1 Year | 9 | 0.15 | 7.65
4302 | Monaco/Dynalock | ATS | Anti-Tamper Switch | 1 |  | 1 Year | 47 | 0.15 | 39.95
4303 | Monaco/Dynalock | 6171 | Weatherproof Pushbutton, Blank Faceplate | 1 |  | 1 Year | 155 | 0.15 | 131.75
4304 | Monaco/Dynalock | 6172 | Weatherproof Pushbutton, Faceplate Silkscreened “EXIT” | 1 |  | 1 Year | 166 | 0.15 | 141.1
4305 | Monaco/Dynalock | 6173 | Weatherproof Pushbutton, Faceplate Silkscreened “EXIT/SALIDA” | 1 |  | 1 Year | 166 | 0.15 | 141.1
4306 | Monaco/Dynalock | 6174 | Weatherproof Pushbutton, Faceplate Silkscreened “EXIT/SORTIE” | 1 |  | 1 Year | 166 | 0.15 | 141.1
4307 | Monaco/Dynalock | 6175 | Weatherproof Pushbutton, Faceplate Silkscreened “PUSH TO UNLOCK” | 1 |  | 1 Year | 166 | 0.15 | 141.1
4308 | Monaco/Dynalock | 6176 | Weatherproof Pushbutton, Faceplate Silkscreened “PUSH TO OPEN” | 1 |  | 1 Year | 166 | 0.15 | 141.1
4309 | Monaco/Dynalock | BBX | Weatherproof Surface Back Box, 2-5/8” Deep | 1 |  | 1 Year | 45 | 0.15 | 38.25
4310 | Monaco/Dynalock | ATS | Anti-Tamper Switch | 1 |  | 1 Year | 47 | 0.15 | 39.95
4311 | Monaco/Dynalock | 6610 | Single Gang, Blank Faceplate, 10-24 VDC | 1 |  | 1 Year | 155 | 0.15 | 131.75
4312 | Monaco/Dynalock | 6610E | Single Gang, “PUSH TO EXIT” Faceplate, 10-24 VDC | 1 |  | 1 Year | 155 | 0.15 | 131.75
4313 | Monaco/Dynalock | 6620 | Narrow, Blank Faceplate, 10-24 VDC | 1 |  | 1 Year | 144 | 0.15 | 122.4
4314 | Monaco/Dynalock | 6620E | Narrow, “PUSH TO EXIT” Faceplate, 10-24 VDC | 1 |  | 1 Year | 144 | 0.15 | 122.4
4315 | Monaco/Dynalock | 66BB-10 | Surface Back Box, Single Gang | 1 |  | 1 Year | 39 | 0.15 | 33.15
4316 | Monaco/Dynalock | 66BB-20 | Surface Back Box, Narrow | 1 |  | 1 Year | 34 | 0.15 | 28.9
4317 | Monaco/Dynalock | 6700 | Single Gang, 1-60 Sec. PTD, SPDT Form “Z” | 1 |  | 1 Year | 405 | 0.15 | 344.25
4318 | Monaco/Dynalock | 6710 | Single Gang, Alternate Action SPDT | 1 |  | 1 Year | 132 | 0.15 | 112.2
4319 | Monaco/Dynalock | 6720 | Single Gang, Alternate Action DPDT | 1 |  | 1 Year | 175 | 0.15 | 148.75
4320 | Monaco/Dynalock | 6730 | Single Gang, Momentary SPDT | 1 |  | 1 Year | 132 | 0.15 | 112.2
4321 | Monaco/Dynalock | 6740 | Single Gang, Momentary DPDT | 1 |  | 1 Year | 175 | 0.15 | 148.75
4322 | Monaco/Dynalock | 6750 | Recessed Single Gang, 1-60 Sec. PTD, SPDT Form “Z” | 1 |  | 1 Year | 420 | 0.15 | 357
4323 | Monaco/Dynalock | 6751 | Recessed Single Gang, Alternate Action SPDT | 1 |  | 1 Year | 160 | 0.15 | 136
4324 | Monaco/Dynalock | 6752 | Recessed Single Gang, Alternate Action DPDT | 1 |  | 1 Year | 204 | 0.15 | 173.4
4325 | Monaco/Dynalock | 6753 | Recessed Single Gang, Momentary SPDT | 1 |  | 1 Year | 155 | 0.15 | 131.75
4326 | Monaco/Dynalock | 6754 | Recessed Single Gang, Momentary DPDT | 1 |  | 1 Year | 199 | 0.15 | 169.15
4327 | Monaco/Dynalock | 6800 | Narrow, 1-60 Sec. PTD, SPDT Form “Z” | 1 |  | 1 Year | 405 | 0.15 | 344.25
4328 | Monaco/Dynalock | 6810 | Narrow, Alternate Action SPDT | 1 |  | 1 Year | 128 | 0.15 | 108.8
4329 | Monaco/Dynalock | 6820 | Narrow, Alternate Action DPDT | 1 |  | 1 Year | 168 | 0.15 | 142.8
4330 | Monaco/Dynalock | 6830 | Narrow, Momentary SPDT | 1 |  | 1 Year | 128 | 0.15 | 108.8
4331 | Monaco/Dynalock | 6840 | Narrow, Momentary DPDT | 1 |  | 1 Year | 168 | 0.15 | 142.8
4332 | Monaco/Dynalock | 6850 | Recessed Narrow, 1-60 Sec. PTD, SPDT Form “Z” | 1 |  | 1 Year | 414 | 0.15 | 351.9
4333 | Monaco/Dynalock | 6851 | Recessed Narrow, Alternate Action SPDT | 1 |  | 1 Year | 155 | 0.15 | 131.75
4334 | Monaco/Dynalock | 6852 | Recessed Narrow, Alternate Action DPDT | 1 |  | 1 Year | 199 | 0.15 | 169.15
4335 | Monaco/Dynalock | 6853 | Recessed Narrow, Momentary SPDT | 1 |  | 1 Year | 149 | 0.15 | 126.65
4336 | Monaco/Dynalock | 6854 | Recessed Narrow, Momentary DPDT | 1 |  | 1 Year | 194 | 0.15 | 164.9
4337 | Monaco/Dynalock | 6705 | Single Gang, 1-60 Sec. PTD, SPDT Form “Z” | 1 |  | 1 Year | 405 | 0.15 | 344.25
4338 | Monaco/Dynalock | 6715 | Single Gang, Alternate Action SPDT | 1 |  | 1 Year | 132 | 0.15 | 112.2
4339 | Monaco/Dynalock | 6725 | Single Gang, Alternate Action DPDT | 1 |  | 1 Year | 175 | 0.15 | 148.75
4340 | Monaco/Dynalock | 6735 | Single Gang, Momentary SPDT | 1 |  | 1 Year | 132 | 0.15 | 112.2
4341 | Monaco/Dynalock | 6745 | Single Gang, Momentary DPDT | 1 |  | 1 Year | 175 | 0.15 | 148.75
4342 | Monaco/Dynalock | 6755 | Recessed Single Gang, 1-60 Sec. PTD, SPDT Form “Z” | 1 |  | 1 Year | 420 | 0.15 | 357
4343 | Monaco/Dynalock | 6765 | Recessed Single Gang, Alternate Action SPDT | 1 |  | 1 Year | 160 | 0.15 | 136
4344 | Monaco/Dynalock | 6775 | Recessed Single Gang, Alternate Action DPDT | 1 |  | 1 Year | 204 | 0.15 | 173.4
4345 | Monaco/Dynalock | 6785 | Recessed Single Gang, Momentary SPDT | 1 |  | 1 Year | 155 | 0.15 | 131.75
4346 | Monaco/Dynalock | 6795 | Recessed Single Gang, Momentary DPDT | 1 |  | 1 Year | 199 | 0.15 | 169.15
4347 | Monaco/Dynalock | 6805 | Narrow, 1-60 Sec. PTD, SPDT Form “Z” | 1 |  | 1 Year | 405 | 0.15 | 344.25
4348 | Monaco/Dynalock | 6815 | Narrow, Alternate Action SPDT | 1 |  | 1 Year | 128 | 0.15 | 108.8
4349 | Monaco/Dynalock | 6825 | Narrow, Alternate Action DPDT | 1 |  | 1 Year | 168 | 0.15 | 142.8
4350 | Monaco/Dynalock | 6835 | Narrow, Momentary SPDT | 1 |  | 1 Year | 128 | 0.15 | 108.8
4351 | Monaco/Dynalock | 6845 | Narrow, Momentary DPDT | 1 |  | 1 Year | 168 | 0.15 | 142.8
4352 | Monaco/Dynalock | 6855 | Recessed Narrow, 1-60 Sec. PTD, SPDT Form “Z” | 1 |  | 1 Year | 414 | 0.15 | 351.9
4353 | Monaco/Dynalock | 6865 | Recessed Narrow, Alternate Action SPDT | 1 |  | 1 Year | 155 | 0.15 | 131.75
4354 | Monaco/Dynalock | 6875 | Recessed Narrow, Alternate Action DPDT | 1 |  | 1 Year | 199 | 0.15 | 169.15
4355 | Monaco/Dynalock | 6885 | Recessed Narrow, Momentary SPDT | 1 |  | 1 Year | 149 | 0.15 | 126.65
4356 | Monaco/Dynalock | 6895 | Recessed Narrow, Momentary DPDT | 1 |  | 1 Year | 194 | 0.15 | 164.9
4357 | Monaco/Dynalock | 6901 | Double Gang, 1-60 Sec. PTD, SPDT Form “Z” | 1 |  | 1 Year | 405 | 0.15 | 344.25
4358 | Monaco/Dynalock | 6911 | Double Gang, Alternate Action SPDT | 1 |  | 1 Year | 132 | 0.15 | 112.2
4359 | Monaco/Dynalock | 6921 | Double Gang, Alternate Action DPDT | 1 |  | 1 Year | 175 | 0.15 | 148.75
4360 | Monaco/Dynalock | 6931 | Douible Gang, Momentary SPDT | 1 |  | 1 Year | 132 | 0.15 | 112.2
4361 | Monaco/Dynalock | 6941 | Double Gang, Momentary DPDT | 1 |  | 1 Year | 175 | 0.15 | 148.75
4362 | Monaco/Dynalock | 6951 | Recessed Double Gang, 1-60 Sec. PTD, SPDT Form “Z” | 1 |  | 1 Year | 420 | 0.15 | 357
4363 | Monaco/Dynalock | 6961 | Recessed Double Gang, Alternate Action SPDT | 1 |  | 1 Year | 160 | 0.15 | 136
4364 | Monaco/Dynalock | 6971 | Recessed Double Gang, Alternate Action DPDT | 1 |  | 1 Year | 204 | 0.15 | 173.4
4365 | Monaco/Dynalock | 6981 | Recessed Double Gang, Momentary SPDT | 1 |  | 1 Year | 155 | 0.15 | 131.75
4366 | Monaco/Dynalock | 6991 | Recessed Double Gang, Momentary DPDT | 1 |  | 1 Year | 199 | 0.15 | 169.15
4367 | Monaco/Dynalock | 6335 | (1) Pushbutton, Alternate Action SPDT | 1 |  | 1 Year | 405 | 0.15 | 344.25
4368 | Monaco/Dynalock | 6336 | (1) Pushbutton, Momentary SPDT | 1 |  | 1 Year | 128 | 0.15 | 108.8
4369 | Monaco/Dynalock | 6337 | (2) Pushbuttons, Alternate Action SPDT | 1 |  | 1 Year | 168 | 0.15 | 142.8
4370 | Monaco/Dynalock | 6338 | (2) Pushbuttons, Momentary SPDT | 1 |  | 1 Year | 128 | 0.15 | 108.8
4371 | Monaco/Dynalock | P2 | Upgrade to DPDT Contacts (6335/6336) | 1 |  | 1 Year | 168 | 0.15 | 142.8
4372 | Monaco/Dynalock | P4 | Upgrade to DPDT Contacts (6337/6338) | 1 |  | 1 Year | 414 | 0.15 | 351.9
4373 | Monaco/Dynalock | ILM | Illuminated Pushbutton, Specify 12 or 24 VDC (6335/6336) | 1 |  | 1 Year | 155 | 0.15 | 131.75
4374 | Monaco/Dynalock | ILM2 | Illuminated Pushbuttons, Specify 12 or 24 VDC (6337/6338) | 1 |  | 1 Year | 199 | 0.15 | 169.15
4375 | Monaco/Dynalock | 6350 | Four-Zone Monitor Station for Delayed Egress Systems, Includes (1) 5312 | 1 |  | 1 Year | 149 | 0.15 | 126.65
4376 | Monaco/Dynalock | 6370 | Single Zone Control/Monitor Station for Delay Egress Systems | 1 |  | 1 Year | 194 | 0.15 | 164.9
4377 | Monaco/Dynalock | 6420 | PIR Request-To-Exit Sensor | 1 |  | 1 Year | 166 | 0.15 | 141.1
4378 | Monaco/Dynalock | 6451-36 | Exit Sensor Bar, For 36” Door, US28 | 1 |  | 1 Year | 416 | 0.15 | 353.6
4379 | Monaco/Dynalock | 6451-42 | Exit Sensor Bar, For 42” Door, US28 | 1 |  | 1 Year | 416 | 0.15 | 353.6
4380 | Monaco/Dynalock | 6451-48 | Exit Sensor Bar, For 48” Door, US28 | 1 |  | 1 Year | 416 | 0.15 | 353.6
4381 | Monaco/Dynalock | CAB-64 | Cable Kit, 16 ft., 8 Conductor | 1 |  | 1 Year | 42 | 0.15 | 35.7
4382 | Monaco/Dynalock | TSB | Securitron TSB Mounting Pads | 1 |  | 1 Year | 21 | 0.15 | 17.85
4383 | Monaco/Dynalock | SF | Special Finishes - US28 Standard; US10B and US4 Available | 1 |  | 1 Year | 45 | 0.15 | 38.25
4384 | Monaco/Dynalock | WDK | Wood Door Mounting Hardware Kit | 1 |  | 1 Year | 21 | 0.15 | 17.85
4385 | Monaco/Dynalock | PTE | Bar Engraved “PUSH TO EXIT” | 1 |  | 1 Year | 66 | 0.15 | 56.1
4386 | Monaco/Dynalock | CLC | Custom Length Cut - Specify Overall Finished Bar Length | 1 |  | 1 Year | 25 | 0.15 | 21.25
4387 | Monaco/Dynalock | 7075 | Break Glass Station, Standard | 1 |  | 1 Year | 282 | 0.15 | 239.7
4388 | Monaco/Dynalock | 7076 | Break Glass Station, with Bi-Color LEd, Red/Green, 12/24 VDC | 1 |  | 1 Year | 321 | 0.15 | 272.85
4389 | Monaco/Dynalock | 7077 | Break Glass Station, with Audible Sounder, 1-28 VDC | 1 |  | 1 Year | 331 | 0.15 | 281.35
4390 | Monaco/Dynalock | 7078 | Spare Contact Block, SPDT | 1 |  | 1 Year | 71 | 0.15 | 60.35
4391 | Monaco/Dynalock | 7079 | Spare Lenses, 5 Pk. | 1 |  | 1 Year | 49 | 0.15 | 41.65
4392 | Monaco/Dynalock | 7001 | Maintained, (1) SPDT | 1 |  | 1 Year | 140 | 0.15 | 119
4393 | Monaco/Dynalock | 7002 | Momentary, (1) SPDT | 1 |  | 1 Year | 128 | 0.15 | 108.8
4394 | Monaco/Dynalock | 7003 | Maintained, (2) SPDT | 1 |  | 1 Year | 171 | 0.15 | 145.35
4395 | Monaco/Dynalock | 7004 | Momentary, (2) SPDT | 1 |  | 1 Year | 147 | 0.15 | 124.95
4396 | Monaco/Dynalock | 7005 | Momentary/Maintained, 1/Ea. SPDT | 1 |  | 1 Year | 158 | 0.15 | 134.3
4397 | Monaco/Dynalock | 7021 | Maintained, (1) DPDT | 1 |  | 1 Year | 170 | 0.15 | 144.5
4398 | Monaco/Dynalock | 7022 | Momentary, (1) DPDT | 1 |  | 1 Year | 158 | 0.15 | 134.3
4399 | Monaco/Dynalock | 7023 | Maintained, (2) DPDT | 1 |  | 1 Year | 220 | 0.15 | 187
4400 | Monaco/Dynalock | 7024 | Momentary, (2) DPDT | 1 |  | 1 Year | 196 | 0.15 | 166.6
4401 | Monaco/Dynalock | 7025 | Momentary/Maintained, 1/Ea. DPDT | 1 |  | 1 Year | 203 | 0.15 | 172.55
4402 | Monaco/Dynalock | 7035 | Electronic Time Delay, 0-60 Sec., SPDT, Two-Gang | 1 |  | 1 Year | 294 | 0.15 | 249.9
4403 | Monaco/Dynalock | 7050 | 3101C Type, Momentary/Maintained | 1 |  | 1 Year | 98 | 0.15 | 83.3
4404 | Monaco/Dynalock | 7051 | 3101C Type, Momentary/Momentary | 1 |  | 1 Year | 140 | 0.15 | 119
4405 | Monaco/Dynalock | 7054 | Used Exclusively With 3101C-TJ101-G2 Lock | 1 |  | 1 Year | 140 | 0.15 | 119
4406 | Monaco/Dynalock | ATS | Anti-Tamper Switch 1 | 1 |  | 1 Year | 47 | 0.15 | 39.95
4407 | Monaco/Dynalock | AUD | Audible Sounder, 1-28 VDC (Requires DBL Option) 2 | 1 |  | 1 Year | 22 | 0.15 | 18.7
4408 | Monaco/Dynalock | CYL | Mortise Cylinder, 1-14” Long, with Cam & Two Keys 3 | 1 |  | 1 Year | 42 | 0.15 | 35.7
4409 | Monaco/Dynalock | DBL | Two Gang Faceplate - 4-9/16” wide, for options. | 1 |  | 1 Year | 9 | 0.15 | 7.65
4410 | Monaco/Dynalock | KEY | Spare Key (Order with CYL Option) | 1 |  | 1 Year | 9 | 0.15 | 7.65
4411 | Monaco/Dynalock | LED | Bi-Color LED - Red/Green, 12/24 VDC | 1 |  | 1 Year | 34 | 0.15 | 28.9
4412 | Monaco/Dynalock | NR | Narrow Plate - 1-3/4” wide, substitute. | 1 |  | 1 Year | 9 | 0.15 | 7.65
4413 | Monaco/Dynalock | PBA | Pushbutton - 6115A Type (Requires DBL Option) | 1 |  | 1 Year | 65 | 0.15 | 55.25
4414 | Monaco/Dynalock | PBM | Pushbutton - 6115M Type (Requires DBL Option) | 1 |  | 1 Year | 65 | 0.15 | 55.25
4415 | Monaco/Dynalock | WPC | Weather Proof Cover - For single gang only. 2 | 1 |  | 1 Year | 20 | 0.15 | 17
4416 | Monaco/Dynalock | 7080 | Adjustable Time Delay Module, 0-60 Sec., 12-30 VAC/VDC | 1 |  | 1 Year | 76 | 0.15 | 64.6
4417 | Monaco/Dynalock | 7086 | 7-Day Programmable Digital Timer, 12/24 VAC/VDC | 1 |  | 1 Year | 391 | 0.15 | 332.35
4418 | Monaco/Dynalock | 7088 | 1 Amp Prewired Rectifier Module | 1 |  | 1 Year | 25 | 0.15 | 21.25
4419 | Monaco/Dynalock | 7300 | Single Gang Box-Mount, Heavy-Duty 3x4 Matrix Metal Piezo Keypad | 1 |  | 1 Year | 331 | 0.15 | 281.35
4420 | Monaco/Dynalock | 7350 | Narrow Mullion Mount, Heavy-Duty 2x6 Matrix Metal Piezo Keypad | 1 |  | 1 Year | 315 | 0.15 | 267.75
4421 | Monaco/Dynalock | 7400 | Single Gang Box-Mount, Backlit 3x4 Matrix Rubber Keypad | 1 |  | 1 Year | 166 | 0.15 | 141.1
4422 | Monaco/Dynalock | 7450 | Narrow Mullion Mount, Backlit 2x6 Matrix Rubber Keypad | 1 |  | 1 Year | 157 | 0.15 | 133.45
4423 | Monaco/Dynalock | 7500 | Single Gang Box Mount, Heavy-Duty Keypad / Prox Reader | 1 |  | 1 Year | 420 | 0.15 | 357
4424 | Monaco/Dynalock | 7551 | Read-Only 125kHz Clamshell Proximity Card, White, Unprinted | 1 |  | 1 Year | 6 | 0.15 | 5.1
4425 | Monaco/Dynalock | 7561 | Read-Only 125kHz Proximity Tag, Ring Design, Gray | 1 |  | 1 Year | 9 | 0.15 | 7.65
4426 | Monaco/Dynalock | 7571 | Read-Only 125kHz Proximity Tag, Wafer Design, Gray | 1 |  | 1 Year | 9 | 0.15 | 7.65
4427 | Monaco/Dynalock | 8001SF | 1 Station Slope Front Console | 1 |  | 1 Year | 420 | 0.15 | 357
4428 | Monaco/Dynalock | 8002SF | 2 Station Slope Front Console | 1 |  | 1 Year | 560 | 0.15 | 476
4429 | Monaco/Dynalock | 8003SF | 3 Station Slope Front Console | 1 |  | 1 Year | 700 | 0.15 | 595
4430 | Monaco/Dynalock | 8004SF | 4 Station Slope Front Console | 1 |  | 1 Year | 935 | 0.15 | 794.75
4431 | Monaco/Dynalock | 8005SF | 5 Station Slope Front Console | 1 |  | 1 Year | 1049 | 0.15 | 891.65
4432 | Monaco/Dynalock | 8006SF | 6 Station Slope Front Console | 1 |  | 1 Year | 1261 | 0.15 | 1071.85
4433 | Monaco/Dynalock | 8007SF | 7 Station Slope Front Console | 1 |  | 1 Year | 1471 | 0.15 | 1250.35
4434 | Monaco/Dynalock | 8008SF | 8 Station Slope Front Console | 1 |  | 1 Year | 1623 | 0.15 | 1379.55
4435 | Monaco/Dynalock | 8009SF | 9 Station Slope Front Console | 1 |  | 1 Year | 1827 | 0.15 | 1552.95
4436 | Monaco/Dynalock | 8010SF | 10 Station Slope Front Console | 1 |  | 1 Year | 2030 | 0.15 | 1725.5
4437 | Monaco/Dynalock | 8011SF | 11 Station Slope Front Console | 1 |  | 1 Year | 2050 | 0.15 | 1742.5
4438 | Monaco/Dynalock | 8012SF | 12 Station Slope Front Console | 1 |  | 1 Year | 2239 | 0.15 | 1903.15
4439 | Monaco/Dynalock | 8500-2 | Two-Door Communicating Bathroom System | 1 |  | 1 Year | 1990 | 0.15 | 1691.5
4440 | Monaco/Dynalock | 8500-3 | Three-Door Communicating Bathroom System | 1 |  | 1 Year | 2527 | 0.15 | 2147.95
4441 | Monaco/Dynalock | 9200 | Surface Magnetic Contact, SPDT, Screw Terminals, 0.25 Amps @ 30VDC | 1 |  | 1 Year | 42 | 0.15 | 35.7
4442 | Monaco/Dynalock | 9225 | Mortise Magnetic Contact, SPDT, Flying Leads, 0.25 Amps @ 30VDC | 1 |  | 1 Year | 64 | 0.15 | 54.4
4443 | Monaco/Dynalock | 9250 | Mortise Magnetic Contact, SPDT, Screw Terminals, 0.25 Amps @ 30VDC | 1 |  | 1 Year | 82 | 0.15 | 69.7
4444 | Monaco/Dynalock | 9275 | Mortise Roller Ball Contact, SPDT, 4 Amps @ 24VDC | 1 |  | 1 Year | 72 | 0.15 | 61.2
4445 | Monaco/Dynalock | 9280 | Mortise Roller Ball Contact, DPDT, 4 Amps @ 24VDC | 1 |  | 1 Year | 96 | 0.15 | 81.6
4446 | Monaco/Dynalock | 9300 | Flexible Armored Door Cord, 18” Long, Less Wires | 1 |  | 1 Year | 45 | 0.15 | 38.25
4447 | Monaco/Dynalock | 9350 | Flexible Armored Door Cord, 18” Long, With (3) 24” Wires | 1 |  | 1 Year | 59 | 0.15 | 50.15
4448 | Monaco/HES | 1006-12124VDC-630 | ELECTRIC STRIKE - ENTIRE | 1 |  | 1 Year | 505.73 | 0.15 | 429.8705
4449 | Monaco/HES | 1006U-12/24VDC | HO ELECTRIC STRIKE | 1 |  | 1 Year | 505.73 | 0.15 | 429.8705
4450 | Monaco/HES | 1006ÙF-12/24VDC | ELECTRIC STRIKE FAIL | 1 |  | 1 Year | 505.73 | 0.15 | 429.8705
4451 | Monaco/HES | 1006UF-12124VDC-630 | ELECTRIC STRIKE FAIL-SAFE | 1 |  | 1 Year | 505.73 | 0.15 | 429.8705
4452 | Monaco/Locknetics | 101+ 12/24VAC/DC-ALUM | SINGLE DELAYED EGRESS LOCK | 1 |  | 1 Year | 1729.52 | 0.15 | 1470.092
4453 | Monaco/Locknetics | 103-24VAC | ELECTRIC DEADBOLT LOCK | 1 |  | 1 Year | 339 | 0.15 | 288.15
4454 | Monaco/Locknetics | 131-28 | DOOR PULL - SURFACE | 1 |  | 1 Year | 25.3 | 0.15 | 21.505
4455 | Monaco/Locknetics | 150 | LATCH GUARD | 1 |  | 1 Year | 80.34 | 0.15 | 68.289
4456 | Monaco/Locknetics | 152 | UNIVERSAL MOUNTING TABS | 1 |  | 1 Year | 21.63 | 0.15 | 18.3855
4457 | Monaco/Locknetics | 2005 | SMART PAC li | 1 |  | 1 Year | 86.52 | 0.15 | 73.542
4458 | Monaco/Locknetics | 201 | CHIME KIT | 1 |  | 1 Year | 26 | 0.15 | 22.1
4459 | Monaco/Folger Adams | 310-2-120-630 | Electric Strike | 1 |  | 1 Year | 608.29 | 0.15 | 517.0465
4460 | Monaco/Folger Adams | 310-2-24D-630 | Electric Strike | 1 |  | 1 Year | 608.29 | 0.15 | 517.0465
4461 | Monaco/Folger Adams | 310-2-FS-24D-630 | Electric Strike | 1 |  | 1 Year | 608.29 | 0.15 | 517.0465
4462 | Monaco/Folger Adams | 310-4-240-630 | Electric Strike | 1 |  | 1 Year | 635.1 | 0.15 | 539.835
4463 | Monaco/HES | 4500 12124VDC 630 | FIRE RATED LOW PROFILE | 1 |  | 1 Year | 552.08 | 0.15 | 469.268
4464 | Monaco/HES | 5000U-12/24VDC | ELECTRIC STRIKE- BODY ONLY | 1 |  | 1 Year | 164.8 | 0.15 | 140.08
4465 | Monaco/HES | 501-630 | 601 OPTION KIT | 1 |  | 1 Year | 16.48 | 0.15 | 14.008
4466 | Monaco/HES | 502-630 | 502 OPTION KJT | 1 |  | 1 Year | 39.14 | 0.15 | 33.269
4467 | Monaco/HES | 503-630 | 503 OPTION KIT | 1 |  | 1 Year | 39.14 | 0.15 | 33.269
4468 | Monaco/HES | 504-630 | 504 OPTION KIT | 1 |  | 1 Year | 39.14 | 0.15 | 33.269
4469 | Monaco/HES | 5200-12/24VDC | ELECTRIC STRIKE WI 3/4 | 1 |  | 1 Year | 167.89 | 0.15 | 142.7065
4470 | Monaco/HES | 5204-1-1/4 | 1 1/4 LIP EXTENSION | 1 |  | 1 Year | 54.59 | 0.15 | 46.4015
4471 | Monaco/HES | 5208 | PLUG-IN TRANSFORMER | 1 |  | 1 Year | 31 | 0.15 | 26.35
4472 | Monaco/HES | 5209 . | PLUG-IN TRANSFORMER | 1 |  | 1 Year | 31 | 0.15 | 26.35
4473 | Monaco/Von Duprin | 6210-24VDC-32D | ELECTRIC STRIKE | 1 |  | 1 Year | 657.28 | 0.15 | 558.688
4474 | Monaco/Von Duprin | 6211-24VDC-32D | ELECTRIC STRIKE | 1 |  | 1 Year | 619.64 | 0.15 | 526.694
4475 | Monaco/Von Duprin | 6211-24VDC-FS-32D.. | ELECTRIC STRIKE | 1 |  | 1 Year | 654.16 | 0.15 | 556.036
4476 | Monaco/Von Duprin | 6215-24VDC·320 | ELECTRIC STRIKE | 1 |  | 1 Year | 721.76 | 0.15 | 613.496
4477 | Monaco/Locknetics | 621RD | 1 1/4 HEAVY DUTY PUSHBUTTON | 1 |  | 1 Year | 138.32 | 0.15 | 117.572
4478 | Monaco/Locknetics | 623RD | 1 5/8 HEAVY DUTY PUSH | 1 |  | 1 Year | 138.32 | 0.15 | 117.572
4479 | Monaco/Locknetics | 623RD EX | 1 /58 HEAVY DUTY PUSHBUITON | 1 |  | 1 Year | 138.32 | 0.15 | 117.572
4480 | Monaco/Locknetics | 623RD-DP | HD PUSHBUTTON-1 5/8-DPDT | 1 |  | 1 Year | 166.4 | 0.15 | 141.44
4481 | Monaco/Locknetics | 623RD-EX-DP | HD PUSHBUTTON- 1 518 - DPDT | 1 |  | 1 Year | 166.4 | 0.15 | 141.44
4482 | Monaco/Locknetics | 631AL-EX | H.D. 1-1/4 ALUM PUSHBTN | 1 |  | 1 Year | 254.8 | 0.15 | 216.58
4483 | Monaco/Locknetics | 653-04 | $PDT MAINTAINED SINGLE | 1 |  | 1 Year | 186.16 | 0.15 | 158.236
4484 | Monaco/Locknetics | 653-05 | SPOT MOMENTARY SINGLE | 1 |  | 1 Year | 186.16 | 0.15 | 158.236
4485 | Monaco/Locknetics | 653-1414 | 2 DPDT MAINTAINED Bl | 1 |  | 1 Year | 284.96 | 0.15 | 242.216
4486 | Monaco/Locknetics | 660-PB | PUSHBUTTON - SURFACE | 1 |  | 1 Year | 120.64 | 0.15 | 102.544
4487 | Monaco/Adams Rite | 7100 24VAC 628 | ELECTRIC STRIKE FOR | 1 |  | 1 Year | 181.28 | 0.15 | 154.088
4488 | Monaco/Adams Rite | 7100 24VDC 313 | ELECTRIC STRIKE FOR | 1 |  | 1 Year | 181.28 | 0.15 | 154.088
4489 | Monaco/Adams Rite | 7101 24VDC 313 | ELECTRIC STRIKE FOR | 1 |  | 1 Year | 161.28 | 0.15 | 137.088
4490 | Monaco/Adams Rite | 710124VDC 628 | ELECTRIC STRIKE FOR | 1 |  | 1 Year | 181.28 | 0.15 | 154.088
4491 | Monaco/Adams Rite | 7101-BC-PA-AL | H.D. DOOR CLOSER W/ BACKCHECK | 1 |  | 1 Year | 423 | 0.15 | 359.55
4492 | Monaco/Adams Rite | 7110 24VDC 313 | ELECTRIC STRIKE FOR WOOD JAMBS | 1 |  | 1 Year | 216.3 | 0.15 | 183.855
4493 | Monaco/Adams Rite | 7110 24VDC 628 | ELECTRIC STRIKE FOR WOOD JAMBS | 1 |  | 1 Year | 216.3 | 0.15 | 183.855
4494 | Monaco/Adams Rite | 7111 24VOC 628 | ELECTRIC STRIKE FOR | 1 |  | 1 Year | 218.36 | 0.15 | 185.606
4495 | Monaco/Folger Adams | 712-24D-630 | ELECTRIC STRIKE | 1 |  | 1 Year | 561.9 | 0.15 | 477.615
4496 | Monaco/Folger Adams | 712-240-FS-630 | Electric Strike | 1 |  | 1 Year | 561.9 | 0.15 | 477.615
4497 | Monaco/Folger Adams | 712-75-12D-630 | Electric Strike | 1 |  | 1 Year | 576.33 | 0.15 | 489.8805
4498 | Monaco/Folger Adams | 712-FS-12D-630 | Electric Strike | 1 |  | 1 Year | 561.9 | 0.15 | 477.615
4499 | Monaco/Adams Rite | 7130 24VDC 313 | ELECTRIC STRIKE FOR | 1 |  | 1 Year | 186.43 | 0.15 | 158.4655
4500 | Monaco/Adams Rite | 7130 24VDC 628 | ELECTRIC STRIKE FOR | 1 |  | 1 Year | 186.43 | 0.15 | 158.4655
4501 | Monaco/Adams Rite | 7140 12VDC 628 | ELECTRIC STRIKE ANSI | 1 |  | 1 Year | 181.28 | 0.15 | 154.088
4502 | Monaco/Adams Rite | 7140 24VAC 628 | ELECTRIC STRIKE ANSI | 1 |  | 1 Year | 181.28 | 0.15 | 154.088
4503 | Monaco/Adams Rite | 7140 24VOG 628 | ELECTRIC STRIKE ANSI | 1 |  | 1 Year | 181.28 | 0.15 | 154.088
4504 | Monaco/Adams Rite | 7170 24VOC 313 | ELECTRIC STRIKE FOR | 1 |  | 1 Year | 226.6 | 0.15 | 192.61
4505 | Monaco/Adams Rite | 71 R1 12VOC 628 | ELECTRIC STRIKE ALUMINUM | 1 |  | 1 Year | 320.33 | 0.15 | 272.2805
4506 | Monaco/Adams Rite | 71R1 24VAC 628 | ELECTRIC STRIKE ALUMINUM | 1 |  | 1 Year | 320.33 | 0.15 | 272.2805
4507 | Monaco/Adams Rite | 71R1 24VDC628 | ELECTRIC STRIKE ALUMINUM | 1 |  | 1 Year | 320.33 | 0.15 | 272.2805
4508 | Monaco/Adams Rite | 7340 12VDC 628 | ELECTRIC STRIKE-ANSI | 1 |  | 1 Year | 142.14 | 0.15 | 120.819
4509 | Monaco/Adams Rite | 7340 24VDC 628 | ELECTRIC STRIKE-ANSI | 1 |  | 1 Year | 142.14 | 0.15 | 120.819
4510 | Monaco/Locknetics | 740 | EMERGENCY BREAK GLASS | 1 |  | 1 Year | 319.28 | 0.15 | 271.388
4511 | Monaco/Adams Rite | 8099M 36 626 | DUMMY PUSH BAR WJTH | 1 |  | 1 Year | 330.63 | 0.15 | 281.0355
4512 | Monaco/Adams Rite | 8099MM 36 628 | DUMMY PUSH BAR DOUBLE | 1 |  | 1 Year | 391.4 | 0.15 | 332.69
4513 | Monaco/Locknetics | 900-2RS | 2 RELAY BOARD (PS914 ONLY) | 1 |  | 1 Year | 142 | 0.15 | 120.7
4514 | Monaco/Locknetics | 900-4R-4 | 4 INDEPENDENTLY CONTROLLED | 1 |  | 1 Year | 151.84 | 0.15 | 129.064
4515 | Monaco/Locknetics | 900-4R-4-FA | 4 INDEPENDENTLY CONTROLLED | 1 |  | 1 Year | 205.92 | 0.15 | 175.032
4516 | Monaco/Locknetics | 900-4RL | 4 RELAY BOARD WITH INTEGRATED | 1 |  | 1 Year | 414.96 | 0.15 | 352.716
4517 | Monaco/Locknetics | 900-FA | FIRE ALARM RELAY {EIR) MODULE | 1 |  | 1 Year | 54.08 | 0.15 | 45.968
4518 | Monaco/Locknetics | 904-EB | EMERGENCY PULL STATION | 1 |  | 1 Year | 127.63 | 0.15 | 108.4855
4519 | Monaco/Locknetics | 918-TD | TAMPER RESISTANT EXIT BUTTON | 1 |  | 1 Year | 169.49 | 0.15 | 144.0665
4520 | Monaco/HES | 9500-12/24VDC-630 | FIRE RATED ELECTRIC STRIKE | 1 |  | 1 Year | 575.77 | 0.15 | 489.4045
4521 | Monaco/HES | 9600-108 | SPACER PLATE FOR 9600 | 1 |  | 1 Year | 29.87 | 0.15 | 25.3895
4522 | Monaco/HES | 9600-12/24VDC-630 | ELECTRIC STRIKE GENESIS | 1 |  | 1 Year | 494.4 | 0.15 | 420.24
4523 | Monaco/Von Duprin | 970388 | FS SLIDER | 1 |  | 1 Year | 29.12 | 0.15 | 24.752
4524 | Monaco/Von Duprin | 99-ALK26D | ALARM KIT- BATTERY | 1 |  | 1 Year | 512.72 | 0.15 | 435.812
4525 | Monaco/Von Duprin | 99E0-36-260 | RIM PANIC BAR | 1 |  | 1 Year | 1162.72 | 0.15 | 988.312
4526 | Monaco/Schlage | CEFB8179-41J2X4-4-26D | ELECTRIC HINGE -4 WIRE | 1 |  | 1 Year | 184 | 0.15 | 156.4
4527 | Monaco/Schlage | CEFB8179-41/2X41/2-4-26D | ELECTRIC HINGE-4 WIRE | 1 |  | 1 Year | 166 | 0.15 | 141.1
4528 | Monaco/Schlage | CEFBB179-41/2X4112-8-10 | ELECTRIC HINGE-8 WIRE- US10 | 1 |  | 1 Year | 232 | 0.15 | 197.2
4529 | Monaco/Schlage | CEFB8179-4112X41/2-8-26D | ELECTRIC HINGE -8 WIRE | 1 |  | 1 Year | 232 | 0.15 | 197.2
4530 | Monaco/Schlage | CEFBB179-5X5-4-26D | ELECTRIC HINGE -4 WIRE | 1 |  | 1 Year | 196 | 0.15 | 166.6
4531 | Monaco/Detex | EAX-500 | EXIT ALARM | 1 |  | 1 Year | 228 | 0.15 | 193.8
4532 | Monaco/Detex | ECL-230D | EXIT CONTROL LOCK | 1 |  | 1 Year | 350 | 0.15 | 297.5
4533 | Monaco/HES | J-630 | J OPTION | 1 |  | 1 Year | 32.96 | 0.15 | 28.016
4534 | Monaco/HES | K-630 | K OPTION | 1 |  | 1 Year | 32.96 | 0.15 | 28.016
4535 | Monaco/HES | KD-630 | KD OPTION | 1 |  | 1 Year | 32.96 | 0.15 | 28.016
4536 | Monaco/HES | KM-630 | KM OPTION | 1 |  | 1 Year | 32.96 | 0.15 | 28.016
4537 | Monaco/HES | N-630 | N OPTION | 1 |  | 1 Year | 48.41 | 0.15 | 41.1485
4538 | Monaco/Schlage | ND-RX | REQUEST TO EXIT SWITCH FOR | 1 |  | 1 Year | 160.43 | 0.15 | 136.3655
4539 | Monaco/Schlage | ND80PDEUATH626 | ND SERIES ELECTRIC LEVERSET | 1 |  | 1 Year | 656.19 | 0.15 | 557.7615
4540 | Monaco/Schlage | ND80PDEURH0626 | ND SERIES- ELECTRIC | 1 |  | 1 Year | 656.19 | 0.15 | 557.7615
4541 | Monaco/Locknetics | PS904 | BASE POWER SUPPLY-4A@ | 1 |  | 1 Year | 432.64 | 0.15 | 367.744
4542 | Monaco/Locknetics | PS914 | BASE POWER SUPPLY - 4A | 1 |  | 1 Year | 590 | 0.15 | 501.5
4543 | Monaco/HES | TSB-3CL | TOUCH SENSE BAR ALUM - 36 | 1 |  | 1 Year | 414.06 | 0.15 | 351.951
4544 | Monaco/HES | TSB-3CL 48 | TOUCH SENSE BAR - CL - 48 | 1 |  | 1 Year | 414.06 | 0.15 | 351.951
4545 | Monaco/HES | TSB-C | DOOR CORD WITH GRAY | 1 |  | 1 Year | 31.93 | 0.15 | 27.1405
4546 | Monaco/RCI | 8310 x 28 | Single Mag 12/24VDC x 28 | 1 |  | 1 Year | 481 | 0.15 | 408.85
4547 | Monaco/RCI | 8310 DSS x 28 | Single Mag DSS 12/24VDC x 28 | 1 |  | 1 Year | 564 | 0.15 | 479.4
4548 | Monaco/RCI | 8310 SCS x 28 | Single Mag SCS 12/24VDC x 28 | 1 |  | 1 Year | 587 | 0.15 | 498.95
4549 | Monaco/RCI | 8310 DSS/SCS x 28 | Single Mag DSS/SCS 12/24VDC x 28 | 1 |  | 1 Year | 655 | 0.15 | 556.75
4550 | Monaco/RCI | 8310‑IQ x 28 | 8310-IQ Single Mag x 28 | 1 |  | 1 Year | 692 | 0.15 | 588.2
4551 | Monaco/RCI | 8310‑IQ x 40 | 8310-IQ Single Mag x 40 | 1 |  | 1 Year | 722 | 0.15 | 613.7
4552 | Monaco/RCI | 8320‑IQ x 28 | 8320-IQ Double Mag x 28 | 1 |  | 1 Year | 1383 | 0.15 | 1175.55
4553 | Monaco/RCI | 8320‑IQ x 40 | 8320-IQ Double Mag x 40 | 1 |  | 1 Year | 1441 | 0.15 | 1224.85
4554 | Monaco/RCI | 8320 x 28 | Double Mag 12/24VDC x 28 | 1 |  | 1 Year | 961 | 0.15 | 816.85
4555 | Monaco/RCI | 8320 DSS x 28 | Double Mag 2DSS 12/24VDC x 28 | 1 |  | 1 Year | 1125 | 0.15 | 956.25
4556 | Monaco/RCI | 8320 SCS x 28 | Double Mag 2SCS 12/24VDC x 28 | 1 |  | 1 Year | 1171 | 0.15 | 995.35
4557 | Monaco/RCI | 8320 DSS/SCS x 28 | Double Mag 2DSS/SCS 12/24VDC x 28 | 1 |  | 1 Year | 1312 | 0.15 | 1115.2
4558 | Monaco/RCI | 8360 x 28 | Mortise MiniMag® 12/24VDC x 28 | 1 |  | 1 Year | 400 | 0.15 | 340
4559 | Monaco/RCI | 8365 x 28 | Mortise MicroMag® 12/24VDC x 28 | 1 |  | 1 Year | 294 | 0.15 | 249.9
4560 | Monaco/RCI | 8371 x 28 | Single MiniMag® 12/24VDC x 28 | 1 |  | 1 Year | 359 | 0.15 | 305.15
4561 | Monaco/RCI | 8371 SCS x 28 | Single MiniMag® SCS 12/24VDC x 28 | 1 |  | 1 Year | 419 | 0.15 | 356.15
4562 | Monaco/RCI | 8371 DSS x 28 | Single MiniMag® DSS 12/24VDC x 28 | 1 |  | 1 Year | 405 | 0.15 | 344.25
4563 | Monaco/RCI | 8371 DSS/SCS x 28 | Single MiniMag® DSS/SCS 12/24VDC x 28 | 1 |  | 1 Year | 466 | 0.15 | 396.1
4564 | Monaco/RCI | 8372 x 28 | Double MiniMag® 12/24VDC x 28 | 1 |  | 1 Year | 716 | 0.15 | 608.6
4565 | Monaco/RCI | 8372 DSS x 28 | Double MiniMag® DSS 12/24VDC x 28 | 1 |  | 1 Year | 809 | 0.15 | 687.65
4566 | Monaco/RCI | 8372 SCS x 28 | Double MiniMag® SCS 12/24VDC x 28 | 1 |  | 1 Year | 838 | 0.15 | 712.3
4567 | Monaco/RCI | 8372 DSS/SCS x 28 | Double MiniMag® DSS/SCS 12/24VDC x 28 | 1 |  | 1 Year | 932 | 0.15 | 792.2
4568 | Monaco/RCI | 8375 x 28 | Surface MicroMag® 12/24VDC x 28 | 1 |  | 1 Year | 253 | 0.15 | 215.05
4569 | Monaco/RCI | 8380 x 32D | GateMag® x RLS x 32D | 1 |  | 1 Year | 492 | 0.15 | 418.2
4570 | Monaco/RCI | DE8310 x 28 | Delayed Egress with External Sounder | 1 |  | 1 Year | 1171 | 0.15 | 995.35
4571 | Monaco/RCI | DE8310S x 28 | Delayed Egress with Built-in Sounder | 1 |  | 1 Year | 1347 | 0.15 | 1144.95
4572 | Monaco/RCI | BC1M‑30 | 30 Second Building Code Sign | 1 |  | 1 Year | 51 | 0.15 | 43.35
4573 | Monaco/RCI | EW8310 x 28 | Early Warning 12 to 24VDC x 28 | 1 |  | 1 Year | 746 | 0.15 | 634.1
4574 | Monaco/RCI | AB01 x 28 | 8310 Angle Bracket Kit x 28 1”x1”x10‑1/2” | 1 |  | 1 Year | 41.82 | 0.15 | 35.547
4575 | Monaco/RCI | AB01 x 40 | 8310 Angle Bracket Kit x 40 1”x1”x10‑1/2” | 1 |  | 1 Year | 47.94 | 0.15 | 40.749
4576 | Monaco/RCI | AB02 x 28 | 8310 Angle Bracket Kit x 28 1‑1/2”x1”x10‑1/2” | 1 |  | 1 Year | 45.9 | 0.15 | 39.015
4577 | Monaco/RCI | AB02 x 40 | 8310 Angle Bracket Kit x 40 1‑1/2”x1”x10‑1/2” | 1 |  | 1 Year | 49.98 | 0.15 | 42.483
4578 | Monaco/RCI | AB03 x 28 | 8310 Angle Bracket Kit x 28 1‑1/2”x1‑1/4”x10‑1/2” | 1 |  | 1 Year | 47.94 | 0.15 | 40.749
4579 | Monaco/RCI | AB03 x 40 | 8310 Angle Bracket Kit x 40 1‑1/2”x1‑1/4”x10‑1/2” | 1 |  | 1 Year | 49.98 | 0.15 | 42.483
4580 | Monaco/RCI | AB20 x 28 | 8320 Angle Bracket Kit x 28 1”x1”x21” | 1 |  | 1 Year | 69.36 | 0.15 | 58.956
4581 | Monaco/RCI | AB20 x 40 | 8320 Angle Bracket Kit x 40 1”x1”x21” | 1 |  | 1 Year | 75.48 | 0.15 | 64.158
4582 | Monaco/RCI | AB21 x 28 | 8320 Angle Bracket Kit x 28 1‑1/2”x1”x21” | 1 |  | 1 Year | 71.4 | 0.15 | 60.69
4583 | Monaco/RCI | AB21 x 40 | 8320 Angle Bracket Kit x 40 1‑1/2”x1”x21” | 1 |  | 1 Year | 77.52 | 0.15 | 65.892
4584 | Monaco/RCI | AB22 x 28 | 8320 Angle Bracket Kit x 28 1‑1/2”x1‑1/4”x21” | 1 |  | 1 Year | 73.44 | 0.15 | 62.424
4585 | Monaco/RCI | AB22 x 40 | 8320 Angle Bracket Kit x 40 1‑1/2”x1‑1/4”x21” | 1 |  | 1 Year | 79.56 | 0.15 | 67.626
4586 | Monaco/RCI | AB710 x 28 | 8371 Angle Bracket Kit x 28 1”x1”x9‑3/8” | 1 |  | 1 Year | 41.82 | 0.15 | 35.547
4587 | Monaco/RCI | AB710 x 40 | 8371 Angle Bracket Kit x 40 1”x1”x9‑3/8” | 1 |  | 1 Year | 47.94 | 0.15 | 40.749
4588 | Monaco/RCI | AB711 x 28 | 8371 Angle Bracket Kit x 28 1‑1/2”x1”x9‑3/8” | 1 |  | 1 Year | 45.9 | 0.15 | 39.015
4589 | Monaco/RCI | AB711 x 40 | 8371 Angle Bracket Kit x 40 1‑1/2”x1”x9‑3/8” | 1 |  | 1 Year | 49.98 | 0.15 | 42.483
4590 | Monaco/RCI | AB712 x 28 | 8371 Angle Bracket Kit x 28 1‑1/2”x1‑1/2”x9‑3/8” | 1 |  | 1 Year | 47.94 | 0.15 | 40.749
4591 | Monaco/RCI | AB712 x 40 | 8371 Angle Bracket Kit x 40 1‑1/2”x1‑1/2”x9‑3/8” | 1 |  | 1 Year | 52.02 | 0.15 | 44.217
4592 | Monaco/RCI | AB713 x 28 | 8371 Angle Bracket Kit x 28 1‑1/2”x2”x9‑3/8” | 1 |  | 1 Year | 49.98 | 0.15 | 42.483
4593 | Monaco/RCI | AB713 x 40 | 8371 Angle Bracket Kit x 40 1‑1/2”x2”x9‑3/8” | 1 |  | 1 Year | 54.06 | 0.15 | 45.951
4594 | Monaco/RCI | AB720 x 28 | 8372 Angle Bracket Kit x 28 1”x1”x18‑3/4” | 1 |  | 1 Year | 69.36 | 0.15 | 58.956
4595 | Monaco/RCI | AB720 x 40 | 8372 Angle Bracket Kit x 40 1”x1”x18‑3/4” | 1 |  | 1 Year | 75.48 | 0.15 | 64.158
4596 | Monaco/RCI | AB721 x 28 | 8372 Angle Bracket Kit x 28 1‑1/2”x1”x18‑3/4” | 1 |  | 1 Year | 71.4 | 0.15 | 60.69
4597 | Monaco/RCI | AB721 x 40 | 8372 Angle Bracket Kit x 40 1‑1/2”x1”x18‑3/4” | 1 |  | 1 Year | 77.52 | 0.15 | 65.892
4598 | Monaco/RCI | AB722 x 28 | 8372 Angle Bracket Kit x 28 1‑1/2”x1‑1/2”x18‑3/4” | 1 |  | 1 Year | 73.44 | 0.15 | 62.424
4599 | Monaco/RCI | AB722 x 40 | 8372 Angle Bracket Kit x 40 1‑1/2”x1‑1/2”x18‑3/4” | 1 |  | 1 Year | 79.56 | 0.15 | 67.626
4600 | Monaco/RCI | AB723 x 28 | 8372 Angle Bracket Kit x 28 1‑1/2”x2”x18‑3/4” | 1 |  | 1 Year | 76.5 | 0.15 | 65.025
4601 | Monaco/RCI | AB723 x 40 | 8372 Angle Bracket Kit x 40 1‑1/2”x2”x18‑3/4” | 1 |  | 1 Year | 81.6 | 0.15 | 69.36
4602 | Monaco/RCI | ARMB155 | Armature Bolt - 55mm (for door thickness from 1-3/4" to 2-1/4") | 1 |  | 1 Year | 7.14 | 0.15 | 6.069
4603 | Monaco/RCI | ARMB170 | Armature Bolt - 70mm (for door thickness from 2-1/4" to 2-3/4") | 1 |  | 1 Year | 7.14 | 0.15 | 6.069
4604 | Monaco/RCI | ARMB180 | Armature Bolt - 80mm (for door thickness from 2-1/2" to 3") | 1 |  | 1 Year | 7.14 | 0.15 | 6.069
4605 | Monaco/RCI | ARMB255 | Armature Bolt - 55mm (for door thickness from 1-3/4" to 2-1/4") | 1 |  | 1 Year | 12.24 | 0.15 | 10.404
4606 | Monaco/RCI | ARMB270 | Armature Bolt - 70mm (for door thickness from 2-1/4" to 2-3/4") | 1 |  | 1 Year | 12.24 | 0.15 | 10.404
4607 | Monaco/RCI | ARMB280 | Armature Bolt - 80mm (for door thickness from 2-1/2" to 3") | 1 |  | 1 Year | 12.24 | 0.15 | 10.404
4608 | Monaco/RCI | AP01 x 28 | 3/8” for 8310 & 8320 Models | 1 |  | 1 Year | 60.18 | 0.15 | 51.153
4609 | Monaco/RCI | AP02 x 28 | 5/8” for 8310 & 8320 Models | 1 |  | 1 Year | 60.18 | 0.15 | 51.153
4610 | Monaco/RCI | AP03 x 28 | 3/8” for 8360, 8371, 8372 Models | 1 |  | 1 Year | 60.18 | 0.15 | 51.153
4611 | Monaco/RCI | AP04 x 28 | 5/16” for 8365, 8375 Models | 1 |  | 1 Year | 53.04 | 0.15 | 45.084
4612 | Monaco/RCI | AP20 x 28 | 3/8” DSS for 8310 & 8320 Models | 1 |  | 1 Year | 93.84 | 0.15 | 79.764
4613 | Monaco/RCI | AP21 x 28 | 5/8” DSS for 8310 & 8320 Models | 1 |  | 1 Year | 93.84 | 0.15 | 79.764
4614 | Monaco/RCI | AP03D x 28 | 3/8” DSS for 8371 & 8372 Models | 1 |  | 1 Year | 93.84 | 0.15 | 79.764
4615 | Monaco/RCI | AH10 x 28 | 8310 Armature Holder x 28 | 1 |  | 1 Year | 82.62 | 0.15 | 70.227
4616 | Monaco/RCI | AH10 x 40 | 8310 Armature Holder x 40 | 1 |  | 1 Year | 88.74 | 0.15 | 75.429
4617 | Monaco/RCI | AH15 x 28 | 8310 DSS Armature Holder x 28 | 1 |  | 1 Year | 32.64 | 0.15 | 27.744
4618 | Monaco/RCI | AH15 x 40 | 8310 DSS Armature Holder x 40 | 1 |  | 1 Year | 36.72 | 0.15 | 31.212
4619 | Monaco/RCI | AH20 x 28 | 8320 Armature Holder x 28 | 1 |  | 1 Year | 164.22 | 0.15 | 139.587
4620 | Monaco/RCI | AH20 x 40 | 8320 Armature Holder x 40 | 1 |  | 1 Year | 173.4 | 0.15 | 147.39
4621 | Monaco/RCI | AH25 x 28 | 8320 DSS Armature Holder x 28 | 1 |  | 1 Year | 64.26 | 0.15 | 54.621
4622 | Monaco/RCI | AH25 x 40 | 8320 DSS Armature Holder x 40 | 1 |  | 1 Year | 80.58 | 0.15 | 68.493
4623 | Monaco/RCI | AH71 x 28 | 8371 Armature Holder x 28 | 1 |  | 1 Year | 82.62 | 0.15 | 70.227
4624 | Monaco/RCI | AH71 x 40 | 8371 Armature Holder x 40 | 1 |  | 1 Year | 88.74 | 0.15 | 75.429
4625 | Monaco/RCI | AH72 x 28 | 8372 Armature Holder x 28 | 1 |  | 1 Year | 164.22 | 0.15 | 139.587
4626 | Monaco/RCI | AH72 x 40 | 8372 Armature Holder x 28 | 1 |  | 1 Year | 177.48 | 0.15 | 150.858
4627 | Monaco/RCI | AH75 x 28 | 8375 Armature Holder x 28 | 1 |  | 1 Year | 82.62 | 0.15 | 70.227
4628 | Monaco/RCI | CMB108 x 28 | 8310 Conduit Mounting Bracket x 28 | 1 |  | 1 Year | 72.42 | 0.15 | 61.557
4629 | Monaco/RCI | DSR01 | 3/8” DSS Retrofit Kit for 8310 | 1 |  | 1 Year | 118.32 | 0.15 | 100.572
4630 | Monaco/RCI | DSR02 | 5/8” DSS Retrofit Kit for 8310 | 1 |  | 1 Year | 128.52 | 0.15 | 109.242
4631 | Monaco/RCI | DSR03 | 3/8” DSS Retrofit Kit for 8320 | 1 |  | 1 Year | 234.6 | 0.15 | 199.41
4632 | Monaco/RCI | DSR04 | 5/8” DSS Retrofit Kit for 8320 | 1 |  | 1 Year | 259.08 | 0.15 | 220.218
4633 | Monaco/RCI | FB01 x 28 | 8310 Filler Bar x 28 1/4”x3/4”x10‑1/2” | 1 |  | 1 Year | 32.64 | 0.15 | 27.744
4634 | Monaco/RCI | FB01 x 40 | 8310 Filler Bar x 40 1/4”x3/4”x10‑1/2” | 1 |  | 1 Year | 36.72 | 0.15 | 31.212
4635 | Monaco/RCI | FB02 x 28 | 8310 Filler Bar x 28 3/8”x3/4”x10‑1/2” | 1 |  | 1 Year | 34.68 | 0.15 | 29.478
4636 | Monaco/RCI | FB02 x 40 | 8310 Filler Bar x 40 3/8”x3/4”x10‑1/2” | 1 |  | 1 Year | 38.76 | 0.15 | 32.946
4637 | Monaco/RCI | FB03 x 28 | 8310 Filler Bar x 28 1/2”x3/4”x10‑1/2” | 1 |  | 1 Year | 36.72 | 0.15 | 31.212
4638 | Monaco/RCI | FB03 x 40 | 8310 Filler Bar x 40 1/2”x3/4”x10‑1/2” | 1 |  | 1 Year | 40.8 | 0.15 | 34.68
4639 | Monaco/RCI | FB04 x 28 | 8310 Filler Bar x 28 5/8”x3/4”x10‑1/2” | 1 |  | 1 Year | 38.76 | 0.15 | 32.946
4640 | Monaco/RCI | FB04 x 40 | 8310 Filler Bar x 40 5/8”x3/4”x10‑1/2” | 1 |  | 1 Year | 42.84 | 0.15 | 36.414
4641 | Monaco/RCI | FB05 x 28 | 8310 Filler Bar x 28 1/2”x5/8”x10‑1/2” | 1 |  | 1 Year | 36.72 | 0.15 | 31.212
4642 | Monaco/RCI | FB05 x 40 | 8310 Filler Bar x 40 1/2”x5/8”x10‑1/2” | 1 |  | 1 Year | 40.8 | 0.15 | 34.68
4643 | Monaco/RCI | FB20 x 28 | 8320 Filler Bar x 28 1/4”x3/4”x21” | 1 |  | 1 Year | 60.18 | 0.15 | 51.153
4644 | Monaco/RCI | FB20 x 40 | 8320 Filler Bar x 40 1/4”x3/4”x21” | 1 |  | 1 Year | 64.26 | 0.15 | 54.621
4645 | Monaco/RCI | FB21 x 28 | 8320 Filler Bar x 28 3/8”x3/4”x21” | 1 |  | 1 Year | 62.22 | 0.15 | 52.887
4646 | Monaco/RCI | FB21 x 40 | 8320 Filler Bar x 40 3/8”x3/4”x21” | 1 |  | 1 Year | 68.34 | 0.15 | 58.089
4647 | Monaco/RCI | FB22 x 28 | 8320 Filler Bar x 28 1/2”x3/4”x21” | 1 |  | 1 Year | 64.26 | 0.15 | 54.621
4648 | Monaco/RCI | FB22 x 40 | 8320 Filler Bar x 40 1/2”x3/4”x21” | 1 |  | 1 Year | 70.38 | 0.15 | 59.823
4649 | Monaco/RCI | FB23 x 28 | 8320 Filler Bar x 28 5/8”x3/4”x21” | 1 |  | 1 Year | 67.32 | 0.15 | 57.222
4650 | Monaco/RCI | FB23 x 40 | 8320 Filler Bar x 40 5/8”x3/4”x21” | 1 |  | 1 Year | 72.42 | 0.15 | 61.557
4651 | Monaco/RCI | FB24 x 28 | 8320 Filler Bar x 28 1/2”x5/8”x21” | 1 |  | 1 Year | 64.26 | 0.15 | 54.621
4652 | Monaco/RCI | FB24 x 40 | 8320 Filler Bar x 40 1/2”x5/8”x21” | 1 |  | 1 Year | 68.34 | 0.15 | 58.089
4653 | Monaco/RCI | FB710 x 28 | 8371 Filler Bar x 28 1/4”x3/4”x9‑3/8” | 1 |  | 1 Year | 32.64 | 0.15 | 27.744
4654 | Monaco/RCI | FB710 x 40 | 8371 Filler Bar x 40 1/4”x3/4”x9‑3/8” | 1 |  | 1 Year | 36.72 | 0.15 | 31.212
4655 | Monaco/RCI | FB711 x 28 | 8371 Filler Bar x 28 3/8”x3/4”x9‑3/8” | 1 |  | 1 Year | 34.68 | 0.15 | 29.478
4656 | Monaco/RCI | FB711 x 40 | 8371 Filler Bar x 40 3/8”x3/4”x9‑3/8” | 1 |  | 1 Year | 39.78 | 0.15 | 33.813
4657 | Monaco/RCI | FB712 x 28 | 8371 Filler Bar x 28 1/2”x3/4”x9‑3/8” | 1 |  | 1 Year | 36.72 | 0.15 | 31.212
4658 | Monaco/RCI | FB712 x 40 | 8371 Filler Bar x 40 1/2”x3/4”x9‑3/8” | 1 |  | 1 Year | 40.8 | 0.15 | 34.68
4659 | Monaco/RCI | FB713 x 28 | 8371 Filler Bar x 28 5/8”x3/4”x9‑3/8” | 1 |  | 1 Year | 38.76 | 0.15 | 32.946
4660 | Monaco/RCI | FB713 x 40 | 8371 Filler Bar x40 5/8”x3/4”x9‑3/8” | 1 |  | 1 Year | 44.88 | 0.15 | 38.148
4661 | Monaco/RCI | FB720 x 28 | 8372 Filler Bar x 28 1/4”x3/4”x18‑3/4” | 1 |  | 1 Year | 49.98 | 0.15 | 42.483
4662 | Monaco/RCI | FB720 x 40 | 8372 Filler Bar x 40 1/4”x3/4”x18‑3/4” | 1 |  | 1 Year | 54.06 | 0.15 | 45.951
4663 | Monaco/RCI | FB721 x 28 | 8372 Filler Bar x 28 3/8”x3/4”x18‑3/4” | 1 |  | 1 Year | 52.02 | 0.15 | 44.217
4664 | Monaco/RCI | FB721 x 40 | 8372 Filler Bar x 40 3/8”x3/4”x18‑3/4” | 1 |  | 1 Year | 58.14 | 0.15 | 49.419
4665 | Monaco/RCI | FB722 x 28 | 8372 Filler Bar x 28 1/2”x3/4”x18‑3/4” | 1 |  | 1 Year | 54.06 | 0.15 | 45.951
4666 | Monaco/RCI | FB722 x 40 | 8372 Filler Bar x 40 1/2”x3/4”x18‑3/4” | 1 |  | 1 Year | 60.18 | 0.15 | 51.153
4667 | Monaco/RCI | FB723 x 28 | 8372 Filler Bar x 28 5/8”x3/4”x18‑3/4” | 1 |  | 1 Year | 58.14 | 0.15 | 49.419
4668 | Monaco/RCI | FB723 x 40 | 8372 Filler Bar x 40 5/8”x3/4”x18‑3/4” | 1 |  | 1 Year | 60.18 | 0.15 | 51.153
4669 | Monaco/RCI | GB8112 x 32 | 1/2” Glass Door Bracket Kit for 8310 x 32 | 1 |  | 1 Year | 168.3 | 0.15 | 143.055
4670 | Monaco/RCI | GB8212 x 32 | 1/2” Glass Door Bracket Kit for 8320 x 32 | 1 |  | 1 Year | 334.56 | 0.15 | 284.376
4671 | Monaco/RCI | GB7112 x 32 | 1/2” Glass Door Bracket Kit for 8371 x 32 | 1 |  | 1 Year | 168.3 | 0.15 | 143.055
4672 | Monaco/RCI | GB7212 x 32 | 1/2” Glass Door Bracket Kit for 8372 x 32 | 1 |  | 1 Year | 334.56 | 0.15 | 284.376
4673 | Monaco/RCI | GB7512 x 32 | 1/2” Glass Door Bracket Kit for 8375 x 32 | 1 |  | 1 Year | 146.88 | 0.15 | 124.848
4674 | Monaco/RCI | GB8134 x 32 | 3/4” Glass Door Bracket Kit for 8310 x 32 | 1 |  | 1 Year | 168.3 | 0.15 | 143.055
4675 | Monaco/RCI | GB8234 x 32 | 3/4” Glass Door Bracket Kit for 8320 x 32 | 1 |  | 1 Year | 328.44 | 0.15 | 279.174
4676 | Monaco/RCI | GB7134 x 32 | 3/4” Glass Door Bracket Kit for 8371 x 32 | 1 |  | 1 Year | 168.3 | 0.15 | 143.055
4677 | Monaco/RCI | GB7234 x 32 | 3/4” Glass Door Bracket Kit for 8372 x 32 | 1 |  | 1 Year | 334.56 | 0.15 | 284.376
4678 | Monaco/RCI | GB7534 x 32 | 3/4” Glass Door Bracket Kit for 8375 x 32 | 1 |  | 1 Year | 146.88 | 0.15 | 124.848
4679 | Monaco/RCI | HK8310 | 8310/8320 Hardware Pack (Buy 2 to make one 8320 Hardware Kit) | 1 |  | 1 Year | 24.48 | 0.15 | 20.808
4680 | Monaco/RCI | HK8371 | 8371/8372 Hardware Pack (Buy 2 to make one 8372 Hardware Kit) | 1 |  | 1 Year | 25.5 | 0.15 | 21.675
4681 | Monaco/RCI | HK8375 | 8375 Hardware Pack | 1 |  | 1 Year | 18.36 | 0.15 | 15.606
4682 | Monaco/RCI | LB10 x 28 | 8310 L Bracket Kit x 28 2‑1/2”x2”x10‑1/2” | 1 |  | 1 Year | 82.62 | 0.15 | 70.227
4683 | Monaco/RCI | LB10 x 40 | 8310 L Bracket Kit x 28 2‑1/2”x2”x10‑1/2” | 1 |  | 1 Year | 88.74 | 0.15 | 75.429
4684 | Monaco/RCI | LB20 x 28 | 8320 L Bracket Kit x 28 2‑1/2”x2”x21” | 1 |  | 1 Year | 164.22 | 0.15 | 139.587
4685 | Monaco/RCI | LB20 x 40 | 8320 L Bracket Kit x 28 2‑1/2”x2”x21” | 1 |  | 1 Year | 177.48 | 0.15 | 150.858
4686 | Monaco/RCI | PB80 x 28 | 8380 Post Bracket Kit x 28 3‑1/2”x2‑1/2”x8‑7/8” | 1 |  | 1 Year | 84.66 | 0.15 | 71.961
4687 | Monaco/RCI | SP01 x 28 | 8310 Spacer x 28 1/4”x1‑1/2”x10 1/2” | 1 |  | 1 Year | 32.64 | 0.15 | 27.744
4688 | Monaco/RCI | SP01 x 40 | 8310 Spacer x 40 1/4”x1‑1/2”x10 1/2” | 1 |  | 1 Year | 36.72 | 0.15 | 31.212
4689 | Monaco/RCI | SP02 x 28 | 8310 Spacer x 28 3/8”x1‑1/2”x10 1/2” | 1 |  | 1 Year | 34.68 | 0.15 | 29.478
4690 | Monaco/RCI | SP02 x 40 | 8310 Spacer x 40 3/8”x1‑1/2”x10 1/2” | 1 |  | 1 Year | 38.76 | 0.15 | 32.946
4691 | Monaco/RCI | SP03 x 28 | 8310 Spacer x 28 1/2”x1‑1/2”x10 1/2” | 1 |  | 1 Year | 36.72 | 0.15 | 31.212
4692 | Monaco/RCI | SP03 x 40 | 8310 Spacer x 40 1/2”x1‑1/2”x10 1/2” | 1 |  | 1 Year | 40.8 | 0.15 | 34.68
4693 | Monaco/RCI | SP04 x 28 | 8310 Spacer x 28 5/8”x1‑1/2”x10 1/2” | 1 |  | 1 Year | 38.76 | 0.15 | 32.946
4694 | Monaco/RCI | SP04 x 40 | 8310 Spacer x 40 5/8”x1‑1/2”x10 1/2” | 1 |  | 1 Year | 44.88 | 0.15 | 38.148
4695 | Monaco/RCI | SP20 x 28 | 8320 Spacer x 28 1/4”x1‑1/2”x21” | 1 |  | 1 Year | 60.18 | 0.15 | 51.153
4696 | Monaco/RCI | SP20 x 40 | 8320 Spacer x 40 1/4”x1‑1/2”x21” | 1 |  | 1 Year | 66.3 | 0.15 | 56.355
4697 | Monaco/RCI | SP21 x 28 | 8320 Spacer x 28 3/8”x1‑1/2”x21” | 1 |  | 1 Year | 62.22 | 0.15 | 52.887
4698 | Monaco/RCI | SP21 x 40 | 8320 Spacer x 40 3/8”x1‑1/2”x21” | 1 |  | 1 Year | 68.34 | 0.15 | 58.089
4699 | Monaco/RCI | SP22 x 28 | 8320 Spacer x 28 1/2”x1‑1/2”x21” | 1 |  | 1 Year | 64.26 | 0.15 | 54.621
4700 | Monaco/RCI | SP22 x 40 | 8320 Spacer x 40 1/2”x1‑1/2”x21” | 1 |  | 1 Year | 70.38 | 0.15 | 59.823
4701 | Monaco/RCI | SP23 x 28 | 8320 Spacer x 28 5/8”x1‑1/2”x21” | 1 |  | 1 Year | 67.32 | 0.15 | 57.222
4702 | Monaco/RCI | SP23 x 40 | 8320 Spacer x 40 5/8”x1‑1/2”x21” | 1 |  | 1 Year | 72.42 | 0.15 | 61.557
4703 | Monaco/RCI | SP710 x 28 | 8371 Spacer x 28 1/4”x1”x9‑3/8” | 1 |  | 1 Year | 32.64 | 0.15 | 27.744
4704 | Monaco/RCI | SP710 x 40 | 8371 Spacer x 40 1/4”x1”x9‑3/8” | 1 |  | 1 Year | 36.72 | 0.15 | 31.212
4705 | Monaco/RCI | SP711 x 28 | 8371 Spacer x 28 3/8”x1”x9‑3/8” | 1 |  | 1 Year | 34.68 | 0.15 | 29.478
4706 | Monaco/RCI | SP711 x 40 | 8371 Spacer x 40 3/8”x1”x9‑3/8” | 1 |  | 1 Year | 38.76 | 0.15 | 32.946
4707 | Monaco/RCI | SP712 x 28 | 8371 Spacer x 28 1/2”x1”x9‑3/8” | 1 |  | 1 Year | 36.72 | 0.15 | 31.212
4708 | Monaco/RCI | SP712 x 40 | 8371 Spacer x 40 1/2”x1”x9‑3/8” | 1 |  | 1 Year | 39.78 | 0.15 | 33.813
4709 | Monaco/RCI | SP713 x 28 | 8371 Spacer x 28 5/8”x1”x9‑3/8” | 1 |  | 1 Year | 38.76 | 0.15 | 32.946
4710 | Monaco/RCI | SP713 x 40 | 8371 Spacer x 40 5/8”x1”x9‑3/8” | 1 |  | 1 Year | 42.84 | 0.15 | 36.414
4711 | Monaco/RCI | SP720 x 28 | 8372 Spacer x 28 1/4”x1”x18‑3/4” | 1 |  | 1 Year | 49.98 | 0.15 | 42.483
4712 | Monaco/RCI | SP720 x 40 | 8372 Spacer x 40 1/4”x1”x18‑3/4” | 1 |  | 1 Year | 55.08 | 0.15 | 46.818
4713 | Monaco/RCI | SP721 x 28 | 8372 Spacer x 28 3/8”x1”x18‑3/4” | 1 |  | 1 Year | 52.02 | 0.15 | 44.217
4714 | Monaco/RCI | SP721 x 40 | 8372 Spacer x 40 3/8”x1”x18‑3/4” | 1 |  | 1 Year | 58.14 | 0.15 | 49.419
4715 | Monaco/RCI | SP722 x 28 | 8372 Spacer x 28 1/2”x1”x18‑3/4” | 1 |  | 1 Year | 54.06 | 0.15 | 45.951
4716 | Monaco/RCI | SP722 x 40 | 8372 Spacer x 40 1/2”x1”x18‑3/4” | 1 |  | 1 Year | 60.18 | 0.15 | 51.153
4717 | Monaco/RCI | SP723 x 28 | 8372 Spacer x 28 5/8”x1”x18‑3/4” | 1 |  | 1 Year | 58.14 | 0.15 | 49.419
4718 | Monaco/RCI | SP723 x 40 | 8372 Spacer x 40 5/8”x1”x18‑3/4” | 1 |  | 1 Year | 63.24 | 0.15 | 53.754
4719 | Monaco/RCI | SP75 x 28 | 8375 Spacer x 28 1/4”x13/16”x6‑9/16” | 1 |  | 1 Year | 31.62 | 0.15 | 26.877
4720 | Monaco/RCI | SPDE01 | DE8310 Spacer 1/4”x2-7/8”x10-13/16” | 1 |  | 1 Year | 32.64 | 0.15 | 27.744
4721 | Monaco/RCI | SPDE02 | DE8310 Spacer 3/8”x2-7/8”x10-13/16” | 1 |  | 1 Year | 34.68 | 0.15 | 29.478
4722 | Monaco/RCI | SPDE03 | DE8310 Spacer 1/2”x2-7/8”x10-13/16” | 1 |  | 1 Year | 36.72 | 0.15 | 31.212
4723 | Monaco/RCI | SPDE04 | DE8310 Spacer 5/8”x2-7/8”x10-13/16” | 1 |  | 1 Year | 38.76 | 0.15 | 32.946
4724 | Monaco/RCI | SPDE-SV01 | DE8310 Spacer for Sounder or Voice Unit 1/4"x2-7/8"x11-3/4” | 1 |  | 1 Year | 32.64 | 0.15 | 27.744
4725 | Monaco/RCI | SPDE-SV02 | DE8310 Spacer for Sounder or Voice Unit 3/8"x2-7/8"x11-3/4” | 1 |  | 1 Year | 34.68 | 0.15 | 29.478
4726 | Monaco/RCI | SPDE-SV03 | DE8310 Spacer for Sounder or Voice Unit 1/2"x2-7/8"x11-3/4” | 1 |  | 1 Year | 36.72 | 0.15 | 31.212
4727 | Monaco/RCI | SPDE-SV04 | DE8310 Spacer for Sounder or Voice Unit 5/8"x2-7/8"x11-3/4” | 1 |  | 1 Year | 38.76 | 0.15 | 32.946
4728 | Monaco/RCI | SA138 | 3/8” 8310 Split Armature Kit C/W Hardware | 1 |  | 1 Year | 78.54 | 0.15 | 66.759
4729 | Monaco/RCI | SA158 | 5/8” 8310 Split Armature Kit C/W Hardware | 1 |  | 1 Year | 78.54 | 0.15 | 66.759
4730 | Monaco/RCI | SA75 | 5/16” 8375 Split Armature Kit C/W Hardware | 1 |  | 1 Year | 67.32 | 0.15 | 57.222
4731 | Monaco/RCI | TJ10 x 28 | Top Jamb Kit x 28 for 8310 | 1 |  | 1 Year | 146.88 | 0.15 | 124.848
4732 | Monaco/RCI | TJ10 x 40 | Top Jamb Kit x 40 for 8310 | 1 |  | 1 Year | 158.1 | 0.15 | 134.385
4733 | Monaco/RCI | TJ20 x 28 | Top Jamb Kit x 28 for 8320 | 1 |  | 1 Year | 293.76 | 0.15 | 249.696
4734 | Monaco/RCI | TJ20 x 40 | Top Jamb Kit x 40 for 8320 | 1 |  | 1 Year | 316.2 | 0.15 | 268.77
4735 | Monaco/RCI | TJ71 x 28 | Top Jamb Kit x 28 for 8371 | 1 |  | 1 Year | 146.88 | 0.15 | 124.848
4736 | Monaco/RCI | TJ71 x 40 | Top Jamb Kit x 40 for 8371 | 1 |  | 1 Year | 158.1 | 0.15 | 134.385
4737 | Monaco/RCI | TJ72 x 28 | Top Jamb Kit x 28 for 8372 | 1 |  | 1 Year | 293.76 | 0.15 | 249.696
4738 | Monaco/RCI | TJ72 x 40 | Top Jamb Kit x 40 for 8372 | 1 |  | 1 Year | 316.2 | 0.15 | 268.77
4739 | Monaco/RCI | TJ75 x 28 | Top Jamb Kit x 28 for 8375 | 1 |  | 1 Year | 106.08 | 0.15 | 90.168
4740 | Monaco/RCI | TJ75 x 40 | Top Jamb Kit x 40 for 8375 | 1 |  | 1 Year | 113.22 | 0.15 | 96.237
4741 | Monaco/RCI | TJ80 x 28 | Top Jamb Kit x 28 for 8380 | 1 |  | 1 Year | 118.32 | 0.15 | 100.572
4742 | Monaco/RCI | BC1P | English Plexi ‑ “Push Until Alarm...” | 1 |  | 1 Year | 61.2 | 0.15 | 52.02
4743 | Monaco/RCI | BC1PS | Spanish Plexi ‑ “Push Until Alarm...” | 1 |  | 1 Year | 61.2 | 0.15 | 52.02
4744 | Monaco/RCI | BC1M | English Mylar ‑ “Push Until Alarm...” | 1 |  | 1 Year | 38.76 | 0.15 | 32.946
4745 | Monaco/RCI | BC1M-30 | English Mylar - "Push Until 30…" | 1 |  | 1 Year | 51 | 0.15 | 43.35
4746 | Monaco/RCI | BC1MS | Spanish Mylar ‑ “Push Until Alarm...” | 1 |  | 1 Year | 38.76 | 0.15 | 32.946
4747 | Monaco/RCI | BC1MW | English Mylar/White ‑ “Push Until Alarm” | 1 |  | 1 Year | 38.76 | 0.15 | 32.946
4748 | Monaco/RCI | BC1MWS | Spanish Mylar/White ‑ “Push Until Alarm” | 1 |  | 1 Year | 38.76 | 0.15 | 32.946
4749 | Monaco/RCI | BC1T | English Transfer ‑ “Push Until Alarm...” | 1 |  | 1 Year | 51 | 0.15 | 43.35
4750 | Monaco/RCI | BC1TS | Spanish Transfer ‑ “Push Until Alarm...” | 1 |  | 1 Year | 51 | 0.15 | 43.35
4751 | Monaco/RCI | BC2P | English Plexi ‑ “Emerge. Exit Unlocked...” | 1 |  | 1 Year | 51 | 0.15 | 43.35
4752 | Monaco/RCI | BC2PS | Spanish Plexi ‑ “Emerge. Exit Unlocked...” | 1 |  | 1 Year | 51 | 0.15 | 43.35
4753 | Monaco/RCI | BC2M | English Mylar ‑ “Emerge. Exit Unlocked...” | 1 |  | 1 Year | 13.26 | 0.15 | 11.271
4754 | Monaco/RCI | BC2MS | Spanish Mylar ‑ “Emerge. Exit Unlocked...” | 1 |  | 1 Year | 13.26 | 0.15 | 11.271
4755 | Monaco/RCI | BC2MW | English Mylar/White ‑ “Emerg. Exit Unlocked...” | 1 |  | 1 Year | 13.26 | 0.15 | 11.271
4756 | Monaco/RCI | BC2MWS | Spanish Mylar/White ‑ “Emerg. Exit Unlocked...” | 1 |  | 1 Year | 13.26 | 0.15 | 11.271
4757 | Monaco/RCI | BC2T | English Transfer ‑ “Emerg. Exit Unlocked...” | 1 |  | 1 Year | 29.58 | 0.15 | 25.143
4758 | Monaco/RCI | BC2TS | Spanish Transfer ‑ “Emerg. Exit Unlocked...” | 1 |  | 1 Year | 29.58 | 0.15 | 25.143
4759 | Monaco/RCI | BC3P | English Plexi ‑ “Keep Pushing Door Unlocks...” | 1 |  | 1 Year | 61.2 | 0.15 | 52.02
4760 | Monaco/RCI | BC3PS | Spanish Plexi ‑ “Keep Pushing Door Unlocks...” | 1 |  | 1 Year | 61.2 | 0.15 | 52.02
4761 | Monaco/RCI | BC3M | English Mylar ‑ “Keep Pushing Door Unlocks...” | 1 |  | 1 Year | 63.24 | 0.15 | 53.754
4762 | Monaco/RCI | BC3MS | Spanish Mylar ‑ “Keep Pushing Door Unlocks...” | 1 |  | 1 Year | 63.24 | 0.15 | 53.754
4763 | Monaco/RCI | BC3MW | Eng. Mylar/White ‑ “Keep Pushing Door Unlocks...” | 1 |  | 1 Year | 69.36 | 0.15 | 58.956
4764 | Monaco/RCI | BC3MWS | Span. Mylar/White ‑ “Keep Pushing Door Unlocks...” | 1 |  | 1 Year | 69.36 | 0.15 | 58.956
4765 | Monaco/RCI | BC3T | English Transfer ‑ “Keep Pushing Door Unlocks...” | 1 |  | 1 Year | 51 | 0.15 | 43.35
4766 | Monaco/RCI | BC3TS | Spanish Transfer ‑ “Keep Pushing Door Unlocks...” | 1 |  | 1 Year | 51 | 0.15 | 43.35
4767 | CBCA | ZNS-Premier24 | 24ch Cortrol Premier License | 1 |  | 1 Year | 2273 | 0.33 | 1522.91
4768 | CBCA | ZNS-Premier48 | 48ch Cortrol Premier License | 1 |  | 1 Year | 4545 | 0.33 | 3045.15
4769 | CBCA | ZNS-Premier72 | 72ch Cortrol Premier License | 1 |  | 1 Year | 6819 | 0.33 | 4568.73
4770 | CBCA | ZNS-Premier96 | 96ch Cortrol Premier License | 1 |  | 1 Year | 9090 | 0.33 | 6090.3
4771 | CBCA | ZNS-PremierUNL | Unlimited Cortrol Premier License | 1 |  | 1 Year | 18185 | 0.33 | 12183.95
4772 | CBCA | ZNS-2AC24 | 2 year 24ch contract renewal | 1 |  | 1 Year | 568 | 0.33 | 380.56
4773 | CBCA | ZNS-2AC48 | 2 year 48ch contract renewal | 1 |  | 1 Year | 1138 | 0.33 | 762.46
4774 | CBCA | ZNS-2AC72 | 2 year 72ch contract renewal | 1 |  | 1 Year | 1705 | 0.33 | 1142.35
4775 | CBCA | ZNS-2AC96 | 2 year 96ch contract renewal | 1 |  | 1 Year | 2273 | 0.33 | 1522.91
4776 | CBCA | ZNS-2ACUNL | 2 year Unlimited contract renewal | 1 |  | 1 Year | 4546 | 0.33 | 3045.82
4777 | CBCA | ZNS-8AC24 | 8 year 24ch contract renewal | 1 |  | 1 Year | 1138 | 0.33 | 762.46
4778 | CBCA | ZNS-8AC48 | 8 year 48ch contract renewal | 1 |  | 1 Year | 2273 | 0.33 | 1522.91
4779 | CBCA | ZNS-8AC72 | 8 year 72ch contract renewal | 1 |  | 1 Year | 3410 | 0.33 | 2284.7
4780 | CBCA | ZNS-8AC96 | 8 year 96ch contract renewal | 1 |  | 1 Year | 4545 | 0.33 | 3045.15
4781 | CBCA | ZNS-8ACUNL | 8 year Unlimited ch contract renewal | 1 |  | 1 Year | 9093 | 0.33 | 6092.31
4782 | CBCA | ZNS-GStart100 | 100ch Cortrol Global Start License | 1 |  | 1 Year | 18183 | 0.33 | 12182.61
4783 | CBCA | ZNS-Global10 | Additional 10ch Cortrol Global License | 1 |  | 1 Year | 2273 | 0.33 | 1522.91
4784 | CBCA | ZNS-Global50 | Additional 50ch Cortrol Global License | 1 |  | 1 Year | 9090 | 0.33 | 6090.3
4785 | CBCA | ZNS-Global100 | Additional 100ch Cortrol Global License | 1 |  | 1 Year | 17045 | 0.33 | 11420.15
4786 | CBCA | ZNS-Global500 | Additional 500ch Cortrol Global License | 1 |  | 1 Year | 79545 | 0.33 | 53295.15
4787 | CBCA | ZNS-Global1K | Additional 1000ch Cortrol Global License | 1 |  | 1 Year | 147728 | 0.33 | 98977.76
4788 | CBCA | ZNS-Global5K | Additional 5000ch Cortrol Global License | 1 |  | 1 Year | 681818 | 0.33 | 456818.06
4789 | CBCA | ZNS-S2AC100 | 2 year 100ch Global Start contract renewal | 1 |  | 1 Year | 4545 | 0.33 | 3045.15
4790 | CBCA | ZNS-S2AC10 | 2 year 10ch Global contract renewal | 1 |  | 1 Year | 568 | 0.33 | 380.56
4791 | CBCA | ZNS-2AC50 | 2 year 50ch Global contract renewal | 1 |  | 1 Year | 2273 | 0.33 | 1522.91
4792 | CBCA | ZNS-2AC100 | 2 year 100ch Global contract renewal | 1 |  | 1 Year | 4263 | 0.33 | 2856.21
4793 | CBCA | ZNS-2AC500 | 2 year 500ch Global contract renewal | 1 |  | 1 Year | 19888 | 0.33 | 13324.96
4794 | CBCA | ZNS-2AC1K | 2 year 1000ch Global contract renewal | 1 |  | 1 Year | 36933 | 0.33 | 24745.11
4795 | CBCA | ZNS-2AC5K | 2 year 5000ch Global contract renewal | 1 |  | 1 Year | 170455 | 0.33 | 114204.85
4796 | CBCA | ZNS-S8AC100 | 8 year 100ch Global Start contract renewal | 1 |  | 1 Year | 9090 | 0.33 | 6090.3
4797 | CBCA | ZNS-S8AC10 | 8 year 10ch Global contract renewal | 1 |  | 1 Year | 1137 | 0.33 | 761.79
4798 | CBCA | ZNS-8AC50 | 8 year 50ch Global contract renewal | 1 |  | 1 Year | 4545 | 0.33 | 3045.15
4799 | CBCA | ZNS-8AC100 | 8 year 100ch Global contract renewal | 1 |  | 1 Year | 8523 | 0.33 | 5710.41
4800 | CBCA | ZNS-8AC500 | 8 year 500ch Global contract renewal | 1 |  | 1 Year | 39773 | 0.33 | 26647.91
4801 | CBCA | ZNS-8AC1K | 8 year 1000ch Global contract renewal | 1 |  | 1 Year | 73863 | 0.33 | 49488.21
4802 | CBCA | ZNS-8AC5K | 8 year 5000ch Global contract renewal | 1 |  | 1 Year | 340910 | 0.33 | 228409.7
4803 | CBCA | ZNS-U-P24 | ZNS w/ 1-24ch - > Premier 24 | 1 |  | 1 Year | 1138 | 0.33 | 762.46
4804 | CBCA | ZNS-UE-P48 | ZNS w/ 1-48 ch - > Premier 48 | 1 |  | 1 Year | 2273 | 0.33 | 1522.91
4805 | CBCA | ZNS-U-P72 | ZNS w/ 1-72ch - >Premier 72 | 1 |  | 1 Year | 4546 | 0.33 | 3045.82
4806 | CBCA | ZNS-UE-P96 | ZNS w/ 1-96ch - > Premier 96 | 1 |  | 1 Year | 6818 | 0.33 | 4568.06
4807 | CBCA | ZNS-U-PUNL | ZNS w/1-Over 96ch - > Premier UNL | 1 |  | 1 Year | 14775 | 0.33 | 9899.25
4808 | CBCA | ZNS-U-G10 | ZNS - > Global 10ch pack | 1 |  | 1 Year | 1137 | 0.33 | 761.79
4809 | CBCA | ZNS-U-G50 | ZNS - > Global 50ch pack | 1 |  | 1 Year | 4545 | 0.33 | 3045.15
4810 | CBCA | ZNS-UE-G100 | ZNS - > Global 100ch pack | 1 |  | 1 Year | 8523 | 0.33 | 5710.41
4811 | CBCA | ZNS-U24-P48 | Premier 24 - > Premier 48 | 1 |  | 1 Year | 3410 | 0.33 | 2284.7
4812 | CBCA | ZNS-U24-P72 | Premier 24 - > Premier 72 | 1 |  | 1 Year | 5683 | 0.33 | 3807.61
4813 | CBCA | ZNS-U24-P96 | Premier 24 - > Premier 96 | 1 |  | 1 Year | 10228 | 0.33 | 6852.76
4814 | CBCA | ZNS-U24-PUNL | Premier 24 - > Premier UNL | 1 |  | 1 Year | 17049 | 0.33 | 11422.83
4815 | CBCA | ZNS-U48-P72 | Premier 48 - > Premier 72 | 1 |  | 1 Year | 2841 | 0.33 | 1903.47
4816 | CBCA | ZNS-U48-P96 | Premier 48 - > Premier 96 | 1 |  | 1 Year | 6818 | 0.33 | 4568.06
4817 | CBCA | ZNS-U48-PUNL | Premier 48 - > Premier UNL | 1 |  | 1 Year | 15639 | 0.33 | 10478.13
4818 | CBCA | ZNS-U72-P96 | Premier 72 - > Premier 96 | 1 |  | 1 Year | 2841 | 0.33 | 1903.47
4819 | CBCA | ZNS-U72-PUNL | Premier 72 - > Premier UNL | 1 |  | 1 Year | 14207 | 0.33 | 9518.69
4820 | CBCA | ZNS-U48-G50 | Premier 48 - > Global 50ch pack | 1 |  | 1 Year | 4545 | 0.33 | 3045.15
4821 | CBCA | ZNS-U72-G50 | Premier 72 - > Global 50ch pack | 1 |  | 1 Year | 4546 | 0.33 | 3045.82
4822 | CBCA | ZNS-U96-G100 | Premier 96 - > Global 100ch pack | 1 |  | 1 Year | 8523 | 0.33 | 5710.41
4823 | CBCA | ZNS-U96-PUNL | Premier 96 - > Premier UNL | 1 |  | 1 Year | 11366 | 0.33 | 7615.22
4824 | CBCA | ZNS-LPR-2 | Supports 2 LPR Channels | 1 |  | 1 Year | 1875 | 0.33 | 1256.25
4825 | CBCA | ZNS-LPR-U | Supports Unlimited LPR Channels | 1 |  | 1 Year | 3120 | 0.33 | 2090.4
4826 | CBCA | ZNS-FR-2 | Supports up to 2 channels, recognize up to 5 faces in 10 seconds | 1 |  | 1 Year | 687 | 0.33 | 460.29
4827 | CBCA | ZNS-FR-U | Supports 200 FPS from up to 10 channels, recognize up to 500 faces in 10 seconds | 1 |  | 1 Year | 15620 | 0.33 | 10465.4
4828 | CBCA | CountingZNS-1 | Counting (people and object counting) With VCA counting highly accurate information on the number of people who enter their premises to use their facilities. | 1 |  | 1 Year | 240 | 0.33 | 160.8
4829 | CBCA | CountingZNS-2 | Counting (people and object counting) With VCA counting highly accurate information on the number of people who enter their premises to use their facilities. | 1 |  | 1 Year | 355 | 0.33 | 237.85
4830 | CBCA | CountingZNS-4 | Counting (people and object counting) With VCA counting highly accurate information on the number of people who enter their premises to use their facilities. | 1 |  | 1 Year | 475 | 0.33 | 318.25
4831 | CBCA | CountingZNS-8 | Counting (people and object counting) With VCA counting highly accurate information on the number of people who enter their premises to use their facilities. | 1 |  | 1 Year | 575 | 0.33 | 385.25
4832 | CBCA | CountingZNS-16 | Counting (people and object counting) With VCA counting highly accurate information on the number of people who enter their premises to use their facilities. | 1 |  | 1 Year | 695 | 0.33 | 465.65
4833 | CBCA | AdvancedZNS-1 | Counting lines, Tamper Detection, Presence, Enter/Exit, Appear/Disappear, Speed, Object class, Direction, Dwell,Tailgating, Abandoned/Removed object, - On-screen counters | 1 |  | 1 Year | 475 | 0.33 | 318.25
4834 | CBCA | AdvancedZNS-2 | Counting lines, Tamper Detection, Presence, Enter/Exit, Appear/Disappear, Speed, Object class, Direction, Dwell,Tailgating, Abandoned/Removed object, - On-screen counters | 1 |  | 1 Year | 710 | 0.33 | 475.7
4835 | CBCA | AdvancedZNS-4 | Counting lines, Tamper Detection, Presence, Enter/Exit, Appear/Disappear, Speed, Object class, Direction, Dwell,Tailgating, Abandoned/Removed object, - On-screen counters | 1 |  | 1 Year | 945 | 0.33 | 633.15
4836 | CBCA | AdvancedZNS-8 | Counting lines, Tamper Detection, Presence, Enter/Exit, Appear/Disappear, Speed, Object class, Direction, Dwell,Tailgating, Abandoned/Removed object, - On-screen counters | 1 |  | 1 Year | 1135 | 0.33 | 760.45
4837 | CBCA | AdvancedZNS-16 | Counting lines, Tamper Detection, Presence, Enter/Exit, Appear/Disappear, Speed, Object class, Direction, Dwell,Tailgating, Abandoned/Removed object, - On-screen counters | 1 |  | 1 Year | 1375 | 0.33 | 921.25
4838 | CBCA | DT-1X-4TB | Up to 40 IP Cameras, 5U Server, 1x Xeon, 4TB storage, DVD-RW, iDRAC8 Basic, Windows Server 2016 | 1 |  | 1 Year | 5746 | 0.33 | 3849.82
4839 | CBCA | DT-1X-12TB | Up to 40 IP Cameras, 5U Server, 1x Xeon, 12TB storage, DVD-RW, iDRAC8 Basic, Windows Server 2016 | 1 |  | 1 Year | 7746 | 0.33 | 5189.82
4840 | CBCA | DT-1X-30TB | Up to 40 IP Cameras, 5U Server, 1x Xeon, 30TB storage, DVD-RW, iDRAC8 Basic, Windows Server 2016 | 1 |  | 1 Year | 12505 | 0.33 | 8378.35
4841 | CBCA | DT-1X-60TB | Up to 40 IP Cameras, 5U Server, 1x Xeon, 60TB storage, DVD-RW, iDRAC8 Basic, Windows Server 2016 | 1 |  | 1 Year | 20561 | 0.33 | 13775.87
4842 | CBCA | DT-4R | Chassis with up to 4, 3.5" Hot Plug Hard Drives, Embedded SATA, Rack Configuration | 1 |  | 1 Year | 404 | 0.33 | 270.68
4843 | CBCA | DT-8R | Chassis with up to 8, 3.5" Hot Plug Hard Drives, Rack Configuration | 1 |  | 1 Year | 523 | 0.33 | 350.41
4844 | CBCA | DT-Rails | ReadyRails™ Sliding Rails Without Cable Management Arm | 1 |  | 1 Year | 354 | 0.33 | 237.18
4845 | CBCA | DT-Bezel | Dell Front Bezel | 1 |  | 1 Year | 117 | 0.33 | 78.39
4846 | CBCA | D-1X-12TB | Up to 40 IP Cameras, 2U Server, 1x Xeon, 12TB storage, DVD-RW, iDRAC9 Express, Windows Server 2016 | 1 |  | 1 Year | 15655 | 0.33 | 10488.85
4847 | CBCA | D-1X-24TB | Up to 40 IP Cameras, 2U Server, 1x Xeon, 24TB storage, DVD-RW, iDRAC9 Express, Windows Server 2016 | 1 |  | 1 Year | 19061 | 0.33 | 12770.87
4848 | CBCA | D-1X-32TB | Up to 40 IP Cameras, 2U Server, 1x Xeon, 32TB storage, DVD-RW, iDRAC9 Express, Windows Server 2016 | 1 |  | 1 Year | 21151 | 0.33 | 14171.17
4849 | CBCA | D-1X-48TB | Up to 40 IP Cameras, 2U Server, 1x Xeon, 48TB storage, DVD-RW, iDRAC9 Express, Windows Server 2016 | 1 |  | 1 Year | 24231 | 0.33 | 16234.77
4850 | CBCA | D-2XR-12TB | Up to 40 IP Cameras, 2U Server, 2x Xeon, 12TB storage, RAID6, DVD-RW, iDRAC9 Express, Windows Server 2016 | 1 |  | 1 Year | 17884 | 0.33 | 11982.28
4851 | CBCA | D-2XR-24TB | Up to 40 IP Cameras, 2U Server, 2x Xeon, 24TB storage, RAID6, DVD-RW, iDRAC9 Express, Windows Server 2016 | 1 |  | 1 Year | 21220 | 0.33 | 14217.4
4852 | CBCA | D-2XR-32TB | Up to 40 IP Cameras, 2U Server, 2x Xeon, 32TB storage, RAID6, DVD-RW, iDRAC9 Express, Windows Server 2016 | 1 |  | 1 Year | 23309 | 0.33 | 15617.03
4853 | CBCA | D-2XR-48TB | Up to 40 IP Cameras, 2U Server, 2x Xeon, 48TB storage, RAID6, DVD-RW, iDRAC9 Express, Windows Server 2016 | 1 |  | 1 Year | 26296 | 0.33 | 17618.32
4854 | CBCA | ZNR-MINIi3-4TB | Desktop, 4TB storage, DVD-RW i3-8100 CPU w/Intel 630 UHD Graphics, 16GB RAM, 240SSD Win10 Pro (64Bit) | 1 |  | 1 Year | 4261 | 0.33 | 2854.87
4855 | CBCA | ZNR-MINIi3-6TB | Desktop, 6TB storage, DVD-RW i3-8100 CPU w/Intel 630 UHD Graphics, 16GB RAM, 240SSD Win10 Pro (64Bit) | 1 |  | 1 Year | 4498 | 0.33 | 3013.66
4856 | CBCA | ZNR-MINIi3-8TB | Desktop, 8TB storage, DVD-RW i3-8100 CPU w/Intel 630 UHD Graphics, 16GB RAM, 240SSD Win10 Pro (64Bit) | 1 |  | 1 Year | 4735 | 0.33 | 3172.45
4857 | CBCA | ZNR-MINIi3-10TB | Desktop, 10TB storage, DVD-RW i3-8100 CPU w/Intel 630 UHD Graphics, 16GB RAM, 240SSD Win10 Pro (64Bit) | 1 |  | 1 Year | 5256 | 0.33 | 3521.52
4858 | CBCA | ZNR-MINIi3-12TB | Desktop, 12TB storage, DVD-RW i3-8100 CPU w/Intel 630 UHD Graphics, 16GB RAM, 240SSD Win10 Pro (64Bit) | 1 |  | 1 Year | 5729 | 0.33 | 3838.43
4859 | CBCA | ZNR-MINIi5-4TB | Desktop, 4TB storage, DVD-RW i3-8100 CPU w/Intel 630 UHD Graphics, 16GB RAM, 240SSD Win10 Pro (64Bit) | 1 |  | 1 Year | 4498 | 0.33 | 3013.66
4860 | CBCA | ZNR-MINIi5-6TB | Desktop, 6TB storage, DVD-RW i3-8100 CPU w/Intel 630 UHD Graphics, 16GB RAM, 240SSD Win10 Pro (64Bit) | 1 |  | 1 Year | 4735 | 0.33 | 3172.45
4861 | CBCA | ZNR-MINIi5-8TB | Desktop, 8TB storage, DVD-RW i3-8100 CPU w/Intel 630 UHD Graphics, 16GB RAM, 240SSD Win10 Pro (64Bit) | 1 |  | 1 Year | 5114 | 0.33 | 3426.38
4862 | CBCA | ZNR-MINIi5-10TB | Desktop, 10TB storage, DVD-RW i3-8100 CPU w/Intel 630 UHD Graphics, 16GB RAM, 240SSD Win10 Pro (64Bit) | 1 |  | 1 Year | 5445 | 0.33 | 3648.15
4863 | CBCA | ZNR-MINIi5-12TB | Desktop, 12TB storage, DVD-RW i3-8100 CPU w/Intel 630 UHD Graphics, 16GB RAM, 240SSD Win10 Pro (64Bit) | 1 |  | 1 Year | 6108 | 0.33 | 4092.36
4864 | CBCA | ZNR-2U-9TB | Up to 128 IP Cameras*, 2U Server, 9TB storage, & DVD-RW | 1 |  | 1 Year | 7576 | 0.33 | 5075.92
4865 | CBCA | ZNR-2U-15TB | Up to 128 IP Cameras*, 2U Server, 15TB storage, & DVD-RW | 1 |  | 1 Year | 8523 | 0.33 | 5710.41
4866 | CBCA | ZNR-2U-40TB | Up to 128 IP Cameras*, 2U Server, 40TB storage, & DVD-RW | 1 |  | 1 Year | 12311 | 0.33 | 8248.37
4867 | CBCA | ZNR-2U-50TB | Up to 128 IP Cameras*, 2U Server, 50TB storage, & DVD-RW | 1 |  | 1 Year | 14678 | 0.33 | 9834.26
4868 | CBCA | ZNR-2U-60TB | Up to 128 IP Cameras*, 2U Server, 60TB storage, & DVD-RW | 1 |  | 1 Year | 17519 | 0.33 | 11737.73
4869 | CBCA | ZNR-4U-9TB | Up to 128 IP Cameras*, 4U Server, 9TB storage, & DVD-RW | 1 |  | 1 Year | 6629 | 0.33 | 4441.43
4870 | CBCA | ZNR-4U-15TB | Up to 128 IP Cameras*, 4U Server, 15TB storage, & DVD-RW | 1 |  | 1 Year | 7576 | 0.33 | 5075.92
4871 | CBCA | ZNR-4U-40TB | Up to 128 IP Cameras*, 4U Server, 40TB storage, & DVD-RW | 1 |  | 1 Year | 11364 | 0.33 | 7613.88
4872 | CBCA | ZNR-4U-50TB | Up to 128 IP Cameras*, 4U Server, 50TB storage, & DVD-RW | 1 |  | 1 Year | 13731 | 0.33 | 9199.77
4873 | CBCA | ZNR-4U-60TB | Up to 128 IP Cameras*, 4U Server, 60TB storage, & DVD-RW | 1 |  | 1 Year | 16572 | 0.33 | 11103.24
4874 | CBCA | ZNR-CLIENT PC | Desktop, 3TB(1x3TB), DVD-RW Intel i7-8700 3.4Ghz Quad CPU, 16G DDR4 RAM, 2x 128Bit 2G Video card, 650W PS, 2x Gigabit Nic's, 120G SSD for Win10 Pro (64bit) 4x Monitors Supported | 1 |  | 1 Year | 6364 | 0.33 | 4263.88
4875 | CBCA | ZNR-ClientPC-4K | Desktop, 3TB(1x3TB), DVD-RW Intel i7-8700 3.4Ghz Quad CPU, 16G DDR4 RAM, 1x 192Bit 3G Video card, 650W PS, 2x Gigabit Nic's, 120G SSD for Win10 Pro (64bit) Monitor Support 4x | 1 |  | 1 Year | 7273 | 0.33 | 4872.91
4876 | CBCA | ZNR-ClientPC-EXT | Desktop, 3TB(1x3TB), DVD-RW Intel i7‐7820X (6 Core) 3.60GHz CPU, 16G DDR4 RAM, 1x 192Bit 3G Video card, 650W PS, 2x Gigabit Nic's, 120G SSD for Win10 Pro (64bit) Monitor Support 4x | 1 |  | 1 Year | 9091 | 0.33 | 6090.97
4877 | CBCA | ZNR-4U-ClientPC | Rack, 3TB(1x3TB), DVD-RW Intel i7-8700 3.4Ghz Quad CPU, 16G DDR4 RAM, 2x 128Bit 2G Video card, 650W PS, 2x Gigabit Nic's, 120G SSD for Win10 Pro (64bit) 4x Monitors Supported | 1 |  | 1 Year | 6909 | 0.33 | 4629.03
4878 | CBCA | ZNR-4U-ClientPC-4K | Rack, 3TB(1x3TB), DVD-RW Intel i7-8700 3.4Ghz Quad CPU, 16G DDR4 RAM, 1x 192Bit 3G Video card, 650W PS, 2x Gigabit Nic's, 120G SSD for Win10 Pro (64bit) 4x Monitors Supported | 1 |  | 1 Year | 7727 | 0.33 | 5177.09
4879 | CBCA | ZNR-4U-ClientPC-EXT | Rack, 3TB(1x3TB), DVD-RW Intel i7‐7820X (6 Core) 3.60GHz CPU, 16G DDR4 RAM, 1x 192Bit 3G Video card, 650W PS, 2x Gigabit Nic's, 120G SSD for Win10 Pro (64bit) 4x Monitors Supported | 1 |  | 1 Year | 9545 | 0.33 | 6395.15
4880 | CBCA | ZNR-32TB-RL | Up to 74 IP Cameras, 32TB RAID-6, & DVD-RW, 16 bay Hot Swap Chassis | 1 |  | 1 Year | 25091 | 0.33 | 16810.97
4881 | CBCA | ZNR-40TB-RL | Up to 74 IP Cameras, 40TB RAID-6, & DVD-RW, 16 bay Hot Swap Chassis | 1 |  | 1 Year | 26909 | 0.33 | 18029.03
4882 | CBCA | ZNR-48TB-RL | Up to 74 IP Cameras, 48TB RAID-6, & DVD-RW, 16 bay Hot Swap Chassis | 1 |  | 1 Year | 28727 | 0.33 | 19247.09
4883 | CBCA | ZNR-228TB-RL | Up to 74 IP Cameras, 228TB RAID-6, & DVD-RW, 24 bay Hot Swap Chassis | 1 |  | 1 Year | 63636 | 0.33 | 42636.12
4884 | CBCA | ZNR-240TB-RL | Up to 74 IP Cameras, 240TB RAID-6, & DVD-RW, 24 bay Hot Swap Chassis | 1 |  | 1 Year | 65682 | 0.33 | 44006.94
4885 | CBCA | ZNR-252TB-RL | Up to 74 IP Cameras, 252TB RAID-6, & DVD-RW, 24 bay Hot Swap Chassis | 1 |  | 1 Year | 67727 | 0.33 | 45377.09
4886 | CBCA | ZNR-32TB-R | Up to 128 IP Cameras, 32TB RAID-6, & DVD-RW, 16 bay Hot Swap Chassis | 1 |  | 1 Year | 34091 | 0.33 | 22840.97
4887 | CBCA | ZNR-40TB-R | Up to 128 IP Cameras, 40TB RAID-6, & DVD-RW, 16 bay Hot Swap Chassis | 1 |  | 1 Year | 35000 | 0.33 | 23450
4888 | CBCA | ZNR-48TB-R | Up to 128 IP Cameras, 48TB RAID-6, & DVD-RW, 16 bay Hot Swap Chassis | 1 |  | 1 Year | 35909 | 0.33 | 24059.03
4889 | CBCA | ZNR-228TB-R | Up to 128 IP Cameras, 228TB RAID-6, & DVD-RW, 24 bay Hot Swap Chassis | 1 |  | 1 Year | 73636 | 0.33 | 49336.12
4890 | CBCA | ZNR-240TB-R | Up to 128 IP Cameras, 240TB RAID-6, & DVD-RW, 24 bay Hot Swap Chassis | 1 |  | 1 Year | 75682 | 0.33 | 50706.94
4891 | CBCA | ZNR-252TB-R | Up to 128 IP Cameras, 252TB RAID-6, & DVD-RW, 24 bay Hot Swap Chassis | 1 |  | 1 Year | 77727 | 0.33 | 52077.09
4892 | CBCA | ZNR-4U-RK | Rail Kit for ZNR-4U servers | 1 |  | 1 Year | 165 | 0.33 | 110.55
4893 | CBCA | ZNR-RL-RK | Rail Kit for ZNR-RL servers | 1 |  | 1 Year | 230 | 0.33 | 154.1
4894 | CBCA | ZN-NH22XE | 1080p, Indoor, POE, 12VDC, WDR, 2 Way Audio, microSD card slot | 1 |  | 1 Year | 765 | 0.33 | 512.55
4895 | CBCA | ZN1A-C4 | 1080p, Indoor, POE, TDN, WDR, microSD card slot | 1 |  | 1 Year | 475 | 0.33 | 318.25
4896 | CBCA | ZN1A-N4NFN6-1 | 1080p, 4.3mm, mini, POE/12VDC, WDR, IR, microSD card slot | 1 |  | 1 Year | 550 | 0.33 | 368.5
4897 | CBCA | ZN1A-BT662XE-MIR | 1080p, 3-9mm, Proset, POE/12VDC, TDN, WDR, microSD cardslot | 1 |  | 1 Year | 1010 | 0.33 | 676.7
4898 | CBCA | ZN1A-M4FN3 | 1080p, 2.8mm,, POE, WDR, microSd card slot | 1 |  | 1 Year | 485 | 0.33 | 324.95
4899 | CBCA | ZN1A-D4NMZ43L | 1080p, 3-9mm Proset, POE, TDN, WDR, IR, microSD card slot | 1 |  | 1 Year | 605 | 0.33 | 405.35
4900 | CBCA | ZN1A-D4FN5 | 1080p, 4 mm, POE/12VDC, WDR, AI/AO, microSD card slot | 1 |  | 1 Year | 470 | 0.33 | 314.9
4901 | CBCA | ZN1A-M4NTFN4L | 1080p, 3.6mm, POE/12VDC, TDN, WDR, POE, IR, microSD card slot | 1 |  | 1 Year | 565 | 0.33 | 378.55
4902 | CBCA | ZN1A-DNT352XE | 1080p, 3-9mm, POE/12VDC, WDR, microSD card slot | 1 |  | 1 Year | 920 | 0.33 | 616.4
4903 | CBCA | ZN1A-DNT352XE-M | 1080p, 3-9mm, Proset, POE/12VDC, WDR, microSD card slot | 1 |  | 1 Year | 990 | 0.33 | 663.3
4904 | CBCA | ZN1A-DNT352XE-MIR | 1080p, 3-9mm, Proset, POE/12VDC, WDR, IR, microSD card slot | 1 |  | 1 Year | 1075 | 0.33 | 720.25
4905 | CBCA | ZN1A-F5FN8 | 3MP Fisheye, GXi Dome w/ Computar Lens, POE/12VDC, microSD card slot | 1 |  | 1 Year | 835 | 0.33 | 559.45
4906 | CBCA | ZN1A-F5FN8I | 3MP Fisheye, GXi Dome w/ Immervision Lens, POE/12VDC, microSD card slot | 1 |  | 1 Year | 920 | 0.33 | 616.4
4907 | CBCA | ZN1A-DN332XE-MPD | 1080p, Indoor Repositional Dome, TDN, WDR, 3-9mm ProSet, POE/12VDC | 1 |  | 1 Year | 1005 | 0.33 | 673.35
4908 | CBCA | ZN1A-DNT372XE-MPD | 1080p, Outdoor Repositional Dome, TDN, WDR, 3-9mm ProSet, POE/12VDC/24VAC, w/Heater | 1 |  | 1 Year | 1235 | 0.33 | 827.45
4909 | CBCA | ZN1A-P4DT54U | 1080p, PTZ, 30X, POE+/24VAC, WDR, IP66, IK10, Low Light, microSD | 1 |  | 1 Year | 4841 | 0.33 | 3243.47
4910 | CBCA | ZN1A-B4DZF56U | 1080p, Bullet, 2.8-12MM Proset, POE+/12VDC,WDR,IR,Heater, Low light,microSD | 1 |  | 1 Year | 1077 | 0.33 | 721.59
4911 | CBCA | ZN1A-B4DZF69U | 1080p, Bullet, 7-22MM Proset, POE+/12VDC,WDR,IR,Heater,Low light,microSD | 1 |  | 1 Year | 1129 | 0.33 | 756.43
4912 | CBCA | ZN1SA-STB | Embedded video stabilization | 1 |  | 1 Year | 179 | 0.33 | 119.93
4913 | CBCA | ZN1SA-COUNT | Bi-directional counting with on screen counters | 1 |  | 1 Year | 136 | 0.33 | 91.12
4914 | CBCA | ZN1SA-ACCESS | Tailgating filter, counting line with onscreen counters | 1 |  | 1 Year | 157 | 0.33 | 105.19
4915 | CBCA | ZN1SA-DETECT | Class & Speed filters, Direction & Dwell filters | 1 |  | 1 Year | 157 | 0.33 | 105.19
4916 | CBCA | ZN1SA-FOLLOW | PTZ auto-tracking, auto lay on only | 1 |  | 1 Year | 240 | 0.33 | 160.8
4917 | CBCA | ZN1SA-SURV | Class & Speed, Direction & Dwell filters, Tailgating & On screen counters | 1 |  | 1 Year | 212 | 0.33 | 142.04
4918 | CBCA | ZN1SA-ADVANCED | ZNS-SURV plus Counting line | 1 |  | 1 Year | 264 | 0.33 | 176.88
4919 | CBCA | ZN1SA-ADVANCEDIPQ-01 | ZNS-SURV plus Counting line, license for 4ch analog encoder | 1 |  | 1 Year | 185 | 0.33 | 123.95
4920 | CBCA | ZN1SA-TRACK | Full PTZ auto-tracking | 1 |  | 1 Year | 390 | 0.33 | 261.3
4921 | CBCA | ZN1SA-PRO | ZNS-TRACK plus Metadata, People tracker, Counting line, Color filter | 1 |  | 1 Year | 318 | 0.33 | 213.06
4922 | CBCA | ZN1SA-IPQ-01 | ZNS-TRACK plus Metadata, People tracker, Counting line, Color filter, license for 4ch analog encoder | 1 |  | 1 Year | 200 | 0.33 | 134
4923 | CBCA | PMC-300 | Pendant Mount for ZN1-M4FN3, ZN1A-M4FN3 | 1 |  | 1 Year | 50 | 0.33 | 33.5
4924 | CBCA | WMB-3000 | Wall Mount for ZN-DN312XE-M, ZN-DNT352XE, ZN-DNT352XE-MIR | 1 |  | 1 Year | 61 | 0.33 | 40.87
4925 | CBCA | FMB-3502 | Flush Mount Bracket for ZN-DNT352XE-MIR | 1 |  | 1 Year | 150 | 0.33 | 100.5
4926 | CBCA | PMC-3000 | Pendant Cap for ZN1-D4NMZ43L, ZN1-D4FN5, ZN-DN312XE-M, ZN-DNT352XE-MIR | 1 |  | 1 Year | 77 | 0.33 | 51.59
4927 | CBCA | WMB-3000P | Wall mount bracket for PMC-3000 | 1 |  | 1 Year | 109 | 0.33 | 73.03
4928 | CBCA | JBK-U100 | Junction box for WMB-3000P | 1 |  | 1 Year | 148 | 0.33 | 99.16
4929 | CBCA | WMB-3000S | Wall Mount Bracket for ZN1A-DNT372XE-MPD | 1 |  | 1 Year | 80 | 0.33 | 53.6
4930 | CBCA | PMA-3000 | Pole Mount Adapter for WMB-3000 | 1 |  | 1 Year | 100 | 0.33 | 67
4931 | CBCA | CMB-3000 | Ceiling Mount for ZN-DN312XE-M,ZN-DNT352XE, ZN-DNT352XE-MIR | 1 |  | 1 Year | 101 | 0.33 | 67.67
4932 | CBCA | WMB-3200 | Wall Mount for ZN1-D4FN5/ZN1A-D4FN5 | 1 |  | 1 Year | 43 | 0.33 | 28.81
4933 | CBCA | CMB-3200 | Ceiling Mount for ZN1-D4FN5/ZN1A-D4FN5 | 1 |  | 1 Year | 152 | 0.33 | 101.84
4934 | CBCA | WMB-4600 | Wall Mount for ZN-PTZ202XE-XT & ZN1-P4DT54, ZN1A-P4DT54, ZN1A-P4DT54U | 1 |  | 1 Year | 100 | 0.33 | 67
4935 | CBCA | CMB-4600 | Ceiling Mount for ZN-PTZ202XE-XT & ZN1-P4DT54, ZN1A-P4DT54,ZN1A-P4DT54U | 1 |  | 1 Year | 202 | 0.33 | 135.34
4936 | CBCA | CMA-4600 | Corner Mount for ZN-PTZ202XE-XT & ZN1-P4DT54, ZN1A-P4DT54, ZN1A-P4DT54U | 1 |  | 1 Year | 202 | 0.33 | 135.34
4937 | CBCA | PMA-4600 | Pole Mount for ZN-PTZ202XE-XT & ZN1-P4DT54, ZN1A-P4DT54, ZN1A-P4DT54U | 1 |  | 1 Year | 139 | 0.33 | 93.13
4938 | CBCA | WMB-3400 | Wall Mount for ZN1-D4NMZ43L/ZN1A-D4NMZ43L | 1 |  | 1 Year | 50 | 0.33 | 33.5
4939 | CBCA | CMB-3400 | Ceiling Mount for ZN1-D4NMZ43L/ZN1A-D4NMZ43L | 1 |  | 1 Year | 178 | 0.33 | 119.26
4940 | CBCA | ZS1A-1DS | H.264 1ch Video Server, Onvif S, microSD card slot, RS485 PTZ 12VDC/POE | 1 |  | 1 Year | 375 | 0.33 | 251.25
4941 | CBCA | ZS1A-4DS | H.264 4ch Video Server, Onvif S, microSD card slot, RS485 PTZ 12VDC/POE | 1 |  | 1 Year | 840 | 0.33 | 562.8
4942 | CBCA | ZN1A-BP3500-04 | 4ch @ 1080p, 30fps, Stand alone analytic appliance, see spec sheet for a list of avail. analytics | 1 |  | 1 Year | 2910 | 0.33 | 1949.7
4943 | CBCA | ZN1A-BP3500-08 | 8ch @ 720p, 30fps, Stand alone analytic appliance, see spec sheet for a list of avail. analytics | 1 |  | 1 Year | 3735 | 0.33 | 2502.45
4944 | CBCA | ZN1A-BP3500-16 | 16ch @ D1, 30fps, Stand alone analytic appliance, see spec sheet for a list of avail. analytics | 1 |  | 1 Year | 5275 | 0.33 | 3534.25
4945 | CBCA | ZNSA-Bridge-01 | 1ch Bridge analytic license, see spec sheet for a list of available analytics | 1 |  | 1 Year | 295 | 0.33 | 197.65
4946 | CBCA | ZNSA-Bridge-04 | 4ch Bridge analytic license, see spec sheet for a list of available analytics | 1 |  | 1 Year | 945 | 0.33 | 633.15
4947 | CBCA | ZNSA-Bridge-08 | 8ch Bridge analytic license, see spec sheet for a list of available analytics | 1 |  | 1 Year | 1760 | 0.33 | 1179.2
4948 | CBCA | ZN1A-V4FN3 | 1080p IP Indoor, 2.8mm Pinhole Camera 12VDC POE WDR | 1 |  | 1 Year | 555 | 0.33 | 371.85
4949 | CBCA | ZN1A-V4FN4 | 1080p IP Indoor, 3.7mm Pinhole Camera 12VDC POE WDR | 1 |  | 1 Year | 555 | 0.33 | 371.85
4950 | CBCA | HSW-H37-4 | 1080p IP Height Strip Camera, 3.7mm Lens, White Housing, POE | 1 |  | 1 Year | 1100 | 0.33 | 737
4951 | CBCA | HSW-H28-4 | 1080p IP Height Strip Camera, 2.8mm Lens, White Housing, POE | 1 |  | 1 Year | 1125 | 0.33 | 753.75
4952 | CBCA | HSB-H37-4 | 1080p IP Height Strip Camera, 3.7mm Lens, Black Housing, POE | 1 |  | 1 Year | 1125 | 0.33 | 753.75
4953 | CBCA | HSB-H28-4 | 1080p IP Height Strip Camera, 2.8mm Lens, Black Housing, POE | 1 |  | 1 Year | 1125 | 0.33 | 753.75
4954 | CBCA | HSS-H37-4 | 1080p IP Height Strip Camera, 3.7mm Lens, Silver Housing, POE | 1 |  | 1 Year | 1125 | 0.33 | 753.75
4955 | CBCA | HSS-H28-4 | 1080p IP Height Strip Camera, 2.8mm Lens, Silver Housing, POE | 1 |  | 1 Year | 1125 | 0.33 | 753.75
4956 | CBCA | DFW-37-4 | 1080p IP Door Frame Camera, 3.7mm Lens, POE, White Housing, 4" length | 1 |  | 1 Year | 950 | 0.33 | 636.5
4957 | CBCA | DFW-28-4 | 1080p IP Door Frame Camera, 2.8mm Lens, POE, White Housing, 4" length | 1 |  | 1 Year | 875 | 0.33 | 586.25
4958 | CBCA | DFB-37-4 | 1080p IP Door Frame Camera, 3.7mm Lens, POE, Black Housing, 4" length | 1 |  | 1 Year | 990 | 0.33 | 663.3
4959 | CBCA | DFB-28-4 | 1080p IP Door Frame Camera, 2.8mm Lens, POE, Black Housing, 4" length | 1 |  | 1 Year | 950 | 0.33 | 636.5
4960 | CBCA | DFS-37-4 | 1080p IP Door Frame Camera, 3.7mm Lens, POE, Silver Housing, 4" length | 1 |  | 1 Year | 990 | 0.33 | 663.3
4961 | CBCA | DFS-28-4 | 1080p IP Door Frame Camera, 2.8mm Lens, POE, Silver Housing, 4" length | 1 |  | 1 Year | 990 | 0.33 | 663.3
4962 | CBCA | CMC-28-4 | 1080p IP Corner Mount Camera, 2.8mm Lens, POE, Black Faceplate | 1 |  | 1 Year | 1015 | 0.33 | 680.05
4963 | CBCA | GBK-28-4 | 1080p IP Gang Box Camera Kit, 2.8mm Lens, POE | 1 |  | 1 Year | 884 | 0.33 | 592.28
4964 | CBCA | GBK-37-4 | 1080p IP Gang Box Camera Kit, 3.7mm Lens, POE | 1 |  | 1 Year | 980 | 0.33 | 656.6
4965 | CBCA | CMC-FS | Corner Camera Face Plate (Silver) | 1 |  | 1 Year | 38 | 0.33 | 25.46
4966 | CBCA | CMC-FW | Corner Camera Face Plate (White) | 1 |  | 1 Year | 33 | 0.33 | 22.11
4967 | CBCA | GBK-FW | White Faceplate for GBK Series Gangbox | 1 |  | 1 Year | 14 | 0.33 | 9.38
4968 | CBCA | ZN1A-MS4E | Enclosure with 4x 4MP Camera (no lenses) | 1 |  | 1 Year | 1575 | 0.33 | 1055.25
4969 | CBCA | ZN1A-MSL-28 | 2.8mm lens module | 1 |  | 1 Year | 150 | 0.33 | 100.5
4970 | CBCA | ZN1A-MSL-40 | 4.0mm lens module | 1 |  | 1 Year | 150 | 0.33 | 100.5
4971 | CBCA | ZN1A-MSL-60 | 6.0mm lens module | 1 |  | 1 Year | 150 | 0.33 | 100.5
4972 | CBCA | WMB-9000 | Wall Mount Bracket for ZN1A-MS4E | 1 |  | 1 Year | 153 | 0.33 | 102.51
4973 | CBCA | CMB-9000 | Ceiling Mount Bracket for ZN1A-MS4E | 1 |  | 1 Year | 153 | 0.33 | 102.51
4974 | CBCA | HS-DV3200 | 1080p LightGuard, Flashlight recorder, 6mm lens, Mic, SD card, IP66, Rechargeable Battery | 1 |  | 1 Year | 1184 | 0.33 | 793.28
4975 | CBCA | ZW-N22F | Wise IP, Wi-Fi service monitor tool, 802.11b/g/n, DHCP mode, POE, 48VDC | 1 |  | 1 Year | 225 | 0.33 | 150.75
4976 | CBCA | ZN-B2M212-DP | 1080P Bullet, 2.8-12mm MFZ, Smart IR, T-DN, T-WDR, H.265, POE, 12VDC, IP66 | 1 |  | 1 Year | 568 | 0.33 | 380.56
4977 | CBCA | ZN-B4M212-DP | 4MP Bullet, 2.8-12mm MFZ, Smart IR, T-DN, T-WDR, H.265, POE, 12VDC, IP66 | 1 |  | 1 Year | 616 | 0.33 | 412.72
4978 | CBCA | ZN-B8M310-DP | 4K Bullet, 3.6-10mm MFZ, Smart IR, T-DN, T-WDR, H.265, POE, 12VDC, IP66 | 1 |  | 1 Year | 1008 | 0.33 | 675.36
4979 | CBCA | ZN-MB243M | 1080p, mini, 1/2.8, 4mm, H.264/MJPEG,18 IR LED’s, POE only, Service monitor out | 1 |  | 1 Year | 421 | 0.33 | 282.07
4980 | CBCA | ZN-B2MTP | 1080p, 3-9mm, IP66, ProSet,H.264/Mjpeg, POE/24VAC, Fan/Heater, TI chipset | 1 |  | 1 Year | 939 | 0.33 | 629.13
4981 | CBCA | ZN-N4NFN5 | 1080p, 4mm, TDN, DWDR, POE, 12VDC | 1 |  | 1 Year | 366 | 0.33 | 245.22
4982 | CBCA | ZN-N4NFN9 | 1080p, 6mm, TDN, DWDR, POE, 12VDC | 1 |  | 1 Year | 366 | 0.33 | 245.22
4983 | CBCA | ZN-N4NVD56 | 1080p, 2.8-12mm, TDN, DWDR, POE, 12VDC | 1 |  | 1 Year | 508 | 0.33 | 340.36
4984 | CBCA | ZN-B5DMP58HE | 3MP, 3-10.5 P-Iris, T-DN, T-WDR, IP66, POE, 12VDC, 24VAC | 1 |  | 1 Year | 1022 | 0.33 | 684.74
4985 | CBCA | ZN-C6DHE | 5MP, CS-mount, T-DN, T-WDR, 12/24/POE | 1 |  | 1 Year | 636 | 0.33 | 426.12
4986 | CBCA | ZN-D2M212-DLP | 1080p Dome,2.8-12mm MFZ, Smart IR, T-DN, T-WDR, H.265, POE, 12VDC, 24VAC | 1 |  | 1 Year | 511 | 0.33 | 342.37
4987 | CBCA | ZN-D4M212-DLP | 4MP Dome,2.8-12mm MFZ, Smart IR, T-DN, T-WDR, H.265, POE, 12VDC, 24VAC | 1 |  | 1 Year | 558 | 0.33 | 373.86
4988 | CBCA | ZN-D8M310-DLP | 4K Dome,3.6-10mm MFZ, Smart IR, T-DN, T-WDR, H.265, POE, 12VDC, 24VAC | 1 |  | 1 Year | 890 | 0.33 | 596.3
4989 | CBCA | ZN-MDI243M-IR | 1080p, 1/2.8, 4mm, H.264/MJPEG, 2 IR LED's, POE only, Service monitor out | 1 |  | 1 Year | 421 | 0.33 | 282.07
4990 | CBCA | ZN-MDI260M-IR | 1080p, 1/2.8, 6mm, H.264/MJPEG, 2 IR LED's, POE only, Service monitor out | 1 |  | 1 Year | 421 | 0.33 | 282.07
4991 | CBCA | ZN-M4NFN3L | 1080p, 2.8mm, TDN, DWDR, POE, 12VDC | 1 |  | 1 Year | 328 | 0.33 | 219.76
4992 | CBCA | ZN-M4NFN9L | 1080p, 6.0mm, TDN, DWDR, POE, 12VDC | 1 |  | 1 Year | 328 | 0.33 | 219.76
4993 | CBCA | ZN-VD2M212-DLP | 1080p Dome, 2.8-12mm MFZ, Smart IR, T-DN, T-WDR, H.265, POE,12VDC,24VAC, IP66 | 1 |  | 1 Year | 541 | 0.33 | 362.47
4994 | CBCA | ZN-VD4M212-DLP | 4MP Dome, 2.8-12mm MFZ, Smart IR, T-DN, T-WDR, H.265, POE,12VDC,24VAC, IP66 | 1 |  | 1 Year | 597 | 0.33 | 399.99
4995 | CBCA | ZN-VD8M310-DLP | 4K Dome, 3.6-10mm MFZ, Smart IR, T-DN, T-WDR, H.265, POE,12VDC,24VAC, IP66 | 1 |  | 1 Year | 929 | 0.33 | 622.43
4996 | CBCA | ZN-VD2F28-DL | 1080p Mini Dome, 2.8mm, Smart IR, T-DN, T-WDR, H.265, POE, 12VDC, IP66 | 1 |  | 1 Year | 369 | 0.33 | 247.23
4997 | CBCA | ZN-VD4F28-DL | 4MP Mini Dome, 2.8mm, Smart IR, T-DN, T-WDR, H.265, POE, 12VDC, IP66 | 1 |  | 1 Year | 406 | 0.33 | 272.02
4998 | CBCA | ZN-M4NTFN4L | 1080p, 3.6mm, TDN, DWDR, POE, 12VDC | 1 |  | 1 Year | 366 | 0.33 | 245.22
4999 | CBCA | ZN-M4NTFN9L | 1080p, 6.0mm, TDN, DWDR, POE, 12VDC | 1 |  | 1 Year | 366 | 0.33 | 245.22
5000 | CBCA | ZN-DT2MTP | 1080p, 3-9mm, ProSet, H.264/Mjpeg, Triple power, IP66, TI chipset | 1 |  | 1 Year | 813 | 0.33 | 544.71
5001 | CBCA | ZN-D6DTMP55LHE | 5MP, 3.6-10mm, Proset, IP66, IK10, T-DN, T-WDR, POE, 12VDC, 24VAC | 1 |  | 1 Year | 1187 | 0.33 | 795.29
5002 | CBCA | ZA-JB | Junction box for Standard Indoor/Outdoor G3 PixelPro Dome | 1 |  | 1 Year | 44 | 0.33 | 29.48
5003 | CBCA | ZA-JBR | Rectangular Junction box for Standard G3 PixelPro Bullet | 1 |  | 1 Year | 125 | 0.33 | 83.75
5004 | CBCA | ZA-WMB | Wall Mount Bracket for Standard Indoor/Outdoor G3 PixelPro Dome | 1 |  | 1 Year | 91 | 0.33 | 60.97
5005 | CBCA | ZA-PMA | Ceiling/Pendant Mount Bracket for Standard Indoor/Outdoor G3 PixelPro Dome | 1 |  | 1 Year | 104 | 0.33 | 69.68
5006 | CBCA | ZA-JB-M | Junction box for G3 PixelPro Mini Dome | 1 |  | 1 Year | 38 | 0.33 | 25.46
5007 | CBCA | ZA-PMB | Pole Mount Adaptor for G3 PixelPro Accessories | 1 |  | 1 Year | 104 | 0.33 | 69.68
5008 | CBCA | ZA-CMB | Corner Mount Adaptor for G3 PixelPro Accessories | 1 |  | 1 Year | 104 | 0.33 | 69.68
5009 | CBCA | ZNA-CA1 | Conduit Adapter/Pendant Cap for PixelPro Domes (ZN-DT1A, ZN-DT1MTP, ZN-DT2MTP) | 1 |  | 1 Year | 83 | 0.33 | 55.61
5010 | CBCA | ZNA-WM2A | Wall Mount Adapter for PixelPro Domes (ZN-DT1A, ZN-DT1MTP, ZN-DT2MTP) | 1 |  | 1 Year | 95 | 0.33 | 63.65
5011 | CBCA | PMA2 | Pole Mount Adapter for ZNA-WM2A, HWB1, HWB2 & HWB4 | 1 |  | 1 Year | 70 | 0.33 | 46.9
5012 | CBCA | ZCA-GAP | 4S Box Adapter for ZC5-WM2A, ZC8-WM2A & ZNA-WM2A | 1 |  | 1 Year | 43 | 0.33 | 28.81
5013 | CBCA | ZNA-HD2 | Heater Option for ZN-DTxMPT Series IP Vandal Dome | 1 |  | 1 Year | 65 | 0.33 | 43.55
5014 | CBCA | ZNA-CMB3A | Ceiling mount bracket for 3/5MP PixelPro Outdoor Dome | 1 |  | 1 Year | 80 | 0.33 | 53.6
5015 | CBCA | ZNA-ICB3A | Flush mount bracket for 3/5MP PixelPro Outdoor Dome | 1 |  | 1 Year | 32 | 0.33 | 21.44
5016 | CBCA | ZNA-WMB3A | Wall mount bracket for 3/5MP PixelPro Outdoor Dome | 1 |  | 1 Year | 90 | 0.33 | 60.3
5017 | CBCA | ZN8-F12F18-NIR | 12MP, Outdoor 360° Fisheye Dome w/ 1.8mm fixed lens, 6 IR leds, WDR, POE/12VDC, microSD card slot | 1 |  | 1 Year | 932 | 0.33 | 624.44
5018 | CBCA | ZN8-VD4M212-NIR | 4MP, Outdoor Dome 2.7-12mm, Smart IR, T-WDR, POE/12VDC, IP66, IK10, H264/265 | 1 |  | 1 Year | 340 | 0.33 | 227.8
5019 | CBCA | ZN8-M4NTFN4L | 1080p, Outdoor Mini IR Dome, 3.6mm fixed, WDR, POE/12VDC, Audio I/0 microSD card slot | 1 |  | 1 Year | 242 | 0.33 | 162.14
5020 | CBCA | ZN8-N4NFN4 | 1080p, Outdoor Mini IR Bullet w/ 3.6mm fixed lens, WDR, POE, 12VDC | 1 |  | 1 Year | 236 | 0.33 | 158.12
5021 | CBCA | ZN8-B4NVF56 | 1080p, Outdoor IR Bullet w/ 2.8-12mm VariFocal lens, WDR, POE, 12VDC | 1 |  | 1 Year | 304 | 0.33 | 203.68
5022 | CBCA | ZN8-D4NTFN4L-E | 1080p, Outdoor Mini IR Dome w/ 3.6mm fixed lens, WDR, POE, 12VDC | 1 |  | 1 Year | 167 | 0.33 | 111.89
5023 | CBCA | ZN8-P5NTAF62L | 3MP, Outdoor IR 12x PTZ, 4.7-56.4mm, WDR, POE+/12VDC, IK10, microSD card slot | 1 |  | 1 Year | 1000 | 0.33 | 670
5024 | CBCA | ZN8-P5NTAF61L | 3MP, Outdoor Smart IR 30x PTZ, 4.3-129mm, WDR, 24VAC, microSD card slot | 1 |  | 1 Year | 1525 | 0.33 | 1021.75
5025 | CBCA | ZA8-CBK636 | Wall mount for ZN8-F12F18-NIR / ZN8-F7NTFN10L | 1 |  | 1 Year | 59 | 0.33 | 39.53
5026 | CBCA | ZA8-CBK637 | Pendent mount for ZN8-F12F18-NIR / ZN8-F7NTFN10L | 1 |  | 1 Year | 49 | 0.33 | 32.83
5027 | CBCA | ZA8-CBK627B | Pole Mount adaptor for ZA8-CBK636, CBK624, CBK623 | 1 |  | 1 Year | 47 | 0.33 | 31.49
5028 | CBCA | ZA8-CBK626 | Corner Mount bracket, for ZA8-CBK636 | 1 |  | 1 Year | 39 | 0.33 | 26.13
5029 | CBCA | ZA8-CBK624 | Wall Mount for ZN8-VD4M212-NIR, Z8-VD2V, Z8-VD2M | 1 |  | 1 Year | 60 | 0.33 | 40.2
5030 | CBCA | ZA8-CBK625 | Pendant Mount for ZN8-VD4M212-NIR, Z8-VD2V, Z8-VD2M | 1 |  | 1 Year | 21 | 0.33 | 14.07
5031 | CBCA | ZA8-CBK634 | Back box for Mini IR Dome (ZN8-M4NTFN4L) | 1 |  | 1 Year | 22 | 0.33 | 14.74
5032 | CBCA | ZNT1-HET14G36A | Fixed Thermal, 17um, 50 NETD, 320X240 res., 30 fps, 60° HFOV, 5.3MM, NTSC/PAL, VCA | 1 |  | 1 Year | 5800 | 0.33 | 3886
5033 | CBCA | ZNT1-HET14G20A | Fixed Thermal, 17um, 50 NETD, 320X240 res., 30 fps, 42° HFOV,7.5MM NTSC/PAL, VCA | 1 |  | 1 Year | 5300 | 0.33 | 3551
5034 | CBCA | ZNT1-HET14G29A | Fixed Thermal, 17um, 50 NETD, 320X240 res., 30 fps, 24° HFOV, 13MM, NTSC/PAL, VCA | 1 |  | 1 Year | 5600 | 0.33 | 3752
5035 | CBCA | ZNT1-HET14G31A | Fixed Thermal, 17um, 50 NETD, 320X240 res., 30 fps, 16° HFOV, 19MM, NTSC/PAL, VCA | 1 |  | 1 Year | 5700 | 0.33 | 3819
5036 | CBCA | ZNT1-HET14G25A | Fixed Thermal, 17um, 50 NETD, 320X240 res., 30 fps, 9° HFOV, 35MM, NTSC/PAL,VCA | 1 |  | 1 Year | 6450 | 0.33 | 4321.5
5037 | CBCA | ZNT1-HET14G26A | Fixed Thermal, 17um, 50 NETD, 320X240 res., 30 fps, 6° HFOV, 50MM, NTSC/PAL, VCA | 1 |  | 1 Year | 8500 | 0.33 | 5695
5038 | CBCA | ZNT1-HBT14G36A | Fixed Thermal, 17um, 50 NETD, 320X240 res., 9 fps, 60° HFOV, 5.3MM, NTSC/PAL, VCA | 1 |  | 1 Year | 5800 | 0.33 | 3886
5039 | CBCA | ZNT1-HBT14G20A | Fixed Thermal, 17um, 50 NETD, 320X240 res., 9 fps, 42° HFOV,7.5MM NTSC/PAL, VCA | 1 |  | 1 Year | 5300 | 0.33 | 3551
5040 | CBCA | ZNT1-HBT14G29A | Fixed Thermal, 17um, 50 NETD, 320X240 res., 9 fps, 24° HFOV, 13MM, NTSC/PAL, VCA | 1 |  | 1 Year | 5600 | 0.33 | 3752
5041 | CBCA | ZNT1-HBT14G31A | Fixed Thermal, 17um, 50 NETD, 320X240 res., 9 fps, 16° HFOV, 19MM, NTSC/PAL, VCA | 1 |  | 1 Year | 5700 | 0.33 | 3819
5042 | CBCA | ZNT1-HBT14G25A | Fixed Thermal, 17um, 50 NETD, 320X240 res., 9 fps, 9° HFOV, 35MM, NTSC/PAL,VCA | 1 |  | 1 Year | 6450 | 0.33 | 4321.5
5043 | CBCA | ZNT1-HBT14G26A | Fixed Thermal, 17um, 50 NETD, 320X240 res., 9 fps, 6° HFOV, 50MM, NTSC/PAL, VCA | 1 |  | 1 Year | 8500 | 0.33 | 5695
5044 | CBCA | ZNT1-HAT24G35A | Fixed Thermal, 17um, 50 NETD, 640X480 res., 30 fps, 50° HFOV, 12.8MM, NTSC/PAL, VCA | 1 |  | 1 Year | 9100 | 0.33 | 6097
5045 | CBCA | ZNT1-HAT24G22A | Fixed Thermal, 17um, 50 NETD, 640X480 res., 30 fps, 37° HFOV, 16.7MM, NTSC/PAL, VCA | 1 |  | 1 Year | 8600 | 0.33 | 5762
5046 | CBCA | ZNT1-HAT24G24A | Fixed Thermal, 17um, 50 NETD, 640X480 res., 30 fps, 25° HFOV, 25MM, NTSC/PAL, VCA | 1 |  | 1 Year | 9200 | 0.33 | 6164
5047 | CBCA | ZNT1-HAT24G25A | Fixed Thermal, 17um, 50 NETD, 640X480 res., 30 fps, 18° HFOV, 35MM, NTSC/PAL, VCA | 1 |  | 1 Year | 9400 | 0.33 | 6298
5048 | CBCA | ZNT1-HAT24G26A | Fixed Thermal, 17um, 50 NETD, 640X480 res., 30 fps, 12° HFOV, 50MM, NTSC/PAL, VCA | 1 |  | 1 Year | 11150 | 0.33 | 7470.5
5049 | CBCA | ZNT1-HBT24G35A | Fixed Thermal, 17um, 50 NETD, 640X480 res., 9 fps, 50° HFOV, 12.8MM, NTSC/PAL, VCA | 1 |  | 1 Year | 9100 | 0.33 | 6097
5050 | CBCA | ZNT1-HBT24G22A | Fixed Thermal, 17um, 50 NETD, 640X480 res., 9 fps, 37° HFOV, 16.7MM, NTSC/PAL, VCA | 1 |  | 1 Year | 8600 | 0.33 | 5762
5051 | CBCA | ZNT1-HBT24G24A | Fixed Thermal, 17um, 50 NETD, 640X480 res., 9 fps, 25° HFOV, 25MM, NTSC/PAL, VCA | 1 |  | 1 Year | 9200 | 0.33 | 6164
5052 | CBCA | ZNT1-HBT24G25A | Fixed Thermal, 17um, 50 NETD, 640X480 res., 9 fps, 18° HFOV, 35MM, NTSC/PAL, VCA | 1 |  | 1 Year | 9400 | 0.33 | 6298
5053 | CBCA | ZNT1-HBT24G26A | Fixed Thermal, 17um, 50 NETD, 640X480 res., 9 fps, 12° HFOV, 50MM, NTSC/PAL, VCA | 1 |  | 1 Year | 11150 | 0.33 | 7470.5
5054 | CBCA | JB-1W | Ceiling mount for ZNT1/ZNT6 series fixed thermal cameras | 1 |  | 1 Year | 118 | 0.33 | 79.06
5055 | CBCA | WB-1W | Wall mount for ZNT1/ZNT6 series fixed thermal cameras | 1 |  | 1 Year | 118 | 0.33 | 79.06
5056 | CBCA | PMA2-W | Pole Mount Adapter for WB-1W | 1 |  | 1 Year | 112 | 0.33 | 75.04
5057 | CBCA | ZNT1-PAT14G20A | Pan & Tilt Thermal, 17um, 50 NETD, 320x240 res., 30 fps, 42° HFOV, 7.5MM, NTSC/PAL | 1 |  | 1 Year | 7500 | 0.33 | 5025
5058 | CBCA | ZNT1-PAT14G29A | Pan & Tilt Thermal, 17um, 50 NETD, 320x240 res., 30 fps, 24° HFOV, 13MM, NTSC/PAL | 1 |  | 1 Year | 7600 | 0.33 | 5092
5059 | CBCA | ZNT1-PAT14G23A | Pan & Tilt Thermal, 17um, 50 NETD, 320x240 res., 30 fps, 16° HFOV, 19MM, NTSC/PAL | 1 |  | 1 Year | 7700 | 0.33 | 5159
5060 | CBCA | ZNT1-PAT14G25A | Pan & Tilt Thermal, 17um, 50 NETD, 320x240 res., 30 fps, 9° HFOV, 35MM, NTSC/PAL | 1 |  | 1 Year | 8500 | 0.33 | 5695
5061 | CBCA | ZNT1-PBT14G20A | Pan & Tilt Thermal, 17um, 50 NETD, 320x240 res., 9 fps, 42° HFOV, 7.5MM, NTSC/PAL | 1 |  | 1 Year | 7500 | 0.33 | 5025
5062 | CBCA | ZNT1-PBT14G29A | Pan & Tilt Thermal, 17um, 50 NETD, 320x240 res., 9 fps, 24° HFOV, 13MM, NTSC/PAL | 1 |  | 1 Year | 7600 | 0.33 | 5092
5063 | CBCA | ZNT1-PBT14G23A | Pan & Tilt Thermal, 17um, 50 NETD, 320x240 res., 9 fps, 16° HFOV, 19MM, NTSC/PAL | 1 |  | 1 Year | 7700 | 0.33 | 5159
5064 | CBCA | ZNT1-PBT14G25A | Pan & Tilt Thermal, 17um, 50 NETD, 320x240 res., 9 fps, 9° HFOV, 35MM, NTSC/PAL | 1 |  | 1 Year | 8500 | 0.33 | 5695
5065 | CBCA | ZNT1-PAT24G35A | Pan & Tilt Thermal, 17um, 50 NETD, 640x480 res., 30 fps, 50° HFOV, 12.8MM, NTSC/PAL | 1 |  | 1 Year | 11595 | 0.33 | 7768.65
5066 | CBCA | ZNT1-PAT24G22A | Pan & Tilt Thermal, 17um, 50 NETD, 640x480 res., 30 fps, 37° HFOV, 16.7MM, NTSC/PAL | 1 |  | 1 Year | 11395 | 0.33 | 7634.65
5067 | CBCA | ZNT1-PAT24G25A | Pan & Tilt Thermal, 17um, 50 NETD, 640x480 res., 30 fps, 18° HFOV, 35MM, NTSC/PAL | 1 |  | 1 Year | 11895 | 0.33 | 7969.65
5068 | CBCA | ZNT1-PBT24G35A | Pan & Tilt Thermal, 17um, 50 NETD, 640x480 res., 9 fps, 50° HFOV, 12.8MM, NTSC/PAL | 1 |  | 1 Year | 11595 | 0.33 | 7768.65
5069 | CBCA | ZNT1-PBT24G22A | Pan & Tilt Thermal, 17um, 50 NETD, 640x480 res., 9 fps, 37° HFOV, 16.7MM, NTSC/PAL | 1 |  | 1 Year | 11385 | 0.33 | 7627.95
5070 | CBCA | ZNT1-PBT24G25A | Pan & Tilt Thermal, 17um, 50 NETD, 640x480 res., 9 fps, 18° HFOV, 35MM, NTSC/PAL | 1 |  | 1 Year | 11895 | 0.33 | 7969.65
5071 | CBCA | WMB-4500T | Wall mount for ZNT1 series PT thermal cameras | 1 |  | 1 Year | 205 | 0.33 | 137.35
5072 | CBCA | CMB-4500T | Ceiling mount for ZNT1 series PT thermal cameras | 1 |  | 1 Year | 100 | 0.33 | 67
5073 | CBCA | NR4HL-2TB | 4 Channel, 1080p, Embedded NVR, 2TB HDD installed | 1 |  | 1 Year | 1460 | 0.33 | 978.2
5074 | CBCA | NR4HL-4TB | 4 Channel, 1080p, Embedded NVR, 4TB HDD installed | 1 |  | 1 Year | 1829 | 0.33 | 1225.43
5075 | CBCA | NR-RM1 | Rack Mount Kit for NR4HL & NR8HL | 1 |  | 1 Year | 37 | 0.33 | 24.79
5076 | CBCA | NR8HL-2TB | 8 Channel, 1080p, Embedded NVR, 2TB HDD installed | 1 |  | 1 Year | 2066 | 0.33 | 1384.22
5077 | CBCA | NR8HL-4TB | 8 Channel, 1080p, Embedded NVR, 4TB HDD installed | 1 |  | 1 Year | 2199 | 0.33 | 1473.33
5078 | CBCA | NR-RM1 | Rack Mount Kit for NR4HL & NR8HL | 1 |  | 1 Year | 37 | 0.33 | 24.79
5079 | CBCA | NR-16F85-8PRA | 16ch-480fps @ 4K, 2U, 5 HDD slots, H.264/H.265, Built in POE hub | 1 |  | 1 Year | 2100 | 0.33 | 1407
5080 | CBCA | NR-16F85-8PRA-4TB | 16ch-480fps @ 4K, 2U, 5 HDD slots, H.264/H.265, Built in POE hub, 4TB HDD | 1 |  | 1 Year | 2565 | 0.33 | 1718.55
5081 | CBCA | NR-16F85-8PRA-8TB | 16ch-480fps @ 4K, 2U, 5 HDD slots, H.264/H.265, Built in POE hub, 8TB HDD | 1 |  | 1 Year | 2965 | 0.33 | 1986.55
5082 | CBCA | NR-16F85-8PRA-12TB | 16ch-480fps @ 4K, 2U, 5 HDD slots, H.264/H.265, Built in POE hub, 12TB HDD | 1 |  | 1 Year | 3460 | 0.33 | 2318.2
5083 | CBCA | NR-16F85-8PRA-16TB | 16ch-480fps @ 4K, 2U, 5 HDD slots, H.264/H.265, Built in POE hub, 16TB HDD | 1 |  | 1 Year | 3860 | 0.33 | 2586.2
5084 | CBCA | NR8-4M71 | 4ch, up to 4MP Recording Res,30fps @ 1080p, 1SATA HDD,1HDMI&VGA,4POE ports,2USB | 1 |  | 1 Year | 269 | 0.33 | 180.23
5085 | CBCA | NR8-4M71-1TB | 4ch, up to 4MP Recording Res,30fps @ 1080p, 1SATA HDD,1HDMI&VGA,4POE ports,2USB, 1TB | 1 |  | 1 Year | 456 | 0.33 | 305.52
5086 | CBCA | NR8-4M71-2TB | 4ch, up to 4MP Recording Res,30fps @ 1080p, 1SATA HDD,1HDMI&VGA,4POE ports,2USB, 2TB | 1 |  | 1 Year | 554 | 0.33 | 371.18
5087 | CBCA | NR8-4M71-3TB | 4ch, up to 4MP Recording Res,30fps @ 1080p, 1SATA HDD,1HDMI&VGA,4POE ports,2USB, 3TB | 1 |  | 1 Year | 635 | 0.33 | 425.45
5088 | CBCA | NR8-4M71-4TB | 4ch, up to 4MP Recording Res,30fps @ 1080p, 1SATA HDD,1HDMI&VGA,4POE ports,2USB, 4TB | 1 |  | 1 Year | 790 | 0.33 | 529.3
5089 | CBCA | NR8-8M72 | 8ch, up to 4MP Rec. Res, 2 SATA HDD,1HDMI&VGA,Two-way audio,2ch I/O,8POE ports,2USB | 1 |  | 1 Year | 510 | 0.33 | 341.7
5090 | CBCA | NR8-8M72-2TB | 8ch, up to 4MP Rec. Res, 2 SATA HDD,1HDMI&VGA,Two-way audio,2ch I/O,8POE ports,2USB, 2TB | 1 |  | 1 Year | 795 | 0.33 | 532.65
5091 | CBCA | NR8-8M72-4TB | 8ch, up to 4MP Rec. Res, 2 SATA HDD,1HDMI&VGA,Two-way audio,2ch I/O,8POE ports,2USB, 4TB | 1 |  | 1 Year | 1031 | 0.33 | 690.77
5092 | CBCA | NR8-8M72-6TB | 8ch, up to 4MP Rec. Res, 2 SATA HDD,1HDMI&VGA,Two-way audio,2ch I/O,8POE ports,2USB, 6TB | 1 |  | 1 Year | 1241 | 0.33 | 831.47
5093 | CBCA | NR8-8M72-8TB | 8ch, up to 4MP Rec. Res, 2 SATA HDD,1HDMI&VGA,Two-way audio,2ch I/O,8POE ports,2USB, 8TB | 1 |  | 1 Year | 1552 | 0.33 | 1039.84
5094 | CBCA | NR8-16M74 | 16ch, Up to 4MP Rec. Res, 4SATA HDD,1HDMI&VGA,Two-way audio,2ch I/O,16POE Ports,3USB | 1 |  | 1 Year | 626 | 0.33 | 419.42
5095 | CBCA | NR8-16M74-2TB | 16ch, Up to 4MP Rec. Res, 4SATA HDD,1HDMI&VGA,Two-way audio,2ch I/O,16POE Ports,3USB, 2TB | 1 |  | 1 Year | 911 | 0.33 | 610.37
5096 | CBCA | NR8-16M74-4TB | 16ch, Up to 4MP Rec. Res, 4SATA HDD,1HDMI&VGA,Two-way audio,2ch I/O,16POE Ports,3USB, 4TB | 1 |  | 1 Year | 1147 | 0.33 | 768.49
5097 | CBCA | NR8-16M74-6TB | 16ch, Up to 4MP Rec. Res, 4SATA HDD,1HDMI&VGA,Two-way audio,2ch I/O,16POE Ports,3USB, 6TB | 1 |  | 1 Year | 1357 | 0.33 | 909.19
5098 | CBCA | NR8-16M74-8TB | 16ch, Up to 4MP Rec. Res, 4SATA HDD,1HDMI&VGA,Two-way audio,2ch I/O,16POE Ports,3USB, 8TB | 1 |  | 1 Year | 1668 | 0.33 | 1117.56
5099 | CBCA | Z8-N4NFN4AN | 1080p, AHD outdoor bullet, 3.6mm, 12VDC, True DN, IR | 1 |  | 1 Year | 130 | 0.33 | 87.1
5100 | CBCA | Z8-N4NVF56AN | 1080p, AHD outdoor bullet, 2.8-12mm, 12VDC, True DN, IR | 1 |  | 1 Year | 190 | 0.33 | 127.3
5101 | CBCA | Z8-B2V5 | 1080p, bullet camera, 5-50mm, 24vac/12vdc, 4 in 1 | 1 |  | 1 Year | 401 | 0.33 | 268.67
5102 | CBCA | Z8-C2 | 1080p, 24vac/12vdc, 4 in 1 | 1 |  | 1 Year | 103 | 0.33 | 69.01
5103 | CBCA | Z8-C2A | 1080P box camera, 24vac/12vdc, Auto Iris | 1 |  | 1 Year | 168 | 0.33 | 112.56
5104 | CBCA | Z8-D2V | 1080p, 24vac/12vdc, manual lens, 4 in 1, IR | 1 |  | 1 Year | 145 | 0.33 | 97.15
5105 | CBCA | Z8-D2M | 1080p, 24vac/12vdc, motorized lens, 4 in 1, IR | 1 |  | 1 Year | 179 | 0.33 | 119.93
5106 | CBCA | Z8-M4NTFN4LAN | 1080p, AHD, 3.6mm, 12VDC, True DN, IR | 1 |  | 1 Year | 130 | 0.33 | 87.1
5107 | CBCA | Z8-D4NTVF56LAN-2 | 1080p, 2.8-12mm, 12VDC, True DN, LED, 4 in 1, IR | 1 |  | 1 Year | 185 | 0.33 | 123.95
5108 | CBCA | Z8-VD2V | 1080p, 24vac/12vdc,manual lens, 4 in 1 | 1 |  | 1 Year | 171 | 0.33 | 114.57
5109 | CBCA | Z8-VD2M | 1080p, 24vac/12vdc, motorized lens, 4 in 1, IR | 1 |  | 1 Year | 205 | 0.33 | 137.35
5110 | CBCA | Z8-M4NTMZ67LAC | 1080p, Mini PTZ, 3x 2.8-8mm A/I,, 12VDC, 4 in 1, IR | 1 |  | 1 Year | 191 | 0.33 | 127.97
5111 | CBCA | Z8-P4NTAF66LAC | 1080p, AHD, PTZ, 33x 4.6-152mm A/I,LED, 24VAC, w/ Wall arm & Heater, IR | 1 |  | 1 Year | 1468 | 0.33 | 983.56
5112 | CBCA | ZA8-CBK331C | Wall mount for 3x AHD mini PTZ (Z8-M4NTMZ67LAC) | 1 |  | 1 Year | 38 | 0.33 | 25.46
5113 | CBCA | ZA8-CBK624 | Wall Mount for ZN8-VD4M212-NIR, Z8-VD2V, Z8-VD2M | 1 |  | 1 Year | 60 | 0.33 | 40.2
5114 | CBCA | ZA8-CBK625 | Pendant Mount for ZN8-VD4M212-NIR, Z8-VD2V, Z8-VD2M | 1 |  | 1 Year | 21 | 0.33 | 14.07
5115 | CBCA | ZA8-CBK629A | Back box for 3x AHD mini PTZ (Z8-M4NTMZ67LAC) | 1 |  | 1 Year | 45 | 0.33 | 30.15
5116 | CBCA | ZC-D5025NXA | 1/3" Color, 700 TVL, Digital WDR, Digital D/N, 2.3-5mm A/I varifocal | 1 |  | 1 Year | 509 | 0.33 | 341.03
5117 | CBCA | ZC-DN5212NXA | 1/3" Color, 700 TVL, Digital WDR, True D/N, 2.8-12mm A/I varifocal | 1 |  | 1 Year | 530 | 0.33 | 355.1
5118 | CBCA | ZC-D5000MM | Dummy Dome Camera for 5000 Series Domes | 1 |  | 1 Year | 62 | 0.33 | 41.54
5119 | CBCA | ZC-D5025NXAT | 1/3" Color, 700 TVL, Digital WDR, Digital D/N, 2.3-5mm A/I varifocal | 1 |  | 1 Year | 552 | 0.33 | 369.84
5120 | CBCA | ZC-DN5212NXAT | 1/3" Color, 700 TVL, Digital WDR, True D/N, 2.8-12mm A/I varifocal | 1 |  | 1 Year | 573 | 0.33 | 383.91
5121 | CBCA | ZC-DW8312NXA | 1/3" Color, 690 TVL, Digital D/N, WDR, 3.3-12mm A/I varifocal | 1 |  | 1 Year | 424 | 0.33 | 284.08
5122 | CBCA | ZC7-PM1 | Indoor Pendant Mount for 4000/5000/7000/8000 Series Domes | 1 |  | 1 Year | 49 | 0.33 | 32.83
5123 | CBCA | ZC7-WM1 | Indoor Wall Mount for 4000/5000/7000/8000 Series Domes | 1 |  | 1 Year | 83 | 0.33 | 55.61
5124 | CBCA | ZC-FM3A | Flush Mount adapter for 4000/5000/7000/8000 Series Domes | 1 |  | 1 Year | 62 | 0.33 | 41.54
5125 | CBCA | ZCA-DCS50 | Smoked Dome Cover for 5000 Series Domes | 1 |  | 1 Year | 21 | 0.33 | 14.07
5126 | CBCA | ZCA-SD8 | Smoke Dome Cover for DCB-39 & ZC-D8000 Domes | 1 |  | 1 Year | 30 | 0.33 | 20.1
5127 | CBCA | ZCA-SM8 | Service Monitor Cable for 8000 Series Domes | 1 |  | 1 Year | 10 | 0.33 | 6.7
5128 | CBCA | ZCOH5-D25NXA | 1/3" Color, 700 TVL, Digital WDR, Digital D/N, 2.3-5mm A/I varifocal | 1 |  | 1 Year | 614 | 0.33 | 411.38
5129 | CBCA | ZCOH5-DN21NXA | 1/3" Color, 700 TVL, Digital WDR, True D/N, 2.8-12mm A/I varifocal | 1 |  | 1 Year | 635 | 0.33 | 425.45
5130 | CBCA | ZC-DT8550NBA | 1/3" Color, 600 TVL, Digital D/N, Digital WDR, 5-50mm A/I Varifocal | 1 |  | 1 Year | 421 | 0.33 | 282.07
5131 | CBCA | ZC-DNT8312NBA-IR | 1/3" Color 600 TVL,True D/N, IR Dome, 3.3-12mm, A/I, 12VDC/24VAC | 1 |  | 1 Year | 381 | 0.33 | 255.27
5132 | CBCA | ZC-BNT8312NBA | 600 TVL IR Outdoor Bullet, 3.3-12mm Lens | 1 |  | 1 Year | 424 | 0.33 | 284.08
5133 | CBCA | PMA2 | Pole Mount Adapter for ZC5-WM2A, ZC8-WM2A, HWB-1, HWB-2, HWB-4 | 1 |  | 1 Year | 105 | 0.33 | 70.35
5134 | CBCA | ZC-OH5 | Outdoor Housing for 5000 Series Domes | 1 |  | 1 Year | 111 | 0.33 | 74.37
5135 | CBCA | ZC5-PM2A | Outdoor Pendant Mount for ZC-OH5 | 1 |  | 1 Year | 133 | 0.33 | 89.11
5136 | CBCA | ZC5-WM2A | Outdoor Wall Mount for ZC-OH5 | 1 |  | 1 Year | 135 | 0.33 | 90.45
5137 | CBCA | ZCA-GAP | 4S Box Adapter for ZC5-WM2A & ZC8-WM2A | 1 |  | 1 Year | 43 | 0.33 | 28.81
5138 | CBCA | ZC5X-HTR | Heater for ZC-D5000NXA series, 24VAC only | 1 |  | 1 Year | 103 | 0.33 | 69.01
5139 | CBCA | ZC8-WM2A | Outdoor Wall Mount for ZC-DT8000 Domes | 1 |  | 1 Year | 103 | 0.33 | 69.01
5140 | CBCA | LPRC-45-24 | License Plate Recognition Camera 6' - 45', up to 35 mph, 24VDC/24VAC | 1 |  | 1 Year | 1329 | 0.33 | 890.43
5141 | CBCA | GBK-36W | 690 TVL Pixim WDR Gang Box Camera w/3.6mm Lens | 1 |  | 1 Year | 454 | 0.33 | 304.18
5142 | CBCA | GBK-25-HD | 1080p AHD Gang Box Camera w/ 2.5mm Lens | 1 |  | 1 Year | 365 | 0.33 | 244.55
5143 | CBCA | CMC-25-HD | 1080p AHD Corner Mount Camera w/ 2.5mm Lens | 1 |  | 1 Year | 420 | 0.33 | 281.4
5144 | CBCA | HSW-H37-HD | 1080p AHD Height Strip Camera w/ 3.7mm Lens, White Housing | 1 |  | 1 Year | 485 | 0.33 | 324.95
5145 | CBCA | HSW-H37-24-HD | 1080p AHD Height Strip Camera w/ 3.7mm Lens, White Housing | 1 |  | 1 Year | 548 | 0.33 | 367.16
5146 | CBCA | HSB-H37-HD | 1080p AHD Height Strip Camera w/ 3.7mm Lens, Black Housing | 1 |  | 1 Year | 506 | 0.33 | 339.02
5147 | CBCA | HSB-H37-24-HD | 1080p AHD Height Strip Camera w/ 3.7mm Lens, Black Housing, 24VAC | 1 |  | 1 Year | 570 | 0.33 | 381.9
5148 | CBCA | HSS-H37-HD | 1080p AHD Height Strip Camera w/ 3.7mm Lens, Silver Housing, 24VAC | 1 |  | 1 Year | 506 | 0.33 | 339.02
5149 | CBCA | HSS-H37-24-HD | 1080p AHD Height Strip Camera w/ 3.7mm Lens, Silver Housing, 24VAC | 1 |  | 1 Year | 570 | 0.33 | 381.9
5150 | CBCA | CAM-HS37-HD | 1080p AHD Accessory Camera w/ 3.7mm Lens | 1 |  | 1 Year | 272 | 0.33 | 182.24
5151 | CBCA | DFB-43-HD | 1080p AHD, Door Frame Camera w/4.3mm Lens, 12VDC, Black Housing, 4" length | 1 |  | 1 Year | 510 | 0.33 | 341.7
5152 | CBCA | DFS-37-HD | 1080p AHD Door Frame Camera, 3.7mm Lens, 12VDC, Silver Housing, 4" length | 1 |  | 1 Year | 540 | 0.33 | 361.8
5153 | CBCA | DFW-37-HD | 1080p AHD Door Frame Camera, 3.7mm Lens, 12VDC, White Housing, 4" length | 1 |  | 1 Year | 485 | 0.33 | 324.95
5154 | CBCA | DFB-37-24HD | 1080p AHD Door Frame Camera, 3.7mm Lens, 24VAC, Black Housing, 6" length | 1 |  | 1 Year | 527 | 0.33 | 353.09
5155 | CBCA | DFS-37-24HD | 1080p AHD Door Frame Camera, 3.7mm Lens, 24VAC, Silver Housing, 6" length | 1 |  | 1 Year | 527 | 0.33 | 353.09
5156 | CBCA | DFW-37-24HD | 1080p AHD Door Frame Camera, 3.7mm Lens, 24VAC, White Housing, 6" length | 1 |  | 1 Year | 527 | 0.33 | 353.09
5157 | CBCA | CMC-FS | Corner Camera Face Plate (Silver) | 1 |  | 1 Year | 38 | 0.33 | 25.46
5158 | CBCA | CMC-FW | Corner Camera Face Plate (White) | 1 |  | 1 Year | 33 | 0.33 | 22.11
5159 | CBCA | GBK-FW | White Faceplate for GBK Series Gangbox | 1 |  | 1 Year | 14 | 0.33 | 9.38
5160 | CBCA | PT112N | Indoor 12X PTZ Dome, vandal proof, True D/N, 24VAC only | 1 |  | 1 Year | 999 | 0.33 | 669.33
5161 | CBCA | SC101 | 3 axis joystick controller (Pelco P & D only) | 1 |  | 1 Year | 488 | 0.33 | 326.96
5162 | CBCA | PMK3 | Indoor Pendant Mount Kit for PT112N/PT110-IP | 1 |  | 1 Year | 83 | 0.33 | 55.61
5163 | CBCA | WMK3 | Indoor Wall Mount Kit for PT112N/PT110-IP | 1 |  | 1 Year | 83 | 0.33 | 55.61
5164 | CBCA | FMK3 | Indoor Flush Mount Kit for PT112N/PT110-IP | 1 |  | 1 Year | 83 | 0.33 | 55.61
5165 | CBCA | DCS3 | Smoked Dome Cover for PT112N/PT110-IP | 1 |  | 1 Year | 53 | 0.33 | 35.51
5166 | CBCA | ZCA-DS8 | 8 Channel line distributor | 1 |  | 1 Year | 488 | 0.33 | 326.96
5167 | CBCA | DR-8F45AT | 8ch AHD, TVI, Analog, IP, No HDD Installed, HDMI, BNC Spot Out, 2U LIMITED QTY | 1 |  | 1 Year | 1367 | 0.33 | 915.89
5168 | CBCA | DR-8F45AT-3TB | 8ch AHD, TVI, Analog, IP, 3TB HDD Installed, HDMI, BNC Spot Out, 2U LIMITED QTY | 1 |  | 1 Year | 1774 | 0.33 | 1188.58
5169 | CBCA | DR-8F45AT-6TB | 8ch AHD, TVI, Analog, IP, 6TB HDD Installed, HDMI, BNC Spot Out, 2U LIMITED QTY | 1 |  | 1 Year | 2230 | 0.33 | 1494.1
5170 | CBCA | DR-8F45AT-9TB | 8ch AHD, TVI, Analog, IP, 9TB HDD Installed, HDMI, BNC Spot Out, 2U LIMITED QTY | 1 |  | 1 Year | 2687 | 0.33 | 1800.29
5171 | CBCA | DR-8F45AT-12TB | 8ch AHD, TVI, Analog, IP, 12TB HDD Installed, HDMI, BNC Spot Out, 2U LIMITED QTY | 1 |  | 1 Year | 3143 | 0.33 | 2105.81
5172 | CBCA | DR-16M55-RA | 16ch AHD, TVI, Analog, IP, No HDD Installed, HDMI, BNC Spot Out, 2U | 1 |  | 1 Year | 1480 | 0.33 | 991.6
5173 | CBCA | DR-16M55-RA-4TB | 16ch AHD, TVI, Analog, IP, 4TB HDD Installed, HDMI, BNC Spot Out, 2U | 1 |  | 1 Year | 1945 | 0.33 | 1303.15
5174 | CBCA | DR-16M55-RA-8TB | 16ch AHD, TVI, Analog, IP, 8TB HDD Installed, HDMI, BNC Spot Out, 2U | 1 |  | 1 Year | 2460 | 0.33 | 1648.2
5175 | CBCA | DR-16M55-RA-12TB | 16ch AHD, TVI, Analog, IP, 12TB HDD Installed, HDMI, BNC Spot Out, 2U | 1 |  | 1 Year | 2970 | 0.33 | 1989.9
5176 | CBCA | DR-16M55-RA-16TB | 16ch AHD, TVI, Analog, IP, 16TB HDD Installed, HDMI, BNC Spot Out, 2U | 1 |  | 1 Year | 3390 | 0.33 | 2271.3
5177 | CBCA | DR-16M55-RA-20TB | 16ch AHD, TVI, Analog, IP, 20TB HDD Installed, HDMI, BNC Spot Out, 2U | 1 |  | 1 Year | 3900 | 0.33 | 2613
5178 | CBCA | DR-8F42A-2TB | 8ch, 1080p, up to 240FPS, 2TB HDD, HDMI, No Loop Through, 1U | 1 |  | 1 Year | 840 | 0.33 | 562.8
5179 | CBCA | DR-8F42A-4TB | 8ch, 1080p, up to 240FPS, 4TB HDD, HDMI, No Loop Through, 1U | 1 |  | 1 Year | 980 | 0.33 | 656.6
5180 | CBCA | DR-8F42A-8TB | 8ch, 1080p, up to 240FPS, 8TB HDD, HDMI, No Loop Through, 1U | 1 |  | 1 Year | 1400 | 0.33 | 938
5181 | CBCA | DR-16F42A-2TB | 16ch, 1080p, up to 480FPS, 2TB HDD, HDMI, No Loop Through, 1U | 1 |  | 1 Year | 1040 | 0.33 | 696.8
5182 | CBCA | DR-16F42A-4TB | 16ch, 1080p, up to 480FPS, 4TB HDD, HDMI, No Loop Through, 1U | 1 |  | 1 Year | 1170 | 0.33 | 783.9
5183 | CBCA | DR-16F42A-8TB | 16ch, 1080p, up to 480FPS, 8TB HDD, HDMI, No Loop Through, 1U | 1 |  | 1 Year | 1600 | 0.33 | 1072
5184 | CBCA | AC-V2CVBS | VGA BNC converter | 1 |  | 1 Year | 32 | 0.33 | 21.44
5185 | CBCA | AVD-816 | 1U, Video distributor, 8 in/ 16 out, AHD, TVI, CVI, CVBS, 110VAC | 1 |  | 1 Year | 165 | 0.33 | 110.55
5186 | CBCA | DRH8-4M41-A | 4CH AHD 1080p & BNC input, 4CH audio, 1 VGA & 1 HDMI, 2 USB, 1 HDD, mini 1U | 1 |  | 1 Year | 222 | 0.33 | 148.74
5187 | CBCA | DRH8-4M41A-1TB | 4CH AHD 1080p & BNC input, 4CH audio, 1 VGA & 1 HDMI, 2 USB, 1 HDD, mini 1U, 1TB | 1 |  | 1 Year | 425 | 0.33 | 284.75
5188 | CBCA | DRH8-4M41A-2TB | 4CH AHD 1080p & BNC input, 4CH audio, 1 VGA & 1 HDMI, 2 USB, 1 HDD, mini 1U, 2TB | 1 |  | 1 Year | 531 | 0.33 | 355.77
5189 | CBCA | DRH8-4M41A-3TB | 4CH AHD 1080p & BNC input, 4CH audio, 1 VGA & 1 HDMI, 2 USB, 1 HDD, mini 1U, 3TB | 1 |  | 1 Year | 618 | 0.33 | 414.06
5190 | CBCA | DRH8-8M41-A | 8CH AHD 1080p & BNC input, 8CH audio, 1 VGA & 1 HDMI, 2 USB, 1 HDD, mini 1U | 1 |  | 1 Year | 301 | 0.33 | 201.67
5191 | CBCA | DRH8-8M41A-1TB | 8CH AHD 1080p & BNC input, 8CH audio, 1 VGA & 1 HDMI, 2 USB, 1 HDD, mini 1U, 1TB | 1 |  | 1 Year | 504 | 0.33 | 337.68
5192 | CBCA | DRH8-8M41A-2TB | 8CH AHD 1080p & BNC input, 8CH audio, 1 VGA & 1 HDMI, 2 USB, 1 HDD, mini 1U, 2TB | 1 |  | 1 Year | 610 | 0.33 | 408.7
5193 | CBCA | DRH8-8M41A-3TB | 8CH AHD 1080p & BNC input, 8CH audio, 1 VGA & 1 HDMI, 2 USB, 1 HDD, mini 1U, 3TB | 1 |  | 1 Year | 697 | 0.33 | 466.99
5194 | CBCA | DRH8-8M41A-4TB | 8CH AHD 1080p & BNC input, 8CH audio, 1 VGA & 1 HDMI, 2 USB, 1 HDD, mini 1U, 4TB | 1 |  | 1 Year | 865 | 0.33 | 579.55
5195 | CBCA | DRH8-16M44-A | 16CH AHD 1080p &BNC input, 16CH audio, 1 VGA & 1 HDMI, 2 USB, 4HDD, mini 1U | 1 |  | 1 Year | 787 | 0.33 | 527.29
5196 | CBCA | DRH8-16M44A-2TB | 16CH AHD 1080p &BNC input, 16CH audio, 1 VGA & 1 HDMI, 2 USB, 4HDD, mini 1U, 2TB | 1 |  | 1 Year | 1096 | 0.33 | 734.32
5197 | CBCA | DRH8-16M44A-3TB | 16CH AHD 1080p &BNC input, 16CH audio, 1 VGA & 1 HDMI, 2 USB, 4HDD, mini 1U, 3TB | 1 |  | 1 Year | 1183 | 0.33 | 792.61
5198 | CBCA | DRH8-16M44A-4TB | 16CH AHD 1080p &BNC input, 16CH audio, 1 VGA & 1 HDMI, 2 USB, 4HDD, mini 1U, 4TB | 1 |  | 1 Year | 1351 | 0.33 | 905.17
5199 | CBCA | LB-17 | Small DVR/NVR Lock Box (fits NR4HL, NR8HL, DR4FX1, DR8FX2, DR16FX2 series) | 1 |  | 1 Year | 305 | 0.33 | 204.35
5200 | CBCA | LB-21 | Medium DVR/NVR Lock Box (fits NR4HL, NR8HL, DR4FX1, DR8FX2, DR16FX2 series) | 1 |  | 1 Year | 300 | 0.33 | 201
5201 | CBCA | LB-24 | Large DVR/NVR Lock Box (fits DR-8F45AT, DR-16F45AT, NR8H, NR16H, DR8FX5, DR16FX5) | 1 |  | 1 Year | 350 | 0.33 | 234.5
5202 | CBCA | LB-24W | Extra Large DVR/NVR Lock Box (fits DR-8F45AT, DR-16F45AT, NR8H, NR16H, DR8FX5, DR16FX5) | 1 |  | 1 Year | 437 | 0.33 | 292.79
5203 | CBCA | LB-WM1721 | Wall Brackets for LB-17 & LB-21 | 1 |  | 1 Year | 74 | 0.33 | 49.58
5204 | CBCA | LB-WM24 | Wall Brackets for LB-24 | 1 |  | 1 Year | 83 | 0.33 | 55.61
5205 | CBCA | CMB-1 | 6" Camera mounting bracket w/drop ceiling clip (BLACK) | 1 |  | 1 Year | 27 | 0.33 | 18.09
5206 | CBCA | CMB-2 | 6" Camera mounting bracket w/drop ceiling clip (WHITE) | 1 |  | 1 Year | 27 | 0.33 | 18.09
5207 | CBCA | CMB-3 | 4" Camera mounting bracket w/drop ceiling clip (BLACK) | 1 |  | 1 Year | 17 | 0.33 | 11.39
5208 | CBCA | CMB-4 | 4" Camera mounting bracket w/drop ceiling clip (WHITE) | 1 |  | 1 Year | 17 | 0.33 | 11.39
5209 | CBCA | C12DCR-500 | Regulated 12VDC power supply | 1 |  | 1 Year | 17 | 0.33 | 11.39
5210 | CBCA | C24AC | 24VAC power supply, 20vA | 1 |  | 1 Year | 13 | 0.33 | 8.71
5211 | CBCA | C24AC-40 | 24VAC power supply, 40vA | 1 |  | 1 Year | 17 | 0.33 | 11.39
5212 | CBCA | PS-411A | 4 Output power supply, 100vA | 1 |  | 1 Year | 104 | 0.33 | 69.68
5213 | CBCA | PS-811A | 8 Output power supply, 100vA | 1 |  | 1 Year | 132 | 0.33 | 88.44
5214 | CBCA | PS-821A | 8 Output power supply, 175vA | 1 |  | 1 Year | 181 | 0.33 | 121.27
5215 | CBCA | PS-1621A | 16 Output power supply, 200vA | 1 |  | 1 Year | 232 | 0.33 | 155.44
5216 | CBCA | NV-214A-M | NVT Transmitter for CS Mount Cameras | 1 |  | 1 Year | 64 | 0.33 | 42.88
5217 | CBCA | CAT5E | CAT5E Wire (1000 ft.), white | 1 |  | 1 Year | 168 | 0.33 | 112.56
5218 | CBCA | H-1 | Housing for CS mount cameras | 1 |  | 1 Year | 96 | 0.33 | 64.32
5219 | CBCA | H-2 | Housing with Heater for CS mount cameras | 1 |  | 1 Year | 168 | 0.33 | 112.56
5220 | CBCA | HWB-1 | Housing with wall bracket for CS mount cameras | 1 |  | 1 Year | 175 | 0.33 | 117.25
5221 | CBCA | HWB-2 | Housing with heater & wall bracket for CS mount cameras | 1 |  | 1 Year | 220 | 0.33 | 147.4
5222 | CBCA | HWB-4A | Housing w/heater, blower & wall bracket for CS mt cameras, 24VAC | 1 |  | 1 Year | 365 | 0.33 | 244.55
5223 | CBCA | JB-1 | Ceiling 'J' bracket for H-1/ H-2/ HWB-4 | 1 |  | 1 Year | 80 | 0.33 | 53.6
5224 | CBCA | WB-1 | Wall bracket for H-1/H-2 | 1 |  | 1 Year | 54 | 0.33 | 36.18
5225 | CBCA | WB-1W | Wall mount for ZNT1/ZNT6 series fixed thermal cameras | 1 |  | 1 Year | 118 | 0.33 | 79.06
5226 | CBCA | SS-1 | Sunshield for H-1/H-2/HWB-1/HWB-2/HWB-4 | 1 |  | 1 Year | 40 | 0.33 | 26.8
5227 | CBCA | PMA2 | Pole Mount Adapter for ZC5-WM2A & ZC8-WM2A, HWB-1, HWB-2, HWB-4 | 1 |  | 1 Year | 105 | 0.33 | 70.35
5228 | CBCA | LED-17 | 17" LED MONITOR, HDMI & VGA Input only, No Audio LIMITED QTY | 1 |  | 1 Year | 358 | 0.33 | 239.86
5229 | CBCA | ZM-L27 | 27" LED MONITOR, HDMI, VGA & BNC Inputs, No Audio LIMITED QTY | 1 |  | 1 Year | 850 | 0.33 | 569.5
5230 | CBCA | ZM-L43 | 43" LED Monitor, HDMI, VGA, BNC, AC Power, Plastic Housing | 1 |  | 1 Year | 1685 | 0.33 | 1128.95
5231 | CBCA | ZM-QM1 | VESA Wall Mount | 1 |  | 1 Year | 51 | 0.33 | 34.17
5232 | CBCA | T2Z1816CS | 1/3" 1.8-3.6mm f1.6 w/iris & focus | 1 |  | 1 Year | 273.91 | 0.33 | 183.5197
5233 | CBCA | T3Z2910CS | 1/3" 2.9-8.2mm f1.0 w/iris & focus | 1 |  | 1 Year | 50 | 0.33 | 33.5
5234 | CBCA | H3Z1014CS | 1/2" 10-30mm f1.4 w/iris & focus, Day/Night | 1 |  | 1 Year | 265.22 | 0.33 | 177.6974
5235 | CBCA | T10Z0513CS | 1/3" 5-50mm f1.3 w/iris & focus | 1 |  | 1 Year | 121.74 | 0.33 | 81.5658
5236 | CBCA | T4Z2813CS-IR | 1/3" 2.8-12mm f1.3 w/iris & focus, Day/Night IR | 1 |  | 1 Year | 76.09 | 0.33 | 50.9803
5237 | CBCA | T3Z3510CS-IR | 1/3" 3.5-10.5mm f1.0 w/iris & focus, Day/Night IR | 1 |  | 1 Year | 132.61 | 0.33 | 88.8487
5238 | CBCA | T5Z8513CS-IR | 1/3" 8.5-40mm f1.3 w/iris & focus, Day/Night IR | 1 |  | 1 Year | 150 | 0.33 | 100.5
5239 | CBCA | H3Z4512CS-IR | 1/2" 4.5-12.5mm f1.2 w/iris & focus, Day/Night IR | 1 |  | 1 Year | 171.74 | 0.33 | 115.0658
5240 | CBCA | TG2Z1816FCS | 1/3" 1.8-3.6mm f1.6 A/I | 1 |  | 1 Year | 297.83 | 0.33 | 199.5461
5241 | CBCA | TG3Z2910FCS | 1/3" 2.9-8.2mm f1.0 A/I | 1 |  | 1 Year | 46.51 | 0.33 | 31.1617
5242 | CBCA | HG3Z1014FCS | 1/2" 10-30mm f1.4 A/I | 1 |  | 1 Year | 352.17 | 0.33 | 235.9539
5243 | CBCA | TG10Z0513FCS | 1/3" 5-50mm f1.3 A/I | 1 |  | 1 Year | 113.95 | 0.33 | 76.3465
5244 | CBCA | TG4Z2813FCS-IR | 1/3" 2.8-12mm f1.3 A/I, Day/Night IR | 1 |  | 1 Year | 82.61 | 0.33 | 55.3487
5245 | CBCA | TG3Z2910FCS-IR | 1/3" 2.9-8.2mm f1.0 A/I, Day/Night IR LIMITED QTY | 1 |  | 1 Year | 63.04 | 0.33 | 42.2368
5246 | CBCA | TG3Z3510FCS-IR | 1/3" 3.5-10.5mm f1.0 A/I, Day/Night IR | 1 |  | 1 Year | 143.48 | 0.33 | 96.1316
5247 | CBCA | TG5Z8513FCS-IR | 1/3" 8.5-40mm f1.3 A/I, Day/Night IR | 1 |  | 1 Year | 152.17 | 0.33 | 101.9539
5248 | CBCA | HG3Z4512FCS-IR | 1/2" 4.5-12.5mm f1.2 A/I, Day/Night IR LIMITED QTY | 1 |  | 1 Year | 215.22 | 0.33 | 144.1974
5249 | CBCA | TG2Z1816AFCS | 1/3" 1.8-3.6mm f1.6 A/I | 1 |  | 1 Year | 367.39 | 0.33 | 246.1513
5250 | CBCA | TG3Z2910AFCS | 1/3" 2.9-8.2mm f1.0 A/I | 1 |  | 1 Year | 141.3 | 0.33 | 94.671
5251 | CBCA | TG3Z3510AFCS | 1/3" 3.5-10.5mm f1.0 A/I | 1 |  | 1 Year | 152.17 | 0.33 | 101.9539
5252 | CBCA | TG4Z2813AFCS-IR | 1/3" 2.8-12mm f1.3 A/I, Day/Night IR LIMITED QTY | 1 |  | 1 Year | 171.74 | 0.33 | 115.0658
5253 | CBCA | TG3Z2910AFCS-IR | 1/3" 2.9-8.2mm f1.0 A/I, Day/Night IR LIMITED QTY | 1 |  | 1 Year | 150 | 0.33 | 100.5
5254 | CBCA | TG3Z3510AFCS-IR | 1/3" 3.5-10.5mm f1.0 A/I, Day/Night IR | 1 |  | 1 Year | 171.74 | 0.33 | 115.0658
5255 | CBCA | TG5Z8513AFCS-IR | 1/3" 8.5-40mm f1.3 A/I, Day/Night IR | 1 |  | 1 Year | 280.43 | 0.33 | 187.8881
5256 | CBCA | HG3Z4512AFCS-IR | 1/2" 4.5-12.5mm f1.2 A/I, Day/Night IR LIMITED QTY | 1 |  | 1 Year | 258.7 | 0.33 | 173.329
5257 | CBCA | HG3Z1014AFCS | 1/2" 10-30mm f1.4 A/I | 1 |  | 1 Year | 384.78 | 0.33 | 257.8026
5258 | CBCA | A4Z1214CS-MPIR | 1/2.7" 12.5-50mm f1.4, manual iris, Day/Night IR, 3 megapixel | 1 |  | 1 Year | 239.13 | 0.33 | 160.2171
5259 | CBCA | H2Z0414C-MP | 1/2" 4-8mm f1.4, manual iris, 1.3 megapixel, C-mount | 1 |  | 1 Year | 230.43 | 0.33 | 154.3881
5260 | CBCA | E5Z2518C-MP | 1/1.8" 25-135mm f1.8, manual iris, over 3 megapixel, C-mount | 1 |  | 1 Year | 623 | 0.33 | 417.41
5261 | CBCA | M3Z1228C-MP | 2/3" 12-36mm varifocal, manual Iris, 1.3 megapixel, C-mount | 1 |  | 1 Year | 319.57 | 0.33 | 214.1119
5262 | CBCA | E3Z4518CS-MPIR | 1/1.8" 4.5-13.2mm f1.8, manual iris, Day/Night IR, 5.0 megapixel | 1 |  | 1 Year | 323.91 | 0.33 | 217.0197
5263 | CBCA | A4Z2812CS-MPIR | 1/2.7" 2.8-10mm, f1.2, manual iris, Day/Night IR, 3 megapixel, CS-mount | 1 |  | 1 Year | 121.73 | 0.33 | 81.5591
5264 | CBCA | A6Z8516CS-MP | 1/2.7" 8.5-50mm, f1.6, manual iris, 3megapixel, CS-mount | 1 |  | 1 Year | 128.26 | 0.33 | 85.9342
5265 | CBCA | A3Z2812CS-MPWIR | 1/2.7" 2.8-8.5mm, f1.2, manual iris, 5megapixel, CS-mout | 1 |  | 1 Year | 158.7 | 0.33 | 106.329
5266 | CBCA | E3Z3915CS-MPWIR | 1/1.8" 3.9-10mm, f1.5, manual iris, 4k, CS-mount | 1 |  | 1 Year | 202.17 | 0.33 | 135.4539
5267 | CBCA | TG4Z2816FCS-MPIR | 1/3" 2.8-12mm f1.6, DC A/I, Day/Night IR, 1.3 megapixel compatible | 1 |  | 1 Year | 106.52 | 0.33 | 71.3684
5268 | CBCA | AG4Z1214FCS-MPIR | 1/2.7" 12.5-50mm f1.4, auto iris, Day/Night IR, 3.0 megapixel | 1 |  | 1 Year | 250 | 0.33 | 167.5
5269 | CBCA | EG5Z2518FC-MP | 1/1.8" 25-135mm f1.8, DC A/I, over 3.0 megapixel, C-mount | 1 |  | 1 Year | 636.95 | 0.33 | 426.7565
5270 | CBCA | MG3Z1228FC-MP | 2/3" 12-36mm varifocal, DC A/I Iris, 1.3 megapixel, C-mount | 1 |  | 1 Year | 345.65 | 0.33 | 231.5855
5271 | CBCA | AG4Z2812FCS-MPIR | 1/2.7" 2.8-10mm, f1.2, DC iris, Day/Night IR, 3 megapixel, CS-mount | 1 |  | 1 Year | 121.73 | 0.33 | 81.5591
5272 | CBCA | AG6Z8516FCS-MP | 1/2.7" 8.5-50mm, f1.6, DC iris, 3megapixel, CS-mount | 1 |  | 1 Year | 128.26 | 0.33 | 85.9342
5273 | CBCA | AG3Z2812FCS-MPWIR | 1/2.7" 2.8-8.5mm, f1.2, DC iris, 5megapixel, CS-mout | 1 |  | 1 Year | 158.7 | 0.33 | 106.329
5274 | CBCA | EG6Z0915FCS-MPWIR | 1/1.8" 9-50mm, f1.5, DC Iris, 4K, CS-mount | 1 |  | 1 Year | 395.65 | 0.33 | 265.0855
5275 | CBCA | EG3Z3915FCS-MPWIR | 1/1.8" 3.9-10mm, f1.5, DC iris, 4k, CS-mount | 1 |  | 1 Year | 210.86 | 0.33 | 141.2762
5276 | CBCA | EG3Z0409FCS-MPWIR | 1/1.8" 4-10mm, f0.9, DC iris, 4K, CS-mount | 1 |  | 1 Year | 680.43 | 0.33 | 455.8881
5277 | CBCA | AG4Z1214KCS-MPIR | 1/2.7" 12.5-50mm f1.4 P-iris, Day/Night IR, 3.0 megapixel | 1 |  | 1 Year | 250 | 0.33 | 167.5
5278 | CBCA | AG4Z2812KCS-MPIR | 1/2.7" 2.8-10mm, f1.2, P-iris, Day/Night IR, 3 megapixel, CS-mount | 1 |  | 1 Year | 123.91 | 0.33 | 83.0197
5279 | CBCA | AG6Z8516KCS-MP | 1/2.7" 8.5-50mm, f1.6, P-iris, 3megapixel, CS-mount | 1 |  | 1 Year | 139.13 | 0.33 | 93.2171
5280 | CBCA | AG3Z2812KCS-MPWIR | 1/2.7" 2.8-8.5mm, f1.2, P- iris, 5megapixel, CS-mout | 1 |  | 1 Year | 163.04 | 0.33 | 109.2368
5281 | CBCA | EG6Z0915KCS-MPWIR | 1/1.8" 9-50mm, f1.5, P Iris, 4K, CS-mount | 1 |  | 1 Year | 395.65 | 0.33 | 265.0855
5282 | CBCA | EG3Z3915KCS-MPWIR | 1/1.8" 3.9-10mm, f1.5, P iris, 4k, CS-mount | 1 |  | 1 Year | 210.86 | 0.33 | 141.2762
5283 | CBCA | EG3Z0409KCS-MPWIR | 1/1.8" 4-10mm, f0.9, P iris, 4K, CS-mount | 1 |  | 1 Year | 680.43 | 0.33 | 455.8881
5284 | CBCA | H1214FICS | 1/2" 12mm f1.4 w/iris & focus LIMITED QTY | 1 |  | 1 Year | 84.78 | 0.33 | 56.8026
5285 | CBCA | T2314FICS | 1/3" 2.3 mm f1.4 w/iris & focus | 1 |  | 1 Year | 158.7 | 0.33 | 106.329
5286 | CBCA | T2616FICS | 1/3" 2.6mm f1.6 w/iris & focus | 1 |  | 1 Year | 115.22 | 0.33 | 77.1974
5287 | CBCA | T0412FICS | 1/3" 4mm f1.2 w/iris & focus | 1 |  | 1 Year | 84.78 | 0.33 | 56.8026
5288 | CBCA | T0812FICS | 1/3" 8mm f1.2 w/iris & focus | 1 |  | 1 Year | 84.78 | 0.33 | 56.8026
5289 | CBCA | H0514-MP2 | 1/2" 5mm f1.4 w/locking iris & focus, 1.5 megapixel, C-mount | 1 |  | 1 Year | 265.2174 | 0.33 | 177.6957
5290 | CBCA | M0814-MP2 | 2/3" 8mm f1.4 w/locking iris & focus, 1.5 megapixel, C-mount | 1 |  | 1 Year | 215.22 | 0.33 | 144.1974
5291 | CBCA | M1214-MP2 | 2/3" 12mm f1.4 w/locking iris & focus, 1.5 megapixel, C-mount | 1 |  | 1 Year | 210.87 | 0.33 | 141.2829
5292 | CBCA | M1614-MP2 | 2/3" 16mm f1.4 w/locking iris & focus, 1.5 megapixel, C-mount | 1 |  | 1 Year | 186.96 | 0.33 | 125.2632
5293 | CBCA | M2514-MP2 | 2/3" 25mm f1.4 w/locking iris & focus, 1.5 megapixel, C-mount | 1 |  | 1 Year | 204.35 | 0.33 | 136.9145
5294 | CBCA | M3514-MP | 2/3" 35mm f1.4 w/locking iris & focus, 1.5 megapixel, C-mount | 1 |  | 1 Year | 186.96 | 0.33 | 125.2632
5295 | CBCA | M5018-MP2 | 2/3" 50mm f1.8 w/locking iris & focus, 1.5 megapixel, C-mount | 1 |  | 1 Year | 206.52 | 0.33 | 138.3684
5296 | CBCA | M7528-MP | 2/3" 75mm f2.8 w/locking iris & focus, 1.5 megapixel, C-mount | 1 |  | 1 Year | 313.04 | 0.33 | 209.7368
5297 | CBCA | M0824-MPW2 | 2/3" 8mm f2.4, 5.0 megapixel Ultra low Distortion Lens | 1 |  | 1 Year | 413.04 | 0.33 | 276.7368
5298 | CBCA | M1224-MPW2 | 2/3" 12mm f2.4, 5.0 megapixel Ultra low Distortion Lens | 1 |  | 1 Year | 391.3 | 0.33 | 262.171
5299 | CBCA | M1620-MPW2 | 2/3" 16mm f2.0, 5.0 megapixel Ultra low Distortion Lens | 1 |  | 1 Year | 369.57 | 0.33 | 247.6119
5300 | CBCA | M2518-MPW2 | 2/3" 25mm f1.8, 5.0 megapixel Ultra low Distortion Lens | 1 |  | 1 Year | 369.57 | 0.33 | 247.6119
5301 | CBCA | M3520-MPW2 | 2/3" 35mm f2.0, 5.0 megapixel Ultra low Distortion Lens | 1 |  | 1 Year | 369.57 | 0.33 | 247.6119
5302 | CBCA | M5028-MPW2 | 2/3" 50mm f2.8, 5.0 megapixel Ultra low Distortion Lens | 1 |  | 1 Year | 369.57 | 0.33 | 247.6119
5303 | CBCA | M0824-MPW2-R | 2/3" 8mm f2.4, 5.0 megapixel Ultra low Distortion Lens, Ruggedized | 1 |  | 1 Year | 478.2609 | 0.33 | 320.4348
5304 | CBCA | M0840-MPW2-R | 2/3" 8mm f4.0, 5.0 megapixel Ultra low Distortion Lens, Ruggedized | 1 |  | 1 Year | 478.2609 | 0.33 | 320.4348
5305 | CBCA | M0856-MPW2-R | 2/3" 8mm f5.6, 5.0 megapixel Ultra low Distortion Lens, Ruggedized | 1 |  | 1 Year | 478.2609 | 0.33 | 320.4348
5306 | CBCA | M0880-MPW2-R | 2/3" 8mm f8.0, 5.0 megapixel Ultra low Distortion Lens, Ruggedized | 1 |  | 1 Year | 478.2609 | 0.33 | 320.4348
5307 | CBCA | M0811-MPW2-R | 2/3" 8mm f11.0, 5.0 megapixel Ultra low Distortion Lens, Ruggedized | 1 |  | 1 Year | 478.2609 | 0.33 | 320.4348
5308 | CBCA | M1224-MPW2-R | 2/3" 12mm f2.4, 5.0 megapixel Ultra low Distortion Lens, Ruggedized | 1 |  | 1 Year | 456.5217 | 0.33 | 305.8696
5309 | CBCA | M1240-MPW2-R | 2/3" 12mm f4.0, 5.0 megapixel Ultra low Distortion Lens, Ruggedized | 1 |  | 1 Year | 456.5217 | 0.33 | 305.8696
5310 | CBCA | M1256-MPW2-R | 2/3" 12mm f5.6, 5.0 megapixel Ultra low Distortion Lens, Ruggedized | 1 |  | 1 Year | 456.5217 | 0.33 | 305.8696
5311 | CBCA | M1280-MPW2-R | 2/3" 12mm f8.0, 5.0 megapixel Ultra low Distortion Lens, Ruggedized | 1 |  | 1 Year | 456.5217 | 0.33 | 305.8696
5312 | CBCA | M1211-MPW2-R | 2/3" 12mm f11.0, 5.0 megapixel Ultra low Distortion Lens, Ruggedized | 1 |  | 1 Year | 456.5217 | 0.33 | 305.8696
5313 | CBCA | M1620-MPW2-R | 2/3" 16mm f2.0, 5.0 megapixel Ultra low Distortion Lens, Ruggedized | 1 |  | 1 Year | 434.7826 | 0.33 | 291.3043
5314 | CBCA | M1640-MPW2-R | 2/3" 16mm f4.0, 5.0 megapixel Ultra low Distortion Lens, Ruggedized | 1 |  | 1 Year | 434.7826 | 0.33 | 291.3043
5315 | CBCA | M1656-MPW2-R | 2/3" 16mm f5.6, 5.0 megapixel Ultra low Distortion Lens, Ruggedized | 1 |  | 1 Year | 434.7826 | 0.33 | 291.3043
5316 | CBCA | M1680-MPW2-R | 2/3" 16mm f8.0, 5.0 megapixel Ultra low Distortion Lens, Ruggedized | 1 |  | 1 Year | 434.7826 | 0.33 | 291.3043
5317 | CBCA | M1611-MPW2-R | 2/3" 16mm f11.0, 5.0 megapixel Ultra low Distortion Lens, Ruggedized | 1 |  | 1 Year | 434.7826 | 0.33 | 291.3043
5318 | CBCA | M2518-MPW2-R | 2/3" 25mm f1.8, 5.0 megapixel Ultra low Distortion Lens, Ruggedized | 1 |  | 1 Year | 434.7826 | 0.33 | 291.3043
5319 | CBCA | M2540-MPW2-R | 2/3" 25mm f4.0, 5.0 megapixel Ultra low Distortion Lens, Ruggedized | 1 |  | 1 Year | 434.7826 | 0.33 | 291.3043
5320 | CBCA | M2556-MPW2-R | 2/3" 25mm f5.6, 5.0 megapixel Ultra low Distortion Lens, Ruggedized | 1 |  | 1 Year | 434.7826 | 0.33 | 291.3043
5321 | CBCA | M2580-MPW2-R | 2/3" 25mm f8.0, 5.0 megapixel Ultra low Distortion Lens, Ruggedized | 1 |  | 1 Year | 434.7826 | 0.33 | 291.3043
5322 | CBCA | M2511-MPW2-R | 2/3" 25mm f11.0, 5.0 megapixel Ultra low Distortion Lens, Ruggedized | 1 |  | 1 Year | 434.7826 | 0.33 | 291.3043
5323 | CBCA | M3520-MPW2-R | 2/3" 35mm f2.0, 5.0 megapixel Ultra low Distortion Lens, Ruggedized | 1 |  | 1 Year | 434.7826 | 0.33 | 291.3043
5324 | CBCA | M3540-MPW2-R | 2/3" 35mm f4.0, 5.0 megapixel Ultra low Distortion Lens, Ruggedized | 1 |  | 1 Year | 434.7826 | 0.33 | 291.3043
5325 | CBCA | M3556-MPW2-R | 2/3" 35mm f5.6, 5.0 megapixel Ultra low Distortion Lens, Ruggedized | 1 |  | 1 Year | 434.7826 | 0.33 | 291.3043
5326 | CBCA | M3580-MPW2-R | 2/3" 35mm f8.0, 5.0 megapixel Ultra low Distortion Lens, Ruggedized | 1 |  | 1 Year | 434.7826 | 0.33 | 291.3043
5327 | CBCA | M3511-MPW2-R | 2/3" 35mm f11.0, 5.0 megapixel Ultra low Distortion Lens, Ruggedized | 1 |  | 1 Year | 434.7826 | 0.33 | 291.3043
5328 | CBCA | M5028-MPW2-R | 2/3" 50mm f2.8, 5.0 megapixel Ultra low Distortion Lens, Ruggedized | 1 |  | 1 Year | 434.7826 | 0.33 | 291.3043
5329 | CBCA | M5040-MPW2-R | 2/3" 50mm f4.0, 5.0 megapixel Ultra low Distortion Lens, Ruggedized | 1 |  | 1 Year | 434.7826 | 0.33 | 291.3043
5330 | CBCA | M5056-MPW2-R | 2/3" 50mm f5.6, 5.0 megapixel Ultra low Distortion Lens, Ruggedized | 1 |  | 1 Year | 434.7826 | 0.33 | 291.3043
5331 | CBCA | M5080-MPW2-R | 2/3" 50mm f8.0, 5.0 megapixel Ultra low Distortion Lens, Ruggedized | 1 |  | 1 Year | 434.7826 | 0.33 | 291.3043
5332 | CBCA | M5011-MPW2-R | 2/3" 50mm f11.0, 5.0 megapixel Ultra low Distortion Lens, Ruggedized | 1 |  | 1 Year | 434.7826 | 0.33 | 291.3043
5333 | CBCA | M2518-MPW | 2/3" 25mm f1.8, 5.0 megapixel Ultra low Distortion w/floating system | 1 |  | 1 Year | 543.48 | 0.33 | 364.1316
5334 | CBCA | V0814-MP | 1" 8mm f1.4, 2.0 megapixel Ultra low Distortion Lens | 1 |  | 1 Year | 652.17 | 0.33 | 436.9539
5335 | CBCA | V1214-MP | 1" 12mm f1.4, 2.0 megapixel Ultra low Distortion Lens | 1 |  | 1 Year | 608.7 | 0.33 | 407.829
5336 | CBCA | V1614-MP | 1" 16mm f1.4, 2.0 megapixel Ultra low Distortion Lens | 1 |  | 1 Year | 608.7 | 0.33 | 407.829
5337 | CBCA | V2514-MP | 1" 25mm f1.4, 2.0 megapixel Ultra low Distortion Lens | 1 |  | 1 Year | 608.7 | 0.33 | 407.829
5338 | CBCA | V5014-MP | 1" 50mm f1.4, 2.0 megapixel Ultra low Distortion Lens | 1 |  | 1 Year | 652.17 | 0.33 | 436.9539
5339 | CBCA | V1226-MPZ | 1" 12mm f2.6, 10 megapixel Ultra low Distortion Lens | 1 |  | 1 Year | 776.09 | 0.33 | 519.9803
5340 | CBCA | V2520-MPZ | 1" 25mm f2.0, 10 megapixel Ultra low Distortion Lens | 1 |  | 1 Year | 776.09 | 0.33 | 519.9803
5341 | CBCA | V5024-MPZ | 1" 50mm f2.4, 10 megapixel Ultra low Distortion Lens | 1 |  | 1 Year | 776.09 | 0.33 | 519.9803
5342 | CBCA | V0828-MPY | 1.1" 8mm f2.8, 12.0 megapixel Ultra low Distortion Lens | 1 |  | 1 Year | 956.52 | 0.33 | 640.8684
5343 | CBCA | V1228-MPY | 1.1" 12mm f2.8, 12.0 megapixel Ultra low Distortion Lens | 1 |  | 1 Year | 826.09 | 0.33 | 553.4803
5344 | CBCA | V1628-MPY | 1.1" 16mm f2.8, 12.0 megapixel Ultra low Distortion Lens | 1 |  | 1 Year | 826.09 | 0.33 | 553.4803
5345 | CBCA | V2528-MPY | 1.1" 25mm f2.8, 12.0 megapixel Ultra low Distortion Lens | 1 |  | 1 Year | 826.09 | 0.33 | 553.4803
5346 | CBCA | V3528-MPY | 1.1" 35mm f2.8, 12.0 megapixel Ultra low Distortion Lens | 1 |  | 1 Year | 826.09 | 0.33 | 553.4803
5347 | CBCA | V5028-MPY | 1.1" 50mm f2.8, 12.0 megapixel Ultra low Distortion Lens | 1 |  | 1 Year | 826.09 | 0.33 | 553.4803
5348 | CBCA | MLM3X-MP | 2/3" 3.3X Macro Zoom, megapixel, Manual Iris, C-mount | 1 |  | 1 Year | 628.26 | 0.33 | 420.9342
5349 | CBCA | MLH-10X | 1/2" 13-130mm 10X close-up manual (C-Mount) | 1 |  | 1 Year | 508.7 | 0.33 | 340.829
5350 | CBCA | M3Z1228C-MP | 2/3"12-36mm varifocal, megapixel, Manual Iris, C-mount | 1 |  | 1 Year | 319.57 | 0.33 | 214.1119
5351 | CBCA | TEC-M55 | 2/3" 55mm Telecentric Lens, C-mount | 1 |  | 1 Year | 606.52 | 0.33 | 406.3684
5352 | CBCA | TEC-M55MPW | 2/3", 55mm, Telecentric Lens, 5.0 megapixel, C-mount | 1 |  | 1 Year | 782.61 | 0.33 | 524.3487
5353 | CBCA | TEC-2X | 2/3" Extender (2X) for TEC-55 | 1 |  | 1 Year | 215.22 | 0.33 | 144.1974
5354 | CBCA | TEC-75 | 2/3" Adapter (.75) for TEC-55 | 1 |  | 1 Year | 171.74 | 0.33 | 115.0658
5355 | CBCA | TEC-V7X | 1.1" 7X Macro Zoom Telecentric Lens, 5.0 megapixel, C-mount | 1 |  | 1 Year | 2606.52 | 0.33 | 1746.3684
5356 | CBCA | TEC-M0565MP | 2/3" WD=65mm, 0.5x, 2 megapixel, C-mount | 1 |  | 1 Year | 847.82 | 0.33 | 568.0394
5357 | CBCA | TEC-M0865MP | 2/3" WD=65mm, 0.8x, 2 megapixel, C-mount | 1 |  | 1 Year | 847.82 | 0.33 | 568.0394
5358 | CBCA | TEC-M1065MP | 2/3" WD=65mm, 1.0x, 2 megapixel, C-mount | 1 |  | 1 Year | 836.95 | 0.33 | 560.7565
5359 | CBCA | TEC-M2065MP | 2/3" WD=65mm, 2.0x, 2 megapixel, C-mount | 1 |  | 1 Year | 836.95 | 0.33 | 560.7565
5360 | CBCA | TEC-M4065MP | 2/3" WD=65mm, 4.0x, 2 megapixel, C-mount | 1 |  | 1 Year | 908.6957 | 0.33 | 608.8261
5361 | CBCA | TEC-M6065MP | 2/3" WD=65mm, 6.0x, 2 megapixel, C-mount | 1 |  | 1 Year | 943.4783 | 0.33 | 632.1304
5362 | CBCA | TEC-M0565MPC | 2/3" WD=65mm, 0.5x, 2 megapixel, C-mount, Coaxial type | 1 |  | 1 Year | 913.04 | 0.33 | 611.7368
5363 | CBCA | TEC-M0865MPC | 2/3" WD=65mm, 0.8x, 2 megapixel, C-mount, Coaxial type | 1 |  | 1 Year | 913.04 | 0.33 | 611.7368
5364 | CBCA | TEC-M1065MPC | 2/3" WD=65mm, 1.0x, 2 megapixel, C-mount, Coaxial type | 1 |  | 1 Year | 902.17 | 0.33 | 604.4539
5365 | CBCA | TEC-M2065MPC | 2/3" WD=65mm, 2.0x, 2 megapixel, C-mount, Coaxial type | 1 |  | 1 Year | 902.17 | 0.33 | 604.4539
5366 | CBCA | TEC-M4065MPC | 2/3" WD=65mm, 4.0x, 2 megapixel, C-mount, Coaxial type | 1 |  | 1 Year | 1050 | 0.33 | 703.5
5367 | CBCA | TEC-M6065MPC | 2/3" WD=65mm, 6.0x, 2 megapixel, C-mount, Coaxial type | 1 |  | 1 Year | 1084.7826 | 0.33 | 726.8043
5368 | CBCA | TEC-M03110MP | 2/3" WD=110mm, 0.3x, 2 megapixel, C-mount | 1 |  | 1 Year | 1304.34 | 0.33 | 873.9078
5369 | CBCA | TEC-M05110MP | 2/3" WD=110mm, 0.5x, 2 megapixel, C-mount | 1 |  | 1 Year | 1000 | 0.33 | 670
5370 | CBCA | TEC-M08110MP | 2/3" WD=110mm, 0.8x, 2 megapixel, C-mount | 1 |  | 1 Year | 1000 | 0.33 | 670
5371 | CBCA | TEC-M10110MP | 2/3" WD=110mm, 1.0x, 2 megapixel, C-mount | 1 |  | 1 Year | 967.39 | 0.33 | 648.1513
5372 | CBCA | TEC-M15110MP | 2/3" WD=110mm, 1.5x, 2 megapixel, C-mount | 1 |  | 1 Year | 1000 | 0.33 | 670
5373 | CBCA | TEC-M20110MP | 2/3" WD=110mm, 2.0x, 2 megapixel, C-mount | 1 |  | 1 Year | 1000 | 0.33 | 670
5374 | CBCA | TEC-M30110MP | 2/3" WD=110mm, 3.0x, 2 megapixel, C-mount | 1 |  | 1 Year | 1128.2609 | 0.33 | 755.9348
5375 | CBCA | TEC-M40110MP | 2/3" WD=110mm, 4.0x, 2 megapixel, C-mount | 1 |  | 1 Year | 969.5652 | 0.33 | 649.6087
5376 | CBCA | TEC-M60110MP | 2/3" WD=110mm, 6.0x, 2 megapixel, C-mount | 1 |  | 1 Year | 1108.6957 | 0.33 | 742.8261
5377 | CBCA | TEC-M03110MPC | 2/3" WD=110mm, 0.3x, 2 megapixel, C-mount, Coaxial type | 1 |  | 1 Year | 1434.78 | 0.33 | 961.3026
5378 | CBCA | TEC-M05110MPC | 2/3" WD=110mm, 0.5x, 2 megapixel, C-mount, Coaxial type | 1 |  | 1 Year | 1063.04 | 0.33 | 712.2368
5379 | CBCA | TEC-M08110MPC | 2/3" WD=110mm, 0.8x, 2 megapixel, C-mount, Coaxial type | 1 |  | 1 Year | 1063.04 | 0.33 | 712.2368
5380 | CBCA | TEC-M10110MPC | 2/3" WD=110mm, 1.0x, 2 megapixel, C-mount, Coaxial type | 1 |  | 1 Year | 1065.21 | 0.33 | 713.6907
5381 | CBCA | TEC-M15110MPC | 2/3" WD=110mm, 1.5x, 2 megapixel, C-mount, Coaxial type | 1 |  | 1 Year | 1084.78 | 0.33 | 726.8026
5382 | CBCA | TEC-M20110MPC | 2/3" WD=110mm, 2.0x, 2 megapixel, C-mount, Coaxial type | 1 |  | 1 Year | 1084.78 | 0.33 | 726.8026
5383 | CBCA | TEC-M30110MPC | 2/3" WD=110mm, 3.0x, 2 megapixel, C-mount, Coaxial type | 1 |  | 1 Year | 1208.6957 | 0.33 | 809.8261
5384 | CBCA | TEC-M40110MPC | 2/3" WD=110mm, 4.0x, 2 megapixel, C-mount, Coaxial type | 1 |  | 1 Year | 1113.0435 | 0.33 | 745.7391
5385 | CBCA | TEC-M60110MPC | 2/3" WD=110mm, 6.0x, 2 megapixel, C-mount, Coaxial type | 1 |  | 1 Year | 1276.087 | 0.33 | 854.9783
5386 | CBCA | TEC-V0565MPW | 1" WD=65mm, 0.5x, 5 megapixel, C-mount | 1 |  | 1 Year | 1217.39 | 0.33 | 815.6513
5387 | CBCA | TEC-V1065MPW | 1" WD=65mm, 1.0x, 5 megapixel, C-mount | 1 |  | 1 Year | 1193.47 | 0.33 | 799.6249
5388 | CBCA | TEC-V05110MPW | 1" WD=110mm, 0.5x, 5 megapixel, C-mount | 1 |  | 1 Year | 1358.69 | 0.33 | 910.3223
5389 | CBCA | TEC-V10110MPW | 1" WD=110mm, 1.0x, 5 megapixel, C-mount | 1 |  | 1 Year | 1304.34 | 0.33 | 873.9078
5390 | CBCA | TEC-V0345165MPY-WI | 1.1", WD165.2mm, 0.345X, 12 megapixel, C-mount, Variable Iris | 1 |  | 1 Year | 3019.5652 | 0.33 | 2023.1087
5391 | CBCA | M0918FIC-MP | 2/3" 9mm f1.8, 5.0 megapixel, manual iris, C-Mount | 1 |  | 1 Year | 445.65 | 0.33 | 298.5855
5392 | CBCA | MG0918FC-MP | 2/3" 9mm f1.8, 5.0 megapixel, DC iris, C-Mount | 1 |  | 1 Year | 456.52 | 0.33 | 305.8684
5393 | CBCA | MG0918KC-MP | 2/3" 9mm f1.8, 5.0 megapixel, P iris, C-Mount | 1 |  | 1 Year | 456.52 | 0.33 | 305.8684
5394 | CBCA | M1218FIC-MP | 2/3" 12mm f1.8, 5.0 megapixel, manual iris, C-Mount | 1 |  | 1 Year | 445.65 | 0.33 | 298.5855
5395 | CBCA | MG1218FC-MP | 2/3" 12mm f1.8, 5.0 megapixel, DC iris, C-Mount | 1 |  | 1 Year | 456.52 | 0.33 | 305.8684
5396 | CBCA | MG1218KC-MP | 2/3" 12mm f1.8, 5.0 megapixel, P iris, C-Mount | 1 |  | 1 Year | 456.52 | 0.33 | 305.8684
5397 | CBCA | M1616FIC-MP | 2/3" 16mm f1.8, 5.0 megapixel, manual iris, C-Mount | 1 |  | 1 Year | 445.65 | 0.33 | 298.5855
5398 | CBCA | MG1616FC-MP | 2/3" 16mm f1.8, 5.0 megapixel, DC iris, C-Mount | 1 |  | 1 Year | 456.52 | 0.33 | 305.8684
5399 | CBCA | MG1616KC-MP | 2/3" 16mm f1.8, 5.0 megapixel, P iris, C-Mount | 1 |  | 1 Year | 456.52 | 0.33 | 305.8684
5400 | CBCA | M2514FIC-MP | 2/3" 25mm f1.8, 5.0 megapixel, manual iris, C-Mount | 1 |  | 1 Year | 445.65 | 0.33 | 298.5855
5401 | CBCA | MG2514FC-MP | 2/3" 25mm f1.8, 5.0 megapixel, DC iris, C-Mount | 1 |  | 1 Year | 456.52 | 0.33 | 305.8684
5402 | CBCA | MG2514KC-MP | 2/3" 25mm f1.8, 5.0 megapixel, P iris, C-Mount | 1 |  | 1 Year | 456.52 | 0.33 | 305.8684
5403 | CBCA | M3518FIC-MPIR | Over 2/3" (12.8) 35mm f1.8, 5.0 megapixel, manual iris, IR, C-Mount | 1 |  | 1 Year | 641.3 | 0.33 | 429.671
5404 | CBCA | MG3518FC-MPIR | Over 2/3" (12.8) 35mm f1.8, 5.0 megapixel, DC iris, IR, C-Mount | 1 |  | 1 Year | 652.17 | 0.33 | 436.9539
5405 | CBCA | MG3518KC-MPIR | Over 2/3" (12.8) 35mm f1.8, 5.0 megapixel, P iris, IR, C-Mount | 1 |  | 1 Year | 652.17 | 0.33 | 436.9539
5406 | CBCA | M5020FIC-MPIR | Over 2/3" (12.8) 50mm f2.0, 5.0 megapixel, manual iris, IR, C-Mount | 1 |  | 1 Year | 750 | 0.33 | 502.5
5407 | CBCA | MG5020FC-MPIR | Over 2/3" (12.8) 50mm f2.0, 5.0 megapixel, DC iris, IR, C-Mount | 1 |  | 1 Year | 760.87 | 0.33 | 509.7829
5408 | CBCA | MG5020KC-MPIR | Over 2/3" (12.8) 50mm f2.0, 5.0 megapixel, P iris, IR, C-Mount | 1 |  | 1 Year | 760.87 | 0.33 | 509.7829
5409 | CBCA | TG2616FCS | 1/3" 2.6mm f1.6 LIMITED QTY | 1 |  | 1 Year | 152.17 | 0.33 | 101.9539
5410 | CBCA | TG0412FCS | 1/3" 4.0mm f1.2 | 1 |  | 1 Year | 128.26 | 0.33 | 85.9342
5411 | CBCA | TG0812FCS | 1/3" 8mm f1.2 | 1 |  | 1 Year | 117.39 | 0.33 | 78.6513
5412 | CBCA | HG1214FCS | 1/2" 12mm f1.4 LIMITED QTY | 1 |  | 1 Year | 139.13 | 0.33 | 93.2171
5413 | CBCA | TG2314FCS-L | 1/3" 2.3mm f1.4 LIMITED QTY | 1 |  | 1 Year | 191.3 | 0.33 | 128.171
5414 | CBCA | TG2616FCS-L | 1/3" 2.6mm f1.6 LIMITED QTY | 1 |  | 1 Year | 152.17 | 0.33 | 101.9539
5415 | CBCA | TG0412FCS-L | 1/3" 4.0mm f1.2 | 1 |  | 1 Year | 128.26 | 0.33 | 85.9342
5416 | CBCA | TG0812FCS-L | 1/3" 8.0mm f1.2 | 1 |  | 1 Year | 117.39 | 0.33 | 78.6513
5417 | CBCA | HG1214FCS-L | 1/2" 12mm f1.4 LIMITED QTY | 1 |  | 1 Year | 139.13 | 0.33 | 93.2171
5418 | CBCA | TG2314AFCS | 1/3" 2.3mm f1.4 LIMITED QTY | 1 |  | 1 Year | 193.48 | 0.33 | 129.6316
5419 | CBCA | TG2616AFCS | 1/3" 2.6mm f1.6 LIMITED QTY | 1 |  | 1 Year | 173.91 | 0.33 | 116.5197
5420 | CBCA | HG1214AFCS | 1/2" 12mm f1.4 | 1 |  | 1 Year | 150 | 0.33 | 100.5
5421 | CBCA | T2625CS-P | 1/3" format, 2.6mm f2.5 manual iris LIMITED QTY | 1 |  | 1 Year | 476.09 | 0.33 | 318.9803
5422 | CBCA | TG2625FCS-P | 1/3" format, 2.6mm f2.5 DC A/I (31cm cable) LIMITED QTY | 1 |  | 1 Year | 532.61 | 0.33 | 356.8487
5423 | CBCA | TG2625AFCS-P | 1/3" format, 2.6mm f2.5 Video auto iris LIMITED QTY | 1 |  | 1 Year | 554.35 | 0.33 | 371.4145
5424 | CBCA | T6Z5710AIDC | 1/3" 5.7-34.2mm f1.0 manual zoom with A/I DC (CS-Mount) LIMITED QTY | 1 |  | 1 Year | 591.3 | 0.33 | 396.171
5425 | CBCA | H6Z0812 | 1/2" 8-48 mm f1.2 6X (C-Mount) | 1 |  | 1 Year | 497.83 | 0.33 | 333.5461
5426 | CBCA | H6Z0812AIDC | 1/2" 8-48mm f1.2 manual zoom with A/I DC (C-Mount) LIMITED QTY | 1 |  | 1 Year | 556.52 | 0.33 | 372.8684
5427 | CBCA | H6Z0812AIVD | 1/2" 8-48mm f1.2 manual zoom with A/I Video (C-Mount) LIMITED QTY | 1 |  | 1 Year | 558.7 | 0.33 | 374.329
5428 | CBCA | M6Z1212-3S | 2/3" 12.5-75mm f1.2 6X , wiith locking set screws (C-Mount) | 1 |  | 1 Year | 519.57 | 0.33 | 348.1119
5429 | CBCA | H6Z0812M | 8-48mm f1.2 6X, 3 motors | 1 |  | 1 Year | 715.22 | 0.33 | 479.1974
5430 | CBCA | H6Z0812MS | 8-48mm f1.2 6X, 3 motors with spot LIMITED QTY | 1 |  | 1 Year | 736.96 | 0.33 | 493.7632
5431 | CBCA | H6Z0812AMS | 8-48mm f1.2 6X, A/I with spot LIMITED QTY | 1 |  | 1 Year | 802.17 | 0.33 | 537.4539
5432 | CBCA | H6Z0812MP | 8-48mm f1.2 6X, 3 motors with preset | 1 |  | 1 Year | 882.61 | 0.33 | 591.3487
5433 | CBCA | H6Z0812MSP | 8-48mm f1.2 6X, 3 motors, spot & preset | 1 |  | 1 Year | 908.7 | 0.33 | 608.829
5434 | CBCA | H6Z0812AMSP | 8-48mm f1.2 6X, A/I with spot & preset | 1 |  | 1 Year | 947.83 | 0.33 | 635.0461
5435 | CBCA | H10Z0812M | 8-80mm f1.2 10X, 3 motors | 1 |  | 1 Year | 1091.3 | 0.33 | 731.171
5436 | CBCA | H10Z0812MS | 8-80mm f1.2 10X, 3 motors with spot | 1 |  | 1 Year | 1113.04 | 0.33 | 745.7368
5437 | CBCA | H10Z0812AMS | 8-80mm f1.2 10X, A/I with spot | 1 |  | 1 Year | 1128.26 | 0.33 | 755.9342
5438 | CBCA | H10Z0812MP | 8-80mm f1.2 10X, 3 motors with preset | 1 |  | 1 Year | 1356.52 | 0.33 | 908.8684
5439 | CBCA | H10Z0812MSP | 8-80mm f1.2 10X, 3 motors, spot & preset | 1 |  | 1 Year | 1356.52 | 0.33 | 908.8684
5440 | CBCA | H10Z0812AMSP | 8-80mm f1.2 10X, A/I with spot & preset | 1 |  | 1 Year | 1245.65 | 0.33 | 834.5855
5441 | CBCA | H10Z1218DC | 12-120mm f1.8 10X, A/I DC with spot | 1 |  | 1 Year | 947.82 | 0.33 | 635.0394
5442 | CBCA | H10Z1218PDC | 12-120mm f1.8 10X, A/I DC with spot & prest | 1 |  | 1 Year | 1291.3 | 0.33 | 865.171
5443 | CBCA | H21Z1015AMS | 10-210mm f1.5 21X, A/I with spot | 1 |  | 1 Year | 1997.83 | 0.33 | 1338.5461
5444 | CBCA | H21Z1015AMSP | 10-210mm f1.5 21X, A/I with spot & preset | 1 |  | 1 Year | 2171.744 | 0.33 | 1455.0685
5445 | CBCA | H30Z1015AMSP | 10-300mm f1.5, 30X, A/I with spot & preset (special order) | 1 |  | 1 Year | 4606.52 | 0.33 | 3086.3684
5446 | CBCA | T6Z5710M-CS | 5.7-34.2mm f1.0 6X, 3 motors | 1 |  | 1 Year | 793.48 | 0.33 | 531.6316
5447 | CBCA | T6Z5710MS-CS | 5.7-34.2mm f1.0 6X, 3 motors with spot | 1 |  | 1 Year | 736.96 | 0.33 | 493.7632
5448 | CBCA | T6Z5710MP-CS | 5.7-34.2mm f1.0 6X, 3 motors with preset | 1 |  | 1 Year | 939.13 | 0.33 | 629.2171
5449 | CBCA | T6Z5710MSP-CS | 5.7-34.2mm f1.0 6X, 3 motors, spot & preset | 1 |  | 1 Year | 965.22 | 0.33 | 646.6974
5450 | CBCA | T6Z5710AMSP-CS | 5.7-34.2mm f1.0 6X, A/I with spot & preset | 1 |  | 1 Year | 1002.17 | 0.33 | 671.4539
5451 | CBCA | T6Z5710PDC-CS | 5.7-34.2mm f1.0 6X, A/I DC Type w/4 pin conn. & preset | 1 |  | 1 Year | 978.26 | 0.33 | 655.4342
5452 | CBCA | T10Z5712M-CS | 5.7-57mm f1.2 10X, 3 motors | 1 |  | 1 Year | 954.35 | 0.33 | 639.4145
5453 | CBCA | T10Z5712AMS-CS | 5.7-57mm f1.2 10X, A/I with spot | 1 |  | 1 Year | 871.74 | 0.33 | 584.0658
5454 | CBCA | T10Z5712MP-CS | 5.7-57mm f1.2 10X, 3 motors with preset | 1 |  | 1 Year | 1043.48 | 0.33 | 699.1316
5455 | CBCA | T10Z5712MSP-CS | 5.7-57mm f1.2 10X, 3 motors, spot & preset | 1 |  | 1 Year | 1095.65 | 0.33 | 734.0855
5456 | CBCA | T10Z5712AMSP-CS | 5.7-57mm f1.2 10X, A/I with spot & preset | 1 |  | 1 Year | 1143.48 | 0.33 | 766.1316
5457 | CBCA | T10Z5712DC-CS | 5.7-57mm f1.2 10X, A/I DC Type with 4 pin connector | 1 |  | 1 Year | 845.65 | 0.33 | 566.5855
5458 | CBCA | T10Z5712PDC-CS | 5.7-57mm f1.2 10X, A/I DC Type with 4 pin connector with preset | 1 |  | 1 Year | 1019.57 | 0.33 | 683.1119
5459 | CBCA | T21Z5816MS-CS | 5.8-121mm f1.8 21X, 3 motors with spot | 1 |  | 1 Year | 1402.17 | 0.33 | 939.4539
5460 | CBCA | T21Z5816MSP-CS | 5.8-121mm f1.8 21X, 3 motors, spot & preset | 1 |  | 1 Year | 1643.48 | 0.33 | 1101.1316
5461 | CBCA | T21Z5816DC-CS | 5.8-121mm f1.8 21X, A/I DC type | 1 |  | 1 Year | 1393.48 | 0.33 | 933.6316
5462 | CBCA | T21Z5816PDC-CS | 5.8-121mm f1.8 21X, A/I DC type with preset | 1 |  | 1 Year | 1630.43 | 0.33 | 1092.3881
5463 | CBCA | M6Z1212M | 12.5-75mm fj.2 6X, 3 motors | 1 |  | 1 Year | 1141.3 | 0.33 | 764.671
5464 | CBCA | M6Z1212MP3 | 12.5-75mm fj.2 6X, 3 motors, w/preset for zoom-focus-iris | 1 |  | 1 Year | 1413.04 | 0.33 | 946.7368
5465 | CBCA | H10Z0819DC-MP | 8-80mm f1.8 10X, DC A/I, 1.3 megapixel | 1 |  | 1 Year | 695.65 | 0.33 | 466.0855
5466 | CBCA | H10Z0819PDC-MP | 8-80mm f1.8 10X, DC A/I, 1.3 megapixel with preset | 1 |  | 1 Year | 847.82 | 0.33 | 568.0394
5467 | CBCA | H21Z1016AMS-MP | 10-210mm f1.6, 21X, video A/I, 2.0 megapixel with spot | 1 |  | 1 Year | 1750 | 0.33 | 1172.5
5468 | CBCA | H35Z1015AMS-MP | 10-350mm f1.5, 35X, video A/I, 2.0 megapixel with spot | 1 |  | 1 Year | 6500 | 0.33 | 4355
5469 | CBCA | H35Z1015AMSP-MP | 10-350mm f1.5, 35X, video A/I, 2.0 megapixel with spot & preset | 1 |  | 1 Year | 6717.39 | 0.33 | 4500.6513
5470 | CBCA | H35Z1015DC-MP | 10-350mm f1.5, 35X, DC A/I, 2.0 megapixel with spot | 1 |  | 1 Year | 6500 | 0.33 | 4355
5471 | CBCA | H35Z1015PDC-MP | 10-350mm f1.5, 35X, DC A/I, 2.0 megapixel with spot & preset | 1 |  | 1 Year | 6717.39 | 0.33 | 4500.6513
5472 | CBCA | H62Z1235AM-MP | 12.5-775mm, 62X, video A/I, 2.0 megapixel | 1 |  | 1 Year | 15978.2609 | 0.33 | 10705.4348
5473 | CBCA | H62Z1235AMP-MP | 12.5-775mm, 62X, video A/I, 2.0 megapixel with preset | 1 |  | 1 Year | 17173.913 | 0.33 | 11506.5217
5474 | CBCA | H62Z1235AM-MP-EX | 12.5-775mm(1,550mm w/ext), 62X, video A/I, 2.0 megapixel | 1 |  | 1 Year | 20434.7826 | 0.33 | 13691.3043
5475 | CBCA | H62Z1235AMP-MP-EX | 12.5-775mm(1,550mm w/ext), 62X, video A/I, 2.0 megapixel with preset | 1 |  | 1 Year | 21956.5217 | 0.33 | 14710.8696
5476 | CBCA | H62Z1235AMP-MPIR | 12.5-775mm, 62X, video A/I, 2.0 megapixel, IR with preset | 1 |  | 1 Year | 23260.8696 | 0.33 | 15584.7826
5477 | CBCA | H62Z1235AMP-MPIR-EX | 12.5-775mm(1,550mm w/ext), 62X, video A/I, 2.0 megapixel with preset, IR | 1 |  | 1 Year | 27826.087 | 0.33 | 18643.4783
5478 | CBCA | H62Z1235DC-MP | 12.5-775mm, 62X, DC A/I, 2.0 megapixel | 1 |  | 1 Year | 15978.2609 | 0.33 | 10705.4348
5479 | CBCA | H62Z1235PDC-MP | 12.5-775mm, 62X, DC A/I, 2.0 megapixel with preset | 1 |  | 1 Year | 17173.913 | 0.33 | 11506.5217
5480 | CBCA | H62Z1235DC-MP-EX | 12.5-775mm(1,550mm w/ext), 62X, DC A/I, 2.0 megapixel | 1 |  | 1 Year | 20434.7826 | 0.33 | 13691.3043
5481 | CBCA | H62Z1235PDC-MP-EX | 12.5-775mm, 62X, DC A/I, 2.0 megapixel with preset | 1 |  | 1 Year | 21956.5217 | 0.33 | 14710.8696
5482 | CBCA | H62Z1235PDC-MPIR | 12.5-775mm, 62X, DC A/I, 2.0 megapixel with preset, IR corrected | 1 |  | 1 Year | 23260.8696 | 0.33 | 15584.7826
5483 | CBCA | H62Z1235PDC-MPIR-EX | 12.5-775mm(1,550mm w/ext), 62X, DC A/I, 2.0 megapixel, preset | 1 |  | 1 Year | 27826.087 | 0.33 | 18643.4783
5484 | CBCA | E17Z8816PDC-MP | 8.8mm‐150mm f1.6 , 17x, DC A/I, with preset | 1 |  | 1 Year | 1300 | 0.33 | 871
5485 | CBCA | E24Z1018M-MP | 10-240mm f1.8 24X, 3 motors, | 1 |  | 1 Year | 3152.1739 | 0.33 | 2111.9565
5486 | CBCA | E24Z1018MS-MP | 10-240mm f1.8 24X, 3 motors with spot | 1 |  | 1 Year | 3195.6522 | 0.33 | 2141.087
5487 | CBCA | E24Z1018MP-MP | 10-240mm f1.8 24X, 3 motors with preset | 1 |  | 1 Year | 3260.8696 | 0.33 | 2184.7826
5488 | CBCA | E24Z1018MSP-MP | 10-240mm f1.8 24X, 3 motors with spot & preset | 1 |  | 1 Year | 3326.087 | 0.33 | 2228.4783
5489 | CBCA | E24Z1018AMS-MP | 10-240mm f1.8 24X, video A/I, with spot | 1 |  | 1 Year | 2934.7826 | 0.33 | 1966.3043
5490 | CBCA | E24Z1018AMSP-MP | 10-240mm f1.8 24X, video A/I, with spot & preset | 1 |  | 1 Year | 3043.4783 | 0.33 | 2039.1304
5491 | CBCA | E24Z1018DC-MP | 10-240mm f1.8 24X, DC A/I, with spot | 1 |  | 1 Year | 2934.7826 | 0.33 | 1966.3043
5492 | CBCA | E24Z1018PDC-MP | 10-240mm f1.8 24X, DC A/I, with spot & preset | 1 |  | 1 Year | 3043.4783 | 0.33 | 2039.1304
5493 | CBCA | E24Z1018M-MPIR | 10-240mm f1.8 24X, IR corrected, 3 motors | 1 |  | 1 Year | 4043.4783 | 0.33 | 2709.1304
5494 | CBCA | E24Z1018MS-MPIR | 10-240mm f1.8 24X, IR corrected, 3 motors with spot | 1 |  | 1 Year | 4130.4348 | 0.33 | 2767.3913
5495 | CBCA | E24Z1018MP-MPIR | 10-240mm f1.8 24X, IR corrected, 3 motors with preset | 1 |  | 1 Year | 4173.913 | 0.33 | 2796.5217
5496 | CBCA | E24Z1018MSP-MPIR | 10-240mm f1.8 24X, IR corected, 3 motors with spot & preset | 1 |  | 1 Year | 4217.3913 | 0.33 | 2825.6522
5497 | CBCA | E24Z1018AMS-MPIR | 10-240mm f1.8 24X, IR corrected, video A/I, with spot | 1 |  | 1 Year | 3804.3478 | 0.33 | 2548.913
5498 | CBCA | E24Z1018AMSP-MPIR | 10-240mm f1.8 24X, IR corrected, video A/I, with spot & preset | 1 |  | 1 Year | 3913.0435 | 0.33 | 2621.7391
5499 | CBCA | E24Z1018DC-MPIR | 10-240mm f1.8 24X, IR corrected, DC A/I, with spot | 1 |  | 1 Year | 3804.3478 | 0.33 | 2548.913
5500 | CBCA | E24Z1018PDC-MPIR | 10-240mm f1.8 24X, IR corrected, DC A/I, with spot & preset | 1 |  | 1 Year | 3913.0435 | 0.33 | 2621.7391
5501 | CBCA | M24Z1527PDC-MP | 15-360mm f2.7 24X, DC A/I & preset | 1 |  | 1 Year | 4673.91 | 0.33 | 3131.5197
5502 | CBCA | M24Z1527M-MP | 15-360mm f2.7 24X, 3motor | 1 |  | 1 Year | 5108.7 | 0.33 | 3422.829
5503 | CBCA | M24Z1527MP-MP | 15-360mm f2.7 24X, 3motor & preset | 1 |  | 1 Year | 5217.39 | 0.33 | 3495.6513
5504 | CBCA | M24Z2138PDC-MP | 21-500mm f3.8 24X, DC A/I & preset | 1 |  | 1 Year | 5000 | 0.33 | 3350
5505 | CBCA | H0320KP | 3mm f2.0 2MP+ M12 S Mount | 1 |  | 1 Year | 119.57 | 0.33 | 80.1119
5506 | CBCA | H0624KP | 6mm f2.4 2MP+ M12 S Mount | 1 |  | 1 Year | 97.83 | 0.33 | 65.5461
5507 | CBCA | H0924KP | 9mm f2.4 2MP+ M12 S Mount | 1 |  | 1 Year | 97.83 | 0.33 | 65.5461
5508 | CBCA | H1620KP | 16mm f2.0 2MP+ M12 S Mount LIMITED QTY | 1 |  | 1 Year | 97.83 | 0.33 | 65.5461
5509 | CBCA | H2520KP | 25mm f2.0 2MP+ M12 S Mount | 1 |  | 1 Year | 97.83 | 0.33 | 65.5461
5510 | CBCA | E1220KV | 12mm f2.0 3MP+ M12 S Mount | 1 |  | 1 Year | 184.78 | 0.33 | 123.8026
5511 | CBCA | E1620KV | 16mm f2.0 3MP+ M12 S Mount | 1 |  | 1 Year | 163.04 | 0.33 | 109.2368
5512 | CBCA | E2520KV | 25mm f2.0 3MP+ M12 S Mount LIMITED QTY | 1 |  | 1 Year | 152.17 | 0.33 | 101.9539
5513 | CBCA | E3828KRW | 3.8mm f2.8 8MP+ M12 S Mount, Day/Night IR corrective | 1 |  | 1 Year | 104.34 | 0.33 | 69.9078
5514 | CBCA | E5228KRW | 5.2mm f2.8 8MP+ M12 S Mount, Day/Night IR corrective | 1 |  | 1 Year | 97.82 | 0.33 | 65.5394
5515 | CBCA | T0928KRW | 0.95mm, f2.8, 3MP+ M12 S Mount Day/Night IR corrective | 1 |  | 1 Year | 97.82 | 0.33 | 65.5394
5516 | CBCA | H1328KP | 1.3mm f2.8 3MP+ M12 S Mount, Fisheye | 1 |  | 1 Year | 115.21 | 0.33 | 77.1907
5517 | CBCA | L1028KRW | 1.05mm f2.8 5MP+ M12 S Mount, Fisheye, Day/Night IR corrective | 1 |  | 1 Year | 91.3 | 0.33 | 61.171
5518 | CBCA | L1028KDRW | 1.05mm f2.8 5MP+ M12 S Mount, Fisheye, Day/Night IR corrective, IP66 | 1 |  | 1 Year | 97.82 | 0.33 | 65.5394
5519 | CBCA | E1628KRY | 1.65mm f2.8 8MP+ M12 S Mount, Fisheye, Day/Night IR corrective | 1 |  | 1 Year | 126.08 | 0.33 | 84.4736
5520 | CBCA | E1222KRY | 1.2mm f2.2 12MP+ M12 S Mount, Fisheye, Day/Night IR corrective | 1 |  | 1 Year | 141.3 | 0.33 | 94.671
5521 | CBCA | M1614-SW | 16mm, F1.4, C-mount, SWIR | 1 |  | 1 Year | 652.17 | 0.33 | 436.9539
5522 | CBCA | M2514-SW | 25mm, F1.4, C-mount, SWIR | 1 |  | 1 Year | 652.17 | 0.33 | 436.9539
5523 | CBCA | M3514-SW | 35mm, F1.4, C-mount, SWIR | 1 |  | 1 Year | 652.17 | 0.33 | 436.9539
5524 | CBCA | M5018-SW | 50mm, F1.8, C-mount, SWIR | 1 |  | 1 Year | 652.17 | 0.33 | 436.9539
5525 | CBCA | VM300 | View Finder LIMITED QTY | 1 |  | 1 Year | 306.52 | 0.33 | 205.3684
5526 | CBCA | VM400 | Extension Tube (5mm) | 1 |  | 1 Year | 10.87 | 0.33 | 7.2829
5527 | CBCA | VM100 | Extension Tube Kit | 1 |  | 1 Year | 54.35 | 0.33 | 36.4145
5528 | CBCA | VM0811 | filter thread for V0828-MPY with 1.1" sensor | 1 |  | 1 Year | 18.47 | 0.33 | 12.3749
5529 | CBCA | VM0810 | filter thread for V0828-MPY with 1" sensor | 1 |  | 1 Year | 18.47 | 0.33 | 12.3749
5530 | CBCA | VM0918 | filter thread for E(G)6Z0915 series | 1 |  | 1 Year | 21.3 | 0.33 | 14.271
5531 | CBCA | EX2CS | Extender (2X) for CS-Mount | 1 |  | 1 Year | 97.83 | 0.33 | 65.5461
5532 | CBCA | EX2C | Extender (2X) for C-Mount | 1 |  | 1 Year | 97.83 | 0.33 | 65.5461
5533 | CBCA | EX1.5CS | Extender (1.5X) for CS-Mount | 1 |  | 1 Year | 82.61 | 0.33 | 55.3487
5534 | CBCA | EX1.5C | Extender (1.5X) for C-Mount | 1 |  | 1 Year | 82.61 | 0.33 | 55.3487
5535 | CBCA | CBF-1 | Camera Back Focusing Neutral Density Filter w/case | 1 |  | 1 Year | 106.52 | 0.33 | 71.3684
5536 | Salto | SP220475-6 | Outdoor Kit, pair of gaskets for all-weather operations, pack of 6 sets | 1 |  | 1 Year | 76.5 | 0.15 | 65.025
5537 | Salto | SP220495-18-IM | Adapter Ring, 1/8" key override depth spacer, satin stainless steel | 1 |  | 1 Year | 10.2 | 0.15 | 8.67
5538 | Salto | SP220495-14-IM | Adapter Ring, 1/4" key override depth spacer, satin stainless steel | 1 |  | 1 Year | 10.2 | 0.15 | 8.67
5539 | Salto | A9650200IM38--- | XS4 ANSI electronic wire-free SVN escutcheon, Mifare / DESFire entrance function, Columbo Robodue premium series lever, unhanded, satin stainless finish, for use with 1 3/8" - 1 3/4" thick standard door | 1 |  | 1 Year | 719.05 | 0.15 | 611.1925
5540 | Salto | A9650200IM38-A- | XS4 ANSI electronic AMOK wire-free SVN escutcheon, Mifare / DESFire entrance function, Columbo Robodue premium series lever, unhanded, satin stainless finish, for use with 1 3/8" - 1 3/4" thick standard door | 1 |  | 1 Year | 848.05 | 0.15 | 720.8425
5541 | Salto | A9650200IM38-C- | XS4 ANSI electronic RF wireless ready SVN escutcheon, Mifare / DESFire entrance function, Columbo Robodue premium series lever, unhanded, satin stainless finish, for use with 1 3/8" - 1 3/4" thick standard door | 1 |  | 1 Year | 773.15 | 0.15 | 657.1775
5542 | Salto | A9650200IM38-W- | XS4 ANSI electronic RF wireless SVN escutcheon, Mifare / DESFire entrance function, Columbo Robodue premium series lever, unhanded, satin stainless finish, for use with 1 3/8" - 1 3/4" thick standard door | 1 |  | 1 Year | 904.25 | 0.15 | 768.6125
5543 | Salto | A9650200IM48--- | XS4 ANSI electronic wire-free SVN escutcheon, Mifare / DESFire entrance function, Columbo Robodue premium series lever, unhanded, satin stainless finish, for use with 1 3/4" - 2 1/4" thick door | 1 |  | 1 Year | 719.05 | 0.15 | 611.1925
5544 | Salto | A9650200IM48-A- | XS4 ANSI electronic AMOK wire-free SVN escutcheon, Mifare / DESFire entrance function, Columbo Robodue premium series lever, unhanded, satin stainless finish, for use with 1 3/4" - 2 1/4" thick door | 1 |  | 1 Year | 848.05 | 0.15 | 720.8425
5545 | Salto | A9650200IM48-C- | XS4 ANSI electronic RF wireless ready SVN escutcheon, Mifare / DESFire entrance function, Columbo Robodue premium series lever, unhanded, satin stainless finish, for use with 1 3/4" - 2 1/4" thick door | 1 |  | 1 Year | 773.15 | 0.15 | 657.1775
5546 | Salto | A9650200IM48-W- | XS4 ANSI electronic RF wireless SVN escutcheon, Mifare / DESFire entrance function, Columbo Robodue premium series lever, unhanded, satin stainless finish, for use with 1 3/4" - 2 1/4" thick door | 1 |  | 1 Year | 904.25 | 0.15 | 768.6125
5547 | Salto | A9650200IP38--- | XS4 ANSI electronic wire-free SVN escutcheon, Mifare / DESFire entrance function, Columbo Robodue premium series lever, unhanded, bright stainless steel finish, for use with 1 3/8" - 1 3/4" thick standard door | 1 |  | 1 Year | 735.35 | 0.15 | 625.0475
5548 | Salto | A9650200IP38-A- | XS4 ANSI electronic AMOK wire-free SVN escutcheon, Mifare / DESFire entrance function, Columbo Robodue premium series lever, unhanded, bright stainless steel finish, for use with 1 3/8" - 1 3/4" thick standard door | 1 |  | 1 Year | 864.35 | 0.15 | 734.6975
5549 | Salto | A9650200IP38-C- | XS4 ANSI electronic RF wireless ready SVN escutcheon, Mifare / DESFire entrance function, Columbo Robodue premium series lever, unhanded, bright stainless steel finish, for use with 1 3/8" - 1 3/4" thick standard door | 1 |  | 1 Year | 789.45 | 0.15 | 671.0325
5550 | Salto | A9650200IP38-W- | XS4 ANSI electronic RF wireless SVN escutcheon, Mifare / DESFire entrance function, Columbo Robodue premium series lever, unhanded, bright stainless steel finish, for use with 1 3/8" - 1 3/4" thick standard door | 1 |  | 1 Year | 920.55 | 0.15 | 782.4675
5551 | Salto | A9650200IP48--- | XS4 ANSI electronic wire-free SVN escutcheon, Mifare / DESFire entrance function, Columbo Robodue premium series lever, unhanded, bright stainless steel finish, for use with 1 3/4" - 2 1/4" thick door | 1 |  | 1 Year | 735.35 | 0.15 | 625.0475
5552 | Salto | A9650200IP48-A- | XS4 ANSI electronic AMOK wire-free SVN escutcheon, Mifare / DESFire entrance function, Columbo Robodue premium series lever, unhanded, bright stainless steel finish, for use with 1 3/4" - 2 1/4" thick door | 1 |  | 1 Year | 864.35 | 0.15 | 734.6975
5553 | Salto | A9650200IP48-C- | XS4 ANSI electronic RF wireless ready SVN escutcheon, Mifare / DESFire entrance function, Columbo Robodue premium series lever, unhanded, bright stainless steel finish, for use with 1 3/4" - 2 1/4" thick door | 1 |  | 1 Year | 789.45 | 0.15 | 671.0325
5554 | Salto | A9650200IP48-W- | XS4 ANSI electronic RF wireless SVN escutcheon, Mifare / DESFire entrance function, Columbo Robodue premium series lever, unhanded, bright stainless steel finish, for use with 1 3/4" - 2 1/4" thick door | 1 |  | 1 Year | 920.55 | 0.15 | 782.4675
5555 | Salto | A9650200PP38--- | XS4 ANSI electronic wire-free SVN escutcheon, Mifare / DESFire entrance function, Columbo Robodue premium series lever, unhanded, bright brass finish, for use with 1 3/8" - 1 3/4" thick standard door | 1 |  | 1 Year | 735.35 | 0.15 | 625.0475
5556 | Salto | A9650200PP38-A- | XS4 ANSI electronic AMOK wire-free SVN escutcheon, Mifare / DESFire entrance function, Columbo Robodue premium series lever, unhanded, bright brass finish, for use with 1 3/8" - 1 3/4" thick standard door | 1 |  | 1 Year | 864.35 | 0.15 | 734.6975
5557 | Salto | A9650200PP38-C- | XS4 ANSI electronic RF wireless ready SVN escutcheon, Mifare / DESFire entrance function, Columbo Robodue premium series lever, unhanded, bright brass finish, for use with 1 3/8" - 1 3/4" thick standard door | 1 |  | 1 Year | 789.45 | 0.15 | 671.0325
5558 | Salto | A9650200PP38-W- | XS4 ANSI electronic RF wireless SVN escutcheon, Mifare / DESFire entrance function, Columbo Robodue premium series lever, unhanded, bright brass finish, for use with 1 3/8" - 1 3/4" thick standard door | 1 |  | 1 Year | 920.55 | 0.15 | 782.4675
5559 | Salto | A9650200PP48--- | XS4 ANSI electronic wire-free SVN escutcheon, Mifare / DESFire entrance function, Columbo Robodue premium series lever, unhanded, bright brass finish, for use with 1 3/4" - 2 1/4" thick door | 1 |  | 1 Year | 735.35 | 0.15 | 625.0475
5560 | Salto | A9650200PP48-A- | XS4 ANSI electronic AMOK wire-free SVN escutcheon, Mifare / DESFire entrance function, Columbo Robodue premium series lever, unhanded, bright brass finish, for use with 1 3/4" - 2 1/4" thick door | 1 |  | 1 Year | 864.35 | 0.15 | 734.6975
5561 | Salto | A9650200PP48-C- | XS4 ANSI electronic RF wireless ready SVN escutcheon, Mifare / DESFire entrance function, Columbo Robodue premium series lever, unhanded, bright brass finish, for use with 1 3/4" - 2 1/4" thick door | 1 |  | 1 Year | 789.45 | 0.15 | 671.0325
5562 | Salto | A9650200PP48-W- | XS4 ANSI electronic RF wireless SVN escutcheon, Mifare / DESFire entrance function, Columbo Robodue premium series lever, unhanded, bright brass finish, for use with 1 3/4" - 2 1/4" thick door | 1 |  | 1 Year | 920.55 | 0.15 | 782.4675
5563 | Salto | A9650300IM38--- | XS4 ANSI electronic wire-free SVN escutcheon, Mifare / DESFire entrance function, Columbo Robotre premium series lever, unhanded, satin stainless finish, for use with 1 3/8" - 1 3/4" thick standard door | 1 |  | 1 Year | 719.05 | 0.15 | 611.1925
5564 | Salto | A9650300IM38-A- | XS4 ANSI electronic AMOK wire-free SVN escutcheon, Mifare / DESFire entrance function, Columbo Robotre premium series lever, unhanded, satin stainless finish, for use with 1 3/8" - 1 3/4" thick standard door | 1 |  | 1 Year | 848.05 | 0.15 | 720.8425
5565 | Salto | A9650300IM38-C- | XS4 ANSI electronic RF wireless ready SVN escutcheon, Mifare / DESFire entrance function, Columbo Robotre premium series lever, unhanded, satin stainless finish, for use with 1 3/8" - 1 3/4" thick standard door | 1 |  | 1 Year | 773.15 | 0.15 | 657.1775
5566 | Salto | A9650300IM38-W- | XS4 ANSI electronic RF wireless SVN escutcheon, Mifare / DESFire entrance function, Columbo Robotre premium series lever, unhanded, satin stainless finish, for use with 1 3/8" - 1 3/4" thick standard door | 1 |  | 1 Year | 904.25 | 0.15 | 768.6125
5567 | Salto | A9650300IM48--- | XS4 ANSI electronic wire-free SVN escutcheon, Mifare / DESFire entrance function, Columbo Robotre premium series lever, unhanded, satin stainless finish, for use with 1 3/4" - 2 1/4" thick door | 1 |  | 1 Year | 719.05 | 0.15 | 611.1925
5568 | Salto | A9650300IM48-A- | XS4 ANSI electronic AMOK wire-free SVN escutcheon, Mifare / DESFire entrance function, Columbo Robotre premium series lever, unhanded, satin stainless finish, for use with 1 3/4" - 2 1/4" thick door | 1 |  | 1 Year | 848.05 | 0.15 | 720.8425
5569 | Salto | A9650300IM48-C- | XS4 ANSI electronic RF wireless ready SVN escutcheon, Mifare / DESFire entrance function, Columbo Robotre premium series lever, unhanded, satin stainless finish, for use with 1 3/4" - 2 1/4" thick door | 1 |  | 1 Year | 773.15 | 0.15 | 657.1775
5570 | Salto | A9650300IM48-W- | XS4 ANSI electronic RF wireless SVN escutcheon, Mifare / DESFire entrance function, Columbo Robotre premium series lever, unhanded, satin stainless finish, for use with 1 3/4" - 2 1/4" thick door | 1 |  | 1 Year | 904.25 | 0.15 | 768.6125
5571 | Salto | A9650300IP38--- | XS4 ANSI electronic wire-free SVN escutcheon, Mifare / DESFire entrance function, Columbo Robotre premium series lever, unhanded, bright stainless steel finish, for use with 1 3/8" - 1 3/4" thick standard door | 1 |  | 1 Year | 735.35 | 0.15 | 625.0475
5572 | Salto | A9650300IP38-A- | XS4 ANSI electronic AMOK wire-free SVN escutcheon, Mifare / DESFire entrance function, Columbo Robotre premium series lever, unhanded, bright stainless steel finish, for use with 1 3/8" - 1 3/4" thick standard door | 1 |  | 1 Year | 864.35 | 0.15 | 734.6975
5573 | Salto | A9650300IP38-C- | XS4 ANSI electronic RF wireless ready SVN escutcheon, Mifare / DESFire entrance function, Columbo Robotre premium series lever, unhanded, bright stainless steel finish, for use with 1 3/8" - 1 3/4" thick standard door | 1 |  | 1 Year | 789.45 | 0.15 | 671.0325
5574 | Salto | A9650300IP38-W- | XS4 ANSI electronic RF wireless SVN escutcheon, Mifare / DESFire entrance function, Columbo Robotre premium series lever, unhanded, bright stainless steel finish, for use with 1 3/8" - 1 3/4" thick standard door | 1 |  | 1 Year | 920.55 | 0.15 | 782.4675
5575 | Salto | A9650300IP48--- | XS4 ANSI electronic wire-free SVN escutcheon, Mifare / DESFire entrance function, Columbo Robotre premium series lever, unhanded, bright stainless steel finish, for use with 1 3/4" - 2 1/4" thick door | 1 |  | 1 Year | 735.35 | 0.15 | 625.0475
5576 | Salto | A9650300IP48-A- | XS4 ANSI electronic AMOK wire-free SVN escutcheon, Mifare / DESFire entrance function, Columbo Robotre premium series lever, unhanded, bright stainless steel finish, for use with 1 3/4" - 2 1/4" thick door | 1 |  | 1 Year | 864.35 | 0.15 | 734.6975
5577 | Salto | A9650300IP48-C- | XS4 ANSI electronic RF wireless ready SVN escutcheon, Mifare / DESFire entrance function, Columbo Robotre premium series lever, unhanded, bright stainless steel finish, for use with 1 3/4" - 2 1/4" thick door | 1 |  | 1 Year | 789.45 | 0.15 | 671.0325
5578 | Salto | A9650300IP48-W- | XS4 ANSI electronic RF wireless SVN escutcheon, Mifare / DESFire entrance function, Columbo Robotre premium series lever, unhanded, bright stainless steel finish, for use with 1 3/4" - 2 1/4" thick door | 1 |  | 1 Year | 920.55 | 0.15 | 782.4675
5579 | Salto | A9650300PP38--- | XS4 ANSI electronic wire-free SVN escutcheon, Mifare / DESFire entrance function, Columbo Robotre premium series lever, unhanded, bright brass finish, for use with 1 3/8" - 1 3/4" thick standard door | 1 |  | 1 Year | 735.35 | 0.15 | 625.0475
5580 | Salto | A9650300PP38-A- | XS4 ANSI electronic AMOK wire-free SVN escutcheon, Mifare / DESFire entrance function, Columbo Robotre premium series lever, unhanded, bright brass finish, for use with 1 3/8" - 1 3/4" thick standard door | 1 |  | 1 Year | 864.35 | 0.15 | 734.6975
5581 | Salto | A9650300PP38-C- | XS4 ANSI electronic RF wireless ready SVN escutcheon, Mifare / DESFire entrance function, Columbo Robotre premium series lever, unhanded, bright brass finish, for use with 1 3/8" - 1 3/4" thick standard door | 1 |  | 1 Year | 789.45 | 0.15 | 671.0325
5582 | Salto | A9650300PP38-W- | XS4 ANSI electronic RF wireless SVN escutcheon, Mifare / DESFire entrance function, Columbo Robotre premium series lever, unhanded, bright brass finish, for use with 1 3/8" - 1 3/4" thick standard door | 1 |  | 1 Year | 920.55 | 0.15 | 782.4675
5583 | Salto | A9650300PP48--- | XS4 ANSI electronic wire-free SVN escutcheon, Mifare / DESFire entrance function, Columbo Robotre premium series lever, unhanded, bright brass finish, for use with 1 3/4" - 2 1/4" thick door | 1 |  | 1 Year | 735.35 | 0.15 | 625.0475
5584 | Salto | A9650300PP48-A- | XS4 ANSI electronic AMOK wire-free SVN escutcheon, Mifare / DESFire entrance function, Columbo Robotre premium series lever, unhanded, bright brass finish, for use with 1 3/4" - 2 1/4" thick door | 1 |  | 1 Year | 864.35 | 0.15 | 734.6975
5585 | Salto | A9650300PP48-C- | XS4 ANSI electronic RF wireless ready SVN escutcheon, Mifare / DESFire entrance function, Columbo Robotre premium series lever, unhanded, bright brass finish, for use with 1 3/4" - 2 1/4" thick door | 1 |  | 1 Year | 789.45 | 0.15 | 671.0325
5586 | Salto | A9650300PP48-W- | XS4 ANSI electronic RF wireless SVN escutcheon, Mifare / DESFire entrance function, Columbo Robotre premium series lever, unhanded, bright brass finish, for use with 1 3/4" - 2 1/4" thick door | 1 |  | 1 Year | 920.55 | 0.15 | 782.4675
5587 | Salto | A9650400IM38--- | XS4 ANSI electronic wire-free SVN escutcheon, Mifare / DESFire entrance function, Columbo Roboquattro premium series lever, unhanded, satin stainless finish, for use with 1 3/8" - 1 3/4" thick standard door | 1 |  | 1 Year | 719.05 | 0.15 | 611.1925
5588 | Salto | A9650400IM38-A- | XS4 ANSI electronic AMOK wire-free SVN escutcheon, Mifare / DESFire entrance function, Columbo Roboquattro premium series lever, unhanded, satin stainless finish, for use with 1 3/8" - 1 3/4" thick standard door | 1 |  | 1 Year | 848.05 | 0.15 | 720.8425
5589 | Salto | A9650400IM38-C- | XS4 ANSI electronic RF wireless ready SVN escutcheon, Mifare / DESFire entrance function, Columbo Roboquattro premium series lever, unhanded, satin stainless finish, for use with 1 3/8" - 1 3/4" thick standard door | 1 |  | 1 Year | 773.15 | 0.15 | 657.1775
5590 | Salto | A9650400IM38-W- | XS4 ANSI electronic RF wireless SVN escutcheon, Mifare / DESFire entrance function, Columbo Roboquattro premium series lever, unhanded, satin stainless finish, for use with 1 3/8" - 1 3/4" thick standard door | 1 |  | 1 Year | 904.25 | 0.15 | 768.6125
5591 | Salto | A9650400IM48--- | XS4 ANSI electronic wire-free SVN escutcheon, Mifare / DESFire entrance function, Columbo Roboquattro premium series lever, unhanded, satin stainless finish, for use with 1 3/4" - 2 1/4" thick door | 1 |  | 1 Year | 719.05 | 0.15 | 611.1925
5592 | Salto | A9650400IM48-A- | XS4 ANSI electronic AMOK wire-free SVN escutcheon, Mifare / DESFire entrance function, Columbo Roboquattro premium series lever, unhanded, satin stainless finish, for use with 1 3/4" - 2 1/4" thick door | 1 |  | 1 Year | 848.05 | 0.15 | 720.8425
5593 | Salto | A9650400IM48-C- | XS4 ANSI electronic RF wireless ready SVN escutcheon, Mifare / DESFire entrance function, Columbo Roboquattro premium series lever, unhanded, satin stainless finish, for use with 1 3/4" - 2 1/4" thick door | 1 |  | 1 Year | 773.15 | 0.15 | 657.1775
5594 | Salto | A9650400IM48-W- | XS4 ANSI electronic RF wireless SVN escutcheon, Mifare / DESFire entrance function, Columbo Roboquattro premium series lever, unhanded, satin stainless finish, for use with 1 3/4" - 2 1/4" thick door | 1 |  | 1 Year | 904.25 | 0.15 | 768.6125
5595 | Salto | A9650400IP38--- | XS4 ANSI electronic wire-free SVN escutcheon, Mifare / DESFire entrance function, Columbo Roboquattro premium series lever, unhanded, bright stainless steel finish, for use with 1 3/8" - 1 3/4" thick standard door | 1 |  | 1 Year | 735.35 | 0.15 | 625.0475
5596 | Salto | A9650400IP38-A- | XS4 ANSI electronic AMOK wire-free SVN escutcheon, Mifare / DESFire entrance function, Columbo Roboquattro premium series lever, unhanded, bright stainless steel finish, for use with 1 3/8" - 1 3/4" thick standard door | 1 |  | 1 Year | 864.35 | 0.15 | 734.6975
5597 | Salto | A9650400IP38-C- | XS4 ANSI electronic RF wireless ready SVN escutcheon, Mifare / DESFire entrance function, Columbo Roboquattro premium series lever, unhanded, bright stainless steel finish, for use with 1 3/8" - 1 3/4" thick standard door | 1 |  | 1 Year | 789.45 | 0.15 | 671.0325
5598 | Salto | A9650400IP38-W- | XS4 ANSI electronic RF wireless SVN escutcheon, Mifare / DESFire entrance function, Columbo Roboquattro premium series lever, unhanded, bright stainless steel finish, for use with 1 3/8" - 1 3/4" thick standard door | 1 |  | 1 Year | 920.55 | 0.15 | 782.4675
5599 | Salto | A9650400IP48--- | XS4 ANSI electronic wire-free SVN escutcheon, Mifare / DESFire entrance function, Columbo Roboquattro premium series lever, unhanded, bright stainless steel finish, for use with 1 3/4" - 2 1/4" thick door | 1 |  | 1 Year | 735.35 | 0.15 | 625.0475
5600 | Salto | A9650400IP48-A- | XS4 ANSI electronic AMOK wire-free SVN escutcheon, Mifare / DESFire entrance function, Columbo Roboquattro premium series lever, unhanded, bright stainless steel finish, for use with 1 3/4" - 2 1/4" thick door | 1 |  | 1 Year | 864.35 | 0.15 | 734.6975
5601 | Salto | A9650400IP48-C- | XS4 ANSI electronic RF wireless ready SVN escutcheon, Mifare / DESFire entrance function, Columbo Roboquattro premium series lever, unhanded, bright stainless steel finish, for use with 1 3/4" - 2 1/4" thick door | 1 |  | 1 Year | 789.45 | 0.15 | 671.0325
5602 | Salto | A9650400IP48-W- | XS4 ANSI electronic RF wireless SVN escutcheon, Mifare / DESFire entrance function, Columbo Roboquattro premium series lever, unhanded, bright stainless steel finish, for use with 1 3/4" - 2 1/4" thick door | 1 |  | 1 Year | 920.55 | 0.15 | 782.4675
5603 | Salto | A9650400PP38--- | XS4 ANSI electronic wire-free SVN escutcheon, Mifare / DESFire entrance function, Columbo Roboquattro premium series lever, unhanded, bright brass finish, for use with 1 3/8" - 1 3/4" thick standard door | 1 |  | 1 Year | 735.35 | 0.15 | 625.0475
5604 | Salto | A9650400PP38-A- | XS4 ANSI electronic AMOK wire-free SVN escutcheon, Mifare / DESFire entrance function, Columbo Roboquattro premium series lever, unhanded, bright brass finish, for use with 1 3/8" - 1 3/4" thick standard door | 1 |  | 1 Year | 864.35 | 0.15 | 734.6975
5605 | Salto | A9650400PP38-C- | XS4 ANSI electronic RF wireless ready SVN escutcheon, Mifare / DESFire entrance function, Columbo Roboquattro premium series lever, unhanded, bright brass finish, for use with 1 3/8" - 1 3/4" thick standard door | 1 |  | 1 Year | 789.45 | 0.15 | 671.0325
5606 | Salto | A9650400PP38-W- | XS4 ANSI electronic RF wireless SVN escutcheon, Mifare / DESFire entrance function, Columbo Roboquattro premium series lever, unhanded, bright brass finish, for use with 1 3/8" - 1 3/4" thick standard door | 1 |  | 1 Year | 920.55 | 0.15 | 782.4675
5607 | Salto | A9650400PP48--- | XS4 ANSI electronic wire-free SVN escutcheon, Mifare / DESFire entrance function, Columbo Roboquattro premium series lever, unhanded, bright brass finish, for use with 1 3/4" - 2 1/4" thick door | 1 |  | 1 Year | 735.35 | 0.15 | 625.0475
5608 | Salto | A9650400PP48-A- | XS4 ANSI electronic AMOK wire-free SVN escutcheon, Mifare / DESFire entrance function, Columbo Roboquattro premium series lever, unhanded, bright brass finish, for use with 1 3/4" - 2 1/4" thick door | 1 |  | 1 Year | 864.35 | 0.15 | 734.6975
5609 | Salto | A9650400PP48-C- | XS4 ANSI electronic RF wireless ready SVN escutcheon, Mifare / DESFire entrance function, Columbo Roboquattro premium series lever, unhanded, bright brass finish, for use with 1 3/4" - 2 1/4" thick door | 1 |  | 1 Year | 789.45 | 0.15 | 671.0325
5610 | Salto | A9650400PP48-W- | XS4 ANSI electronic RF wireless SVN escutcheon, Mifare / DESFire entrance function, Columbo Roboquattro premium series lever, unhanded, bright brass finish, for use with 1 3/4" - 2 1/4" thick door | 1 |  | 1 Year | 920.55 | 0.15 | 782.4675
5611 | Salto | A9650700IM38--- | XS4 ANSI electronic wire-free SVN escutcheon, Mifare / DESFire entrance function, Columbo Mach premium series lever, unhanded, satin stainless finish, for use with 1 3/8" - 1 3/4" thick standard door | 1 |  | 1 Year | 719.05 | 0.15 | 611.1925
5612 | Salto | A9650700IM38-A- | XS4 ANSI electronic AMOK wire-free SVN escutcheon, Mifare / DESFire entrance function, Columbo Mach premium series lever, unhanded, satin stainless finish, for use with 1 3/8" - 1 3/4" thick standard door | 1 |  | 1 Year | 848.05 | 0.15 | 720.8425
5613 | Salto | A9650700IM38-C- | XS4 ANSI electronic RF wireless ready SVN escutcheon, Mifare / DESFire entrance function, Columbo Mach premium series lever, unhanded, satin stainless finish, for use with 1 3/8" - 1 3/4" thick standard door | 1 |  | 1 Year | 773.15 | 0.15 | 657.1775
5614 | Salto | A9650700IM38-W- | XS4 ANSI electronic RF wireless SVN escutcheon, Mifare / DESFire entrance function, Columbo Mach premium series lever, unhanded, satin stainless finish, for use with 1 3/8" - 1 3/4" thick standard door | 1 |  | 1 Year | 904.25 | 0.15 | 768.6125
5615 | Salto | A9650700IM48--- | XS4 ANSI electronic wire-free SVN escutcheon, Mifare / DESFire entrance function, Columbo Mach premium series lever, unhanded, satin stainless finish, for use with 1 3/4" - 2 1/4" thick door | 1 |  | 1 Year | 719.05 | 0.15 | 611.1925
5616 | Salto | A9650700IM48-A- | XS4 ANSI electronic AMOK wire-free SVN escutcheon, Mifare / DESFire entrance function, Columbo Mach premium series lever, unhanded, satin stainless finish, for use with 1 3/4" - 2 1/4" thick door | 1 |  | 1 Year | 848.05 | 0.15 | 720.8425
5617 | Salto | A9650700IM48-C- | XS4 ANSI electronic RF wireless ready SVN escutcheon, Mifare / DESFire entrance function, Columbo Mach premium series lever, unhanded, satin stainless finish, for use with 1 3/4" - 2 1/4" thick door | 1 |  | 1 Year | 773.15 | 0.15 | 657.1775
5618 | Salto | A9650700IM48-W- | XS4 ANSI electronic RF wireless SVN escutcheon, Mifare / DESFire entrance function, Columbo Mach premium series lever, unhanded, satin stainless finish, for use with 1 3/4" - 2 1/4" thick door | 1 |  | 1 Year | 904.25 | 0.15 | 768.6125
5619 | Salto | A9650700IP38--- | XS4 ANSI electronic wire-free SVN escutcheon, Mifare / DESFire entrance function, Columbo Mach premium series lever, unhanded, bright stainless steel finish, for use with 1 3/8" - 1 3/4" thick standard door | 1 |  | 1 Year | 735.35 | 0.15 | 625.0475
5620 | Salto | A9650700IP38-A- | XS4 ANSI electronic AMOK wire-free SVN escutcheon, Mifare / DESFire entrance function, Columbo Mach premium series lever, unhanded, bright stainless steel finish, for use with 1 3/8" - 1 3/4" thick standard door | 1 |  | 1 Year | 864.35 | 0.15 | 734.6975
5621 | Salto | A9650700IP38-C- | XS4 ANSI electronic RF wireless ready SVN escutcheon, Mifare / DESFire entrance function, Columbo Mach premium series lever, unhanded, bright stainless steel finish, for use with 1 3/8" - 1 3/4" thick standard door | 1 |  | 1 Year | 789.45 | 0.15 | 671.0325
5622 | Salto | A9650700IP38-W- | XS4 ANSI electronic RF wireless SVN escutcheon, Mifare / DESFire entrance function, Columbo Mach premium series lever, unhanded, bright stainless steel finish, for use with 1 3/8" - 1 3/4" thick standard door | 1 |  | 1 Year | 920.55 | 0.15 | 782.4675
5623 | Salto | A9650700IP48--- | XS4 ANSI electronic wire-free SVN escutcheon, Mifare / DESFire entrance function, Columbo Mach premium series lever, unhanded, bright stainless steel finish, for use with 1 3/4" - 2 1/4" thick door | 1 |  | 1 Year | 735.35 | 0.15 | 625.0475
5624 | Salto | A9650700IP48-A- | XS4 ANSI electronic AMOK wire-free SVN escutcheon, Mifare / DESFire entrance function, Columbo Mach premium series lever, unhanded, bright stainless steel finish, for use with 1 3/4" - 2 1/4" thick door | 1 |  | 1 Year | 864.35 | 0.15 | 734.6975
5625 | Salto | A9650700IP48-C- | XS4 ANSI electronic RF wireless ready SVN escutcheon, Mifare / DESFire entrance function, Columbo Mach premium series lever, unhanded, bright stainless steel finish, for use with 1 3/4" - 2 1/4" thick door | 1 |  | 1 Year | 789.45 | 0.15 | 671.0325
5626 | Salto | A9650700IP48-W- | XS4 ANSI electronic RF wireless SVN escutcheon, Mifare / DESFire entrance function, Columbo Mach premium series lever, unhanded, bright stainless steel finish, for use with 1 3/4" - 2 1/4" thick door | 1 |  | 1 Year | 920.55 | 0.15 | 782.4675
5627 | Salto | A9650700PP38--- | XS4 ANSI electronic wire-free SVN escutcheon, Mifare / DESFire entrance function, Columbo Mach premium series lever, unhanded, bright brass finish, for use with 1 3/8" - 1 3/4" thick standard door | 1 |  | 1 Year | 735.35 | 0.15 | 625.0475
5628 | Salto | A9650700PP38-A- | XS4 ANSI electronic AMOK wire-free SVN escutcheon, Mifare / DESFire entrance function, Columbo Mach premium series lever, unhanded, bright brass finish, for use with 1 3/8" - 1 3/4" thick standard door | 1 |  | 1 Year | 864.35 | 0.15 | 734.6975
5629 | Salto | A9650700PP38-C- | XS4 ANSI electronic RF wireless ready SVN escutcheon, Mifare / DESFire entrance function, Columbo Mach premium series lever, unhanded, bright brass finish, for use with 1 3/8" - 1 3/4" thick standard door | 1 |  | 1 Year | 789.45 | 0.15 | 671.0325
5630 | Salto | A9650700PP38-W- | XS4 ANSI electronic RF wireless SVN escutcheon, Mifare / DESFire entrance function, Columbo Mach premium series lever, unhanded, bright brass finish, for use with 1 3/8" - 1 3/4" thick standard door | 1 |  | 1 Year | 920.55 | 0.15 | 782.4675
5631 | Salto | A9650700PP48--- | XS4 ANSI electronic wire-free SVN escutcheon, Mifare / DESFire entrance function, Columbo Mach premium series lever, unhanded, bright brass finish, for use with 1 3/4" - 2 1/4" thick door | 1 |  | 1 Year | 735.35 | 0.15 | 625.0475
5632 | Salto | A9650700PP48-A- | XS4 ANSI electronic AMOK wire-free SVN escutcheon, Mifare / DESFire entrance function, Columbo Mach premium series lever, unhanded, bright brass finish, for use with 1 3/4" - 2 1/4" thick door | 1 |  | 1 Year | 864.35 | 0.15 | 734.6975
5633 | Salto | A9650700PP48-C- | XS4 ANSI electronic RF wireless ready SVN escutcheon, Mifare / DESFire entrance function, Columbo Mach premium series lever, unhanded, bright brass finish, for use with 1 3/4" - 2 1/4" thick door | 1 |  | 1 Year | 789.45 | 0.15 | 671.0325
5634 | Salto | A9650700PP48-W- | XS4 ANSI electronic RF wireless SVN escutcheon, Mifare / DESFire entrance function, Columbo Mach premium series lever, unhanded, bright brass finish, for use with 1 3/4" - 2 1/4" thick door | 1 |  | 1 Year | 920.55 | 0.15 | 782.4675
5635 | Salto | A9650A00BC38--- | XS4 ANSI electronic wire-free SVN escutcheon, Mifare / DESFire entrance function, A lever, unhanded, BioCote antimicrobial finish, for use with 1 3/8" - 1 3/4" thick standard door | 1 |  | 1 Year | 725.15 | 0.15 | 616.3775
5636 | Salto | A9650A00BC38-A- | XS4 ANSI electronic AMOK wire-free SVN escutcheon, Mifare / DESFire entrance function, A lever, unhanded, BioCote antimicrobial finish, for use with 1 3/8" - 1 3/4" thick standard door | 1 |  | 1 Year | 854.15 | 0.15 | 726.0275
5637 | Salto | A9650A00BC38-C- | XS4 ANSI electronic RF wireless ready SVN escutcheon, Mifare / DESFire entrance function, A lever, unhanded, BioCote antimicrobial finish, for use with 1 3/8" - 1 3/4" thick standard door | 1 |  | 1 Year | 779.25 | 0.15 | 662.3625
5638 | Salto | A9650A00BC38-W- | XS4 ANSI electronic RF wireless SVN escutcheon, Mifare / DESFire entrance function, A lever, unhanded, BioCote antimicrobial finish, for use with 1 3/8" - 1 3/4" thick standard door | 1 |  | 1 Year | 910.35 | 0.15 | 773.7975
5639 | Salto | A9650A00BC48--- | XS4 ANSI electronic wire-free SVN escutcheon, Mifare / DESFire entrance function, A lever, unhanded, BioCote antimicrobial finish, for use with 1 3/4" - 2 1/4" thick door | 1 |  | 1 Year | 725.15 | 0.15 | 616.3775
5640 | Salto | A9650A00BC48-A- | XS4 ANSI electronic AMOK wire-free SVN escutcheon, Mifare / DESFire entrance function, A lever, unhanded, BioCote antimicrobial finish, for use with 1 3/4" - 2 1/4" thick door | 1 |  | 1 Year | 854.15 | 0.15 | 726.0275
5641 | Salto | A9650A00BC48-C- | XS4 ANSI electronic RF wireless ready SVN escutcheon, Mifare / DESFire entrance function, A lever, unhanded, BioCote antimicrobial finish, for use with 1 3/4" - 2 1/4" thick door | 1 |  | 1 Year | 779.25 | 0.15 | 662.3625
5642 | Salto | A9650A00BC48-W- | XS4 ANSI electronic RF wireless SVN escutcheon, Mifare / DESFire entrance function, A lever, unhanded, BioCote antimicrobial finish, for use with 1 3/4" - 2 1/4" thick door | 1 |  | 1 Year | 910.35 | 0.15 | 773.7975
5643 | Salto | A9650A00IA38--- | XS4 ANSI electronic wire-free SVN escutcheon, Mifare / DESFire entrance function, A lever, unhanded, antique brass finish, for use with 1 3/8" - 1 3/4" thick standard door | 1 |  | 1 Year | 725.15 | 0.15 | 616.3775
5644 | Salto | A9650A00IA38-A- | XS4 ANSI electronic AMOK wire-free SVN escutcheon, Mifare / DESFire entrance function, A lever, unhanded, antique brass finish, for use with 1 3/8" - 1 3/4" thick standard door | 1 |  | 1 Year | 854.15 | 0.15 | 726.0275
5645 | Salto | A9650A00IA38-C- | XS4 ANSI electronic RF wireless ready SVN escutcheon, Mifare / DESFire entrance function, A lever, unhanded, antique brass finish, for use with 1 3/8" - 1 3/4" thick standard door | 1 |  | 1 Year | 779.25 | 0.15 | 662.3625
5646 | Salto | A9650A00IA38-W- | XS4 ANSI electronic RF wireless SVN escutcheon, Mifare / DESFire entrance function, A lever, unhanded, antique brass finish, for use with 1 3/8" - 1 3/4" thick standard door | 1 |  | 1 Year | 910.35 | 0.15 | 773.7975
5647 | Salto | A9650A00IA48--- | XS4 ANSI electronic wire-free SVN escutcheon, Mifare / DESFire entrance function, A lever, unhanded, antique brass finish, for use with 1 3/4" - 2 1/4" thick door | 1 |  | 1 Year | 725.15 | 0.15 | 616.3775
5648 | Salto | A9650A00IA48-A- | XS4 ANSI electronic AMOK wire-free SVN escutcheon, Mifare / DESFire entrance function, A lever, unhanded, antique brass finish, for use with 1 3/4" - 2 1/4" thick door | 1 |  | 1 Year | 854.15 | 0.15 | 726.0275
5649 | Salto | A9650A00IA48-C- | XS4 ANSI electronic RF wireless ready SVN escutcheon, Mifare / DESFire entrance function, A lever, unhanded, antique brass finish, for use with 1 3/4" - 2 1/4" thick door | 1 |  | 1 Year | 779.25 | 0.15 | 662.3625
5650 | Salto | A9650A00IA48-W- | XS4 ANSI electronic RF wireless SVN escutcheon, Mifare / DESFire entrance function, A lever, unhanded, antique brass finish, for use with 1 3/4" - 2 1/4" thick door | 1 |  | 1 Year | 910.35 | 0.15 | 773.7975
5651 | Salto | A9650A00IM38--- | XS4 ANSI electronic wire-free SVN escutcheon, Mifare / DESFire entrance function, A lever, unhanded, satin stainless finish, for use with 1 3/8" - 1 3/4" thick standard door | 1 |  | 1 Year | 673.15 | 0.15 | 572.1775
5652 | Salto | A9650A00IM38-A- | XS4 ANSI electronic AMOK wire-free SVN escutcheon, Mifare / DESFire entrance function, A lever, unhanded, satin stainless finish, for use with 1 3/8" - 1 3/4" thick standard door | 1 |  | 1 Year | 802.15 | 0.15 | 681.8275
5653 | Salto | A9650A00IM38-C- | XS4 ANSI electronic RF wireless ready SVN escutcheon, Mifare / DESFire entrance function, A lever, unhanded, satin stainless finish, for use with 1 3/8" - 1 3/4" thick standard door | 1 |  | 1 Year | 727.25 | 0.15 | 618.1625
5654 | Salto | A9650A00IM38-W- | XS4 ANSI electronic RF wireless SVN escutcheon, Mifare / DESFire entrance function, A lever, unhanded, satin stainless finish, for use with 1 3/8" - 1 3/4" thick standard door | 1 |  | 1 Year | 858.35 | 0.15 | 729.5975
5655 | Salto | A9650A00IM48--- | XS4 ANSI electronic wire-free SVN escutcheon, Mifare / DESFire entrance function, A lever, unhanded, satin stainless finish, for use with 1 3/4" - 2 1/4" thick door | 1 |  | 1 Year | 673.15 | 0.15 | 572.1775
5656 | Salto | A9650A00IM48-A- | XS4 ANSI electronic AMOK wire-free SVN escutcheon, Mifare / DESFire entrance function, A lever, unhanded, satin stainless finish, for use with 1 3/4" - 2 1/4" thick door | 1 |  | 1 Year | 802.15 | 0.15 | 681.8275
5657 | Salto | A9650A00IM48-C- | XS4 ANSI electronic RF wireless ready SVN escutcheon, Mifare / DESFire entrance function, A lever, unhanded, satin stainless finish, for use with 1 3/4" - 2 1/4" thick door | 1 |  | 1 Year | 727.25 | 0.15 | 618.1625
5658 | Salto | A9650A00IM48-W- | XS4 ANSI electronic RF wireless SVN escutcheon, Mifare / DESFire entrance function, A lever, unhanded, satin stainless finish, for use with 1 3/4" - 2 1/4" thick door | 1 |  | 1 Year | 858.35 | 0.15 | 729.5975
5659 | Salto | A9650A00IP38--- | XS4 ANSI electronic wire-free SVN escutcheon, Mifare / DESFire entrance function, A lever, unhanded, bright stainless steel finish, for use with 1 3/8" - 1 3/4" thick standard door | 1 |  | 1 Year | 689.45 | 0.15 | 586.0325
5660 | Salto | A9650A00IP38-A- | XS4 ANSI electronic AMOK wire-free SVN escutcheon, Mifare / DESFire entrance function, A lever, unhanded, bright stainless steel finish, for use with 1 3/8" - 1 3/4" thick standard door | 1 |  | 1 Year | 818.45 | 0.15 | 695.6825
5661 | Salto | A9650A00IP38-C- | XS4 ANSI electronic RF wireless ready SVN escutcheon, Mifare / DESFire entrance function, A lever, unhanded, bright stainless steel finish, for use with 1 3/8" - 1 3/4" thick standard door | 1 |  | 1 Year | 743.55 | 0.15 | 632.0175
5662 | Salto | A9650A00IP38-W- | XS4 ANSI electronic RF wireless SVN escutcheon, Mifare / DESFire entrance function, A lever, unhanded, bright stainless steel finish, for use with 1 3/8" - 1 3/4" thick standard door | 1 |  | 1 Year | 874.65 | 0.15 | 743.4525
5663 | Salto | A9650A00IP48--- | XS4 ANSI electronic wire-free SVN escutcheon, Mifare / DESFire entrance function, A lever, unhanded, bright stainless steel finish, for use with 1 3/4" - 2 1/4" thick door | 1 |  | 1 Year | 689.45 | 0.15 | 586.0325
5664 | Salto | A9650A00IP48-A- | XS4 ANSI electronic AMOK wire-free SVN escutcheon, Mifare / DESFire entrance function, A lever, unhanded, bright stainless steel finish, for use with 1 3/4" - 2 1/4" thick door | 1 |  | 1 Year | 818.45 | 0.15 | 695.6825
5665 | Salto | A9650A00IP48-C- | XS4 ANSI electronic RF wireless ready SVN escutcheon, Mifare / DESFire entrance function, A lever, unhanded, bright stainless steel finish, for use with 1 3/4" - 2 1/4" thick door | 1 |  | 1 Year | 743.55 | 0.15 | 632.0175
5666 | Salto | A9650A00IP48-W- | XS4 ANSI electronic RF wireless SVN escutcheon, Mifare / DESFire entrance function, A lever, unhanded, bright stainless steel finish, for use with 1 3/4" - 2 1/4" thick door | 1 |  | 1 Year | 874.65 | 0.15 | 743.4525
5667 | Salto | A9650A00NE38--- | XS4 ANSI electronic wire-free SVN escutcheon, Mifare / DESFire entrance function, A lever, unhanded, black chromium finish, for use with 1 3/8" - 1 3/4" thick standard door | 1 |  | 1 Year | 707.85 | 0.15 | 601.6725
5668 | Salto | A9650A00NE38-A- | XS4 ANSI electronic AMOK wire-free SVN escutcheon, Mifare / DESFire entrance function, A lever, unhanded, black chromium finish, for use with 1 3/8" - 1 3/4" thick standard door | 1 |  | 1 Year | 836.85 | 0.15 | 711.3225
5669 | Salto | A9650A00NE38-C- | XS4 ANSI electronic RF wireless ready SVN escutcheon, Mifare / DESFire entrance function, A lever, unhanded, black chromium finish, for use with 1 3/8" - 1 3/4" thick standard door | 1 |  | 1 Year | 761.95 | 0.15 | 647.6575
5670 | Salto | A9650A00NE38-W- | XS4 ANSI electronic RF wireless SVN escutcheon, Mifare / DESFire entrance function, A lever, unhanded, black chromium finish, for use with 1 3/8" - 1 3/4" thick standard door | 1 |  | 1 Year | 893.05 | 0.15 | 759.0925
5671 | Salto | A9650A00NE48--- | XS4 ANSI electronic wire-free SVN escutcheon, Mifare / DESFire entrance function, A lever, unhanded, black chromium finish, for use with 1 3/4" - 2 1/4" thick door | 1 |  | 1 Year | 707.85 | 0.15 | 601.6725
5672 | Salto | A9650A00NE48-A- | XS4 ANSI electronic AMOK wire-free SVN escutcheon, Mifare / DESFire entrance function, A lever, unhanded, black chromium finish, for use with 1 3/4" - 2 1/4" thick door | 1 |  | 1 Year | 836.85 | 0.15 | 711.3225
5673 | Salto | A9650A00NE48-C- | XS4 ANSI electronic RF wireless ready SVN escutcheon, Mifare / DESFire entrance function, A lever, unhanded, black chromium finish, for use with 1 3/4" - 2 1/4" thick door | 1 |  | 1 Year | 761.95 | 0.15 | 647.6575
5674 | Salto | A9650A00NE48-W- | XS4 ANSI electronic RF wireless SVN escutcheon, Mifare / DESFire entrance function, A lever, unhanded, black chromium finish, for use with 1 3/4" - 2 1/4" thick door | 1 |  | 1 Year | 893.05 | 0.15 | 759.0925
5675 | Salto | A9650A00PM38--- | XS4 ANSI electronic wire-free SVN escutcheon, Mifare / DESFire entrance function, A lever, unhanded, satin brass finish, for use with 1 3/8" - 1 3/4" thick standard door | 1 |  | 1 Year | 673.15 | 0.15 | 572.1775
5676 | Salto | A9650A00PM38-A- | XS4 ANSI electronic AMOK wire-free SVN escutcheon, Mifare / DESFire entrance function, A lever, unhanded, satin brass finish, for use with 1 3/8" - 1 3/4" thick standard door | 1 |  | 1 Year | 802.15 | 0.15 | 681.8275
5677 | Salto | A9650A00PM38-C- | XS4 ANSI electronic RF wireless ready SVN escutcheon, Mifare / DESFire entrance function, A lever, unhanded, satin brass finish, for use with 1 3/8" - 1 3/4" thick standard door | 1 |  | 1 Year | 727.25 | 0.15 | 618.1625
5678 | Salto | A9650A00PM38-W- | XS4 ANSI electronic RF wireless SVN escutcheon, Mifare / DESFire entrance function, A lever, unhanded, satin brass finish, for use with 1 3/8" - 1 3/4" thick standard door | 1 |  | 1 Year | 858.35 | 0.15 | 729.5975
5679 | Salto | A9650A00PM48--- | XS4 ANSI electronic wire-free SVN escutcheon, Mifare / DESFire entrance function, A lever, unhanded, satin brass finish, for use with 1 3/4" - 2 1/4" thick door | 1 |  | 1 Year | 673.15 | 0.15 | 572.1775
5680 | Salto | A9650A00PM48-A- | XS4 ANSI electronic AMOK wire-free SVN escutcheon, Mifare / DESFire entrance function, A lever, unhanded, satin brass finish, for use with 1 3/4" - 2 1/4" thick door | 1 |  | 1 Year | 802.15 | 0.15 | 681.8275
5681 | Salto | A9650A00PM48-C- | XS4 ANSI electronic RF wireless ready SVN escutcheon, Mifare / DESFire entrance function, A lever, unhanded, satin brass finish, for use with 1 3/4" - 2 1/4" thick door | 1 |  | 1 Year | 727.25 | 0.15 | 618.1625
5682 | Salto | A9650A00PM48-W- | XS4 ANSI electronic RF wireless SVN escutcheon, Mifare / DESFire entrance function, A lever, unhanded, satin brass finish, for use with 1 3/4" - 2 1/4" thick door | 1 |  | 1 Year | 858.35 | 0.15 | 729.5975
5683 | Salto | A9650A00PP38--- | XS4 ANSI electronic wire-free SVN escutcheon, Mifare / DESFire entrance function, A lever, unhanded, bright brass finish, for use with 1 3/8" - 1 3/4" thick standard door | 1 |  | 1 Year | 689.45 | 0.15 | 586.0325
5684 | Salto | A9650A00PP38-A- | XS4 ANSI electronic AMOK wire-free SVN escutcheon, Mifare / DESFire entrance function, A lever, unhanded, bright brass finish, for use with 1 3/8" - 1 3/4" thick standard door | 1 |  | 1 Year | 818.45 | 0.15 | 695.6825
5685 | Salto | A9650A00PP38-C- | XS4 ANSI electronic RF wireless ready SVN escutcheon, Mifare / DESFire entrance function, A lever, unhanded, bright brass finish, for use with 1 3/8" - 1 3/4" thick standard door | 1 |  | 1 Year | 743.55 | 0.15 | 632.0175
5686 | Salto | A9650A00PP38-W- | XS4 ANSI electronic RF wireless SVN escutcheon, Mifare / DESFire entrance function, A lever, unhanded, bright brass finish, for use with 1 3/8" - 1 3/4" thick standard door | 1 |  | 1 Year | 874.65 | 0.15 | 743.4525
5687 | Salto | A9650A00PP48--- | XS4 ANSI electronic wire-free SVN escutcheon, Mifare / DESFire entrance function, A lever, unhanded, bright brass finish, for use with 1 3/4" - 2 1/4" thick door | 1 |  | 1 Year | 689.45 | 0.15 | 586.0325
5688 | Salto | A9650A00PP48-A- | XS4 ANSI electronic AMOK wire-free SVN escutcheon, Mifare / DESFire entrance function, A lever, unhanded, bright brass finish, for use with 1 3/4" - 2 1/4" thick door | 1 |  | 1 Year | 818.45 | 0.15 | 695.6825
5689 | Salto | A9650A00PP48-C- | XS4 ANSI electronic RF wireless ready SVN escutcheon, Mifare / DESFire entrance function, A lever, unhanded, bright brass finish, for use with 1 3/4" - 2 1/4" thick door | 1 |  | 1 Year | 743.55 | 0.15 | 632.0175
5690 | Salto | A9650A00PP48-W- | XS4 ANSI electronic RF wireless SVN escutcheon, Mifare / DESFire entrance function, A lever, unhanded, bright brass finish, for use with 1 3/4" - 2 1/4" thick door | 1 |  | 1 Year | 874.65 | 0.15 | 743.4525
5691 | Salto | A9650G00BC38--- | XS4 ANSI electronic wire-free SVN escutcheon, Mifare / DESFire entrance function, G lever, unhanded, BioCote antimicrobial finish, for use with 1 3/8" - 1 3/4" thick standard door | 1 |  | 1 Year | 725.15 | 0.15 | 616.3775
5692 | Salto | A9650G00BC38-A- | XS4 ANSI electronic AMOK wire-free SVN escutcheon, Mifare / DESFire entrance function, G lever, unhanded, BioCote antimicrobial finish, for use with 1 3/8" - 1 3/4" thick standard door | 1 |  | 1 Year | 854.15 | 0.15 | 726.0275
5693 | Salto | A9650G00BC38-C- | XS4 ANSI electronic RF wireless ready SVN escutcheon, Mifare / DESFire entrance function, G lever, unhanded, BioCote antimicrobial finish, for use with 1 3/8" - 1 3/4" thick standard door | 1 |  | 1 Year | 779.25 | 0.15 | 662.3625
5694 | Salto | A9650G00BC38-W- | XS4 ANSI electronic RF wireless SVN escutcheon, Mifare / DESFire entrance function, G lever, unhanded, BioCote antimicrobial finish, for use with 1 3/8" - 1 3/4" thick standard door | 1 |  | 1 Year | 910.35 | 0.15 | 773.7975
5695 | Salto | A9650G00BC48--- | XS4 ANSI electronic wire-free SVN escutcheon, Mifare / DESFire entrance function, G lever, unhanded, BioCote antimicrobial finish, for use with 1 3/4" - 2 1/4" thick door | 1 |  | 1 Year | 725.15 | 0.15 | 616.3775
5696 | Salto | A9650G00BC48-A- | XS4 ANSI electronic AMOK wire-free SVN escutcheon, Mifare / DESFire entrance function, G lever, unhanded, BioCote antimicrobial finish, for use with 1 3/4" - 2 1/4" thick door | 1 |  | 1 Year | 854.15 | 0.15 | 726.0275
5697 | Salto | A9650G00BC48-C- | XS4 ANSI electronic RF wireless ready SVN escutcheon, Mifare / DESFire entrance function, G lever, unhanded, BioCote antimicrobial finish, for use with 1 3/4" - 2 1/4" thick door | 1 |  | 1 Year | 779.25 | 0.15 | 662.3625
5698 | Salto | A9650G00BC48-W- | XS4 ANSI electronic RF wireless SVN escutcheon, Mifare / DESFire entrance function, G lever, unhanded, BioCote antimicrobial finish, for use with 1 3/4" - 2 1/4" thick door | 1 |  | 1 Year | 910.35 | 0.15 | 773.7975
5699 | Salto | A9650G00IM38--- | XS4 ANSI electronic wire-free SVN escutcheon, Mifare / DESFire entrance function, G lever, unhanded, satin stainless finish, for use with 1 3/8" - 1 3/4" thick standard door | 1 |  | 1 Year | 673.15 | 0.15 | 572.1775
5700 | Salto | A9650G00IM38-A- | XS4 ANSI electronic AMOK wire-free SVN escutcheon, Mifare / DESFire entrance function, G lever, unhanded, satin stainless finish, for use with 1 3/8" - 1 3/4" thick standard door | 1 |  | 1 Year | 802.15 | 0.15 | 681.8275
5701 | Salto | A9650G00IM38-C- | XS4 ANSI electronic RF wireless ready SVN escutcheon, Mifare / DESFire entrance function, G lever, unhanded, satin stainless finish, for use with 1 3/8" - 1 3/4" thick standard door | 1 |  | 1 Year | 727.25 | 0.15 | 618.1625
5702 | Salto | A9650G00IM38-W- | XS4 ANSI electronic RF wireless SVN escutcheon, Mifare / DESFire entrance function, G lever, unhanded, satin stainless finish, for use with 1 3/8" - 1 3/4" thick standard door | 1 |  | 1 Year | 858.35 | 0.15 | 729.5975
5703 | Salto | A9650G00IM48--- | XS4 ANSI electronic wire-free SVN escutcheon, Mifare / DESFire entrance function, G lever, unhanded, satin stainless finish, for use with 1 3/4" - 2 1/4" thick door | 1 |  | 1 Year | 673.15 | 0.15 | 572.1775
5704 | Salto | A9650G00IM48-A- | XS4 ANSI electronic AMOK wire-free SVN escutcheon, Mifare / DESFire entrance function, G lever, unhanded, satin stainless finish, for use with 1 3/4" - 2 1/4" thick door | 1 |  | 1 Year | 802.15 | 0.15 | 681.8275
5705 | Salto | A9650G00IM48-C- | XS4 ANSI electronic RF wireless ready SVN escutcheon, Mifare / DESFire entrance function, G lever, unhanded, satin stainless finish, for use with 1 3/4" - 2 1/4" thick door | 1 |  | 1 Year | 727.25 | 0.15 | 618.1625
5706 | Salto | A9650G00IM48-W- | XS4 ANSI electronic RF wireless SVN escutcheon, Mifare / DESFire entrance function, G lever, unhanded, satin stainless finish, for use with 1 3/4" - 2 1/4" thick door | 1 |  | 1 Year | 858.35 | 0.15 | 729.5975
5707 | Salto | A9650G00PM38--- | XS4 ANSI electronic wire-free SVN escutcheon, Mifare / DESFire entrance function, G lever, unhanded, satin brass finish, for use with 1 3/8" - 1 3/4" thick standard door | 1 |  | 1 Year | 673.15 | 0.15 | 572.1775
5708 | Salto | A9650G00PM38-A- | XS4 ANSI electronic AMOK wire-free SVN escutcheon, Mifare / DESFire entrance function, G lever, unhanded, satin brass finish, for use with 1 3/8" - 1 3/4" thick standard door | 1 |  | 1 Year | 802.15 | 0.15 | 681.8275
5709 | Salto | A9650G00PM38-C- | XS4 ANSI electronic RF wireless ready SVN escutcheon, Mifare / DESFire entrance function, G lever, unhanded, satin brass finish, for use with 1 3/8" - 1 3/4" thick standard door | 1 |  | 1 Year | 727.25 | 0.15 | 618.1625
5710 | Salto | A9650G00PM38-W- | XS4 ANSI electronic RF wireless SVN escutcheon, Mifare / DESFire entrance function, G lever, unhanded, satin brass finish, for use with 1 3/8" - 1 3/4" thick standard door | 1 |  | 1 Year | 858.35 | 0.15 | 729.5975
5711 | Salto | A9650G00PM48--- | XS4 ANSI electronic wire-free SVN escutcheon, Mifare / DESFire entrance function, G lever, unhanded, satin brass finish, for use with 1 3/4" - 2 1/4" thick door | 1 |  | 1 Year | 673.15 | 0.15 | 572.1775
5712 | Salto | A9650G00PM48-A- | XS4 ANSI electronic AMOK wire-free SVN escutcheon, Mifare / DESFire entrance function, G lever, unhanded, satin brass finish, for use with 1 3/4" - 2 1/4" thick door | 1 |  | 1 Year | 802.15 | 0.15 | 681.8275
5713 | Salto | A9650G00PM48-C- | XS4 ANSI electronic RF wireless ready SVN escutcheon, Mifare / DESFire entrance function, G lever, unhanded, satin brass finish, for use with 1 3/4" - 2 1/4" thick door | 1 |  | 1 Year | 727.25 | 0.15 | 618.1625
5714 | Salto | A9650G00PM48-W- | XS4 ANSI electronic RF wireless SVN escutcheon, Mifare / DESFire entrance function, G lever, unhanded, satin brass finish, for use with 1 3/4" - 2 1/4" thick door | 1 |  | 1 Year | 858.35 | 0.15 | 729.5975
5715 | Salto | A9650J00BC38--- | XS4 ANSI electronic wire-free SVN escutcheon, Mifare / DESFire entrance function, J lever, unhanded, BioCote antimicrobial finish, for use with 1 3/8" - 1 3/4" thick standard door | 1 |  | 1 Year | 735.35 | 0.15 | 625.0475
5716 | Salto | A9650J00BC38-A- | XS4 ANSI electronic AMOK wire-free SVN escutcheon, Mifare / DESFire entrance function, J lever, unhanded, BioCote antimicrobial finish, for use with 1 3/8" - 1 3/4" thick standard door | 1 |  | 1 Year | 864.35 | 0.15 | 734.6975
5717 | Salto | A9650J00BC38-C- | XS4 ANSI electronic RF wireless ready SVN escutcheon, Mifare / DESFire entrance function, J lever, unhanded, BioCote antimicrobial finish, for use with 1 3/8" - 1 3/4" thick standard door | 1 |  | 1 Year | 789.45 | 0.15 | 671.0325
5718 | Salto | A9650J00BC38-W- | XS4 ANSI electronic RF wireless SVN escutcheon, Mifare / DESFire entrance function, J lever, unhanded, BioCote antimicrobial finish, for use with 1 3/8" - 1 3/4" thick standard door | 1 |  | 1 Year | 920.55 | 0.15 | 782.4675
5719 | Salto | A9650J00BC48--- | XS4 ANSI electronic wire-free SVN escutcheon, Mifare / DESFire entrance function, J lever, unhanded, BioCote antimicrobial finish, for use with 1 3/4" - 2 1/4" thick door | 1 |  | 1 Year | 735.35 | 0.15 | 625.0475
5720 | Salto | A9650J00BC48-A- | XS4 ANSI electronic AMOK wire-free SVN escutcheon, Mifare / DESFire entrance function, J lever, unhanded, BioCote antimicrobial finish, for use with 1 3/4" - 2 1/4" thick door | 1 |  | 1 Year | 864.35 | 0.15 | 734.6975
5721 | Salto | A9650J00BC48-C- | XS4 ANSI electronic RF wireless ready SVN escutcheon, Mifare / DESFire entrance function, J lever, unhanded, BioCote antimicrobial finish, for use with 1 3/4" - 2 1/4" thick door | 1 |  | 1 Year | 789.45 | 0.15 | 671.0325
5722 | Salto | A9650J00BC48-W- | XS4 ANSI electronic RF wireless SVN escutcheon, Mifare / DESFire entrance function, J lever, unhanded, BioCote antimicrobial finish, for use with 1 3/4" - 2 1/4" thick door | 1 |  | 1 Year | 920.55 | 0.15 | 782.4675
5723 | Salto | A9650J00IA38--- | XS4 ANSI electronic wire-free SVN escutcheon, Mifare / DESFire entrance function, J lever, unhanded, antique brass finish, for use with 1 3/8" - 1 3/4" thick standard door | 1 |  | 1 Year | 735.35 | 0.15 | 625.0475
5724 | Salto | A9650J00IA38-A- | XS4 ANSI electronic AMOK wire-free SVN escutcheon, Mifare / DESFire entrance function, J lever, unhanded, antique brass finish, for use with 1 3/8" - 1 3/4" thick standard door | 1 |  | 1 Year | 864.35 | 0.15 | 734.6975
5725 | Salto | A9650J00IA38-C- | XS4 ANSI electronic RF wireless ready SVN escutcheon, Mifare / DESFire entrance function, J lever, unhanded, antique brass finish, for use with 1 3/8" - 1 3/4" thick standard door | 1 |  | 1 Year | 789.45 | 0.15 | 671.0325
5726 | Salto | A9650J00IA38-W- | XS4 ANSI electronic RF wireless SVN escutcheon, Mifare / DESFire entrance function, J lever, unhanded, antique brass finish, for use with 1 3/8" - 1 3/4" thick standard door | 1 |  | 1 Year | 920.55 | 0.15 | 782.4675
5727 | Salto | A9650J00IA48--- | XS4 ANSI electronic wire-free SVN escutcheon, Mifare / DESFire entrance function, J lever, unhanded, antique brass finish, for use with 1 3/4" - 2 1/4" thick door | 1 |  | 1 Year | 735.35 | 0.15 | 625.0475
5728 | Salto | A9650J00IA48-A- | XS4 ANSI electronic AMOK wire-free SVN escutcheon, Mifare / DESFire entrance function, J lever, unhanded, antique brass finish, for use with 1 3/4" - 2 1/4" thick door | 1 |  | 1 Year | 864.35 | 0.15 | 734.6975
5729 | Salto | A9650J00IA48-C- | XS4 ANSI electronic RF wireless ready SVN escutcheon, Mifare / DESFire entrance function, J lever, unhanded, antique brass finish, for use with 1 3/4" - 2 1/4" thick door | 1 |  | 1 Year | 789.45 | 0.15 | 671.0325
5730 | Salto | A9650J00IA48-W- | XS4 ANSI electronic RF wireless SVN escutcheon, Mifare / DESFire entrance function, J lever, unhanded, antique brass finish, for use with 1 3/4" - 2 1/4" thick door | 1 |  | 1 Year | 920.55 | 0.15 | 782.4675
5731 | Salto | A9650J00IM38--- | XS4 ANSI electronic wire-free SVN escutcheon, Mifare / DESFire entrance function, J lever, unhanded, satin stainless finish, for use with 1 3/8" - 1 3/4" thick standard door | 1 |  | 1 Year | 683.35 | 0.15 | 580.8475
5732 | Salto | A9650J00IM38-A- | XS4 ANSI electronic AMOK wire-free SVN escutcheon, Mifare / DESFire entrance function, J lever, unhanded, satin stainless finish, for use with 1 3/8" - 1 3/4" thick standard door | 1 |  | 1 Year | 812.35 | 0.15 | 690.4975
5733 | Salto | A9650J00IM38-C- | XS4 ANSI electronic RF wireless ready SVN escutcheon, Mifare / DESFire entrance function, J lever, unhanded, satin stainless finish, for use with 1 3/8" - 1 3/4" thick standard door | 1 |  | 1 Year | 737.45 | 0.15 | 626.8325
5734 | Salto | A9650J00IM38-W- | XS4 ANSI electronic RF wireless SVN escutcheon, Mifare / DESFire entrance function, J lever, unhanded, satin stainless finish, for use with 1 3/8" - 1 3/4" thick standard door | 1 |  | 1 Year | 868.55 | 0.15 | 738.2675
5735 | Salto | A9650J00IM48--- | XS4 ANSI electronic wire-free SVN escutcheon, Mifare / DESFire entrance function, J lever, unhanded, satin stainless finish, for use with 1 3/4" - 2 1/4" thick door | 1 |  | 1 Year | 683.35 | 0.15 | 580.8475
5736 | Salto | A9650J00IM48-A- | XS4 ANSI electronic AMOK wire-free SVN escutcheon, Mifare / DESFire entrance function, J lever, unhanded, satin stainless finish, for use with 1 3/4" - 2 1/4" thick door | 1 |  | 1 Year | 812.35 | 0.15 | 690.4975
5737 | Salto | A9650J00IM48-C- | XS4 ANSI electronic RF wireless ready SVN escutcheon, Mifare / DESFire entrance function, J lever, unhanded, satin stainless finish, for use with 1 3/4" - 2 1/4" thick door | 1 |  | 1 Year | 737.45 | 0.15 | 626.8325
5738 | Salto | A9650J00IM48-W- | XS4 ANSI electronic RF wireless SVN escutcheon, Mifare / DESFire entrance function, J lever, unhanded, satin stainless finish, for use with 1 3/4" - 2 1/4" thick door | 1 |  | 1 Year | 868.55 | 0.15 | 738.2675
5739 | Salto | A9650J00NE38--- | XS4 ANSI electronic wire-free SVN escutcheon, Mifare / DESFire entrance function, J lever, unhanded, black chromium finish, for use with 1 3/8" - 1 3/4" thick standard door | 1 |  | 1 Year | 718.05 | 0.15 | 610.3425
5740 | Salto | A9650J00NE38-A- | XS4 ANSI electronic AMOK wire-free SVN escutcheon, Mifare / DESFire entrance function, J lever, unhanded, black chromium finish, for use with 1 3/8" - 1 3/4" thick standard door | 1 |  | 1 Year | 847.05 | 0.15 | 719.9925
5741 | Salto | A9650J00NE38-C- | XS4 ANSI electronic RF wireless ready SVN escutcheon, Mifare / DESFire entrance function, J lever, unhanded, black chromium finish, for use with 1 3/8" - 1 3/4" thick standard door | 1 |  | 1 Year | 772.15 | 0.15 | 656.3275
5742 | Salto | A9650J00NE38-W- | XS4 ANSI electronic RF wireless SVN escutcheon, Mifare / DESFire entrance function, J lever, unhanded, black chromium finish, for use with 1 3/8" - 1 3/4" thick standard door | 1 |  | 1 Year | 903.25 | 0.15 | 767.7625
5743 | Salto | A9650J00NE48--- | XS4 ANSI electronic wire-free SVN escutcheon, Mifare / DESFire entrance function, J lever, unhanded, black chromium finish, for use with 1 3/4" - 2 1/4" thick door | 1 |  | 1 Year | 718.05 | 0.15 | 610.3425
5744 | Salto | A9650J00NE48-A- | XS4 ANSI electronic AMOK wire-free SVN escutcheon, Mifare / DESFire entrance function, J lever, unhanded, black chromium finish, for use with 1 3/4" - 2 1/4" thick door | 1 |  | 1 Year | 847.05 | 0.15 | 719.9925
5745 | Salto | A9650J00NE48-C- | XS4 ANSI electronic RF wireless ready SVN escutcheon, Mifare / DESFire entrance function, J lever, unhanded, black chromium finish, for use with 1 3/4" - 2 1/4" thick door | 1 |  | 1 Year | 772.15 | 0.15 | 656.3275
5746 | Salto | A9650J00NE48-W- | XS4 ANSI electronic RF wireless SVN escutcheon, Mifare / DESFire entrance function, J lever, unhanded, black chromium finish, for use with 1 3/4" - 2 1/4" thick door | 1 |  | 1 Year | 903.25 | 0.15 | 767.7625
5747 | Salto | A9650J00PM38--- | XS4 ANSI electronic wire-free SVN escutcheon, Mifare / DESFire entrance function, J lever, unhanded, satin brass finish, for use with 1 3/8" - 1 3/4" thick standard door | 1 |  | 1 Year | 683.35 | 0.15 | 580.8475
5748 | Salto | A9650J00PM38-A- | XS4 ANSI electronic AMOK wire-free SVN escutcheon, Mifare / DESFire entrance function, J lever, unhanded, satin brass finish, for use with 1 3/8" - 1 3/4" thick standard door | 1 |  | 1 Year | 812.35 | 0.15 | 690.4975
5749 | Salto | A9650J00PM38-C- | XS4 ANSI electronic RF wireless ready SVN escutcheon, Mifare / DESFire entrance function, J lever, unhanded, satin brass finish, for use with 1 3/8" - 1 3/4" thick standard door | 1 |  | 1 Year | 737.45 | 0.15 | 626.8325
5750 | Salto | A9650J00PM38-W- | XS4 ANSI electronic RF wireless SVN escutcheon, Mifare / DESFire entrance function, J lever, unhanded, satin brass finish, for use with 1 3/8" - 1 3/4" thick standard door | 1 |  | 1 Year | 868.55 | 0.15 | 738.2675
5751 | Salto | A9650J00PM48--- | XS4 ANSI electronic wire-free SVN escutcheon, Mifare / DESFire entrance function, J lever, unhanded, satin brass finish, for use with 1 3/4" - 2 1/4" thick door | 1 |  | 1 Year | 683.35 | 0.15 | 580.8475
5752 | Salto | A9650J00PM48-A- | XS4 ANSI electronic AMOK wire-free SVN escutcheon, Mifare / DESFire entrance function, J lever, unhanded, satin brass finish, for use with 1 3/4" - 2 1/4" thick door | 1 |  | 1 Year | 812.35 | 0.15 | 690.4975
5753 | Salto | A9650J00PM48-C- | XS4 ANSI electronic RF wireless ready SVN escutcheon, Mifare / DESFire entrance function, J lever, unhanded, satin brass finish, for use with 1 3/4" - 2 1/4" thick door | 1 |  | 1 Year | 737.45 | 0.15 | 626.8325
5754 | Salto | A9650J00PM48-W- | XS4 ANSI electronic RF wireless SVN escutcheon, Mifare / DESFire entrance function, J lever, unhanded, satin brass finish, for use with 1 3/4" - 2 1/4" thick door | 1 |  | 1 Year | 868.55 | 0.15 | 738.2675
5755 | Salto | A9650K00IM38L-- | XS4 ANSI electronic wire-free SVN escutcheon, Mifare / DESFire entrance function, K lever, left handed, satin stainless finish, for use with 1 3/8" - 1 3/4" thick standard door | 1 |  | 1 Year | 683.35 | 0.15 | 580.8475
5756 | Salto | A9650K00IM38LA- | XS4 ANSI electronic AMOK wire-free SVN escutcheon, Mifare / DESFire entrance function, K lever, left handed, satin stainless finish, for use with 1 3/8" - 1 3/4" thick standard door | 1 |  | 1 Year | 812.35 | 0.15 | 690.4975
5757 | Salto | A9650K00IM38LC- | XS4 ANSI electronic RF wireless ready SVN escutcheon, Mifare / DESFire entrance function, K lever, left handed, satin stainless finish, for use with 1 3/8" - 1 3/4" thick standard door | 1 |  | 1 Year | 737.45 | 0.15 | 626.8325
5758 | Salto | A9650K00IM38LW- | XS4 ANSI electronic RF wireless SVN escutcheon, Mifare / DESFire entrance function, K lever, left handed, satin stainless finish, for use with 1 3/8" - 1 3/4" thick standard door | 1 |  | 1 Year | 868.55 | 0.15 | 738.2675
5759 | Salto | A9650K00IM38R-- | XS4 ANSI electronic wire-free SVN escutcheon, Mifare / DESFire entrance function, K lever, right handed, satin stainless finish, for use with 1 3/8" - 1 3/4" thick standard door | 1 |  | 1 Year | 683.35 | 0.15 | 580.8475
5760 | Salto | A9650K00IM38RA- | XS4 ANSI electronic AMOK wire-free SVN escutcheon, Mifare / DESFire entrance function, K lever, right handed, satin stainless finish, for use with 1 3/8" - 1 3/4" thick standard door | 1 |  | 1 Year | 812.35 | 0.15 | 690.4975
5761 | Salto | A9650K00IM38RC- | XS4 ANSI electronic RF wireless ready SVN escutcheon, Mifare / DESFire entrance function, K lever, right handed, satin stainless finish, for use with 1 3/8" - 1 3/4" thick standard door | 1 |  | 1 Year | 737.45 | 0.15 | 626.8325
5762 | Salto | A9650K00IM38RW- | XS4 ANSI electronic RF wireless SVN escutcheon, Mifare / DESFire entrance function, K lever, right handed, satin stainless finish, for use with 1 3/8" - 1 3/4" thick standard door | 1 |  | 1 Year | 868.55 | 0.15 | 738.2675
5763 | Salto | A9650K00IM48L-- | XS4 ANSI electronic wire-free SVN escutcheon, Mifare / DESFire entrance function, K lever, left handed, satin stainless finish, for use with 1 3/4" - 2 1/4" thick door | 1 |  | 1 Year | 683.35 | 0.15 | 580.8475
5764 | Salto | A9650K00IM48LA- | XS4 ANSI electronic AMOK wire-free SVN escutcheon, Mifare / DESFire entrance function, K lever, left handed, satin stainless finish, for use with 1 3/4" - 2 1/4" thick door | 1 |  | 1 Year | 812.35 | 0.15 | 690.4975
5765 | Salto | A9650K00IM48LC- | XS4 ANSI electronic RF wireless ready SVN escutcheon, Mifare / DESFire entrance function, K lever, left handed, satin stainless finish, for use with 1 3/4" - 2 1/4" thick door | 1 |  | 1 Year | 737.45 | 0.15 | 626.8325
5766 | Salto | A9650K00IM48LW- | XS4 ANSI electronic RF wireless SVN escutcheon, Mifare / DESFire entrance function, K lever, left handed, satin stainless finish, for use with 1 3/4" - 2 1/4" thick door | 1 |  | 1 Year | 868.55 | 0.15 | 738.2675
5767 | Salto | A9650K00IM48R-- | XS4 ANSI electronic wire-free SVN escutcheon, Mifare / DESFire entrance function, K lever, right handed, satin stainless finish, for use with 1 3/4" - 2 1/4" thick door | 1 |  | 1 Year | 683.35 | 0.15 | 580.8475
5768 | Salto | A9650K00IM48RA- | XS4 ANSI electronic AMOK wire-free SVN escutcheon, Mifare / DESFire entrance function, K lever, right handed, satin stainless finish, for use with 1 3/4" - 2 1/4" thick door | 1 |  | 1 Year | 812.35 | 0.15 | 690.4975
5769 | Salto | A9650K00IM48RC- | XS4 ANSI electronic RF wireless ready SVN escutcheon, Mifare / DESFire entrance function, K lever, right handed, satin stainless finish, for use with 1 3/4" - 2 1/4" thick door | 1 |  | 1 Year | 737.45 | 0.15 | 626.8325
5770 | Salto | A9650K00IM48RW- | XS4 ANSI electronic RF wireless SVN escutcheon, Mifare / DESFire entrance function, K lever, right handed, satin stainless finish, for use with 1 3/4" - 2 1/4" thick door | 1 |  | 1 Year | 868.55 | 0.15 | 738.2675
5771 | Salto | A9650K00IP38L-- | XS4 ANSI electronic wire-free SVN escutcheon, Mifare / DESFire entrance function, K lever, left handed, bright stainless steel finish, for use with 1 3/8" - 1 3/4" thick standard door | 1 |  | 1 Year | 699.65 | 0.15 | 594.7025
5772 | Salto | A9650K00IP38LA- | XS4 ANSI electronic AMOK wire-free SVN escutcheon, Mifare / DESFire entrance function, K lever, left handed, bright stainless steel finish, for use with 1 3/8" - 1 3/4" thick standard door | 1 |  | 1 Year | 828.65 | 0.15 | 704.3525
5773 | Salto | A9650K00IP38LC- | XS4 ANSI electronic RF wireless ready SVN escutcheon, Mifare / DESFire entrance function, K lever, left handed, bright stainless steel finish, for use with 1 3/8" - 1 3/4" thick standard door | 1 |  | 1 Year | 753.75 | 0.15 | 640.6875
5774 | Salto | A9650K00IP38LW- | XS4 ANSI electronic RF wireless SVN escutcheon, Mifare / DESFire entrance function, K lever, left handed, bright stainless steel finish, for use with 1 3/8" - 1 3/4" thick standard door | 1 |  | 1 Year | 884.85 | 0.15 | 752.1225
5775 | Salto | A9650K00IP38R-- | XS4 ANSI electronic wire-free SVN escutcheon, Mifare / DESFire entrance function, K lever, right handed, bright stainless steel finish, for use with 1 3/8" - 1 3/4" thick standard door | 1 |  | 1 Year | 699.65 | 0.15 | 594.7025
5776 | Salto | A9650K00IP38RA- | XS4 ANSI electronic AMOK wire-free SVN escutcheon, Mifare / DESFire entrance function, K lever, right handed, bright stainless steel finish, for use with 1 3/8" - 1 3/4" thick standard door | 1 |  | 1 Year | 828.65 | 0.15 | 704.3525
5777 | Salto | A9650K00IP38RC- | XS4 ANSI electronic RF wireless ready SVN escutcheon, Mifare / DESFire entrance function, K lever, right handed, bright stainless steel finish, for use with 1 3/8" - 1 3/4" thick standard door | 1 |  | 1 Year | 753.75 | 0.15 | 640.6875
5778 | Salto | A9650K00IP38RW- | XS4 ANSI electronic RF wireless SVN escutcheon, Mifare / DESFire entrance function, K lever, right handed, bright stainless steel finish, for use with 1 3/8" - 1 3/4" thick standard door | 1 |  | 1 Year | 884.85 | 0.15 | 752.1225
5779 | Salto | A9650K00IP48L-- | XS4 ANSI electronic wire-free SVN escutcheon, Mifare / DESFire entrance function, K lever, left handed, bright stainless steel finish, for use with 1 3/4" - 2 1/4" thick door | 1 |  | 1 Year | 699.65 | 0.15 | 594.7025
5780 | Salto | A9650K00IP48LA- | XS4 ANSI electronic AMOK wire-free SVN escutcheon, Mifare / DESFire entrance function, K lever, left handed, bright stainless steel finish, for use with 1 3/4" - 2 1/4" thick door | 1 |  | 1 Year | 828.65 | 0.15 | 704.3525
5781 | Salto | A9650K00IP48LC- | XS4 ANSI electronic RF wireless ready SVN escutcheon, Mifare / DESFire entrance function, K lever, left handed, bright stainless steel finish, for use with 1 3/4" - 2 1/4" thick door | 1 |  | 1 Year | 753.75 | 0.15 | 640.6875
5782 | Salto | A9650K00IP48LW- | XS4 ANSI electronic RF wireless SVN escutcheon, Mifare / DESFire entrance function, K lever, left handed, bright stainless steel finish, for use with 1 3/4" - 2 1/4" thick door | 1 |  | 1 Year | 884.85 | 0.15 | 752.1225
5783 | Salto | A9650K00IP48R-- | XS4 ANSI electronic wire-free SVN escutcheon, Mifare / DESFire entrance function, K lever, right handed, bright stainless steel finish, for use with 1 3/4" - 2 1/4" thick door | 1 |  | 1 Year | 699.65 | 0.15 | 594.7025
5784 | Salto | A9650K00IP48RA- | XS4 ANSI electronic AMOK wire-free SVN escutcheon, Mifare / DESFire entrance function, K lever, right handed, bright stainless steel finish, for use with 1 3/4" - 2 1/4" thick door | 1 |  | 1 Year | 828.65 | 0.15 | 704.3525
5785 | Salto | A9650K00IP48RC- | XS4 ANSI electronic RF wireless ready SVN escutcheon, Mifare / DESFire entrance function, K lever, right handed, bright stainless steel finish, for use with 1 3/4" - 2 1/4" thick door | 1 |  | 1 Year | 753.75 | 0.15 | 640.6875
5786 | Salto | A9650K00IP48RW- | XS4 ANSI electronic RF wireless SVN escutcheon, Mifare / DESFire entrance function, K lever, right handed, bright stainless steel finish, for use with 1 3/4" - 2 1/4" thick door | 1 |  | 1 Year | 884.85 | 0.15 | 752.1225
5787 | Salto | A9650K00PP38L-- | XS4 ANSI electronic wire-free SVN escutcheon, Mifare / DESFire entrance function, K lever, left handed, bright brass finish, for use with 1 3/8" - 1 3/4" thick standard door | 1 |  | 1 Year | 699.65 | 0.15 | 594.7025
5788 | Salto | A9650K00PP38LA- | XS4 ANSI electronic AMOK wire-free SVN escutcheon, Mifare / DESFire entrance function, K lever, left handed, bright brass finish, for use with 1 3/8" - 1 3/4" thick standard door | 1 |  | 1 Year | 828.65 | 0.15 | 704.3525
5789 | Salto | A9650K00PP38LC- | XS4 ANSI electronic RF wireless ready SVN escutcheon, Mifare / DESFire entrance function, K lever, left handed, bright brass finish, for use with 1 3/8" - 1 3/4" thick standard door | 1 |  | 1 Year | 753.75 | 0.15 | 640.6875
5790 | Salto | A9650K00PP38LW- | XS4 ANSI electronic RF wireless SVN escutcheon, Mifare / DESFire entrance function, K lever, left handed, bright brass finish, for use with 1 3/8" - 1 3/4" thick standard door | 1 |  | 1 Year | 884.85 | 0.15 | 752.1225
5791 | Salto | A9650K00PP38R-- | XS4 ANSI electronic wire-free SVN escutcheon, Mifare / DESFire entrance function, K lever, right handed, bright brass finish, for use with 1 3/8" - 1 3/4" thick standard door | 1 |  | 1 Year | 699.65 | 0.15 | 594.7025
5792 | Salto | A9650K00PP38RA- | XS4 ANSI electronic AMOK wire-free SVN escutcheon, Mifare / DESFire entrance function, K lever, right handed, bright brass finish, for use with 1 3/8" - 1 3/4" thick standard door | 1 |  | 1 Year | 828.65 | 0.15 | 704.3525
5793 | Salto | A9650K00PP38RC- | XS4 ANSI electronic RF wireless ready SVN escutcheon, Mifare / DESFire entrance function, K lever, right handed, bright brass finish, for use with 1 3/8" - 1 3/4" thick standard door | 1 |  | 1 Year | 753.75 | 0.15 | 640.6875
5794 | Salto | A9650K00PP38RW- | XS4 ANSI electronic RF wireless SVN escutcheon, Mifare / DESFire entrance function, K lever, right handed, bright brass finish, for use with 1 3/8" - 1 3/4" thick standard door | 1 |  | 1 Year | 884.85 | 0.15 | 752.1225
5795 | Salto | A9650K00PP48L-- | XS4 ANSI electronic wire-free SVN escutcheon, Mifare / DESFire entrance function, K lever, left handed, bright brass finish, for use with 1 3/4" - 2 1/4" thick door | 1 |  | 1 Year | 699.65 | 0.15 | 594.7025
5796 | Salto | A9650K00PP48LA- | XS4 ANSI electronic AMOK wire-free SVN escutcheon, Mifare / DESFire entrance function, K lever, left handed, bright brass finish, for use with 1 3/4" - 2 1/4" thick door | 1 |  | 1 Year | 828.65 | 0.15 | 704.3525
5797 | Salto | A9650K00PP48LC- | XS4 ANSI electronic RF wireless ready SVN escutcheon, Mifare / DESFire entrance function, K lever, left handed, bright brass finish, for use with 1 3/4" - 2 1/4" thick door | 1 |  | 1 Year | 753.75 | 0.15 | 640.6875
5798 | Salto | A9650K00PP48LW- | XS4 ANSI electronic RF wireless SVN escutcheon, Mifare / DESFire entrance function, K lever, left handed, bright brass finish, for use with 1 3/4" - 2 1/4" thick door | 1 |  | 1 Year | 884.85 | 0.15 | 752.1225
5799 | Salto | A9650K00PP48R-- | XS4 ANSI electronic wire-free SVN escutcheon, Mifare / DESFire entrance function, K lever, right handed, bright brass finish, for use with 1 3/4" - 2 1/4" thick door | 1 |  | 1 Year | 699.65 | 0.15 | 594.7025
5800 | Salto | A9650K00PP48RA- | XS4 ANSI electronic AMOK wire-free SVN escutcheon, Mifare / DESFire entrance function, K lever, right handed, bright brass finish, for use with 1 3/4" - 2 1/4" thick door | 1 |  | 1 Year | 828.65 | 0.15 | 704.3525
5801 | Salto | A9650K00PP48RC- | XS4 ANSI electronic RF wireless ready SVN escutcheon, Mifare / DESFire entrance function, K lever, right handed, bright brass finish, for use with 1 3/4" - 2 1/4" thick door | 1 |  | 1 Year | 753.75 | 0.15 | 640.6875
5802 | Salto | A9650K00PP48RW- | XS4 ANSI electronic RF wireless SVN escutcheon, Mifare / DESFire entrance function, K lever, right handed, bright brass finish, for use with 1 3/4" - 2 1/4" thick door | 1 |  | 1 Year | 884.85 | 0.15 | 752.1225
5803 | Salto | A9650L00BC38--- | XS4 ANSI electronic wire-free SVN escutcheon, Mifare / DESFire entrance function, L lever, unhanded, BioCote antimicrobial finish, for use with 1 3/8" - 1 3/4" thick standard door | 1 |  | 1 Year | 725.15 | 0.15 | 616.3775
5804 | Salto | A9650L00BC38-A- | XS4 ANSI electronic AMOK wire-free SVN escutcheon, Mifare / DESFire entrance function, L lever, unhanded, BioCote antimicrobial finish, for use with 1 3/8" - 1 3/4" thick standard door | 1 |  | 1 Year | 854.15 | 0.15 | 726.0275
5805 | Salto | A9650L00BC38-C- | XS4 ANSI electronic RF wireless ready SVN escutcheon, Mifare / DESFire entrance function, L lever, unhanded, BioCote antimicrobial finish, for use with 1 3/8" - 1 3/4" thick standard door | 1 |  | 1 Year | 779.25 | 0.15 | 662.3625
5806 | Salto | A9650L00BC38-W- | XS4 ANSI electronic RF wireless SVN escutcheon, Mifare / DESFire entrance function, L lever, unhanded, BioCote antimicrobial finish, for use with 1 3/8" - 1 3/4" thick standard door | 1 |  | 1 Year | 910.35 | 0.15 | 773.7975
5807 | Salto | A9650L00BC48--- | XS4 ANSI electronic wire-free SVN escutcheon, Mifare / DESFire entrance function, L lever, unhanded, BioCote antimicrobial finish, for use with 1 3/4" - 2 1/4" thick door | 1 |  | 1 Year | 725.15 | 0.15 | 616.3775
5808 | Salto | A9650L00BC48-A- | XS4 ANSI electronic AMOK wire-free SVN escutcheon, Mifare / DESFire entrance function, L lever, unhanded, BioCote antimicrobial finish, for use with 1 3/4" - 2 1/4" thick door | 1 |  | 1 Year | 854.15 | 0.15 | 726.0275
5809 | Salto | A9650L00BC48-C- | XS4 ANSI electronic RF wireless ready SVN escutcheon, Mifare / DESFire entrance function, L lever, unhanded, BioCote antimicrobial finish, for use with 1 3/4" - 2 1/4" thick door | 1 |  | 1 Year | 779.25 | 0.15 | 662.3625
5810 | Salto | A9650L00BC48-W- | XS4 ANSI electronic RF wireless SVN escutcheon, Mifare / DESFire entrance function, L lever, unhanded, BioCote antimicrobial finish, for use with 1 3/4" - 2 1/4" thick door | 1 |  | 1 Year | 910.35 | 0.15 | 773.7975
5811 | Salto | A9650L00IA38--- | XS4 ANSI electronic wire-free SVN escutcheon, Mifare / DESFire entrance function, L lever, unhanded, antique brass finish, for use with 1 3/8" - 1 3/4" thick standard door | 1 |  | 1 Year | 725.15 | 0.15 | 616.3775
5812 | Salto | A9650L00IA38-A- | XS4 ANSI electronic AMOK wire-free SVN escutcheon, Mifare / DESFire entrance function, L lever, unhanded, antique brass finish, for use with 1 3/8" - 1 3/4" thick standard door | 1 |  | 1 Year | 854.15 | 0.15 | 726.0275
5813 | Salto | A9650L00IA38-C- | XS4 ANSI electronic RF wireless ready SVN escutcheon, Mifare / DESFire entrance function, L lever, unhanded, antique brass finish, for use with 1 3/8" - 1 3/4" thick standard door | 1 |  | 1 Year | 779.25 | 0.15 | 662.3625
5814 | Salto | A9650L00IA38-W- | XS4 ANSI electronic RF wireless SVN escutcheon, Mifare / DESFire entrance function, L lever, unhanded, antique brass finish, for use with 1 3/8" - 1 3/4" thick standard door | 1 |  | 1 Year | 910.35 | 0.15 | 773.7975
5815 | Salto | A9650L00IA48--- | XS4 ANSI electronic wire-free SVN escutcheon, Mifare / DESFire entrance function, L lever, unhanded, antique brass finish, for use with 1 3/4" - 2 1/4" thick door | 1 |  | 1 Year | 725.15 | 0.15 | 616.3775
5816 | Salto | A9650L00IA48-A- | XS4 ANSI electronic AMOK wire-free SVN escutcheon, Mifare / DESFire entrance function, L lever, unhanded, antique brass finish, for use with 1 3/4" - 2 1/4" thick door | 1 |  | 1 Year | 854.15 | 0.15 | 726.0275
5817 | Salto | A9650L00IA48-C- | XS4 ANSI electronic RF wireless ready SVN escutcheon, Mifare / DESFire entrance function, L lever, unhanded, antique brass finish, for use with 1 3/4" - 2 1/4" thick door | 1 |  | 1 Year | 779.25 | 0.15 | 662.3625
5818 | Salto | A9650L00IA48-W- | XS4 ANSI electronic RF wireless SVN escutcheon, Mifare / DESFire entrance function, L lever, unhanded, antique brass finish, for use with 1 3/4" - 2 1/4" thick door | 1 |  | 1 Year | 910.35 | 0.15 | 773.7975
5819 | Salto | A9650L00IM38--- | XS4 ANSI electronic wire-free SVN escutcheon, Mifare / DESFire entrance function, L lever, unhanded, satin stainless finish, for use with 1 3/8" - 1 3/4" thick standard door | 1 |  | 1 Year | 673.15 | 0.15 | 572.1775
5820 | Salto | A9650L00IM38-A- | XS4 ANSI electronic AMOK wire-free SVN escutcheon, Mifare / DESFire entrance function, L lever, unhanded, satin stainless finish, for use with 1 3/8" - 1 3/4" thick standard door | 1 |  | 1 Year | 802.15 | 0.15 | 681.8275
5821 | Salto | A9650L00IM38-C- | XS4 ANSI electronic RF wireless ready SVN escutcheon, Mifare / DESFire entrance function, L lever, unhanded, satin stainless finish, for use with 1 3/8" - 1 3/4" thick standard door | 1 |  | 1 Year | 727.25 | 0.15 | 618.1625
5822 | Salto | A9650L00IM38-W- | XS4 ANSI electronic RF wireless SVN escutcheon, Mifare / DESFire entrance function, L lever, unhanded, satin stainless finish, for use with 1 3/8" - 1 3/4" thick standard door | 1 |  | 1 Year | 858.35 | 0.15 | 729.5975
5823 | Salto | A9650L00IM48--- | XS4 ANSI electronic wire-free SVN escutcheon, Mifare / DESFire entrance function, L lever, unhanded, satin stainless finish, for use with 1 3/4" - 2 1/4" thick door | 1 |  | 1 Year | 673.15 | 0.15 | 572.1775
5824 | Salto | A9650L00IM48-A- | XS4 ANSI electronic AMOK wire-free SVN escutcheon, Mifare / DESFire entrance function, L lever, unhanded, satin stainless finish, for use with 1 3/4" - 2 1/4" thick door | 1 |  | 1 Year | 802.15 | 0.15 | 681.8275
5825 | Salto | A9650L00IM48-C- | XS4 ANSI electronic RF wireless ready SVN escutcheon, Mifare / DESFire entrance function, L lever, unhanded, satin stainless finish, for use with 1 3/4" - 2 1/4" thick door | 1 |  | 1 Year | 727.25 | 0.15 | 618.1625
5826 | Salto | A9650L00IM48-W- | XS4 ANSI electronic RF wireless SVN escutcheon, Mifare / DESFire entrance function, L lever, unhanded, satin stainless finish, for use with 1 3/4" - 2 1/4" thick door | 1 |  | 1 Year | 858.35 | 0.15 | 729.5975
5827 | Salto | A9650L00IP38--- | XS4 ANSI electronic wire-free SVN escutcheon, Mifare / DESFire entrance function, L lever, unhanded, bright stainless steel finish, for use with 1 3/8" - 1 3/4" thick standard door | 1 |  | 1 Year | 689.45 | 0.15 | 586.0325
5828 | Salto | A9650L00IP38-A- | XS4 ANSI electronic AMOK wire-free SVN escutcheon, Mifare / DESFire entrance function, L lever, unhanded, bright stainless steel finish, for use with 1 3/8" - 1 3/4" thick standard door | 1 |  | 1 Year | 818.45 | 0.15 | 695.6825
5829 | Salto | A9650L00IP38-C- | XS4 ANSI electronic RF wireless ready SVN escutcheon, Mifare / DESFire entrance function, L lever, unhanded, bright stainless steel finish, for use with 1 3/8" - 1 3/4" thick standard door | 1 |  | 1 Year | 743.55 | 0.15 | 632.0175
5830 | Salto | A9650L00IP38-W- | XS4 ANSI electronic RF wireless SVN escutcheon, Mifare / DESFire entrance function, L lever, unhanded, bright stainless steel finish, for use with 1 3/8" - 1 3/4" thick standard door | 1 |  | 1 Year | 874.65 | 0.15 | 743.4525
5831 | Salto | A9650L00IP48--- | XS4 ANSI electronic wire-free SVN escutcheon, Mifare / DESFire entrance function, L lever, unhanded, bright stainless steel finish, for use with 1 3/4" - 2 1/4" thick door | 1 |  | 1 Year | 689.45 | 0.15 | 586.0325
5832 | Salto | A9650L00IP48-A- | XS4 ANSI electronic AMOK wire-free SVN escutcheon, Mifare / DESFire entrance function, L lever, unhanded, bright stainless steel finish, for use with 1 3/4" - 2 1/4" thick door | 1 |  | 1 Year | 818.45 | 0.15 | 695.6825
5833 | Salto | A9650L00IP48-C- | XS4 ANSI electronic RF wireless ready SVN escutcheon, Mifare / DESFire entrance function, L lever, unhanded, bright stainless steel finish, for use with 1 3/4" - 2 1/4" thick door | 1 |  | 1 Year | 743.55 | 0.15 | 632.0175
5834 | Salto | A9650L00IP48-W- | XS4 ANSI electronic RF wireless SVN escutcheon, Mifare / DESFire entrance function, L lever, unhanded, bright stainless steel finish, for use with 1 3/4" - 2 1/4" thick door | 1 |  | 1 Year | 874.65 | 0.15 | 743.4525
5835 | Salto | A9650L00NE38--- | XS4 ANSI electronic wire-free SVN escutcheon, Mifare / DESFire entrance function, L lever, unhanded, black chromium finish, for use with 1 3/8" - 1 3/4" thick standard door | 1 |  | 1 Year | 707.85 | 0.15 | 601.6725
5836 | Salto | A9650L00NE38-A- | XS4 ANSI electronic AMOK wire-free SVN escutcheon, Mifare / DESFire entrance function, L lever, unhanded, black chromium finish, for use with 1 3/8" - 1 3/4" thick standard door | 1 |  | 1 Year | 836.85 | 0.15 | 711.3225
5837 | Salto | A9650L00NE38-C- | XS4 ANSI electronic RF wireless ready SVN escutcheon, Mifare / DESFire entrance function, L lever, unhanded, black chromium finish, for use with 1 3/8" - 1 3/4" thick standard door | 1 |  | 1 Year | 761.95 | 0.15 | 647.6575
5838 | Salto | A9650L00NE38-W- | XS4 ANSI electronic RF wireless SVN escutcheon, Mifare / DESFire entrance function, L lever, unhanded, black chromium finish, for use with 1 3/8" - 1 3/4" thick standard door | 1 |  | 1 Year | 893.05 | 0.15 | 759.0925
5839 | Salto | A9650L00NE48--- | XS4 ANSI electronic wire-free SVN escutcheon, Mifare / DESFire entrance function, L lever, unhanded, black chromium finish, for use with 1 3/4" - 2 1/4" thick door | 1 |  | 1 Year | 707.85 | 0.15 | 601.6725
5840 | Salto | A9650L00NE48-A- | XS4 ANSI electronic AMOK wire-free SVN escutcheon, Mifare / DESFire entrance function, L lever, unhanded, black chromium finish, for use with 1 3/4" - 2 1/4" thick door | 1 |  | 1 Year | 836.85 | 0.15 | 711.3225
5841 | Salto | A9650L00NE48-C- | XS4 ANSI electronic RF wireless ready SVN escutcheon, Mifare / DESFire entrance function, L lever, unhanded, black chromium finish, for use with 1 3/4" - 2 1/4" thick door | 1 |  | 1 Year | 761.95 | 0.15 | 647.6575
5842 | Salto | A9650L00NE48-W- | XS4 ANSI electronic RF wireless SVN escutcheon, Mifare / DESFire entrance function, L lever, unhanded, black chromium finish, for use with 1 3/4" - 2 1/4" thick door | 1 |  | 1 Year | 893.05 | 0.15 | 759.0925
5843 | Salto | A9650L00PM38--- | XS4 ANSI electronic wire-free SVN escutcheon, Mifare / DESFire entrance function, L lever, unhanded, satin brass finish, for use with 1 3/8" - 1 3/4" thick standard door | 1 |  | 1 Year | 673.15 | 0.15 | 572.1775
5844 | Salto | A9650L00PM38-A- | XS4 ANSI electronic AMOK wire-free SVN escutcheon, Mifare / DESFire entrance function, L lever, unhanded, satin brass finish, for use with 1 3/8" - 1 3/4" thick standard door | 1 |  | 1 Year | 802.15 | 0.15 | 681.8275
5845 | Salto | A9650L00PM38-C- | XS4 ANSI electronic RF wireless ready SVN escutcheon, Mifare / DESFire entrance function, L lever, unhanded, satin brass finish, for use with 1 3/8" - 1 3/4" thick standard door | 1 |  | 1 Year | 727.25 | 0.15 | 618.1625
5846 | Salto | A9650L00PM38-W- | XS4 ANSI electronic RF wireless SVN escutcheon, Mifare / DESFire entrance function, L lever, unhanded, satin brass finish, for use with 1 3/8" - 1 3/4" thick standard door | 1 |  | 1 Year | 858.35 | 0.15 | 729.5975
5847 | Salto | A9650L00PM48--- | XS4 ANSI electronic wire-free SVN escutcheon, Mifare / DESFire entrance function, L lever, unhanded, satin brass finish, for use with 1 3/4" - 2 1/4" thick door | 1 |  | 1 Year | 673.15 | 0.15 | 572.1775
5848 | Salto | A9650L00PM48-A- | XS4 ANSI electronic AMOK wire-free SVN escutcheon, Mifare / DESFire entrance function, L lever, unhanded, satin brass finish, for use with 1 3/4" - 2 1/4" thick door | 1 |  | 1 Year | 802.15 | 0.15 | 681.8275
5849 | Salto | A9650L00PM48-C- | XS4 ANSI electronic RF wireless ready SVN escutcheon, Mifare / DESFire entrance function, L lever, unhanded, satin brass finish, for use with 1 3/4" - 2 1/4" thick door | 1 |  | 1 Year | 727.25 | 0.15 | 618.1625
5850 | Salto | A9650L00PM48-W- | XS4 ANSI electronic RF wireless SVN escutcheon, Mifare / DESFire entrance function, L lever, unhanded, satin brass finish, for use with 1 3/4" - 2 1/4" thick door | 1 |  | 1 Year | 858.35 | 0.15 | 729.5975
5851 | Salto | A9650L00PP38--- | XS4 ANSI electronic wire-free SVN escutcheon, Mifare / DESFire entrance function, L lever, unhanded, bright brass finish, for use with 1 3/8" - 1 3/4" thick standard door | 1 |  | 1 Year | 689.45 | 0.15 | 586.0325
5852 | Salto | A9650L00PP38-A- | XS4 ANSI electronic AMOK wire-free SVN escutcheon, Mifare / DESFire entrance function, L lever, unhanded, bright brass finish, for use with 1 3/8" - 1 3/4" thick standard door | 1 |  | 1 Year | 818.45 | 0.15 | 695.6825
5853 | Salto | A9650L00PP38-C- | XS4 ANSI electronic RF wireless ready SVN escutcheon, Mifare / DESFire entrance function, L lever, unhanded, bright brass finish, for use with 1 3/8" - 1 3/4" thick standard door | 1 |  | 1 Year | 743.55 | 0.15 | 632.0175
5854 | Salto | A9650L00PP38-W- | XS4 ANSI electronic RF wireless SVN escutcheon, Mifare / DESFire entrance function, L lever, unhanded, bright brass finish, for use with 1 3/8" - 1 3/4" thick standard door | 1 |  | 1 Year | 874.65 | 0.15 | 743.4525
5855 | Salto | A9650L00PP48--- | XS4 ANSI electronic wire-free SVN escutcheon, Mifare / DESFire entrance function, L lever, unhanded, bright brass finish, for use with 1 3/4" - 2 1/4" thick door | 1 |  | 1 Year | 689.45 | 0.15 | 586.0325
5856 | Salto | A9650L00PP48-A- | XS4 ANSI electronic AMOK wire-free SVN escutcheon, Mifare / DESFire entrance function, L lever, unhanded, bright brass finish, for use with 1 3/4" - 2 1/4" thick door | 1 |  | 1 Year | 818.45 | 0.15 | 695.6825
5857 | Salto | A9650L00PP48-C- | XS4 ANSI electronic RF wireless ready SVN escutcheon, Mifare / DESFire entrance function, L lever, unhanded, bright brass finish, for use with 1 3/4" - 2 1/4" thick door | 1 |  | 1 Year | 743.55 | 0.15 | 632.0175
5858 | Salto | A9650L00PP48-W- | XS4 ANSI electronic RF wireless SVN escutcheon, Mifare / DESFire entrance function, L lever, unhanded, bright brass finish, for use with 1 3/4" - 2 1/4" thick door | 1 |  | 1 Year | 874.65 | 0.15 | 743.4525
5859 | Salto | A9650N00BC38--- | XS4 ANSI electronic wire-free SVN escutcheon, Mifare / DESFire entrance function, N lever, unhanded, BioCote antimicrobial finish, for use with 1 3/8" - 1 3/4" thick standard door | 1 |  | 1 Year | 725.15 | 0.15 | 616.3775
5860 | Salto | A9650N00BC38-A- | XS4 ANSI electronic AMOK wire-free SVN escutcheon, Mifare / DESFire entrance function, N lever, unhanded, BioCote antimicrobial finish, for use with 1 3/8" - 1 3/4" thick standard door | 1 |  | 1 Year | 854.15 | 0.15 | 726.0275
5861 | Salto | A9650N00BC38-C- | XS4 ANSI electronic RF wireless ready SVN escutcheon, Mifare / DESFire entrance function, N lever, unhanded, BioCote antimicrobial finish, for use with 1 3/8" - 1 3/4" thick standard door | 1 |  | 1 Year | 779.25 | 0.15 | 662.3625
5862 | Salto | A9650N00BC38-W- | XS4 ANSI electronic RF wireless SVN escutcheon, Mifare / DESFire entrance function, N lever, unhanded, BioCote antimicrobial finish, for use with 1 3/8" - 1 3/4" thick standard door | 1 |  | 1 Year | 910.35 | 0.15 | 773.7975
5863 | Salto | A9650N00BC48--- | XS4 ANSI electronic wire-free SVN escutcheon, Mifare / DESFire entrance function, N lever, unhanded, BioCote antimicrobial finish, for use with 1 3/4" - 2 1/4" thick door | 1 |  | 1 Year | 725.15 | 0.15 | 616.3775
5864 | Salto | A9650N00BC48-A- | XS4 ANSI electronic AMOK wire-free SVN escutcheon, Mifare / DESFire entrance function, N lever, unhanded, BioCote antimicrobial finish, for use with 1 3/4" - 2 1/4" thick door | 1 |  | 1 Year | 854.15 | 0.15 | 726.0275
5865 | Salto | A9650N00BC48-C- | XS4 ANSI electronic RF wireless ready SVN escutcheon, Mifare / DESFire entrance function, N lever, unhanded, BioCote antimicrobial finish, for use with 1 3/4" - 2 1/4" thick door | 1 |  | 1 Year | 779.25 | 0.15 | 662.3625
5866 | Salto | A9650N00BC48-W- | XS4 ANSI electronic RF wireless SVN escutcheon, Mifare / DESFire entrance function, N lever, unhanded, BioCote antimicrobial finish, for use with 1 3/4" - 2 1/4" thick door | 1 |  | 1 Year | 910.35 | 0.15 | 773.7975
5867 | Salto | A9650N00IM38--- | XS4 ANSI electronic wire-free SVN escutcheon, Mifare / DESFire entrance function, N lever, unhanded, satin stainless finish, for use with 1 3/8" - 1 3/4" thick standard door | 1 |  | 1 Year | 673.15 | 0.15 | 572.1775
5868 | Salto | A9650N00IM38-A- | XS4 ANSI electronic AMOK wire-free SVN escutcheon, Mifare / DESFire entrance function, N lever, unhanded, satin stainless finish, for use with 1 3/8" - 1 3/4" thick standard door | 1 |  | 1 Year | 802.15 | 0.15 | 681.8275
5869 | Salto | A9650N00IM38-C- | XS4 ANSI electronic RF wireless ready SVN escutcheon, Mifare / DESFire entrance function, N lever, unhanded, satin stainless finish, for use with 1 3/8" - 1 3/4" thick standard door | 1 |  | 1 Year | 727.25 | 0.15 | 618.1625
5870 | Salto | A9650N00IM38-W- | XS4 ANSI electronic RF wireless SVN escutcheon, Mifare / DESFire entrance function, N lever, unhanded, satin stainless finish, for use with 1 3/8" - 1 3/4" thick standard door | 1 |  | 1 Year | 858.35 | 0.15 | 729.5975
5871 | Salto | A9650N00IM48--- | XS4 ANSI electronic wire-free SVN escutcheon, Mifare / DESFire entrance function, N lever, unhanded, satin stainless finish, for use with 1 3/4" - 2 1/4" thick door | 1 |  | 1 Year | 673.15 | 0.15 | 572.1775
5872 | Salto | A9650N00IM48-A- | XS4 ANSI electronic AMOK wire-free SVN escutcheon, Mifare / DESFire entrance function, N lever, unhanded, satin stainless finish, for use with 1 3/4" - 2 1/4" thick door | 1 |  | 1 Year | 802.15 | 0.15 | 681.8275
5873 | Salto | A9650N00IM48-C- | XS4 ANSI electronic RF wireless ready SVN escutcheon, Mifare / DESFire entrance function, N lever, unhanded, satin stainless finish, for use with 1 3/4" - 2 1/4" thick door | 1 |  | 1 Year | 727.25 | 0.15 | 618.1625
5874 | Salto | A9650N00IM48-W- | XS4 ANSI electronic RF wireless SVN escutcheon, Mifare / DESFire entrance function, N lever, unhanded, satin stainless finish, for use with 1 3/4" - 2 1/4" thick door | 1 |  | 1 Year | 858.35 | 0.15 | 729.5975
5875 | Salto | A9650N00PM38--- | XS4 ANSI electronic wire-free SVN escutcheon, Mifare / DESFire entrance function, N lever, unhanded, satin brass finish, for use with 1 3/8" - 1 3/4" thick standard door | 1 |  | 1 Year | 673.15 | 0.15 | 572.1775
5876 | Salto | A9650N00PM38-A- | XS4 ANSI electronic AMOK wire-free SVN escutcheon, Mifare / DESFire entrance function, N lever, unhanded, satin brass finish, for use with 1 3/8" - 1 3/4" thick standard door | 1 |  | 1 Year | 802.15 | 0.15 | 681.8275
5877 | Salto | A9650N00PM38-C- | XS4 ANSI electronic RF wireless ready SVN escutcheon, Mifare / DESFire entrance function, N lever, unhanded, satin brass finish, for use with 1 3/8" - 1 3/4" thick standard door | 1 |  | 1 Year | 727.25 | 0.15 | 618.1625
5878 | Salto | A9650N00PM38-W- | XS4 ANSI electronic RF wireless SVN escutcheon, Mifare / DESFire entrance function, N lever, unhanded, satin brass finish, for use with 1 3/8" - 1 3/4" thick standard door | 1 |  | 1 Year | 858.35 | 0.15 | 729.5975
5879 | Salto | A9650N00PM48--- | XS4 ANSI electronic wire-free SVN escutcheon, Mifare / DESFire entrance function, N lever, unhanded, satin brass finish, for use with 1 3/4" - 2 1/4" thick door | 1 |  | 1 Year | 673.15 | 0.15 | 572.1775
5880 | Salto | A9650N00PM48-A- | XS4 ANSI electronic AMOK wire-free SVN escutcheon, Mifare / DESFire entrance function, N lever, unhanded, satin brass finish, for use with 1 3/4" - 2 1/4" thick door | 1 |  | 1 Year | 802.15 | 0.15 | 681.8275
5881 | Salto | A9650N00PM48-C- | XS4 ANSI electronic RF wireless ready SVN escutcheon, Mifare / DESFire entrance function, N lever, unhanded, satin brass finish, for use with 1 3/4" - 2 1/4" thick door | 1 |  | 1 Year | 727.25 | 0.15 | 618.1625
5882 | Salto | A9650N00PM48-W- | XS4 ANSI electronic RF wireless SVN escutcheon, Mifare / DESFire entrance function, N lever, unhanded, satin brass finish, for use with 1 3/4" - 2 1/4" thick door | 1 |  | 1 Year | 858.35 | 0.15 | 729.5975
5883 | Salto | A9650O00IA38L-- | XS4 ANSI electronic wire-free SVN escutcheon, Mifare / DESFire entrance function, O lever, left handed, antique brass finish, for use with 1 3/8" - 1 3/4" thick standard door | 1 |  | 1 Year | 735.35 | 0.15 | 625.0475
5884 | Salto | A9650O00IA38LA- | XS4 ANSI electronic AMOK wire-free SVN escutcheon, Mifare / DESFire entrance function, O lever, left handed, antique brass finish, for use with 1 3/8" - 1 3/4" thick standard door | 1 |  | 1 Year | 864.35 | 0.15 | 734.6975
5885 | Salto | A9650O00IA38LC- | XS4 ANSI electronic RF wireless ready SVN escutcheon, Mifare / DESFire entrance function, O lever, left handed, antique brass finish, for use with 1 3/8" - 1 3/4" thick standard door | 1 |  | 1 Year | 789.45 | 0.15 | 671.0325
5886 | Salto | A9650O00IA38LW- | XS4 ANSI electronic RF wireless SVN escutcheon, Mifare / DESFire entrance function, O lever, left handed, antique brass finish, for use with 1 3/8" - 1 3/4" thick standard door | 1 |  | 1 Year | 920.55 | 0.15 | 782.4675
5887 | Salto | A9650O00IA38R-- | XS4 ANSI electronic wire-free SVN escutcheon, Mifare / DESFire entrance function, O lever, right handed, antique brass finish, for use with 1 3/8" - 1 3/4" thick standard door | 1 |  | 1 Year | 735.35 | 0.15 | 625.0475
5888 | Salto | A9650O00IA38RA- | XS4 ANSI electronic AMOK wire-free SVN escutcheon, Mifare / DESFire entrance function, O lever, right handed, antique brass finish, for use with 1 3/8" - 1 3/4" thick standard door | 1 |  | 1 Year | 864.35 | 0.15 | 734.6975
5889 | Salto | A9650O00IA38RC- | XS4 ANSI electronic RF wireless ready SVN escutcheon, Mifare / DESFire entrance function, O lever, right handed, antique brass finish, for use with 1 3/8" - 1 3/4" thick standard door | 1 |  | 1 Year | 789.45 | 0.15 | 671.0325
5890 | Salto | A9650O00IA38RW- | XS4 ANSI electronic RF wireless SVN escutcheon, Mifare / DESFire entrance function, O lever, right handed, antique brass finish, for use with 1 3/8" - 1 3/4" thick standard door | 1 |  | 1 Year | 920.55 | 0.15 | 782.4675
5891 | Salto | A9650O00IA48L-- | XS4 ANSI electronic wire-free SVN escutcheon, Mifare / DESFire entrance function, O lever, left handed, antique brass finish, for use with 1 3/4" - 2 1/4" thick door | 1 |  | 1 Year | 735.35 | 0.15 | 625.0475
5892 | Salto | A9650O00IA48LA- | XS4 ANSI electronic AMOK wire-free SVN escutcheon, Mifare / DESFire entrance function, O lever, left handed, antique brass finish, for use with 1 3/4" - 2 1/4" thick door | 1 |  | 1 Year | 864.35 | 0.15 | 734.6975
5893 | Salto | A9650O00IA48LC- | XS4 ANSI electronic RF wireless ready SVN escutcheon, Mifare / DESFire entrance function, O lever, left handed, antique brass finish, for use with 1 3/4" - 2 1/4" thick door | 1 |  | 1 Year | 789.45 | 0.15 | 671.0325
5894 | Salto | A9650O00IA48LW- | XS4 ANSI electronic RF wireless SVN escutcheon, Mifare / DESFire entrance function, O lever, left handed, antique brass finish, for use with 1 3/4" - 2 1/4" thick door | 1 |  | 1 Year | 920.55 | 0.15 | 782.4675
5895 | Salto | A9650O00IA48R-- | XS4 ANSI electronic wire-free SVN escutcheon, Mifare / DESFire entrance function, O lever, right handed, antique brass finish, for use with 1 3/4" - 2 1/4" thick door | 1 |  | 1 Year | 735.35 | 0.15 | 625.0475
5896 | Salto | A9650O00IA48RA- | XS4 ANSI electronic AMOK wire-free SVN escutcheon, Mifare / DESFire entrance function, O lever, right handed, antique brass finish, for use with 1 3/4" - 2 1/4" thick door | 1 |  | 1 Year | 864.35 | 0.15 | 734.6975
5897 | Salto | A9650O00IA48RC- | XS4 ANSI electronic RF wireless ready SVN escutcheon, Mifare / DESFire entrance function, O lever, right handed, antique brass finish, for use with 1 3/4" - 2 1/4" thick door | 1 |  | 1 Year | 789.45 | 0.15 | 671.0325
5898 | Salto | A9650O00IA48RW- | XS4 ANSI electronic RF wireless SVN escutcheon, Mifare / DESFire entrance function, O lever, right handed, antique brass finish, for use with 1 3/4" - 2 1/4" thick door | 1 |  | 1 Year | 920.55 | 0.15 | 782.4675
5899 | Salto | A9650O00IM38L-- | XS4 ANSI electronic wire-free SVN escutcheon, Mifare / DESFire entrance function, O lever, left handed, satin stainless finish, for use with 1 3/8" - 1 3/4" thick standard door | 1 |  | 1 Year | 683.35 | 0.15 | 580.8475
5900 | Salto | A9650O00IM38LA- | XS4 ANSI electronic AMOK wire-free SVN escutcheon, Mifare / DESFire entrance function, O lever, left handed, satin stainless finish, for use with 1 3/8" - 1 3/4" thick standard door | 1 |  | 1 Year | 812.35 | 0.15 | 690.4975
5901 | Salto | A9650O00IM38LC- | XS4 ANSI electronic RF wireless ready SVN escutcheon, Mifare / DESFire entrance function, O lever, left handed, satin stainless finish, for use with 1 3/8" - 1 3/4" thick standard door | 1 |  | 1 Year | 737.45 | 0.15 | 626.8325
5902 | Salto | A9650O00IM38LW- | XS4 ANSI electronic RF wireless SVN escutcheon, Mifare / DESFire entrance function, O lever, left handed, satin stainless finish, for use with 1 3/8" - 1 3/4" thick standard door | 1 |  | 1 Year | 868.55 | 0.15 | 738.2675
5903 | Salto | A9650O00IM38R-- | XS4 ANSI electronic wire-free SVN escutcheon, Mifare / DESFire entrance function, O lever, right handed, satin stainless finish, for use with 1 3/8" - 1 3/4" thick standard door | 1 |  | 1 Year | 683.35 | 0.15 | 580.8475
5904 | Salto | A9650O00IM38RA- | XS4 ANSI electronic AMOK wire-free SVN escutcheon, Mifare / DESFire entrance function, O lever, right handed, satin stainless finish, for use with 1 3/8" - 1 3/4" thick standard door | 1 |  | 1 Year | 812.35 | 0.15 | 690.4975
5905 | Salto | A9650O00IM38RC- | XS4 ANSI electronic RF wireless ready SVN escutcheon, Mifare / DESFire entrance function, O lever, right handed, satin stainless finish, for use with 1 3/8" - 1 3/4" thick standard door | 1 |  | 1 Year | 737.45 | 0.15 | 626.8325
5906 | Salto | A9650O00IM38RW- | XS4 ANSI electronic RF wireless SVN escutcheon, Mifare / DESFire entrance function, O lever, right handed, satin stainless finish, for use with 1 3/8" - 1 3/4" thick standard door | 1 |  | 1 Year | 868.55 | 0.15 | 738.2675
5907 | Salto | A9650O00IM48L-- | XS4 ANSI electronic wire-free SVN escutcheon, Mifare / DESFire entrance function, O lever, left handed, satin stainless finish, for use with 1 3/4" - 2 1/4" thick door | 1 |  | 1 Year | 683.35 | 0.15 | 580.8475
5908 | Salto | A9650O00IM48LA- | XS4 ANSI electronic AMOK wire-free SVN escutcheon, Mifare / DESFire entrance function, O lever, left handed, satin stainless finish, for use with 1 3/4" - 2 1/4" thick door | 1 |  | 1 Year | 812.35 | 0.15 | 690.4975
5909 | Salto | A9650O00IM48LC- | XS4 ANSI electronic RF wireless ready SVN escutcheon, Mifare / DESFire entrance function, O lever, left handed, satin stainless finish, for use with 1 3/4" - 2 1/4" thick door | 1 |  | 1 Year | 737.45 | 0.15 | 626.8325
5910 | Salto | A9650O00IM48LW- | XS4 ANSI electronic RF wireless SVN escutcheon, Mifare / DESFire entrance function, O lever, left handed, satin stainless finish, for use with 1 3/4" - 2 1/4" thick door | 1 |  | 1 Year | 868.55 | 0.15 | 738.2675
5911 | Salto | A9650O00IM48R-- | XS4 ANSI electronic wire-free SVN escutcheon, Mifare / DESFire entrance function, O lever, right handed, satin stainless finish, for use with 1 3/4" - 2 1/4" thick door | 1 |  | 1 Year | 683.35 | 0.15 | 580.8475
5912 | Salto | A9650O00IM48RA- | XS4 ANSI electronic AMOK wire-free SVN escutcheon, Mifare / DESFire entrance function, O lever, right handed, satin stainless finish, for use with 1 3/4" - 2 1/4" thick door | 1 |  | 1 Year | 812.35 | 0.15 | 690.4975
5913 | Salto | A9650O00IM48RC- | XS4 ANSI electronic RF wireless ready SVN escutcheon, Mifare / DESFire entrance function, O lever, right handed, satin stainless finish, for use with 1 3/4" - 2 1/4" thick door | 1 |  | 1 Year | 737.45 | 0.15 | 626.8325
5914 | Salto | A9650O00IM48RW- | XS4 ANSI electronic RF wireless SVN escutcheon, Mifare / DESFire entrance function, O lever, right handed, satin stainless finish, for use with 1 3/4" - 2 1/4" thick door | 1 |  | 1 Year | 868.55 | 0.15 | 738.2675
5915 | Salto | A9650O00IP38L-- | XS4 ANSI electronic wire-free SVN escutcheon, Mifare / DESFire entrance function, O lever, left handed, bright stainless steel finish, for use with 1 3/8" - 1 3/4" thick standard door | 1 |  | 1 Year | 699.65 | 0.15 | 594.7025
5916 | Salto | A9650O00IP38LA- | XS4 ANSI electronic AMOK wire-free SVN escutcheon, Mifare / DESFire entrance function, O lever, left handed, bright stainless steel finish, for use with 1 3/8" - 1 3/4" thick standard door | 1 |  | 1 Year | 828.65 | 0.15 | 704.3525
5917 | Salto | A9650O00IP38LC- | XS4 ANSI electronic RF wireless ready SVN escutcheon, Mifare / DESFire entrance function, O lever, left handed, bright stainless steel finish, for use with 1 3/8" - 1 3/4" thick standard door | 1 |  | 1 Year | 753.75 | 0.15 | 640.6875
5918 | Salto | A9650O00IP38LW- | XS4 ANSI electronic RF wireless SVN escutcheon, Mifare / DESFire entrance function, O lever, left handed, bright stainless steel finish, for use with 1 3/8" - 1 3/4" thick standard door | 1 |  | 1 Year | 884.85 | 0.15 | 752.1225
5919 | Salto | A9650O00IP38R-- | XS4 ANSI electronic wire-free SVN escutcheon, Mifare / DESFire entrance function, O lever, right handed, bright stainless steel finish, for use with 1 3/8" - 1 3/4" thick standard door | 1 |  | 1 Year | 699.65 | 0.15 | 594.7025
5920 | Salto | A9650O00IP38RA- | XS4 ANSI electronic AMOK wire-free SVN escutcheon, Mifare / DESFire entrance function, O lever, right handed, bright stainless steel finish, for use with 1 3/8" - 1 3/4" thick standard door | 1 |  | 1 Year | 828.65 | 0.15 | 704.3525
5921 | Salto | A9650O00IP38RC- | XS4 ANSI electronic RF wireless ready SVN escutcheon, Mifare / DESFire entrance function, O lever, right handed, bright stainless steel finish, for use with 1 3/8" - 1 3/4" thick standard door | 1 |  | 1 Year | 753.75 | 0.15 | 640.6875
5922 | Salto | A9650O00IP38RW- | XS4 ANSI electronic RF wireless SVN escutcheon, Mifare / DESFire entrance function, O lever, right handed, bright stainless steel finish, for use with 1 3/8" - 1 3/4" thick standard door | 1 |  | 1 Year | 884.85 | 0.15 | 752.1225
5923 | Salto | A9650O00IP48L-- | XS4 ANSI electronic wire-free SVN escutcheon, Mifare / DESFire entrance function, O lever, left handed, bright stainless steel finish, for use with 1 3/4" - 2 1/4" thick door | 1 |  | 1 Year | 699.65 | 0.15 | 594.7025
5924 | Salto | A9650O00IP48LA- | XS4 ANSI electronic AMOK wire-free SVN escutcheon, Mifare / DESFire entrance function, O lever, left handed, bright stainless steel finish, for use with 1 3/4" - 2 1/4" thick door | 1 |  | 1 Year | 828.65 | 0.15 | 704.3525
5925 | Salto | A9650O00IP48LC- | XS4 ANSI electronic RF wireless ready SVN escutcheon, Mifare / DESFire entrance function, O lever, left handed, bright stainless steel finish, for use with 1 3/4" - 2 1/4" thick door | 1 |  | 1 Year | 753.75 | 0.15 | 640.6875
5926 | Salto | A9650O00IP48LW- | XS4 ANSI electronic RF wireless SVN escutcheon, Mifare / DESFire entrance function, O lever, left handed, bright stainless steel finish, for use with 1 3/4" - 2 1/4" thick door | 1 |  | 1 Year | 884.85 | 0.15 | 752.1225
5927 | Salto | A9650O00IP48R-- | XS4 ANSI electronic wire-free SVN escutcheon, Mifare / DESFire entrance function, O lever, right handed, bright stainless steel finish, for use with 1 3/4" - 2 1/4" thick door | 1 |  | 1 Year | 699.65 | 0.15 | 594.7025
5928 | Salto | A9650O00IP48RA- | XS4 ANSI electronic AMOK wire-free SVN escutcheon, Mifare / DESFire entrance function, O lever, right handed, bright stainless steel finish, for use with 1 3/4" - 2 1/4" thick door | 1 |  | 1 Year | 828.65 | 0.15 | 704.3525
5929 | Salto | A9650O00IP48RC- | XS4 ANSI electronic RF wireless ready SVN escutcheon, Mifare / DESFire entrance function, O lever, right handed, bright stainless steel finish, for use with 1 3/4" - 2 1/4" thick door | 1 |  | 1 Year | 753.75 | 0.15 | 640.6875
5930 | Salto | A9650O00IP48RW- | XS4 ANSI electronic RF wireless SVN escutcheon, Mifare / DESFire entrance function, O lever, right handed, bright stainless steel finish, for use with 1 3/4" - 2 1/4" thick door | 1 |  | 1 Year | 884.85 | 0.15 | 752.1225
5931 | Salto | A9650O00NE38L-- | XS4 ANSI electronic wire-free SVN escutcheon, Mifare / DESFire entrance function, O lever, left handed, black chromium finish, for use with 1 3/8" - 1 3/4" thick standard door | 1 |  | 1 Year | 718.05 | 0.15 | 610.3425
5932 | Salto | A9650O00NE38LA- | XS4 ANSI electronic AMOK wire-free SVN escutcheon, Mifare / DESFire entrance function, O lever, left handed, black chromium finish, for use with 1 3/8" - 1 3/4" thick standard door | 1 |  | 1 Year | 847.05 | 0.15 | 719.9925
5933 | Salto | A9650O00NE38LC- | XS4 ANSI electronic RF wireless ready SVN escutcheon, Mifare / DESFire entrance function, O lever, left handed, black chromium finish, for use with 1 3/8" - 1 3/4" thick standard door | 1 |  | 1 Year | 772.15 | 0.15 | 656.3275
5934 | Salto | A9650O00NE38LW- | XS4 ANSI electronic RF wireless SVN escutcheon, Mifare / DESFire entrance function, O lever, left handed, black chromium finish, for use with 1 3/8" - 1 3/4" thick standard door | 1 |  | 1 Year | 903.25 | 0.15 | 767.7625
5935 | Salto | A9650O00NE38R-- | XS4 ANSI electronic wire-free SVN escutcheon, Mifare / DESFire entrance function, O lever, right handed, black chromium finish, for use with 1 3/8" - 1 3/4" thick standard door | 1 |  | 1 Year | 718.05 | 0.15 | 610.3425
5936 | Salto | A9650O00NE38RA- | XS4 ANSI electronic AMOK wire-free SVN escutcheon, Mifare / DESFire entrance function, O lever, right handed, black chromium finish, for use with 1 3/8" - 1 3/4" thick standard door | 1 |  | 1 Year | 847.05 | 0.15 | 719.9925
5937 | Salto | A9650O00NE38RC- | XS4 ANSI electronic RF wireless ready SVN escutcheon, Mifare / DESFire entrance function, O lever, right handed, black chromium finish, for use with 1 3/8" - 1 3/4" thick standard door | 1 |  | 1 Year | 772.15 | 0.15 | 656.3275
5938 | Salto | A9650O00NE38RW- | XS4 ANSI electronic RF wireless SVN escutcheon, Mifare / DESFire entrance function, O lever, right handed, black chromium finish, for use with 1 3/8" - 1 3/4" thick standard door | 1 |  | 1 Year | 903.25 | 0.15 | 767.7625
5939 | Salto | A9650O00NE48L-- | XS4 ANSI electronic wire-free SVN escutcheon, Mifare / DESFire entrance function, O lever, left handed, black chromium finish, for use with 1 3/4" - 2 1/4" thick door | 1 |  | 1 Year | 718.05 | 0.15 | 610.3425
5940 | Salto | A9650O00NE48LA- | XS4 ANSI electronic AMOK wire-free SVN escutcheon, Mifare / DESFire entrance function, O lever, left handed, black chromium finish, for use with 1 3/4" - 2 1/4" thick door | 1 |  | 1 Year | 847.05 | 0.15 | 719.9925
5941 | Salto | A9650O00NE48LC- | XS4 ANSI electronic RF wireless ready SVN escutcheon, Mifare / DESFire entrance function, O lever, left handed, black chromium finish, for use with 1 3/4" - 2 1/4" thick door | 1 |  | 1 Year | 772.15 | 0.15 | 656.3275
5942 | Salto | A9650O00NE48LW- | XS4 ANSI electronic RF wireless SVN escutcheon, Mifare / DESFire entrance function, O lever, left handed, black chromium finish, for use with 1 3/4" - 2 1/4" thick door | 1 |  | 1 Year | 903.25 | 0.15 | 767.7625
5943 | Salto | A9650O00NE48R-- | XS4 ANSI electronic wire-free SVN escutcheon, Mifare / DESFire entrance function, O lever, right handed, black chromium finish, for use with 1 3/4" - 2 1/4" thick door | 1 |  | 1 Year | 718.05 | 0.15 | 610.3425
5944 | Salto | A9650O00NE48RA- | XS4 ANSI electronic AMOK wire-free SVN escutcheon, Mifare / DESFire entrance function, O lever, right handed, black chromium finish, for use with 1 3/4" - 2 1/4" thick door | 1 |  | 1 Year | 847.05 | 0.15 | 719.9925
5945 | Salto | A9650O00NE48RC- | XS4 ANSI electronic RF wireless ready SVN escutcheon, Mifare / DESFire entrance function, O lever, right handed, black chromium finish, for use with 1 3/4" - 2 1/4" thick door | 1 |  | 1 Year | 772.15 | 0.15 | 656.3275
5946 | Salto | A9650O00NE48RW- | XS4 ANSI electronic RF wireless SVN escutcheon, Mifare / DESFire entrance function, O lever, right handed, black chromium finish, for use with 1 3/4" - 2 1/4" thick door | 1 |  | 1 Year | 903.25 | 0.15 | 767.7625
5947 | Salto | A9650O00PM38L-- | XS4 ANSI electronic wire-free SVN escutcheon, Mifare / DESFire entrance function, O lever, left handed, satin brass finish, for use with 1 3/8" - 1 3/4" thick standard door | 1 |  | 1 Year | 683.35 | 0.15 | 580.8475
5948 | Salto | A9650O00PM38LA- | XS4 ANSI electronic AMOK wire-free SVN escutcheon, Mifare / DESFire entrance function, O lever, left handed, satin brass finish, for use with 1 3/8" - 1 3/4" thick standard door | 1 |  | 1 Year | 812.35 | 0.15 | 690.4975
5949 | Salto | A9650O00PM38LC- | XS4 ANSI electronic RF wireless ready SVN escutcheon, Mifare / DESFire entrance function, O lever, left handed, satin brass finish, for use with 1 3/8" - 1 3/4" thick standard door | 1 |  | 1 Year | 737.45 | 0.15 | 626.8325
5950 | Salto | A9650O00PM38LW- | XS4 ANSI electronic RF wireless SVN escutcheon, Mifare / DESFire entrance function, O lever, left handed, satin brass finish, for use with 1 3/8" - 1 3/4" thick standard door | 1 |  | 1 Year | 868.55 | 0.15 | 738.2675
5951 | Salto | A9650O00PM38R-- | XS4 ANSI electronic wire-free SVN escutcheon, Mifare / DESFire entrance function, O lever, right handed, satin brass finish, for use with 1 3/8" - 1 3/4" thick standard door | 1 |  | 1 Year | 683.35 | 0.15 | 580.8475
5952 | Salto | A9650O00PM38RA- | XS4 ANSI electronic AMOK wire-free SVN escutcheon, Mifare / DESFire entrance function, O lever, right handed, satin brass finish, for use with 1 3/8" - 1 3/4" thick standard door | 1 |  | 1 Year | 812.35 | 0.15 | 690.4975
5953 | Salto | A9650O00PM38RC- | XS4 ANSI electronic RF wireless ready SVN escutcheon, Mifare / DESFire entrance function, O lever, right handed, satin brass finish, for use with 1 3/8" - 1 3/4" thick standard door | 1 |  | 1 Year | 737.45 | 0.15 | 626.8325
5954 | Salto | A9650O00PM38RW- | XS4 ANSI electronic RF wireless SVN escutcheon, Mifare / DESFire entrance function, O lever, right handed, satin brass finish, for use with 1 3/8" - 1 3/4" thick standard door | 1 |  | 1 Year | 868.55 | 0.15 | 738.2675
5955 | Salto | A9650O00PM48L-- | XS4 ANSI electronic wire-free SVN escutcheon, Mifare / DESFire entrance function, O lever, left handed, satin brass finish, for use with 1 3/4" - 2 1/4" thick door | 1 |  | 1 Year | 683.35 | 0.15 | 580.8475
5956 | Salto | A9650O00PM48LA- | XS4 ANSI electronic AMOK wire-free SVN escutcheon, Mifare / DESFire entrance function, O lever, left handed, satin brass finish, for use with 1 3/4" - 2 1/4" thick door | 1 |  | 1 Year | 812.35 | 0.15 | 690.4975
5957 | Salto | A9650O00PM48LC- | XS4 ANSI electronic RF wireless ready SVN escutcheon, Mifare / DESFire entrance function, O lever, left handed, satin brass finish, for use with 1 3/4" - 2 1/4" thick door | 1 |  | 1 Year | 737.45 | 0.15 | 626.8325
5958 | Salto | A9650O00PM48LW- | XS4 ANSI electronic RF wireless SVN escutcheon, Mifare / DESFire entrance function, O lever, left handed, satin brass finish, for use with 1 3/4" - 2 1/4" thick door | 1 |  | 1 Year | 868.55 | 0.15 | 738.2675
5959 | Salto | A9650O00PM48R-- | XS4 ANSI electronic wire-free SVN escutcheon, Mifare / DESFire entrance function, O lever, right handed, satin brass finish, for use with 1 3/4" - 2 1/4" thick door | 1 |  | 1 Year | 683.35 | 0.15 | 580.8475
5960 | Salto | A9650O00PM48RA- | XS4 ANSI electronic AMOK wire-free SVN escutcheon, Mifare / DESFire entrance function, O lever, right handed, satin brass finish, for use with 1 3/4" - 2 1/4" thick door | 1 |  | 1 Year | 812.35 | 0.15 | 690.4975
5961 | Salto | A9650O00PM48RC- | XS4 ANSI electronic RF wireless ready SVN escutcheon, Mifare / DESFire entrance function, O lever, right handed, satin brass finish, for use with 1 3/4" - 2 1/4" thick door | 1 |  | 1 Year | 737.45 | 0.15 | 626.8325
5962 | Salto | A9650O00PM48RW- | XS4 ANSI electronic RF wireless SVN escutcheon, Mifare / DESFire entrance function, O lever, right handed, satin brass finish, for use with 1 3/4" - 2 1/4" thick door | 1 |  | 1 Year | 868.55 | 0.15 | 738.2675
5963 | Salto | A9650O00PP38L-- | XS4 ANSI electronic wire-free SVN escutcheon, Mifare / DESFire entrance function, O lever, left handed, bright brass finish, for use with 1 3/8" - 1 3/4" thick standard door | 1 |  | 1 Year | 699.65 | 0.15 | 594.7025
5964 | Salto | A9650O00PP38LA- | XS4 ANSI electronic AMOK wire-free SVN escutcheon, Mifare / DESFire entrance function, O lever, left handed, bright brass finish, for use with 1 3/8" - 1 3/4" thick standard door | 1 |  | 1 Year | 828.65 | 0.15 | 704.3525
5965 | Salto | A9650O00PP38LC- | XS4 ANSI electronic RF wireless ready SVN escutcheon, Mifare / DESFire entrance function, O lever, left handed, bright brass finish, for use with 1 3/8" - 1 3/4" thick standard door | 1 |  | 1 Year | 753.75 | 0.15 | 640.6875
5966 | Salto | A9650O00PP38LW- | XS4 ANSI electronic RF wireless SVN escutcheon, Mifare / DESFire entrance function, O lever, left handed, bright brass finish, for use with 1 3/8" - 1 3/4" thick standard door | 1 |  | 1 Year | 884.85 | 0.15 | 752.1225
5967 | Salto | A9650O00PP38R-- | XS4 ANSI electronic wire-free SVN escutcheon, Mifare / DESFire entrance function, O lever, right handed, bright brass finish, for use with 1 3/8" - 1 3/4" thick standard door | 1 |  | 1 Year | 699.65 | 0.15 | 594.7025
5968 | Salto | A9650O00PP38RA- | XS4 ANSI electronic AMOK wire-free SVN escutcheon, Mifare / DESFire entrance function, O lever, right handed, bright brass finish, for use with 1 3/8" - 1 3/4" thick standard door | 1 |  | 1 Year | 828.65 | 0.15 | 704.3525
5969 | Salto | A9650O00PP38RC- | XS4 ANSI electronic RF wireless ready SVN escutcheon, Mifare / DESFire entrance function, O lever, right handed, bright brass finish, for use with 1 3/8" - 1 3/4" thick standard door | 1 |  | 1 Year | 753.75 | 0.15 | 640.6875
5970 | Salto | A9650O00PP38RW- | XS4 ANSI electronic RF wireless SVN escutcheon, Mifare / DESFire entrance function, O lever, right handed, bright brass finish, for use with 1 3/8" - 1 3/4" thick standard door | 1 |  | 1 Year | 884.85 | 0.15 | 752.1225
5971 | Salto | A9650O00PP48L-- | XS4 ANSI electronic wire-free SVN escutcheon, Mifare / DESFire entrance function, O lever, left handed, bright brass finish, for use with 1 3/4" - 2 1/4" thick door | 1 |  | 1 Year | 699.65 | 0.15 | 594.7025
5972 | Salto | A9650O00PP48LA- | XS4 ANSI electronic AMOK wire-free SVN escutcheon, Mifare / DESFire entrance function, O lever, left handed, bright brass finish, for use with 1 3/4" - 2 1/4" thick door | 1 |  | 1 Year | 828.65 | 0.15 | 704.3525
5973 | Salto | A9650O00PP48LC- | XS4 ANSI electronic RF wireless ready SVN escutcheon, Mifare / DESFire entrance function, O lever, left handed, bright brass finish, for use with 1 3/4" - 2 1/4" thick door | 1 |  | 1 Year | 753.75 | 0.15 | 640.6875
5974 | Salto | A9650O00PP48LW- | XS4 ANSI electronic RF wireless SVN escutcheon, Mifare / DESFire entrance function, O lever, left handed, bright brass finish, for use with 1 3/4" - 2 1/4" thick door | 1 |  | 1 Year | 884.85 | 0.15 | 752.1225
5975 | Salto | A9650O00PP48R-- | XS4 ANSI electronic wire-free SVN escutcheon, Mifare / DESFire entrance function, O lever, right handed, bright brass finish, for use with 1 3/4" - 2 1/4" thick door | 1 |  | 1 Year | 699.65 | 0.15 | 594.7025
5976 | Salto | A9650O00PP48RA- | XS4 ANSI electronic AMOK wire-free SVN escutcheon, Mifare / DESFire entrance function, O lever, right handed, bright brass finish, for use with 1 3/4" - 2 1/4" thick door | 1 |  | 1 Year | 828.65 | 0.15 | 704.3525
5977 | Salto | A9650O00PP48RC- | XS4 ANSI electronic RF wireless ready SVN escutcheon, Mifare / DESFire entrance function, O lever, right handed, bright brass finish, for use with 1 3/4" - 2 1/4" thick door | 1 |  | 1 Year | 753.75 | 0.15 | 640.6875
5978 | Salto | A9650O00PP48RW- | XS4 ANSI electronic RF wireless SVN escutcheon, Mifare / DESFire entrance function, O lever, right handed, bright brass finish, for use with 1 3/4" - 2 1/4" thick door | 1 |  | 1 Year | 884.85 | 0.15 | 752.1225
5979 | Salto | A9650W00BC38--- | XS4 ANSI electronic wire-free SVN escutcheon, Mifare / DESFire entrance function, W lever, unhanded, BioCote antimicrobial finish, for use with 1 3/8" - 1 3/4" thick standard door | 1 |  | 1 Year | 725.15 | 0.15 | 616.3775
5980 | Salto | A9650W00BC38-A- | XS4 ANSI electronic AMOK wire-free SVN escutcheon, Mifare / DESFire entrance function, W lever, unhanded, BioCote antimicrobial finish, for use with 1 3/8" - 1 3/4" thick standard door | 1 |  | 1 Year | 854.15 | 0.15 | 726.0275
5981 | Salto | A9650W00BC38-C- | XS4 ANSI electronic RF wireless ready SVN escutcheon, Mifare / DESFire entrance function, W lever, unhanded, BioCote antimicrobial finish, for use with 1 3/8" - 1 3/4" thick standard door | 1 |  | 1 Year | 779.25 | 0.15 | 662.3625
5982 | Salto | A9650W00BC38-W- | XS4 ANSI electronic RF wireless SVN escutcheon, Mifare / DESFire entrance function, W lever, unhanded, BioCote antimicrobial finish, for use with 1 3/8" - 1 3/4" thick standard door | 1 |  | 1 Year | 910.35 | 0.15 | 773.7975
5983 | Salto | A9650W00BC48--- | XS4 ANSI electronic wire-free SVN escutcheon, Mifare / DESFire entrance function, W lever, unhanded, BioCote antimicrobial finish, for use with 1 3/4" - 2 1/4" thick door | 1 |  | 1 Year | 725.15 | 0.15 | 616.3775
5984 | Salto | A9650W00BC48-A- | XS4 ANSI electronic AMOK wire-free SVN escutcheon, Mifare / DESFire entrance function, W lever, unhanded, BioCote antimicrobial finish, for use with 1 3/4" - 2 1/4" thick door | 1 |  | 1 Year | 854.15 | 0.15 | 726.0275
5985 | Salto | A9650W00BC48-C- | XS4 ANSI electronic RF wireless ready SVN escutcheon, Mifare / DESFire entrance function, W lever, unhanded, BioCote antimicrobial finish, for use with 1 3/4" - 2 1/4" thick door | 1 |  | 1 Year | 779.25 | 0.15 | 662.3625
5986 | Salto | A9650W00BC48-W- | XS4 ANSI electronic RF wireless SVN escutcheon, Mifare / DESFire entrance function, W lever, unhanded, BioCote antimicrobial finish, for use with 1 3/4" - 2 1/4" thick door | 1 |  | 1 Year | 910.35 | 0.15 | 773.7975
5987 | Salto | A9650W00IA38--- | XS4 ANSI electronic wire-free SVN escutcheon, Mifare / DESFire entrance function, W lever, unhanded, antique brass finish, for use with 1 3/8" - 1 3/4" thick standard door | 1 |  | 1 Year | 725.15 | 0.15 | 616.3775
5988 | Salto | A9650W00IA38-A- | XS4 ANSI electronic AMOK wire-free SVN escutcheon, Mifare / DESFire entrance function, W lever, unhanded, antique brass finish, for use with 1 3/8" - 1 3/4" thick standard door | 1 |  | 1 Year | 854.15 | 0.15 | 726.0275
5989 | Salto | A9650W00IA38-C- | XS4 ANSI electronic RF wireless ready SVN escutcheon, Mifare / DESFire entrance function, W lever, unhanded, antique brass finish, for use with 1 3/8" - 1 3/4" thick standard door | 1 |  | 1 Year | 779.25 | 0.15 | 662.3625
5990 | Salto | A9650W00IA38-W- | XS4 ANSI electronic RF wireless SVN escutcheon, Mifare / DESFire entrance function, W lever, unhanded, antique brass finish, for use with 1 3/8" - 1 3/4" thick standard door | 1 |  | 1 Year | 910.35 | 0.15 | 773.7975
5991 | Salto | A9650W00IA48--- | XS4 ANSI electronic wire-free SVN escutcheon, Mifare / DESFire entrance function, W lever, unhanded, antique brass finish, for use with 1 3/4" - 2 1/4" thick door | 1 |  | 1 Year | 725.15 | 0.15 | 616.3775
5992 | Salto | A9650W00IA48-A- | XS4 ANSI electronic AMOK wire-free SVN escutcheon, Mifare / DESFire entrance function, W lever, unhanded, antique brass finish, for use with 1 3/4" - 2 1/4" thick door | 1 |  | 1 Year | 854.15 | 0.15 | 726.0275
5993 | Salto | A9650W00IA48-C- | XS4 ANSI electronic RF wireless ready SVN escutcheon, Mifare / DESFire entrance function, W lever, unhanded, antique brass finish, for use with 1 3/4" - 2 1/4" thick door | 1 |  | 1 Year | 779.25 | 0.15 | 662.3625
5994 | Salto | A9650W00IA48-W- | XS4 ANSI electronic RF wireless SVN escutcheon, Mifare / DESFire entrance function, W lever, unhanded, antique brass finish, for use with 1 3/4" - 2 1/4" thick door | 1 |  | 1 Year | 910.35 | 0.15 | 773.7975
5995 | Salto | A9650W00IM38--- | XS4 ANSI electronic wire-free SVN escutcheon, Mifare / DESFire entrance function, W lever, unhanded, satin stainless finish, for use with 1 3/8" - 1 3/4" thick standard door | 1 |  | 1 Year | 673.15 | 0.15 | 572.1775
5996 | Salto | A9650W00IM38-A- | XS4 ANSI electronic AMOK wire-free SVN escutcheon, Mifare / DESFire entrance function, W lever, unhanded, satin stainless finish, for use with 1 3/8" - 1 3/4" thick standard door | 1 |  | 1 Year | 802.15 | 0.15 | 681.8275
5997 | Salto | A9650W00IM38-C- | XS4 ANSI electronic RF wireless ready SVN escutcheon, Mifare / DESFire entrance function, W lever, unhanded, satin stainless finish, for use with 1 3/8" - 1 3/4" thick standard door | 1 |  | 1 Year | 727.25 | 0.15 | 618.1625
5998 | Salto | A9650W00IM38-W- | XS4 ANSI electronic RF wireless SVN escutcheon, Mifare / DESFire entrance function, W lever, unhanded, satin stainless finish, for use with 1 3/8" - 1 3/4" thick standard door | 1 |  | 1 Year | 858.35 | 0.15 | 729.5975
5999 | Salto | A9650W00IM48--- | XS4 ANSI electronic wire-free SVN escutcheon, Mifare / DESFire entrance function, W lever, unhanded, satin stainless finish, for use with 1 3/4" - 2 1/4" thick door | 1 |  | 1 Year | 673.15 | 0.15 | 572.1775
6000 | Salto | A9650W00IM48-A- | XS4 ANSI electronic AMOK wire-free SVN escutcheon, Mifare / DESFire entrance function, W lever, unhanded, satin stainless finish, for use with 1 3/4" - 2 1/4" thick door | 1 |  | 1 Year | 802.15 | 0.15 | 681.8275
6001 | Salto | A9650W00IM48-C- | XS4 ANSI electronic RF wireless ready SVN escutcheon, Mifare / DESFire entrance function, W lever, unhanded, satin stainless finish, for use with 1 3/4" - 2 1/4" thick door | 1 |  | 1 Year | 727.25 | 0.15 | 618.1625
6002 | Salto | A9650W00IM48-W- | XS4 ANSI electronic RF wireless SVN escutcheon, Mifare / DESFire entrance function, W lever, unhanded, satin stainless finish, for use with 1 3/4" - 2 1/4" thick door | 1 |  | 1 Year | 858.35 | 0.15 | 729.5975
6003 | Salto | A9650W00IP38--- | XS4 ANSI electronic wire-free SVN escutcheon, Mifare / DESFire entrance function, W lever, unhanded, bright stainless steel finish, for use with 1 3/8" - 1 3/4" thick standard door | 1 |  | 1 Year | 689.45 | 0.15 | 586.0325
6004 | Salto | A9650W00IP38-A- | XS4 ANSI electronic AMOK wire-free SVN escutcheon, Mifare / DESFire entrance function, W lever, unhanded, bright stainless steel finish, for use with 1 3/8" - 1 3/4" thick standard door | 1 |  | 1 Year | 818.45 | 0.15 | 695.6825
6005 | Salto | A9650W00IP38-C- | XS4 ANSI electronic RF wireless ready SVN escutcheon, Mifare / DESFire entrance function, W lever, unhanded, bright stainless steel finish, for use with 1 3/8" - 1 3/4" thick standard door | 1 |  | 1 Year | 743.55 | 0.15 | 632.0175
6006 | Salto | A9650W00IP38-W- | XS4 ANSI electronic RF wireless SVN escutcheon, Mifare / DESFire entrance function, W lever, unhanded, bright stainless steel finish, for use with 1 3/8" - 1 3/4" thick standard door | 1 |  | 1 Year | 874.65 | 0.15 | 743.4525
6007 | Salto | A9650W00IP48--- | XS4 ANSI electronic wire-free SVN escutcheon, Mifare / DESFire entrance function, W lever, unhanded, bright stainless steel finish, for use with 1 3/4" - 2 1/4" thick door | 1 |  | 1 Year | 689.45 | 0.15 | 586.0325
6008 | Salto | A9650W00IP48-A- | XS4 ANSI electronic AMOK wire-free SVN escutcheon, Mifare / DESFire entrance function, W lever, unhanded, bright stainless steel finish, for use with 1 3/4" - 2 1/4" thick door | 1 |  | 1 Year | 818.45 | 0.15 | 695.6825
6009 | Salto | A9650W00IP48-C- | XS4 ANSI electronic RF wireless ready SVN escutcheon, Mifare / DESFire entrance function, W lever, unhanded, bright stainless steel finish, for use with 1 3/4" - 2 1/4" thick door | 1 |  | 1 Year | 743.55 | 0.15 | 632.0175
6010 | Salto | A9650W00IP48-W- | XS4 ANSI electronic RF wireless SVN escutcheon, Mifare / DESFire entrance function, W lever, unhanded, bright stainless steel finish, for use with 1 3/4" - 2 1/4" thick door | 1 |  | 1 Year | 874.65 | 0.15 | 743.4525
6011 | Salto | A9650W00NE38--- | XS4 ANSI electronic wire-free SVN escutcheon, Mifare / DESFire entrance function, W lever, unhanded, black chromium finish, for use with 1 3/8" - 1 3/4" thick standard door | 1 |  | 1 Year | 707.85 | 0.15 | 601.6725
6012 | Salto | A9650W00NE38-A- | XS4 ANSI electronic AMOK wire-free SVN escutcheon, Mifare / DESFire entrance function, W lever, unhanded, black chromium finish, for use with 1 3/8" - 1 3/4" thick standard door | 1 |  | 1 Year | 836.85 | 0.15 | 711.3225
6013 | Salto | A9650W00NE38-C- | XS4 ANSI electronic RF wireless ready SVN escutcheon, Mifare / DESFire entrance function, W lever, unhanded, black chromium finish, for use with 1 3/8" - 1 3/4" thick standard door | 1 |  | 1 Year | 761.95 | 0.15 | 647.6575
6014 | Salto | A9650W00NE38-W- | XS4 ANSI electronic RF wireless SVN escutcheon, Mifare / DESFire entrance function, W lever, unhanded, black chromium finish, for use with 1 3/8" - 1 3/4" thick standard door | 1 |  | 1 Year | 893.05 | 0.15 | 759.0925
6015 | Salto | A9650W00NE48--- | XS4 ANSI electronic wire-free SVN escutcheon, Mifare / DESFire entrance function, W lever, unhanded, black chromium finish, for use with 1 3/4" - 2 1/4" thick door | 1 |  | 1 Year | 707.85 | 0.15 | 601.6725
6016 | Salto | A9650W00NE48-A- | XS4 ANSI electronic AMOK wire-free SVN escutcheon, Mifare / DESFire entrance function, W lever, unhanded, black chromium finish, for use with 1 3/4" - 2 1/4" thick door | 1 |  | 1 Year | 836.85 | 0.15 | 711.3225
6017 | Salto | A9650W00NE48-C- | XS4 ANSI electronic RF wireless ready SVN escutcheon, Mifare / DESFire entrance function, W lever, unhanded, black chromium finish, for use with 1 3/4" - 2 1/4" thick door | 1 |  | 1 Year | 761.95 | 0.15 | 647.6575
6018 | Salto | A9650W00NE48-W- | XS4 ANSI electronic RF wireless SVN escutcheon, Mifare / DESFire entrance function, W lever, unhanded, black chromium finish, for use with 1 3/4" - 2 1/4" thick door | 1 |  | 1 Year | 893.05 | 0.15 | 759.0925
6019 | Salto | A9650W00PM38--- | XS4 ANSI electronic wire-free SVN escutcheon, Mifare / DESFire entrance function, W lever, unhanded, satin brass finish, for use with 1 3/8" - 1 3/4" thick standard door | 1 |  | 1 Year | 673.15 | 0.15 | 572.1775
6020 | Salto | A9650W00PM38-A- | XS4 ANSI electronic AMOK wire-free SVN escutcheon, Mifare / DESFire entrance function, W lever, unhanded, satin brass finish, for use with 1 3/8" - 1 3/4" thick standard door | 1 |  | 1 Year | 802.15 | 0.15 | 681.8275
6021 | Salto | A9650W00PM38-C- | XS4 ANSI electronic RF wireless ready SVN escutcheon, Mifare / DESFire entrance function, W lever, unhanded, satin brass finish, for use with 1 3/8" - 1 3/4" thick standard door | 1 |  | 1 Year | 727.25 | 0.15 | 618.1625
6022 | Salto | A9650W00PM38-W- | XS4 ANSI electronic RF wireless SVN escutcheon, Mifare / DESFire entrance function, W lever, unhanded, satin brass finish, for use with 1 3/8" - 1 3/4" thick standard door | 1 |  | 1 Year | 858.35 | 0.15 | 729.5975
6023 | Salto | A9650W00PM48--- | XS4 ANSI electronic wire-free SVN escutcheon, Mifare / DESFire entrance function, W lever, unhanded, satin brass finish, for use with 1 3/4" - 2 1/4" thick door | 1 |  | 1 Year | 673.15 | 0.15 | 572.1775
6024 | Salto | A9650W00PM48-A- | XS4 ANSI electronic AMOK wire-free SVN escutcheon, Mifare / DESFire entrance function, W lever, unhanded, satin brass finish, for use with 1 3/4" - 2 1/4" thick door | 1 |  | 1 Year | 802.15 | 0.15 | 681.8275
6025 | Salto | A9650W00PM48-C- | XS4 ANSI electronic RF wireless ready SVN escutcheon, Mifare / DESFire entrance function, W lever, unhanded, satin brass finish, for use with 1 3/4" - 2 1/4" thick door | 1 |  | 1 Year | 727.25 | 0.15 | 618.1625
6026 | Salto | A9650W00PM48-W- | XS4 ANSI electronic RF wireless SVN escutcheon, Mifare / DESFire entrance function, W lever, unhanded, satin brass finish, for use with 1 3/4" - 2 1/4" thick door | 1 |  | 1 Year | 858.35 | 0.15 | 729.5975
6027 | Salto | A9650W00PP38--- | XS4 ANSI electronic wire-free SVN escutcheon, Mifare / DESFire entrance function, W lever, unhanded, bright brass finish, for use with 1 3/8" - 1 3/4" thick standard door | 1 |  | 1 Year | 689.45 | 0.15 | 586.0325
6028 | Salto | A9650W00PP38-A- | XS4 ANSI electronic AMOK wire-free SVN escutcheon, Mifare / DESFire entrance function, W lever, unhanded, bright brass finish, for use with 1 3/8" - 1 3/4" thick standard door | 1 |  | 1 Year | 818.45 | 0.15 | 695.6825
6029 | Salto | A9650W00PP38-C- | XS4 ANSI electronic RF wireless ready SVN escutcheon, Mifare / DESFire entrance function, W lever, unhanded, bright brass finish, for use with 1 3/8" - 1 3/4" thick standard door | 1 |  | 1 Year | 743.55 | 0.15 | 632.0175
6030 | Salto | A9650W00PP38-W- | XS4 ANSI electronic RF wireless SVN escutcheon, Mifare / DESFire entrance function, W lever, unhanded, bright brass finish, for use with 1 3/8" - 1 3/4" thick standard door | 1 |  | 1 Year | 874.65 | 0.15 | 743.4525
6031 | Salto | A9650W00PP48--- | XS4 ANSI electronic wire-free SVN escutcheon, Mifare / DESFire entrance function, W lever, unhanded, bright brass finish, for use with 1 3/4" - 2 1/4" thick door | 1 |  | 1 Year | 689.45 | 0.15 | 586.0325
6032 | Salto | A9650W00PP48-A- | XS4 ANSI electronic AMOK wire-free SVN escutcheon, Mifare / DESFire entrance function, W lever, unhanded, bright brass finish, for use with 1 3/4" - 2 1/4" thick door | 1 |  | 1 Year | 818.45 | 0.15 | 695.6825
6033 | Salto | A9650W00PP48-C- | XS4 ANSI electronic RF wireless ready SVN escutcheon, Mifare / DESFire entrance function, W lever, unhanded, bright brass finish, for use with 1 3/4" - 2 1/4" thick door | 1 |  | 1 Year | 743.55 | 0.15 | 632.0175
6034 | Salto | A9650W00PP48-W- | XS4 ANSI electronic RF wireless SVN escutcheon, Mifare / DESFire entrance function, W lever, unhanded, bright brass finish, for use with 1 3/4" - 2 1/4" thick door | 1 |  | 1 Year | 874.65 | 0.15 | 743.4525
6035 | Salto | A9656200IM38--- | XS4 ANSI electronic wire-free SVN escutcheon, Mifare / DESFire push button privacy function, Columbo Robodue premium series lever, unhanded, satin stainless finish, for use with 1 3/8" - 1 3/4" thick standard door | 1 |  | 1 Year | 719.05 | 0.15 | 611.1925
6036 | Salto | A9656200IM38-A- | XS4 ANSI electronic AMOK wire-free SVN escutcheon, Mifare / DESFire push button privacy function, Columbo Robodue premium series lever, unhanded, satin stainless finish, for use with 1 3/8" - 1 3/4" thick standard door | 1 |  | 1 Year | 848.05 | 0.15 | 720.8425
6037 | Salto | A9656200IM38-C- | XS4 ANSI electronic RF wireless ready SVN escutcheon, Mifare / DESFire push button privacy function, Columbo Robodue premium series lever, unhanded, satin stainless finish, for use with 1 3/8" - 1 3/4" thick standard door | 1 |  | 1 Year | 773.15 | 0.15 | 657.1775
6038 | Salto | A9656200IM38-W- | XS4 ANSI electronic RF wireless SVN escutcheon, Mifare / DESFire push button privacy function, Columbo Robodue premium series lever, unhanded, satin stainless finish, for use with 1 3/8" - 1 3/4" thick standard door | 1 |  | 1 Year | 904.25 | 0.15 | 768.6125
6039 | Salto | A9656200IM48--- | XS4 ANSI electronic wire-free SVN escutcheon, Mifare / DESFire push button privacy function, Columbo Robodue premium series lever, unhanded, satin stainless finish, for use with 1 3/4" - 2 1/4" thick door | 1 |  | 1 Year | 719.05 | 0.15 | 611.1925
6040 | Salto | A9656200IM48-A- | XS4 ANSI electronic AMOK wire-free SVN escutcheon, Mifare / DESFire push button privacy function, Columbo Robodue premium series lever, unhanded, satin stainless finish, for use with 1 3/4" - 2 1/4" thick door | 1 |  | 1 Year | 848.05 | 0.15 | 720.8425
6041 | Salto | A9656200IM48-C- | XS4 ANSI electronic RF wireless ready SVN escutcheon, Mifare / DESFire push button privacy function, Columbo Robodue premium series lever, unhanded, satin stainless finish, for use with 1 3/4" - 2 1/4" thick door | 1 |  | 1 Year | 773.15 | 0.15 | 657.1775
6042 | Salto | A9656200IM48-W- | XS4 ANSI electronic RF wireless SVN escutcheon, Mifare / DESFire push button privacy function, Columbo Robodue premium series lever, unhanded, satin stainless finish, for use with 1 3/4" - 2 1/4" thick door | 1 |  | 1 Year | 904.25 | 0.15 | 768.6125
6043 | Salto | A9656200IP38--- | XS4 ANSI electronic wire-free SVN escutcheon, Mifare / DESFire push button privacy function, Columbo Robodue premium series lever, unhanded, bright stainless steel finish, for use with 1 3/8" - 1 3/4" thick standard door | 1 |  | 1 Year | 735.35 | 0.15 | 625.0475
6044 | Salto | A9656200IP38-A- | XS4 ANSI electronic AMOK wire-free SVN escutcheon, Mifare / DESFire push button privacy function, Columbo Robodue premium series lever, unhanded, bright stainless steel finish, for use with 1 3/8" - 1 3/4" thick standard door | 1 |  | 1 Year | 864.35 | 0.15 | 734.6975
6045 | Salto | A9656200IP38-C- | XS4 ANSI electronic RF wireless ready SVN escutcheon, Mifare / DESFire push button privacy function, Columbo Robodue premium series lever, unhanded, bright stainless steel finish, for use with 1 3/8" - 1 3/4" thick standard door | 1 |  | 1 Year | 789.45 | 0.15 | 671.0325
6046 | Salto | A9656200IP38-W- | XS4 ANSI electronic RF wireless SVN escutcheon, Mifare / DESFire push button privacy function, Columbo Robodue premium series lever, unhanded, bright stainless steel finish, for use with 1 3/8" - 1 3/4" thick standard door | 1 |  | 1 Year | 920.55 | 0.15 | 782.4675
6047 | Salto | A9656200IP48--- | XS4 ANSI electronic wire-free SVN escutcheon, Mifare / DESFire push button privacy function, Columbo Robodue premium series lever, unhanded, bright stainless steel finish, for use with 1 3/4" - 2 1/4" thick door | 1 |  | 1 Year | 735.35 | 0.15 | 625.0475
6048 | Salto | A9656200IP48-A- | XS4 ANSI electronic AMOK wire-free SVN escutcheon, Mifare / DESFire push button privacy function, Columbo Robodue premium series lever, unhanded, bright stainless steel finish, for use with 1 3/4" - 2 1/4" thick door | 1 |  | 1 Year | 864.35 | 0.15 | 734.6975
6049 | Salto | A9656200IP48-C- | XS4 ANSI electronic RF wireless ready SVN escutcheon, Mifare / DESFire push button privacy function, Columbo Robodue premium series lever, unhanded, bright stainless steel finish, for use with 1 3/4" - 2 1/4" thick door | 1 |  | 1 Year | 789.45 | 0.15 | 671.0325
6050 | Salto | A9656200IP48-W- | XS4 ANSI electronic RF wireless SVN escutcheon, Mifare / DESFire push button privacy function, Columbo Robodue premium series lever, unhanded, bright stainless steel finish, for use with 1 3/4" - 2 1/4" thick door | 1 |  | 1 Year | 920.55 | 0.15 | 782.4675
6051 | Salto | A9656200PP38--- | XS4 ANSI electronic wire-free SVN escutcheon, Mifare / DESFire push button privacy function, Columbo Robodue premium series lever, unhanded, bright brass finish, for use with 1 3/8" - 1 3/4" thick standard door | 1 |  | 1 Year | 735.35 | 0.15 | 625.0475
6052 | Salto | A9656200PP38-A- | XS4 ANSI electronic AMOK wire-free SVN escutcheon, Mifare / DESFire push button privacy function, Columbo Robodue premium series lever, unhanded, bright brass finish, for use with 1 3/8" - 1 3/4" thick standard door | 1 |  | 1 Year | 864.35 | 0.15 | 734.6975
6053 | Salto | A9656200PP38-C- | XS4 ANSI electronic RF wireless ready SVN escutcheon, Mifare / DESFire push button privacy function, Columbo Robodue premium series lever, unhanded, bright brass finish, for use with 1 3/8" - 1 3/4" thick standard door | 1 |  | 1 Year | 789.45 | 0.15 | 671.0325
6054 | Salto | A9656200PP38-W- | XS4 ANSI electronic RF wireless SVN escutcheon, Mifare / DESFire push button privacy function, Columbo Robodue premium series lever, unhanded, bright brass finish, for use with 1 3/8" - 1 3/4" thick standard door | 1 |  | 1 Year | 920.55 | 0.15 | 782.4675
6055 | Salto | A9656200PP48--- | XS4 ANSI electronic wire-free SVN escutcheon, Mifare / DESFire push button privacy function, Columbo Robodue premium series lever, unhanded, bright brass finish, for use with 1 3/4" - 2 1/4" thick door | 1 |  | 1 Year | 735.35 | 0.15 | 625.0475
6056 | Salto | A9656200PP48-A- | XS4 ANSI electronic AMOK wire-free SVN escutcheon, Mifare / DESFire push button privacy function, Columbo Robodue premium series lever, unhanded, bright brass finish, for use with 1 3/4" - 2 1/4" thick door | 1 |  | 1 Year | 864.35 | 0.15 | 734.6975
6057 | Salto | A9656200PP48-C- | XS4 ANSI electronic RF wireless ready SVN escutcheon, Mifare / DESFire push button privacy function, Columbo Robodue premium series lever, unhanded, bright brass finish, for use with 1 3/4" - 2 1/4" thick door | 1 |  | 1 Year | 789.45 | 0.15 | 671.0325
6058 | Salto | A9656200PP48-W- | XS4 ANSI electronic RF wireless SVN escutcheon, Mifare / DESFire push button privacy function, Columbo Robodue premium series lever, unhanded, bright brass finish, for use with 1 3/4" - 2 1/4" thick door | 1 |  | 1 Year | 920.55 | 0.15 | 782.4675
6059 | Salto | A9656300IM38--- | XS4 ANSI electronic wire-free SVN escutcheon, Mifare / DESFire push button privacy function, Columbo Robotre premium series lever, unhanded, satin stainless finish, for use with 1 3/8" - 1 3/4" thick standard door | 1 |  | 1 Year | 719.05 | 0.15 | 611.1925
6060 | Salto | A9656300IM38-A- | XS4 ANSI electronic AMOK wire-free SVN escutcheon, Mifare / DESFire push button privacy function, Columbo Robotre premium series lever, unhanded, satin stainless finish, for use with 1 3/8" - 1 3/4" thick standard door | 1 |  | 1 Year | 848.05 | 0.15 | 720.8425
6061 | Salto | A9656300IM38-C- | XS4 ANSI electronic RF wireless ready SVN escutcheon, Mifare / DESFire push button privacy function, Columbo Robotre premium series lever, unhanded, satin stainless finish, for use with 1 3/8" - 1 3/4" thick standard door | 1 |  | 1 Year | 773.15 | 0.15 | 657.1775
6062 | Salto | A9656300IM38-W- | XS4 ANSI electronic RF wireless SVN escutcheon, Mifare / DESFire push button privacy function, Columbo Robotre premium series lever, unhanded, satin stainless finish, for use with 1 3/8" - 1 3/4" thick standard door | 1 |  | 1 Year | 904.25 | 0.15 | 768.6125
6063 | Salto | A9656300IM48--- | XS4 ANSI electronic wire-free SVN escutcheon, Mifare / DESFire push button privacy function, Columbo Robotre premium series lever, unhanded, satin stainless finish, for use with 1 3/4" - 2 1/4" thick door | 1 |  | 1 Year | 719.05 | 0.15 | 611.1925
6064 | Salto | A9656300IM48-A- | XS4 ANSI electronic AMOK wire-free SVN escutcheon, Mifare / DESFire push button privacy function, Columbo Robotre premium series lever, unhanded, satin stainless finish, for use with 1 3/4" - 2 1/4" thick door | 1 |  | 1 Year | 848.05 | 0.15 | 720.8425
6065 | Salto | A9656300IM48-C- | XS4 ANSI electronic RF wireless ready SVN escutcheon, Mifare / DESFire push button privacy function, Columbo Robotre premium series lever, unhanded, satin stainless finish, for use with 1 3/4" - 2 1/4" thick door | 1 |  | 1 Year | 773.15 | 0.15 | 657.1775
6066 | Salto | A9656300IM48-W- | XS4 ANSI electronic RF wireless SVN escutcheon, Mifare / DESFire push button privacy function, Columbo Robotre premium series lever, unhanded, satin stainless finish, for use with 1 3/4" - 2 1/4" thick door | 1 |  | 1 Year | 904.25 | 0.15 | 768.6125
6067 | Salto | A9656300IP38--- | XS4 ANSI electronic wire-free SVN escutcheon, Mifare / DESFire push button privacy function, Columbo Robotre premium series lever, unhanded, bright stainless steel finish, for use with 1 3/8" - 1 3/4" thick standard door | 1 |  | 1 Year | 735.35 | 0.15 | 625.0475
6068 | Salto | A9656300IP38-A- | XS4 ANSI electronic AMOK wire-free SVN escutcheon, Mifare / DESFire push button privacy function, Columbo Robotre premium series lever, unhanded, bright stainless steel finish, for use with 1 3/8" - 1 3/4" thick standard door | 1 |  | 1 Year | 864.35 | 0.15 | 734.6975
6069 | Salto | A9656300IP38-C- | XS4 ANSI electronic RF wireless ready SVN escutcheon, Mifare / DESFire push button privacy function, Columbo Robotre premium series lever, unhanded, bright stainless steel finish, for use with 1 3/8" - 1 3/4" thick standard door | 1 |  | 1 Year | 789.45 | 0.15 | 671.0325
6070 | Salto | A9656300IP38-W- | XS4 ANSI electronic RF wireless SVN escutcheon, Mifare / DESFire push button privacy function, Columbo Robotre premium series lever, unhanded, bright stainless steel finish, for use with 1 3/8" - 1 3/4" thick standard door | 1 |  | 1 Year | 920.55 | 0.15 | 782.4675
6071 | Salto | A9656300IP48--- | XS4 ANSI electronic wire-free SVN escutcheon, Mifare / DESFire push button privacy function, Columbo Robotre premium series lever, unhanded, bright stainless steel finish, for use with 1 3/4" - 2 1/4" thick door | 1 |  | 1 Year | 735.35 | 0.15 | 625.0475
6072 | Salto | A9656300IP48-A- | XS4 ANSI electronic AMOK wire-free SVN escutcheon, Mifare / DESFire push button privacy function, Columbo Robotre premium series lever, unhanded, bright stainless steel finish, for use with 1 3/4" - 2 1/4" thick door | 1 |  | 1 Year | 864.35 | 0.15 | 734.6975
6073 | Salto | A9656300IP48-C- | XS4 ANSI electronic RF wireless ready SVN escutcheon, Mifare / DESFire push button privacy function, Columbo Robotre premium series lever, unhanded, bright stainless steel finish, for use with 1 3/4" - 2 1/4" thick door | 1 |  | 1 Year | 789.45 | 0.15 | 671.0325
6074 | Salto | A9656300IP48-W- | XS4 ANSI electronic RF wireless SVN escutcheon, Mifare / DESFire push button privacy function, Columbo Robotre premium series lever, unhanded, bright stainless steel finish, for use with 1 3/4" - 2 1/4" thick door | 1 |  | 1 Year | 920.55 | 0.15 | 782.4675
6075 | Salto | A9656300PP38--- | XS4 ANSI electronic wire-free SVN escutcheon, Mifare / DESFire push button privacy function, Columbo Robotre premium series lever, unhanded, bright brass finish, for use with 1 3/8" - 1 3/4" thick standard door | 1 |  | 1 Year | 735.35 | 0.15 | 625.0475
6076 | Salto | A9656300PP38-A- | XS4 ANSI electronic AMOK wire-free SVN escutcheon, Mifare / DESFire push button privacy function, Columbo Robotre premium series lever, unhanded, bright brass finish, for use with 1 3/8" - 1 3/4" thick standard door | 1 |  | 1 Year | 864.35 | 0.15 | 734.6975
6077 | Salto | A9656300PP38-C- | XS4 ANSI electronic RF wireless ready SVN escutcheon, Mifare / DESFire push button privacy function, Columbo Robotre premium series lever, unhanded, bright brass finish, for use with 1 3/8" - 1 3/4" thick standard door | 1 |  | 1 Year | 789.45 | 0.15 | 671.0325
6078 | Salto | A9656300PP38-W- | XS4 ANSI electronic RF wireless SVN escutcheon, Mifare / DESFire push button privacy function, Columbo Robotre premium series lever, unhanded, bright brass finish, for use with 1 3/8" - 1 3/4" thick standard door | 1 |  | 1 Year | 920.55 | 0.15 | 782.4675
6079 | Salto | A9656300PP48--- | XS4 ANSI electronic wire-free SVN escutcheon, Mifare / DESFire push button privacy function, Columbo Robotre premium series lever, unhanded, bright brass finish, for use with 1 3/4" - 2 1/4" thick door | 1 |  | 1 Year | 735.35 | 0.15 | 625.0475
6080 | Salto | A9656300PP48-A- | XS4 ANSI electronic AMOK wire-free SVN escutcheon, Mifare / DESFire push button privacy function, Columbo Robotre premium series lever, unhanded, bright brass finish, for use with 1 3/4" - 2 1/4" thick door | 1 |  | 1 Year | 864.35 | 0.15 | 734.6975
6081 | Salto | A9656300PP48-C- | XS4 ANSI electronic RF wireless ready SVN escutcheon, Mifare / DESFire push button privacy function, Columbo Robotre premium series lever, unhanded, bright brass finish, for use with 1 3/4" - 2 1/4" thick door | 1 |  | 1 Year | 789.45 | 0.15 | 671.0325
6082 | Salto | A9656300PP48-W- | XS4 ANSI electronic RF wireless SVN escutcheon, Mifare / DESFire push button privacy function, Columbo Robotre premium series lever, unhanded, bright brass finish, for use with 1 3/4" - 2 1/4" thick door | 1 |  | 1 Year | 920.55 | 0.15 | 782.4675
6083 | Salto | A9656400IM38--- | XS4 ANSI electronic wire-free SVN escutcheon, Mifare / DESFire push button privacy function, Columbo Roboquattro premium series lever, unhanded, satin stainless finish, for use with 1 3/8" - 1 3/4" thick standard door | 1 |  | 1 Year | 719.05 | 0.15 | 611.1925
6084 | Salto | A9656400IM38-A- | XS4 ANSI electronic AMOK wire-free SVN escutcheon, Mifare / DESFire push button privacy function, Columbo Roboquattro premium series lever, unhanded, satin stainless finish, for use with 1 3/8" - 1 3/4" thick standard door | 1 |  | 1 Year | 848.05 | 0.15 | 720.8425
6085 | Salto | A9656400IM38-C- | XS4 ANSI electronic RF wireless ready SVN escutcheon, Mifare / DESFire push button privacy function, Columbo Roboquattro premium series lever, unhanded, satin stainless finish, for use with 1 3/8" - 1 3/4" thick standard door | 1 |  | 1 Year | 773.15 | 0.15 | 657.1775
6086 | Salto | A9656400IM38-W- | XS4 ANSI electronic RF wireless SVN escutcheon, Mifare / DESFire push button privacy function, Columbo Roboquattro premium series lever, unhanded, satin stainless finish, for use with 1 3/8" - 1 3/4" thick standard door | 1 |  | 1 Year | 904.25 | 0.15 | 768.6125
6087 | Salto | A9656400IM48--- | XS4 ANSI electronic wire-free SVN escutcheon, Mifare / DESFire push button privacy function, Columbo Roboquattro premium series lever, unhanded, satin stainless finish, for use with 1 3/4" - 2 1/4" thick door | 1 |  | 1 Year | 719.05 | 0.15 | 611.1925
6088 | Salto | A9656400IM48-A- | XS4 ANSI electronic AMOK wire-free SVN escutcheon, Mifare / DESFire push button privacy function, Columbo Roboquattro premium series lever, unhanded, satin stainless finish, for use with 1 3/4" - 2 1/4" thick door | 1 |  | 1 Year | 848.05 | 0.15 | 720.8425
6089 | Salto | A9656400IM48-C- | XS4 ANSI electronic RF wireless ready SVN escutcheon, Mifare / DESFire push button privacy function, Columbo Roboquattro premium series lever, unhanded, satin stainless finish, for use with 1 3/4" - 2 1/4" thick door | 1 |  | 1 Year | 773.15 | 0.15 | 657.1775
6090 | Salto | A9656400IM48-W- | XS4 ANSI electronic RF wireless SVN escutcheon, Mifare / DESFire push button privacy function, Columbo Roboquattro premium series lever, unhanded, satin stainless finish, for use with 1 3/4" - 2 1/4" thick door | 1 |  | 1 Year | 904.25 | 0.15 | 768.6125
6091 | Salto | A9656400IP38--- | XS4 ANSI electronic wire-free SVN escutcheon, Mifare / DESFire push button privacy function, Columbo Roboquattro premium series lever, unhanded, bright stainless steel finish, for use with 1 3/8" - 1 3/4" thick standard door | 1 |  | 1 Year | 735.35 | 0.15 | 625.0475
6092 | Salto | A9656400IP38-A- | XS4 ANSI electronic AMOK wire-free SVN escutcheon, Mifare / DESFire push button privacy function, Columbo Roboquattro premium series lever, unhanded, bright stainless steel finish, for use with 1 3/8" - 1 3/4" thick standard door | 1 |  | 1 Year | 864.35 | 0.15 | 734.6975
6093 | Salto | A9656400IP38-C- | XS4 ANSI electronic RF wireless ready SVN escutcheon, Mifare / DESFire push button privacy function, Columbo Roboquattro premium series lever, unhanded, bright stainless steel finish, for use with 1 3/8" - 1 3/4" thick standard door | 1 |  | 1 Year | 789.45 | 0.15 | 671.0325
6094 | Salto | A9656400IP38-W- | XS4 ANSI electronic RF wireless SVN escutcheon, Mifare / DESFire push button privacy function, Columbo Roboquattro premium series lever, unhanded, bright stainless steel finish, for use with 1 3/8" - 1 3/4" thick standard door | 1 |  | 1 Year | 920.55 | 0.15 | 782.4675
6095 | Salto | A9656400IP48--- | XS4 ANSI electronic wire-free SVN escutcheon, Mifare / DESFire push button privacy function, Columbo Roboquattro premium series lever, unhanded, bright stainless steel finish, for use with 1 3/4" - 2 1/4" thick door | 1 |  | 1 Year | 735.35 | 0.15 | 625.0475
6096 | Salto | A9656400IP48-A- | XS4 ANSI electronic AMOK wire-free SVN escutcheon, Mifare / DESFire push button privacy function, Columbo Roboquattro premium series lever, unhanded, bright stainless steel finish, for use with 1 3/4" - 2 1/4" thick door | 1 |  | 1 Year | 864.35 | 0.15 | 734.6975
6097 | Salto | A9656400IP48-C- | XS4 ANSI electronic RF wireless ready SVN escutcheon, Mifare / DESFire push button privacy function, Columbo Roboquattro premium series lever, unhanded, bright stainless steel finish, for use with 1 3/4" - 2 1/4" thick door | 1 |  | 1 Year | 789.45 | 0.15 | 671.0325
6098 | Salto | A9656400IP48-W- | XS4 ANSI electronic RF wireless SVN escutcheon, Mifare / DESFire push button privacy function, Columbo Roboquattro premium series lever, unhanded, bright stainless steel finish, for use with 1 3/4" - 2 1/4" thick door | 1 |  | 1 Year | 920.55 | 0.15 | 782.4675
6099 | Salto | A9656400PP38--- | XS4 ANSI electronic wire-free SVN escutcheon, Mifare / DESFire push button privacy function, Columbo Roboquattro premium series lever, unhanded, bright brass finish, for use with 1 3/8" - 1 3/4" thick standard door | 1 |  | 1 Year | 735.35 | 0.15 | 625.0475
6100 | Salto | A9656400PP38-A- | XS4 ANSI electronic AMOK wire-free SVN escutcheon, Mifare / DESFire push button privacy function, Columbo Roboquattro premium series lever, unhanded, bright brass finish, for use with 1 3/8" - 1 3/4" thick standard door | 1 |  | 1 Year | 864.35 | 0.15 | 734.6975
6101 | Salto | A9656400PP38-C- | XS4 ANSI electronic RF wireless ready SVN escutcheon, Mifare / DESFire push button privacy function, Columbo Roboquattro premium series lever, unhanded, bright brass finish, for use with 1 3/8" - 1 3/4" thick standard door | 1 |  | 1 Year | 789.45 | 0.15 | 671.0325
6102 | Salto | A9656400PP38-W- | XS4 ANSI electronic RF wireless SVN escutcheon, Mifare / DESFire push button privacy function, Columbo Roboquattro premium series lever, unhanded, bright brass finish, for use with 1 3/8" - 1 3/4" thick standard door | 1 |  | 1 Year | 920.55 | 0.15 | 782.4675
6103 | Salto | A9656400PP48--- | XS4 ANSI electronic wire-free SVN escutcheon, Mifare / DESFire push button privacy function, Columbo Roboquattro premium series lever, unhanded, bright brass finish, for use with 1 3/4" - 2 1/4" thick door | 1 |  | 1 Year | 735.35 | 0.15 | 625.0475
6104 | Salto | A9656400PP48-A- | XS4 ANSI electronic AMOK wire-free SVN escutcheon, Mifare / DESFire push button privacy function, Columbo Roboquattro premium series lever, unhanded, bright brass finish, for use with 1 3/4" - 2 1/4" thick door | 1 |  | 1 Year | 864.35 | 0.15 | 734.6975
6105 | Salto | A9656400PP48-C- | XS4 ANSI electronic RF wireless ready SVN escutcheon, Mifare / DESFire push button privacy function, Columbo Roboquattro premium series lever, unhanded, bright brass finish, for use with 1 3/4" - 2 1/4" thick door | 1 |  | 1 Year | 789.45 | 0.15 | 671.0325
6106 | Salto | A9656400PP48-W- | XS4 ANSI electronic RF wireless SVN escutcheon, Mifare / DESFire push button privacy function, Columbo Roboquattro premium series lever, unhanded, bright brass finish, for use with 1 3/4" - 2 1/4" thick door | 1 |  | 1 Year | 920.55 | 0.15 | 782.4675
6107 | Salto | A9656700IM38--- | XS4 ANSI electronic wire-free SVN escutcheon, Mifare / DESFire push button privacy function, Columbo Mach premium series lever, unhanded, satin stainless finish, for use with 1 3/8" - 1 3/4" thick standard door | 1 |  | 1 Year | 719.05 | 0.15 | 611.1925
6108 | Salto | A9656700IM38-A- | XS4 ANSI electronic AMOK wire-free SVN escutcheon, Mifare / DESFire push button privacy function, Columbo Mach premium series lever, unhanded, satin stainless finish, for use with 1 3/8" - 1 3/4" thick standard door | 1 |  | 1 Year | 848.05 | 0.15 | 720.8425
6109 | Salto | A9656700IM38-C- | XS4 ANSI electronic RF wireless ready SVN escutcheon, Mifare / DESFire push button privacy function, Columbo Mach premium series lever, unhanded, satin stainless finish, for use with 1 3/8" - 1 3/4" thick standard door | 1 |  | 1 Year | 773.15 | 0.15 | 657.1775
6110 | Salto | A9656700IM38-W- | XS4 ANSI electronic RF wireless SVN escutcheon, Mifare / DESFire push button privacy function, Columbo Mach premium series lever, unhanded, satin stainless finish, for use with 1 3/8" - 1 3/4" thick standard door | 1 |  | 1 Year | 904.25 | 0.15 | 768.6125
6111 | Salto | A9656700IM48--- | XS4 ANSI electronic wire-free SVN escutcheon, Mifare / DESFire push button privacy function, Columbo Mach premium series lever, unhanded, satin stainless finish, for use with 1 3/4" - 2 1/4" thick door | 1 |  | 1 Year | 719.05 | 0.15 | 611.1925
6112 | Salto | A9656700IM48-A- | XS4 ANSI electronic AMOK wire-free SVN escutcheon, Mifare / DESFire push button privacy function, Columbo Mach premium series lever, unhanded, satin stainless finish, for use with 1 3/4" - 2 1/4" thick door | 1 |  | 1 Year | 848.05 | 0.15 | 720.8425
6113 | Salto | A9656700IM48-C- | XS4 ANSI electronic RF wireless ready SVN escutcheon, Mifare / DESFire push button privacy function, Columbo Mach premium series lever, unhanded, satin stainless finish, for use with 1 3/4" - 2 1/4" thick door | 1 |  | 1 Year | 773.15 | 0.15 | 657.1775
6114 | Salto | A9656700IM48-W- | XS4 ANSI electronic RF wireless SVN escutcheon, Mifare / DESFire push button privacy function, Columbo Mach premium series lever, unhanded, satin stainless finish, for use with 1 3/4" - 2 1/4" thick door | 1 |  | 1 Year | 904.25 | 0.15 | 768.6125
6115 | Salto | A9656700IP38--- | XS4 ANSI electronic wire-free SVN escutcheon, Mifare / DESFire push button privacy function, Columbo Mach premium series lever, unhanded, bright stainless steel finish, for use with 1 3/8" - 1 3/4" thick standard door | 1 |  | 1 Year | 735.35 | 0.15 | 625.0475
6116 | Salto | A9656700IP38-A- | XS4 ANSI electronic AMOK wire-free SVN escutcheon, Mifare / DESFire push button privacy function, Columbo Mach premium series lever, unhanded, bright stainless steel finish, for use with 1 3/8" - 1 3/4" thick standard door | 1 |  | 1 Year | 864.35 | 0.15 | 734.6975
6117 | Salto | A9656700IP38-C- | XS4 ANSI electronic RF wireless ready SVN escutcheon, Mifare / DESFire push button privacy function, Columbo Mach premium series lever, unhanded, bright stainless steel finish, for use with 1 3/8" - 1 3/4" thick standard door | 1 |  | 1 Year | 789.45 | 0.15 | 671.0325
6118 | Salto | A9656700IP38-W- | XS4 ANSI electronic RF wireless SVN escutcheon, Mifare / DESFire push button privacy function, Columbo Mach premium series lever, unhanded, bright stainless steel finish, for use with 1 3/8" - 1 3/4" thick standard door | 1 |  | 1 Year | 920.55 | 0.15 | 782.4675
6119 | Salto | A9656700IP48--- | XS4 ANSI electronic wire-free SVN escutcheon, Mifare / DESFire push button privacy function, Columbo Mach premium series lever, unhanded, bright stainless steel finish, for use with 1 3/4" - 2 1/4" thick door | 1 |  | 1 Year | 735.35 | 0.15 | 625.0475
6120 | Salto | A9656700IP48-A- | XS4 ANSI electronic AMOK wire-free SVN escutcheon, Mifare / DESFire push button privacy function, Columbo Mach premium series lever, unhanded, bright stainless steel finish, for use with 1 3/4" - 2 1/4" thick door | 1 |  | 1 Year | 864.35 | 0.15 | 734.6975
6121 | Salto | A9656700IP48-C- | XS4 ANSI electronic RF wireless ready SVN escutcheon, Mifare / DESFire push button privacy function, Columbo Mach premium series lever, unhanded, bright stainless steel finish, for use with 1 3/4" - 2 1/4" thick door | 1 |  | 1 Year | 789.45 | 0.15 | 671.0325
6122 | Salto | A9656700IP48-W- | XS4 ANSI electronic RF wireless SVN escutcheon, Mifare / DESFire push button privacy function, Columbo Mach premium series lever, unhanded, bright stainless steel finish, for use with 1 3/4" - 2 1/4" thick door | 1 |  | 1 Year | 920.55 | 0.15 | 782.4675
6123 | Salto | A9656700PP38--- | XS4 ANSI electronic wire-free SVN escutcheon, Mifare / DESFire push button privacy function, Columbo Mach premium series lever, unhanded, bright brass finish, for use with 1 3/8" - 1 3/4" thick standard door | 1 |  | 1 Year | 735.35 | 0.15 | 625.0475
6124 | Salto | A9656700PP38-A- | XS4 ANSI electronic AMOK wire-free SVN escutcheon, Mifare / DESFire push button privacy function, Columbo Mach premium series lever, unhanded, bright brass finish, for use with 1 3/8" - 1 3/4" thick standard door | 1 |  | 1 Year | 864.35 | 0.15 | 734.6975
6125 | Salto | A9656700PP38-C- | XS4 ANSI electronic RF wireless ready SVN escutcheon, Mifare / DESFire push button privacy function, Columbo Mach premium series lever, unhanded, bright brass finish, for use with 1 3/8" - 1 3/4" thick standard door | 1 |  | 1 Year | 789.45 | 0.15 | 671.0325
6126 | Salto | A9656700PP38-W- | XS4 ANSI electronic RF wireless SVN escutcheon, Mifare / DESFire push button privacy function, Columbo Mach premium series lever, unhanded, bright brass finish, for use with 1 3/8" - 1 3/4" thick standard door | 1 |  | 1 Year | 920.55 | 0.15 | 782.4675
6127 | Salto | A9656700PP48--- | XS4 ANSI electronic wire-free SVN escutcheon, Mifare / DESFire push button privacy function, Columbo Mach premium series lever, unhanded, bright brass finish, for use with 1 3/4" - 2 1/4" thick door | 1 |  | 1 Year | 735.35 | 0.15 | 625.0475
6128 | Salto | A9656700PP48-A- | XS4 ANSI electronic AMOK wire-free SVN escutcheon, Mifare / DESFire push button privacy function, Columbo Mach premium series lever, unhanded, bright brass finish, for use with 1 3/4" - 2 1/4" thick door | 1 |  | 1 Year | 864.35 | 0.15 | 734.6975
6129 | Salto | A9656700PP48-C- | XS4 ANSI electronic RF wireless ready SVN escutcheon, Mifare / DESFire push button privacy function, Columbo Mach premium series lever, unhanded, bright brass finish, for use with 1 3/4" - 2 1/4" thick door | 1 |  | 1 Year | 789.45 | 0.15 | 671.0325
6130 | Salto | A9656700PP48-W- | XS4 ANSI electronic RF wireless SVN escutcheon, Mifare / DESFire push button privacy function, Columbo Mach premium series lever, unhanded, bright brass finish, for use with 1 3/4" - 2 1/4" thick door | 1 |  | 1 Year | 920.55 | 0.15 | 782.4675
6131 | Salto | A9656A00BC38--- | XS4 ANSI electronic wire-free SVN escutcheon, Mifare / DESFire push button privacy function, A lever, unhanded, BioCote antimicrobial finish, for use with 1 3/8" - 1 3/4" thick standard door | 1 |  | 1 Year | 725.15 | 0.15 | 616.3775
6132 | Salto | A9656A00BC38-A- | XS4 ANSI electronic AMOK wire-free SVN escutcheon, Mifare / DESFire push button privacy function, A lever, unhanded, BioCote antimicrobial finish, for use with 1 3/8" - 1 3/4" thick standard door | 1 |  | 1 Year | 854.15 | 0.15 | 726.0275
6133 | Salto | A9656A00BC38-C- | XS4 ANSI electronic RF wireless ready SVN escutcheon, Mifare / DESFire push button privacy function, A lever, unhanded, BioCote antimicrobial finish, for use with 1 3/8" - 1 3/4" thick standard door | 1 |  | 1 Year | 779.25 | 0.15 | 662.3625
6134 | Salto | A9656A00BC38-W- | XS4 ANSI electronic RF wireless SVN escutcheon, Mifare / DESFire push button privacy function, A lever, unhanded, BioCote antimicrobial finish, for use with 1 3/8" - 1 3/4" thick standard door | 1 |  | 1 Year | 910.35 | 0.15 | 773.7975
6135 | Salto | A9656A00BC48--- | XS4 ANSI electronic wire-free SVN escutcheon, Mifare / DESFire push button privacy function, A lever, unhanded, BioCote antimicrobial finish, for use with 1 3/4" - 2 1/4" thick door | 1 |  | 1 Year | 725.15 | 0.15 | 616.3775
6136 | Salto | A9656A00BC48-A- | XS4 ANSI electronic AMOK wire-free SVN escutcheon, Mifare / DESFire push button privacy function, A lever, unhanded, BioCote antimicrobial finish, for use with 1 3/4" - 2 1/4" thick door | 1 |  | 1 Year | 854.15 | 0.15 | 726.0275
6137 | Salto | A9656A00BC48-C- | XS4 ANSI electronic RF wireless ready SVN escutcheon, Mifare / DESFire push button privacy function, A lever, unhanded, BioCote antimicrobial finish, for use with 1 3/4" - 2 1/4" thick door | 1 |  | 1 Year | 779.25 | 0.15 | 662.3625
6138 | Salto | A9656A00BC48-W- | XS4 ANSI electronic RF wireless SVN escutcheon, Mifare / DESFire push button privacy function, A lever, unhanded, BioCote antimicrobial finish, for use with 1 3/4" - 2 1/4" thick door | 1 |  | 1 Year | 910.35 | 0.15 | 773.7975
6139 | Salto | A9656A00IA38--- | XS4 ANSI electronic wire-free SVN escutcheon, Mifare / DESFire push button privacy function, A lever, unhanded, antique brass finish, for use with 1 3/8" - 1 3/4" thick standard door | 1 |  | 1 Year | 725.15 | 0.15 | 616.3775
6140 | Salto | A9656A00IA38-A- | XS4 ANSI electronic AMOK wire-free SVN escutcheon, Mifare / DESFire push button privacy function, A lever, unhanded, antique brass finish, for use with 1 3/8" - 1 3/4" thick standard door | 1 |  | 1 Year | 854.15 | 0.15 | 726.0275
6141 | Salto | A9656A00IA38-C- | XS4 ANSI electronic RF wireless ready SVN escutcheon, Mifare / DESFire push button privacy function, A lever, unhanded, antique brass finish, for use with 1 3/8" - 1 3/4" thick standard door | 1 |  | 1 Year | 779.25 | 0.15 | 662.3625
6142 | Salto | A9656A00IA38-W- | XS4 ANSI electronic RF wireless SVN escutcheon, Mifare / DESFire push button privacy function, A lever, unhanded, antique brass finish, for use with 1 3/8" - 1 3/4" thick standard door | 1 |  | 1 Year | 910.35 | 0.15 | 773.7975
6143 | Salto | A9656A00IA48--- | XS4 ANSI electronic wire-free SVN escutcheon, Mifare / DESFire push button privacy function, A lever, unhanded, antique brass finish, for use with 1 3/4" - 2 1/4" thick door | 1 |  | 1 Year | 725.15 | 0.15 | 616.3775
6144 | Salto | A9656A00IA48-A- | XS4 ANSI electronic AMOK wire-free SVN escutcheon, Mifare / DESFire push button privacy function, A lever, unhanded, antique brass finish, for use with 1 3/4" - 2 1/4" thick door | 1 |  | 1 Year | 854.15 | 0.15 | 726.0275
6145 | Salto | A9656A00IA48-C- | XS4 ANSI electronic RF wireless ready SVN escutcheon, Mifare / DESFire push button privacy function, A lever, unhanded, antique brass finish, for use with 1 3/4" - 2 1/4" thick door | 1 |  | 1 Year | 779.25 | 0.15 | 662.3625
6146 | Salto | A9656A00IA48-W- | XS4 ANSI electronic RF wireless SVN escutcheon, Mifare / DESFire push button privacy function, A lever, unhanded, antique brass finish, for use with 1 3/4" - 2 1/4" thick door | 1 |  | 1 Year | 910.35 | 0.15 | 773.7975
6147 | Salto | A9656A00IM38--- | XS4 ANSI electronic wire-free SVN escutcheon, Mifare / DESFire push button privacy function, A lever, unhanded, satin stainless finish, for use with 1 3/8" - 1 3/4" thick standard door | 1 |  | 1 Year | 673.15 | 0.15 | 572.1775
6148 | Salto | A9656A00IM38-A- | XS4 ANSI electronic AMOK wire-free SVN escutcheon, Mifare / DESFire push button privacy function, A lever, unhanded, satin stainless finish, for use with 1 3/8" - 1 3/4" thick standard door | 1 |  | 1 Year | 802.15 | 0.15 | 681.8275
6149 | Salto | A9656A00IM38-C- | XS4 ANSI electronic RF wireless ready SVN escutcheon, Mifare / DESFire push button privacy function, A lever, unhanded, satin stainless finish, for use with 1 3/8" - 1 3/4" thick standard door | 1 |  | 1 Year | 727.25 | 0.15 | 618.1625
6150 | Salto | A9656A00IM38-W- | XS4 ANSI electronic RF wireless SVN escutcheon, Mifare / DESFire push button privacy function, A lever, unhanded, satin stainless finish, for use with 1 3/8" - 1 3/4" thick standard door | 1 |  | 1 Year | 858.35 | 0.15 | 729.5975
6151 | Salto | A9656A00IM48--- | XS4 ANSI electronic wire-free SVN escutcheon, Mifare / DESFire push button privacy function, A lever, unhanded, satin stainless finish, for use with 1 3/4" - 2 1/4" thick door | 1 |  | 1 Year | 673.15 | 0.15 | 572.1775
6152 | Salto | A9656A00IM48-A- | XS4 ANSI electronic AMOK wire-free SVN escutcheon, Mifare / DESFire push button privacy function, A lever, unhanded, satin stainless finish, for use with 1 3/4" - 2 1/4" thick door | 1 |  | 1 Year | 802.15 | 0.15 | 681.8275
6153 | Salto | A9656A00IM48-C- | XS4 ANSI electronic RF wireless ready SVN escutcheon, Mifare / DESFire push button privacy function, A lever, unhanded, satin stainless finish, for use with 1 3/4" - 2 1/4" thick door | 1 |  | 1 Year | 727.25 | 0.15 | 618.1625
6154 | Salto | A9656A00IM48-W- | XS4 ANSI electronic RF wireless SVN escutcheon, Mifare / DESFire push button privacy function, A lever, unhanded, satin stainless finish, for use with 1 3/4" - 2 1/4" thick door | 1 |  | 1 Year | 858.35 | 0.15 | 729.5975
6155 | Salto | A9656A00IP38--- | XS4 ANSI electronic wire-free SVN escutcheon, Mifare / DESFire push button privacy function, A lever, unhanded, bright stainless steel finish, for use with 1 3/8" - 1 3/4" thick standard door | 1 |  | 1 Year | 689.45 | 0.15 | 586.0325
6156 | Salto | A9656A00IP38-A- | XS4 ANSI electronic AMOK wire-free SVN escutcheon, Mifare / DESFire push button privacy function, A lever, unhanded, bright stainless steel finish, for use with 1 3/8" - 1 3/4" thick standard door | 1 |  | 1 Year | 818.45 | 0.15 | 695.6825
6157 | Salto | A9656A00IP38-C- | XS4 ANSI electronic RF wireless ready SVN escutcheon, Mifare / DESFire push button privacy function, A lever, unhanded, bright stainless steel finish, for use with 1 3/8" - 1 3/4" thick standard door | 1 |  | 1 Year | 743.55 | 0.15 | 632.0175
6158 | Salto | A9656A00IP38-W- | XS4 ANSI electronic RF wireless SVN escutcheon, Mifare / DESFire push button privacy function, A lever, unhanded, bright stainless steel finish, for use with 1 3/8" - 1 3/4" thick standard door | 1 |  | 1 Year | 874.65 | 0.15 | 743.4525
6159 | Salto | A9656A00IP48--- | XS4 ANSI electronic wire-free SVN escutcheon, Mifare / DESFire push button privacy function, A lever, unhanded, bright stainless steel finish, for use with 1 3/4" - 2 1/4" thick door | 1 |  | 1 Year | 689.45 | 0.15 | 586.0325
6160 | Salto | A9656A00IP48-A- | XS4 ANSI electronic AMOK wire-free SVN escutcheon, Mifare / DESFire push button privacy function, A lever, unhanded, bright stainless steel finish, for use with 1 3/4" - 2 1/4" thick door | 1 |  | 1 Year | 818.45 | 0.15 | 695.6825
6161 | Salto | A9656A00IP48-C- | XS4 ANSI electronic RF wireless ready SVN escutcheon, Mifare / DESFire push button privacy function, A lever, unhanded, bright stainless steel finish, for use with 1 3/4" - 2 1/4" thick door | 1 |  | 1 Year | 743.55 | 0.15 | 632.0175
6162 | Salto | A9656A00IP48-W- | XS4 ANSI electronic RF wireless SVN escutcheon, Mifare / DESFire push button privacy function, A lever, unhanded, bright stainless steel finish, for use with 1 3/4" - 2 1/4" thick door | 1 |  | 1 Year | 874.65 | 0.15 | 743.4525
6163 | Salto | A9656A00NE38--- | XS4 ANSI electronic wire-free SVN escutcheon, Mifare / DESFire push button privacy function, A lever, unhanded, black chromium finish, for use with 1 3/8" - 1 3/4" thick standard door | 1 |  | 1 Year | 707.85 | 0.15 | 601.6725
6164 | Salto | A9656A00NE38-A- | XS4 ANSI electronic AMOK wire-free SVN escutcheon, Mifare / DESFire push button privacy function, A lever, unhanded, black chromium finish, for use with 1 3/8" - 1 3/4" thick standard door | 1 |  | 1 Year | 836.85 | 0.15 | 711.3225
6165 | Salto | A9656A00NE38-C- | XS4 ANSI electronic RF wireless ready SVN escutcheon, Mifare / DESFire push button privacy function, A lever, unhanded, black chromium finish, for use with 1 3/8" - 1 3/4" thick standard door | 1 |  | 1 Year | 761.95 | 0.15 | 647.6575
6166 | Salto | A9656A00NE38-W- | XS4 ANSI electronic RF wireless SVN escutcheon, Mifare / DESFire push button privacy function, A lever, unhanded, black chromium finish, for use with 1 3/8" - 1 3/4" thick standard door | 1 |  | 1 Year | 893.05 | 0.15 | 759.0925
6167 | Salto | A9656A00NE48--- | XS4 ANSI electronic wire-free SVN escutcheon, Mifare / DESFire push button privacy function, A lever, unhanded, black chromium finish, for use with 1 3/4" - 2 1/4" thick door | 1 |  | 1 Year | 707.85 | 0.15 | 601.6725
6168 | Salto | A9656A00NE48-A- | XS4 ANSI electronic AMOK wire-free SVN escutcheon, Mifare / DESFire push button privacy function, A lever, unhanded, black chromium finish, for use with 1 3/4" - 2 1/4" thick door | 1 |  | 1 Year | 836.85 | 0.15 | 711.3225
6169 | Salto | A9656A00NE48-C- | XS4 ANSI electronic RF wireless ready SVN escutcheon, Mifare / DESFire push button privacy function, A lever, unhanded, black chromium finish, for use with 1 3/4" - 2 1/4" thick door | 1 |  | 1 Year | 761.95 | 0.15 | 647.6575
6170 | Salto | A9656A00NE48-W- | XS4 ANSI electronic RF wireless SVN escutcheon, Mifare / DESFire push button privacy function, A lever, unhanded, black chromium finish, for use with 1 3/4" - 2 1/4" thick door | 1 |  | 1 Year | 893.05 | 0.15 | 759.0925
6171 | Salto | A9656A00PM38--- | XS4 ANSI electronic wire-free SVN escutcheon, Mifare / DESFire push button privacy function, A lever, unhanded, satin brass finish, for use with 1 3/8" - 1 3/4" thick standard door | 1 |  | 1 Year | 673.15 | 0.15 | 572.1775
6172 | Salto | A9656A00PM38-A- | XS4 ANSI electronic AMOK wire-free SVN escutcheon, Mifare / DESFire push button privacy function, A lever, unhanded, satin brass finish, for use with 1 3/8" - 1 3/4" thick standard door | 1 |  | 1 Year | 802.15 | 0.15 | 681.8275
6173 | Salto | A9656A00PM38-C- | XS4 ANSI electronic RF wireless ready SVN escutcheon, Mifare / DESFire push button privacy function, A lever, unhanded, satin brass finish, for use with 1 3/8" - 1 3/4" thick standard door | 1 |  | 1 Year | 727.25 | 0.15 | 618.1625
6174 | Salto | A9656A00PM38-W- | XS4 ANSI electronic RF wireless SVN escutcheon, Mifare / DESFire push button privacy function, A lever, unhanded, satin brass finish, for use with 1 3/8" - 1 3/4" thick standard door | 1 |  | 1 Year | 858.35 | 0.15 | 729.5975
6175 | Salto | A9656A00PM48--- | XS4 ANSI electronic wire-free SVN escutcheon, Mifare / DESFire push button privacy function, A lever, unhanded, satin brass finish, for use with 1 3/4" - 2 1/4" thick door | 1 |  | 1 Year | 673.15 | 0.15 | 572.1775
6176 | Salto | A9656A00PM48-A- | XS4 ANSI electronic AMOK wire-free SVN escutcheon, Mifare / DESFire push button privacy function, A lever, unhanded, satin brass finish, for use with 1 3/4" - 2 1/4" thick door | 1 |  | 1 Year | 802.15 | 0.15 | 681.8275
6177 | Salto | A9656A00PM48-C- | XS4 ANSI electronic RF wireless ready SVN escutcheon, Mifare / DESFire push button privacy function, A lever, unhanded, satin brass finish, for use with 1 3/4" - 2 1/4" thick door | 1 |  | 1 Year | 727.25 | 0.15 | 618.1625
6178 | Salto | A9656A00PM48-W- | XS4 ANSI electronic RF wireless SVN escutcheon, Mifare / DESFire push button privacy function, A lever, unhanded, satin brass finish, for use with 1 3/4" - 2 1/4" thick door | 1 |  | 1 Year | 858.35 | 0.15 | 729.5975
6179 | Salto | A9656A00PP38--- | XS4 ANSI electronic wire-free SVN escutcheon, Mifare / DESFire push button privacy function, A lever, unhanded, bright brass finish, for use with 1 3/8" - 1 3/4" thick standard door | 1 |  | 1 Year | 689.45 | 0.15 | 586.0325
6180 | Salto | A9656A00PP38-A- | XS4 ANSI electronic AMOK wire-free SVN escutcheon, Mifare / DESFire push button privacy function, A lever, unhanded, bright brass finish, for use with 1 3/8" - 1 3/4" thick standard door | 1 |  | 1 Year | 818.45 | 0.15 | 695.6825
6181 | Salto | A9656A00PP38-C- | XS4 ANSI electronic RF wireless ready SVN escutcheon, Mifare / DESFire push button privacy function, A lever, unhanded, bright brass finish, for use with 1 3/8" - 1 3/4" thick standard door | 1 |  | 1 Year | 743.55 | 0.15 | 632.0175
6182 | Salto | A9656A00PP38-W- | XS4 ANSI electronic RF wireless SVN escutcheon, Mifare / DESFire push button privacy function, A lever, unhanded, bright brass finish, for use with 1 3/8" - 1 3/4" thick standard door | 1 |  | 1 Year | 874.65 | 0.15 | 743.4525
6183 | Salto | A9656A00PP48--- | XS4 ANSI electronic wire-free SVN escutcheon, Mifare / DESFire push button privacy function, A lever, unhanded, bright brass finish, for use with 1 3/4" - 2 1/4" thick door | 1 |  | 1 Year | 689.45 | 0.15 | 586.0325
6184 | Salto | A9656A00PP48-A- | XS4 ANSI electronic AMOK wire-free SVN escutcheon, Mifare / DESFire push button privacy function, A lever, unhanded, bright brass finish, for use with 1 3/4" - 2 1/4" thick door | 1 |  | 1 Year | 818.45 | 0.15 | 695.6825
6185 | Salto | A9656A00PP48-C- | XS4 ANSI electronic RF wireless ready SVN escutcheon, Mifare / DESFire push button privacy function, A lever, unhanded, bright brass finish, for use with 1 3/4" - 2 1/4" thick door | 1 |  | 1 Year | 743.55 | 0.15 | 632.0175
6186 | Salto | A9656A00PP48-W- | XS4 ANSI electronic RF wireless SVN escutcheon, Mifare / DESFire push button privacy function, A lever, unhanded, bright brass finish, for use with 1 3/4" - 2 1/4" thick door | 1 |  | 1 Year | 874.65 | 0.15 | 743.4525
6187 | Salto | A9656G00BC38--- | XS4 ANSI electronic wire-free SVN escutcheon, Mifare / DESFire push button privacy function, G lever, unhanded, BioCote antimicrobial finish, for use with 1 3/8" - 1 3/4" thick standard door | 1 |  | 1 Year | 725.15 | 0.15 | 616.3775
6188 | Salto | A9656G00BC38-A- | XS4 ANSI electronic AMOK wire-free SVN escutcheon, Mifare / DESFire push button privacy function, G lever, unhanded, BioCote antimicrobial finish, for use with 1 3/8" - 1 3/4" thick standard door | 1 |  | 1 Year | 854.15 | 0.15 | 726.0275
6189 | Salto | A9656G00BC38-C- | XS4 ANSI electronic RF wireless ready SVN escutcheon, Mifare / DESFire push button privacy function, G lever, unhanded, BioCote antimicrobial finish, for use with 1 3/8" - 1 3/4" thick standard door | 1 |  | 1 Year | 779.25 | 0.15 | 662.3625
6190 | Salto | A9656G00BC38-W- | XS4 ANSI electronic RF wireless SVN escutcheon, Mifare / DESFire push button privacy function, G lever, unhanded, BioCote antimicrobial finish, for use with 1 3/8" - 1 3/4" thick standard door | 1 |  | 1 Year | 910.35 | 0.15 | 773.7975
6191 | Salto | A9656G00BC48--- | XS4 ANSI electronic wire-free SVN escutcheon, Mifare / DESFire push button privacy function, G lever, unhanded, BioCote antimicrobial finish, for use with 1 3/4" - 2 1/4" thick door | 1 |  | 1 Year | 725.15 | 0.15 | 616.3775
6192 | Salto | A9656G00BC48-A- | XS4 ANSI electronic AMOK wire-free SVN escutcheon, Mifare / DESFire push button privacy function, G lever, unhanded, BioCote antimicrobial finish, for use with 1 3/4" - 2 1/4" thick door | 1 |  | 1 Year | 854.15 | 0.15 | 726.0275
6193 | Salto | A9656G00BC48-C- | XS4 ANSI electronic RF wireless ready SVN escutcheon, Mifare / DESFire push button privacy function, G lever, unhanded, BioCote antimicrobial finish, for use with 1 3/4" - 2 1/4" thick door | 1 |  | 1 Year | 779.25 | 0.15 | 662.3625
6194 | Salto | A9656G00BC48-W- | XS4 ANSI electronic RF wireless SVN escutcheon, Mifare / DESFire push button privacy function, G lever, unhanded, BioCote antimicrobial finish, for use with 1 3/4" - 2 1/4" thick door | 1 |  | 1 Year | 910.35 | 0.15 | 773.7975
6195 | Salto | A9656G00IM38--- | XS4 ANSI electronic wire-free SVN escutcheon, Mifare / DESFire push button privacy function, G lever, unhanded, satin stainless finish, for use with 1 3/8" - 1 3/4" thick standard door | 1 |  | 1 Year | 673.15 | 0.15 | 572.1775
6196 | Salto | A9656G00IM38-A- | XS4 ANSI electronic AMOK wire-free SVN escutcheon, Mifare / DESFire push button privacy function, G lever, unhanded, satin stainless finish, for use with 1 3/8" - 1 3/4" thick standard door | 1 |  | 1 Year | 802.15 | 0.15 | 681.8275
6197 | Salto | A9656G00IM38-C- | XS4 ANSI electronic RF wireless ready SVN escutcheon, Mifare / DESFire push button privacy function, G lever, unhanded, satin stainless finish, for use with 1 3/8" - 1 3/4" thick standard door | 1 |  | 1 Year | 727.25 | 0.15 | 618.1625
6198 | Salto | A9656G00IM38-W- | XS4 ANSI electronic RF wireless SVN escutcheon, Mifare / DESFire push button privacy function, G lever, unhanded, satin stainless finish, for use with 1 3/8" - 1 3/4" thick standard door | 1 |  | 1 Year | 858.35 | 0.15 | 729.5975
6199 | Salto | A9656G00IM48--- | XS4 ANSI electronic wire-free SVN escutcheon, Mifare / DESFire push button privacy function, G lever, unhanded, satin stainless finish, for use with 1 3/4" - 2 1/4" thick door | 1 |  | 1 Year | 673.15 | 0.15 | 572.1775
6200 | Salto | A9656G00IM48-A- | XS4 ANSI electronic AMOK wire-free SVN escutcheon, Mifare / DESFire push button privacy function, G lever, unhanded, satin stainless finish, for use with 1 3/4" - 2 1/4" thick door | 1 |  | 1 Year | 802.15 | 0.15 | 681.8275
6201 | Salto | A9656G00IM48-C- | XS4 ANSI electronic RF wireless ready SVN escutcheon, Mifare / DESFire push button privacy function, G lever, unhanded, satin stainless finish, for use with 1 3/4" - 2 1/4" thick door | 1 |  | 1 Year | 727.25 | 0.15 | 618.1625
6202 | Salto | A9656G00IM48-W- | XS4 ANSI electronic RF wireless SVN escutcheon, Mifare / DESFire push button privacy function, G lever, unhanded, satin stainless finish, for use with 1 3/4" - 2 1/4" thick door | 1 |  | 1 Year | 858.35 | 0.15 | 729.5975
6203 | Salto | A9656G00PM38--- | XS4 ANSI electronic wire-free SVN escutcheon, Mifare / DESFire push button privacy function, G lever, unhanded, satin brass finish, for use with 1 3/8" - 1 3/4" thick standard door | 1 |  | 1 Year | 673.15 | 0.15 | 572.1775
6204 | Salto | A9656G00PM38-A- | XS4 ANSI electronic AMOK wire-free SVN escutcheon, Mifare / DESFire push button privacy function, G lever, unhanded, satin brass finish, for use with 1 3/8" - 1 3/4" thick standard door | 1 |  | 1 Year | 802.15 | 0.15 | 681.8275
6205 | Salto | A9656G00PM38-C- | XS4 ANSI electronic RF wireless ready SVN escutcheon, Mifare / DESFire push button privacy function, G lever, unhanded, satin brass finish, for use with 1 3/8" - 1 3/4" thick standard door | 1 |  | 1 Year | 727.25 | 0.15 | 618.1625
6206 | Salto | A9656G00PM38-W- | XS4 ANSI electronic RF wireless SVN escutcheon, Mifare / DESFire push button privacy function, G lever, unhanded, satin brass finish, for use with 1 3/8" - 1 3/4" thick standard door | 1 |  | 1 Year | 858.35 | 0.15 | 729.5975
6207 | Salto | A9656G00PM48--- | XS4 ANSI electronic wire-free SVN escutcheon, Mifare / DESFire push button privacy function, G lever, unhanded, satin brass finish, for use with 1 3/4" - 2 1/4" thick door | 1 |  | 1 Year | 673.15 | 0.15 | 572.1775
6208 | Salto | A9656G00PM48-A- | XS4 ANSI electronic AMOK wire-free SVN escutcheon, Mifare / DESFire push button privacy function, G lever, unhanded, satin brass finish, for use with 1 3/4" - 2 1/4" thick door | 1 |  | 1 Year | 802.15 | 0.15 | 681.8275
6209 | Salto | A9656G00PM48-C- | XS4 ANSI electronic RF wireless ready SVN escutcheon, Mifare / DESFire push button privacy function, G lever, unhanded, satin brass finish, for use with 1 3/4" - 2 1/4" thick door | 1 |  | 1 Year | 727.25 | 0.15 | 618.1625
6210 | Salto | A9656G00PM48-W- | XS4 ANSI electronic RF wireless SVN escutcheon, Mifare / DESFire push button privacy function, G lever, unhanded, satin brass finish, for use with 1 3/4" - 2 1/4" thick door | 1 |  | 1 Year | 858.35 | 0.15 | 729.5975
6211 | Salto | A9656J00BC38--- | XS4 ANSI electronic wire-free SVN escutcheon, Mifare / DESFire push button privacy function, J lever, unhanded, BioCote antimicrobial finish, for use with 1 3/8" - 1 3/4" thick standard door | 1 |  | 1 Year | 735.35 | 0.15 | 625.0475
6212 | Salto | A9656J00BC38-A- | XS4 ANSI electronic AMOK wire-free SVN escutcheon, Mifare / DESFire push button privacy function, J lever, unhanded, BioCote antimicrobial finish, for use with 1 3/8" - 1 3/4" thick standard door | 1 |  | 1 Year | 864.35 | 0.15 | 734.6975
6213 | Salto | A9656J00BC38-C- | XS4 ANSI electronic RF wireless ready SVN escutcheon, Mifare / DESFire push button privacy function, J lever, unhanded, BioCote antimicrobial finish, for use with 1 3/8" - 1 3/4" thick standard door | 1 |  | 1 Year | 789.45 | 0.15 | 671.0325
6214 | Salto | A9656J00BC38-W- | XS4 ANSI electronic RF wireless SVN escutcheon, Mifare / DESFire push button privacy function, J lever, unhanded, BioCote antimicrobial finish, for use with 1 3/8" - 1 3/4" thick standard door | 1 |  | 1 Year | 920.55 | 0.15 | 782.4675
6215 | Salto | A9656J00BC48--- | XS4 ANSI electronic wire-free SVN escutcheon, Mifare / DESFire push button privacy function, J lever, unhanded, BioCote antimicrobial finish, for use with 1 3/4" - 2 1/4" thick door | 1 |  | 1 Year | 735.35 | 0.15 | 625.0475
6216 | Salto | A9656J00BC48-A- | XS4 ANSI electronic AMOK wire-free SVN escutcheon, Mifare / DESFire push button privacy function, J lever, unhanded, BioCote antimicrobial finish, for use with 1 3/4" - 2 1/4" thick door | 1 |  | 1 Year | 864.35 | 0.15 | 734.6975
6217 | Salto | A9656J00BC48-C- | XS4 ANSI electronic RF wireless ready SVN escutcheon, Mifare / DESFire push button privacy function, J lever, unhanded, BioCote antimicrobial finish, for use with 1 3/4" - 2 1/4" thick door | 1 |  | 1 Year | 789.45 | 0.15 | 671.0325
6218 | Salto | A9656J00BC48-W- | XS4 ANSI electronic RF wireless SVN escutcheon, Mifare / DESFire push button privacy function, J lever, unhanded, BioCote antimicrobial finish, for use with 1 3/4" - 2 1/4" thick door | 1 |  | 1 Year | 920.55 | 0.15 | 782.4675
6219 | Salto | A9656J00IA38--- | XS4 ANSI electronic wire-free SVN escutcheon, Mifare / DESFire push button privacy function, J lever, unhanded, antique brass finish, for use with 1 3/8" - 1 3/4" thick standard door | 1 |  | 1 Year | 735.35 | 0.15 | 625.0475
6220 | Salto | A9656J00IA38-A- | XS4 ANSI electronic AMOK wire-free SVN escutcheon, Mifare / DESFire push button privacy function, J lever, unhanded, antique brass finish, for use with 1 3/8" - 1 3/4" thick standard door | 1 |  | 1 Year | 864.35 | 0.15 | 734.6975
6221 | Salto | A9656J00IA38-C- | XS4 ANSI electronic RF wireless ready SVN escutcheon, Mifare / DESFire push button privacy function, J lever, unhanded, antique brass finish, for use with 1 3/8" - 1 3/4" thick standard door | 1 |  | 1 Year | 789.45 | 0.15 | 671.0325
6222 | Salto | A9656J00IA38-W- | XS4 ANSI electronic RF wireless SVN escutcheon, Mifare / DESFire push button privacy function, J lever, unhanded, antique brass finish, for use with 1 3/8" - 1 3/4" thick standard door | 1 |  | 1 Year | 920.55 | 0.15 | 782.4675
6223 | Salto | A9656J00IA48--- | XS4 ANSI electronic wire-free SVN escutcheon, Mifare / DESFire push button privacy function, J lever, unhanded, antique brass finish, for use with 1 3/4" - 2 1/4" thick door | 1 |  | 1 Year | 735.35 | 0.15 | 625.0475
6224 | Salto | A9656J00IA48-A- | XS4 ANSI electronic AMOK wire-free SVN escutcheon, Mifare / DESFire push button privacy function, J lever, unhanded, antique brass finish, for use with 1 3/4" - 2 1/4" thick door | 1 |  | 1 Year | 864.35 | 0.15 | 734.6975
6225 | Salto | A9656J00IA48-C- | XS4 ANSI electronic RF wireless ready SVN escutcheon, Mifare / DESFire push button privacy function, J lever, unhanded, antique brass finish, for use with 1 3/4" - 2 1/4" thick door | 1 |  | 1 Year | 789.45 | 0.15 | 671.0325
6226 | Salto | A9656J00IA48-W- | XS4 ANSI electronic RF wireless SVN escutcheon, Mifare / DESFire push button privacy function, J lever, unhanded, antique brass finish, for use with 1 3/4" - 2 1/4" thick door | 1 |  | 1 Year | 920.55 | 0.15 | 782.4675
6227 | Salto | A9656J00IM38--- | XS4 ANSI electronic wire-free SVN escutcheon, Mifare / DESFire push button privacy function, J lever, unhanded, satin stainless finish, for use with 1 3/8" - 1 3/4" thick standard door | 1 |  | 1 Year | 683.35 | 0.15 | 580.8475
6228 | Salto | A9656J00IM38-A- | XS4 ANSI electronic AMOK wire-free SVN escutcheon, Mifare / DESFire push button privacy function, J lever, unhanded, satin stainless finish, for use with 1 3/8" - 1 3/4" thick standard door | 1 |  | 1 Year | 812.35 | 0.15 | 690.4975
6229 | Salto | A9656J00IM38-C- | XS4 ANSI electronic RF wireless ready SVN escutcheon, Mifare / DESFire push button privacy function, J lever, unhanded, satin stainless finish, for use with 1 3/8" - 1 3/4" thick standard door | 1 |  | 1 Year | 737.45 | 0.15 | 626.8325
6230 | Salto | A9656J00IM38-W- | XS4 ANSI electronic RF wireless SVN escutcheon, Mifare / DESFire push button privacy function, J lever, unhanded, satin stainless finish, for use with 1 3/8" - 1 3/4" thick standard door | 1 |  | 1 Year | 868.55 | 0.15 | 738.2675
6231 | Salto | A9656J00IM48--- | XS4 ANSI electronic wire-free SVN escutcheon, Mifare / DESFire push button privacy function, J lever, unhanded, satin stainless finish, for use with 1 3/4" - 2 1/4" thick door | 1 |  | 1 Year | 683.35 | 0.15 | 580.8475
6232 | Salto | A9656J00IM48-A- | XS4 ANSI electronic AMOK wire-free SVN escutcheon, Mifare / DESFire push button privacy function, J lever, unhanded, satin stainless finish, for use with 1 3/4" - 2 1/4" thick door | 1 |  | 1 Year | 812.35 | 0.15 | 690.4975
6233 | Salto | A9656J00IM48-C- | XS4 ANSI electronic RF wireless ready SVN escutcheon, Mifare / DESFire push button privacy function, J lever, unhanded, satin stainless finish, for use with 1 3/4" - 2 1/4" thick door | 1 |  | 1 Year | 737.45 | 0.15 | 626.8325
6234 | Salto | A9656J00IM48-W- | XS4 ANSI electronic RF wireless SVN escutcheon, Mifare / DESFire push button privacy function, J lever, unhanded, satin stainless finish, for use with 1 3/4" - 2 1/4" thick door | 1 |  | 1 Year | 868.55 | 0.15 | 738.2675
6235 | Salto | A9656J00NE38--- | XS4 ANSI electronic wire-free SVN escutcheon, Mifare / DESFire push button privacy function, J lever, unhanded, black chromium finish, for use with 1 3/8" - 1 3/4" thick standard door | 1 |  | 1 Year | 718.05 | 0.15 | 610.3425
6236 | Salto | A9656J00NE38-A- | XS4 ANSI electronic AMOK wire-free SVN escutcheon, Mifare / DESFire push button privacy function, J lever, unhanded, black chromium finish, for use with 1 3/8" - 1 3/4" thick standard door | 1 |  | 1 Year | 847.05 | 0.15 | 719.9925
6237 | Salto | A9656J00NE38-C- | XS4 ANSI electronic RF wireless ready SVN escutcheon, Mifare / DESFire push button privacy function, J lever, unhanded, black chromium finish, for use with 1 3/8" - 1 3/4" thick standard door | 1 |  | 1 Year | 772.15 | 0.15 | 656.3275
6238 | Salto | A9656J00NE38-W- | XS4 ANSI electronic RF wireless SVN escutcheon, Mifare / DESFire push button privacy function, J lever, unhanded, black chromium finish, for use with 1 3/8" - 1 3/4" thick standard door | 1 |  | 1 Year | 903.25 | 0.15 | 767.7625
6239 | Salto | A9656J00NE48--- | XS4 ANSI electronic wire-free SVN escutcheon, Mifare / DESFire push button privacy function, J lever, unhanded, black chromium finish, for use with 1 3/4" - 2 1/4" thick door | 1 |  | 1 Year | 718.05 | 0.15 | 610.3425
6240 | Salto | A9656J00NE48-A- | XS4 ANSI electronic AMOK wire-free SVN escutcheon, Mifare / DESFire push button privacy function, J lever, unhanded, black chromium finish, for use with 1 3/4" - 2 1/4" thick door | 1 |  | 1 Year | 847.05 | 0.15 | 719.9925
6241 | Salto | A9656J00NE48-C- | XS4 ANSI electronic RF wireless ready SVN escutcheon, Mifare / DESFire push button privacy function, J lever, unhanded, black chromium finish, for use with 1 3/4" - 2 1/4" thick door | 1 |  | 1 Year | 772.15 | 0.15 | 656.3275
6242 | Salto | A9656J00NE48-W- | XS4 ANSI electronic RF wireless SVN escutcheon, Mifare / DESFire push button privacy function, J lever, unhanded, black chromium finish, for use with 1 3/4" - 2 1/4" thick door | 1 |  | 1 Year | 903.25 | 0.15 | 767.7625
6243 | Salto | A9656J00PM38--- | XS4 ANSI electronic wire-free SVN escutcheon, Mifare / DESFire push button privacy function, J lever, unhanded, satin brass finish, for use with 1 3/8" - 1 3/4" thick standard door | 1 |  | 1 Year | 683.35 | 0.15 | 580.8475
6244 | Salto | A9656J00PM38-A- | XS4 ANSI electronic AMOK wire-free SVN escutcheon, Mifare / DESFire push button privacy function, J lever, unhanded, satin brass finish, for use with 1 3/8" - 1 3/4" thick standard door | 1 |  | 1 Year | 812.35 | 0.15 | 690.4975
6245 | Salto | A9656J00PM38-C- | XS4 ANSI electronic RF wireless ready SVN escutcheon, Mifare / DESFire push button privacy function, J lever, unhanded, satin brass finish, for use with 1 3/8" - 1 3/4" thick standard door | 1 |  | 1 Year | 737.45 | 0.15 | 626.8325
6246 | Salto | A9656J00PM38-W- | XS4 ANSI electronic RF wireless SVN escutcheon, Mifare / DESFire push button privacy function, J lever, unhanded, satin brass finish, for use with 1 3/8" - 1 3/4" thick standard door | 1 |  | 1 Year | 868.55 | 0.15 | 738.2675
6247 | Salto | A9656J00PM48--- | XS4 ANSI electronic wire-free SVN escutcheon, Mifare / DESFire push button privacy function, J lever, unhanded, satin brass finish, for use with 1 3/4" - 2 1/4" thick door | 1 |  | 1 Year | 683.35 | 0.15 | 580.8475
6248 | Salto | A9656J00PM48-A- | XS4 ANSI electronic AMOK wire-free SVN escutcheon, Mifare / DESFire push button privacy function, J lever, unhanded, satin brass finish, for use with 1 3/4" - 2 1/4" thick door | 1 |  | 1 Year | 812.35 | 0.15 | 690.4975
6249 | Salto | A9656J00PM48-C- | XS4 ANSI electronic RF wireless ready SVN escutcheon, Mifare / DESFire push button privacy function, J lever, unhanded, satin brass finish, for use with 1 3/4" - 2 1/4" thick door | 1 |  | 1 Year | 737.45 | 0.15 | 626.8325
6250 | Salto | A9656J00PM48-W- | XS4 ANSI electronic RF wireless SVN escutcheon, Mifare / DESFire push button privacy function, J lever, unhanded, satin brass finish, for use with 1 3/4" - 2 1/4" thick door | 1 |  | 1 Year | 868.55 | 0.15 | 738.2675
6251 | Salto | A9656K00IM38L-- | XS4 ANSI electronic wire-free SVN escutcheon, Mifare / DESFire push button privacy function, K lever, left handed, satin stainless finish, for use with 1 3/8" - 1 3/4" thick standard door | 1 |  | 1 Year | 683.35 | 0.15 | 580.8475
6252 | Salto | A9656K00IM38LA- | XS4 ANSI electronic AMOK wire-free SVN escutcheon, Mifare / DESFire push button privacy function, K lever, left handed, satin stainless finish, for use with 1 3/8" - 1 3/4" thick standard door | 1 |  | 1 Year | 812.35 | 0.15 | 690.4975
6253 | Salto | A9656K00IM38LC- | XS4 ANSI electronic RF wireless ready SVN escutcheon, Mifare / DESFire push button privacy function, K lever, left handed, satin stainless finish, for use with 1 3/8" - 1 3/4" thick standard door | 1 |  | 1 Year | 737.45 | 0.15 | 626.8325
6254 | Salto | A9656K00IM38LW- | XS4 ANSI electronic RF wireless SVN escutcheon, Mifare / DESFire push button privacy function, K lever, left handed, satin stainless finish, for use with 1 3/8" - 1 3/4" thick standard door | 1 |  | 1 Year | 868.55 | 0.15 | 738.2675
6255 | Salto | A9656K00IM38R-- | XS4 ANSI electronic wire-free SVN escutcheon, Mifare / DESFire push button privacy function, K lever, right handed, satin stainless finish, for use with 1 3/8" - 1 3/4" thick standard door | 1 |  | 1 Year | 683.35 | 0.15 | 580.8475
6256 | Salto | A9656K00IM38RA- | XS4 ANSI electronic AMOK wire-free SVN escutcheon, Mifare / DESFire push button privacy function, K lever, right handed, satin stainless finish, for use with 1 3/8" - 1 3/4" thick standard door | 1 |  | 1 Year | 812.35 | 0.15 | 690.4975
6257 | Salto | A9656K00IM38RC- | XS4 ANSI electronic RF wireless ready SVN escutcheon, Mifare / DESFire push button privacy function, K lever, right handed, satin stainless finish, for use with 1 3/8" - 1 3/4" thick standard door | 1 |  | 1 Year | 737.45 | 0.15 | 626.8325
6258 | Salto | A9656K00IM38RW- | XS4 ANSI electronic RF wireless SVN escutcheon, Mifare / DESFire push button privacy function, K lever, right handed, satin stainless finish, for use with 1 3/8" - 1 3/4" thick standard door | 1 |  | 1 Year | 868.55 | 0.15 | 738.2675
6259 | Salto | A9656K00IM48L-- | XS4 ANSI electronic wire-free SVN escutcheon, Mifare / DESFire push button privacy function, K lever, left handed, satin stainless finish, for use with 1 3/4" - 2 1/4" thick door | 1 |  | 1 Year | 683.35 | 0.15 | 580.8475
6260 | Salto | A9656K00IM48LA- | XS4 ANSI electronic AMOK wire-free SVN escutcheon, Mifare / DESFire push button privacy function, K lever, left handed, satin stainless finish, for use with 1 3/4" - 2 1/4" thick door | 1 |  | 1 Year | 812.35 | 0.15 | 690.4975
6261 | Salto | A9656K00IM48LC- | XS4 ANSI electronic RF wireless ready SVN escutcheon, Mifare / DESFire push button privacy function, K lever, left handed, satin stainless finish, for use with 1 3/4" - 2 1/4" thick door | 1 |  | 1 Year | 737.45 | 0.15 | 626.8325
6262 | Salto | A9656K00IM48LW- | XS4 ANSI electronic RF wireless SVN escutcheon, Mifare / DESFire push button privacy function, K lever, left handed, satin stainless finish, for use with 1 3/4" - 2 1/4" thick door | 1 |  | 1 Year | 868.55 | 0.15 | 738.2675
6263 | Salto | A9656K00IM48R-- | XS4 ANSI electronic wire-free SVN escutcheon, Mifare / DESFire push button privacy function, K lever, right handed, satin stainless finish, for use with 1 3/4" - 2 1/4" thick door | 1 |  | 1 Year | 683.35 | 0.15 | 580.8475
6264 | Salto | A9656K00IM48RA- | XS4 ANSI electronic AMOK wire-free SVN escutcheon, Mifare / DESFire push button privacy function, K lever, right handed, satin stainless finish, for use with 1 3/4" - 2 1/4" thick door | 1 |  | 1 Year | 812.35 | 0.15 | 690.4975
6265 | Salto | A9656K00IM48RC- | XS4 ANSI electronic RF wireless ready SVN escutcheon, Mifare / DESFire push button privacy function, K lever, right handed, satin stainless finish, for use with 1 3/4" - 2 1/4" thick door | 1 |  | 1 Year | 737.45 | 0.15 | 626.8325
6266 | Salto | A9656K00IM48RW- | XS4 ANSI electronic RF wireless SVN escutcheon, Mifare / DESFire push button privacy function, K lever, right handed, satin stainless finish, for use with 1 3/4" - 2 1/4" thick door | 1 |  | 1 Year | 868.55 | 0.15 | 738.2675
6267 | Salto | A9656K00IP38L-- | XS4 ANSI electronic wire-free SVN escutcheon, Mifare / DESFire push button privacy function, K lever, left handed, bright stainless steel finish, for use with 1 3/8" - 1 3/4" thick standard door | 1 |  | 1 Year | 699.65 | 0.15 | 594.7025
6268 | Salto | A9656K00IP38LA- | XS4 ANSI electronic AMOK wire-free SVN escutcheon, Mifare / DESFire push button privacy function, K lever, left handed, bright stainless steel finish, for use with 1 3/8" - 1 3/4" thick standard door | 1 |  | 1 Year | 828.65 | 0.15 | 704.3525
6269 | Salto | A9656K00IP38LC- | XS4 ANSI electronic RF wireless ready SVN escutcheon, Mifare / DESFire push button privacy function, K lever, left handed, bright stainless steel finish, for use with 1 3/8" - 1 3/4" thick standard door | 1 |  | 1 Year | 753.75 | 0.15 | 640.6875
6270 | Salto | A9656K00IP38LW- | XS4 ANSI electronic RF wireless SVN escutcheon, Mifare / DESFire push button privacy function, K lever, left handed, bright stainless steel finish, for use with 1 3/8" - 1 3/4" thick standard door | 1 |  | 1 Year | 884.85 | 0.15 | 752.1225
6271 | Salto | A9656K00IP38R-- | XS4 ANSI electronic wire-free SVN escutcheon, Mifare / DESFire push button privacy function, K lever, right handed, bright stainless steel finish, for use with 1 3/8" - 1 3/4" thick standard door | 1 |  | 1 Year | 699.65 | 0.15 | 594.7025
6272 | Salto | A9656K00IP38RA- | XS4 ANSI electronic AMOK wire-free SVN escutcheon, Mifare / DESFire push button privacy function, K lever, right handed, bright stainless steel finish, for use with 1 3/8" - 1 3/4" thick standard door | 1 |  | 1 Year | 828.65 | 0.15 | 704.3525
6273 | Salto | A9656K00IP38RC- | XS4 ANSI electronic RF wireless ready SVN escutcheon, Mifare / DESFire push button privacy function, K lever, right handed, bright stainless steel finish, for use with 1 3/8" - 1 3/4" thick standard door | 1 |  | 1 Year | 753.75 | 0.15 | 640.6875
6274 | Salto | A9656K00IP38RW- | XS4 ANSI electronic RF wireless SVN escutcheon, Mifare / DESFire push button privacy function, K lever, right handed, bright stainless steel finish, for use with 1 3/8" - 1 3/4" thick standard door | 1 |  | 1 Year | 884.85 | 0.15 | 752.1225
6275 | Salto | A9656K00IP48L-- | XS4 ANSI electronic wire-free SVN escutcheon, Mifare / DESFire push button privacy function, K lever, left handed, bright stainless steel finish, for use with 1 3/4" - 2 1/4" thick door | 1 |  | 1 Year | 699.65 | 0.15 | 594.7025
6276 | Salto | A9656K00IP48LA- | XS4 ANSI electronic AMOK wire-free SVN escutcheon, Mifare / DESFire push button privacy function, K lever, left handed, bright stainless steel finish, for use with 1 3/4" - 2 1/4" thick door | 1 |  | 1 Year | 828.65 | 0.15 | 704.3525
6277 | Salto | A9656K00IP48LC- | XS4 ANSI electronic RF wireless ready SVN escutcheon, Mifare / DESFire push button privacy function, K lever, left handed, bright stainless steel finish, for use with 1 3/4" - 2 1/4" thick door | 1 |  | 1 Year | 753.75 | 0.15 | 640.6875
6278 | Salto | A9656K00IP48LW- | XS4 ANSI electronic RF wireless SVN escutcheon, Mifare / DESFire push button privacy function, K lever, left handed, bright stainless steel finish, for use with 1 3/4" - 2 1/4" thick door | 1 |  | 1 Year | 884.85 | 0.15 | 752.1225
6279 | Salto | A9656K00IP48R-- | XS4 ANSI electronic wire-free SVN escutcheon, Mifare / DESFire push button privacy function, K lever, right handed, bright stainless steel finish, for use with 1 3/4" - 2 1/4" thick door | 1 |  | 1 Year | 699.65 | 0.15 | 594.7025
6280 | Salto | A9656K00IP48RA- | XS4 ANSI electronic AMOK wire-free SVN escutcheon, Mifare / DESFire push button privacy function, K lever, right handed, bright stainless steel finish, for use with 1 3/4" - 2 1/4" thick door | 1 |  | 1 Year | 828.65 | 0.15 | 704.3525
6281 | Salto | A9656K00IP48RC- | XS4 ANSI electronic RF wireless ready SVN escutcheon, Mifare / DESFire push button privacy function, K lever, right handed, bright stainless steel finish, for use with 1 3/4" - 2 1/4" thick door | 1 |  | 1 Year | 753.75 | 0.15 | 640.6875
6282 | Salto | A9656K00IP48RW- | XS4 ANSI electronic RF wireless SVN escutcheon, Mifare / DESFire push button privacy function, K lever, right handed, bright stainless steel finish, for use with 1 3/4" - 2 1/4" thick door | 1 |  | 1 Year | 884.85 | 0.15 | 752.1225
6283 | Salto | A9656K00PP38L-- | XS4 ANSI electronic wire-free SVN escutcheon, Mifare / DESFire push button privacy function, K lever, left handed, bright brass finish, for use with 1 3/8" - 1 3/4" thick standard door | 1 |  | 1 Year | 699.65 | 0.15 | 594.7025
6284 | Salto | A9656K00PP38LA- | XS4 ANSI electronic AMOK wire-free SVN escutcheon, Mifare / DESFire push button privacy function, K lever, left handed, bright brass finish, for use with 1 3/8" - 1 3/4" thick standard door | 1 |  | 1 Year | 828.65 | 0.15 | 704.3525
6285 | Salto | A9656K00PP38LC- | XS4 ANSI electronic RF wireless ready SVN escutcheon, Mifare / DESFire push button privacy function, K lever, left handed, bright brass finish, for use with 1 3/8" - 1 3/4" thick standard door | 1 |  | 1 Year | 753.75 | 0.15 | 640.6875
6286 | Salto | A9656K00PP38LW- | XS4 ANSI electronic RF wireless SVN escutcheon, Mifare / DESFire push button privacy function, K lever, left handed, bright brass finish, for use with 1 3/8" - 1 3/4" thick standard door | 1 |  | 1 Year | 884.85 | 0.15 | 752.1225
6287 | Salto | A9656K00PP38R-- | XS4 ANSI electronic wire-free SVN escutcheon, Mifare / DESFire push button privacy function, K lever, right handed, bright brass finish, for use with 1 3/8" - 1 3/4" thick standard door | 1 |  | 1 Year | 699.65 | 0.15 | 594.7025
6288 | Salto | A9656K00PP38RA- | XS4 ANSI electronic AMOK wire-free SVN escutcheon, Mifare / DESFire push button privacy function, K lever, right handed, bright brass finish, for use with 1 3/8" - 1 3/4" thick standard door | 1 |  | 1 Year | 828.65 | 0.15 | 704.3525
6289 | Salto | A9656K00PP38RC- | XS4 ANSI electronic RF wireless ready SVN escutcheon, Mifare / DESFire push button privacy function, K lever, right handed, bright brass finish, for use with 1 3/8" - 1 3/4" thick standard door | 1 |  | 1 Year | 753.75 | 0.15 | 640.6875
6290 | Salto | A9656K00PP38RW- | XS4 ANSI electronic RF wireless SVN escutcheon, Mifare / DESFire push button privacy function, K lever, right handed, bright brass finish, for use with 1 3/8" - 1 3/4" thick standard door | 1 |  | 1 Year | 884.85 | 0.15 | 752.1225
6291 | Salto | A9656K00PP48L-- | XS4 ANSI electronic wire-free SVN escutcheon, Mifare / DESFire push button privacy function, K lever, left handed, bright brass finish, for use with 1 3/4" - 2 1/4" thick door | 1 |  | 1 Year | 699.65 | 0.15 | 594.7025
6292 | Salto | A9656K00PP48LA- | XS4 ANSI electronic AMOK wire-free SVN escutcheon, Mifare / DESFire push button privacy function, K lever, left handed, bright brass finish, for use with 1 3/4" - 2 1/4" thick door | 1 |  | 1 Year | 828.65 | 0.15 | 704.3525
6293 | Salto | A9656K00PP48LC- | XS4 ANSI electronic RF wireless ready SVN escutcheon, Mifare / DESFire push button privacy function, K lever, left handed, bright brass finish, for use with 1 3/4" - 2 1/4" thick door | 1 |  | 1 Year | 753.75 | 0.15 | 640.6875
6294 | Salto | A9656K00PP48LW- | XS4 ANSI electronic RF wireless SVN escutcheon, Mifare / DESFire push button privacy function, K lever, left handed, bright brass finish, for use with 1 3/4" - 2 1/4" thick door | 1 |  | 1 Year | 884.85 | 0.15 | 752.1225
6295 | Salto | A9656K00PP48R-- | XS4 ANSI electronic wire-free SVN escutcheon, Mifare / DESFire push button privacy function, K lever, right handed, bright brass finish, for use with 1 3/4" - 2 1/4" thick door | 1 |  | 1 Year | 699.65 | 0.15 | 594.7025
6296 | Salto | A9656K00PP48RA- | XS4 ANSI electronic AMOK wire-free SVN escutcheon, Mifare / DESFire push button privacy function, K lever, right handed, bright brass finish, for use with 1 3/4" - 2 1/4" thick door | 1 |  | 1 Year | 828.65 | 0.15 | 704.3525
6297 | Salto | A9656K00PP48RC- | XS4 ANSI electronic RF wireless ready SVN escutcheon, Mifare / DESFire push button privacy function, K lever, right handed, bright brass finish, for use with 1 3/4" - 2 1/4" thick door | 1 |  | 1 Year | 753.75 | 0.15 | 640.6875
6298 | Salto | A9656K00PP48RW- | XS4 ANSI electronic RF wireless SVN escutcheon, Mifare / DESFire push button privacy function, K lever, right handed, bright brass finish, for use with 1 3/4" - 2 1/4" thick door | 1 |  | 1 Year | 884.85 | 0.15 | 752.1225
6299 | Salto | A9656L00BC38--- | XS4 ANSI electronic wire-free SVN escutcheon, Mifare / DESFire push button privacy function, L lever, unhanded, BioCote antimicrobial finish, for use with 1 3/8" - 1 3/4" thick standard door | 1 |  | 1 Year | 725.15 | 0.15 | 616.3775
6300 | Salto | A9656L00BC38-A- | XS4 ANSI electronic AMOK wire-free SVN escutcheon, Mifare / DESFire push button privacy function, L lever, unhanded, BioCote antimicrobial finish, for use with 1 3/8" - 1 3/4" thick standard door | 1 |  | 1 Year | 854.15 | 0.15 | 726.0275
6301 | Salto | A9656L00BC38-C- | XS4 ANSI electronic RF wireless ready SVN escutcheon, Mifare / DESFire push button privacy function, L lever, unhanded, BioCote antimicrobial finish, for use with 1 3/8" - 1 3/4" thick standard door | 1 |  | 1 Year | 779.25 | 0.15 | 662.3625
6302 | Salto | A9656L00BC38-W- | XS4 ANSI electronic RF wireless SVN escutcheon, Mifare / DESFire push button privacy function, L lever, unhanded, BioCote antimicrobial finish, for use with 1 3/8" - 1 3/4" thick standard door | 1 |  | 1 Year | 910.35 | 0.15 | 773.7975
6303 | Salto | A9656L00BC48--- | XS4 ANSI electronic wire-free SVN escutcheon, Mifare / DESFire push button privacy function, L lever, unhanded, BioCote antimicrobial finish, for use with 1 3/4" - 2 1/4" thick door | 1 |  | 1 Year | 725.15 | 0.15 | 616.3775
6304 | Salto | A9656L00BC48-A- | XS4 ANSI electronic AMOK wire-free SVN escutcheon, Mifare / DESFire push button privacy function, L lever, unhanded, BioCote antimicrobial finish, for use with 1 3/4" - 2 1/4" thick door | 1 |  | 1 Year | 854.15 | 0.15 | 726.0275
6305 | Salto | A9656L00BC48-C- | XS4 ANSI electronic RF wireless ready SVN escutcheon, Mifare / DESFire push button privacy function, L lever, unhanded, BioCote antimicrobial finish, for use with 1 3/4" - 2 1/4" thick door | 1 |  | 1 Year | 779.25 | 0.15 | 662.3625
6306 | Salto | A9656L00BC48-W- | XS4 ANSI electronic RF wireless SVN escutcheon, Mifare / DESFire push button privacy function, L lever, unhanded, BioCote antimicrobial finish, for use with 1 3/4" - 2 1/4" thick door | 1 |  | 1 Year | 910.35 | 0.15 | 773.7975
6307 | Salto | A9656L00IA38--- | XS4 ANSI electronic wire-free SVN escutcheon, Mifare / DESFire push button privacy function, L lever, unhanded, antique brass finish, for use with 1 3/8" - 1 3/4" thick standard door | 1 |  | 1 Year | 725.15 | 0.15 | 616.3775
6308 | Salto | A9656L00IA38-A- | XS4 ANSI electronic AMOK wire-free SVN escutcheon, Mifare / DESFire push button privacy function, L lever, unhanded, antique brass finish, for use with 1 3/8" - 1 3/4" thick standard door | 1 |  | 1 Year | 854.15 | 0.15 | 726.0275
6309 | Salto | A9656L00IA38-C- | XS4 ANSI electronic RF wireless ready SVN escutcheon, Mifare / DESFire push button privacy function, L lever, unhanded, antique brass finish, for use with 1 3/8" - 1 3/4" thick standard door | 1 |  | 1 Year | 779.25 | 0.15 | 662.3625
6310 | Salto | A9656L00IA38-W- | XS4 ANSI electronic RF wireless SVN escutcheon, Mifare / DESFire push button privacy function, L lever, unhanded, antique brass finish, for use with 1 3/8" - 1 3/4" thick standard door | 1 |  | 1 Year | 910.35 | 0.15 | 773.7975
6311 | Salto | A9656L00IA48--- | XS4 ANSI electronic wire-free SVN escutcheon, Mifare / DESFire push button privacy function, L lever, unhanded, antique brass finish, for use with 1 3/4" - 2 1/4" thick door | 1 |  | 1 Year | 725.15 | 0.15 | 616.3775
6312 | Salto | A9656L00IA48-A- | XS4 ANSI electronic AMOK wire-free SVN escutcheon, Mifare / DESFire push button privacy function, L lever, unhanded, antique brass finish, for use with 1 3/4" - 2 1/4" thick door | 1 |  | 1 Year | 854.15 | 0.15 | 726.0275
6313 | Salto | A9656L00IA48-C- | XS4 ANSI electronic RF wireless ready SVN escutcheon, Mifare / DESFire push button privacy function, L lever, unhanded, antique brass finish, for use with 1 3/4" - 2 1/4" thick door | 1 |  | 1 Year | 779.25 | 0.15 | 662.3625
6314 | Salto | A9656L00IA48-W- | XS4 ANSI electronic RF wireless SVN escutcheon, Mifare / DESFire push button privacy function, L lever, unhanded, antique brass finish, for use with 1 3/4" - 2 1/4" thick door | 1 |  | 1 Year | 910.35 | 0.15 | 773.7975
6315 | Salto | A9656L00IM38--- | XS4 ANSI electronic wire-free SVN escutcheon, Mifare / DESFire push button privacy function, L lever, unhanded, satin stainless finish, for use with 1 3/8" - 1 3/4" thick standard door | 1 |  | 1 Year | 673.15 | 0.15 | 572.1775
6316 | Salto | A9656L00IM38-A- | XS4 ANSI electronic AMOK wire-free SVN escutcheon, Mifare / DESFire push button privacy function, L lever, unhanded, satin stainless finish, for use with 1 3/8" - 1 3/4" thick standard door | 1 |  | 1 Year | 802.15 | 0.15 | 681.8275
6317 | Salto | A9656L00IM38-C- | XS4 ANSI electronic RF wireless ready SVN escutcheon, Mifare / DESFire push button privacy function, L lever, unhanded, satin stainless finish, for use with 1 3/8" - 1 3/4" thick standard door | 1 |  | 1 Year | 727.25 | 0.15 | 618.1625
6318 | Salto | A9656L00IM38-W- | XS4 ANSI electronic RF wireless SVN escutcheon, Mifare / DESFire push button privacy function, L lever, unhanded, satin stainless finish, for use with 1 3/8" - 1 3/4" thick standard door | 1 |  | 1 Year | 858.35 | 0.15 | 729.5975
6319 | Salto | A9656L00IM48--- | XS4 ANSI electronic wire-free SVN escutcheon, Mifare / DESFire push button privacy function, L lever, unhanded, satin stainless finish, for use with 1 3/4" - 2 1/4" thick door | 1 |  | 1 Year | 673.15 | 0.15 | 572.1775
6320 | Salto | A9656L00IM48-A- | XS4 ANSI electronic AMOK wire-free SVN escutcheon, Mifare / DESFire push button privacy function, L lever, unhanded, satin stainless finish, for use with 1 3/4" - 2 1/4" thick door | 1 |  | 1 Year | 802.15 | 0.15 | 681.8275
6321 | Salto | A9656L00IM48-C- | XS4 ANSI electronic RF wireless ready SVN escutcheon, Mifare / DESFire push button privacy function, L lever, unhanded, satin stainless finish, for use with 1 3/4" - 2 1/4" thick door | 1 |  | 1 Year | 727.25 | 0.15 | 618.1625
6322 | Salto | A9656L00IM48-W- | XS4 ANSI electronic RF wireless SVN escutcheon, Mifare / DESFire push button privacy function, L lever, unhanded, satin stainless finish, for use with 1 3/4" - 2 1/4" thick door | 1 |  | 1 Year | 858.35 | 0.15 | 729.5975
6323 | Salto | A9656L00IP38--- | XS4 ANSI electronic wire-free SVN escutcheon, Mifare / DESFire push button privacy function, L lever, unhanded, bright stainless steel finish, for use with 1 3/8" - 1 3/4" thick standard door | 1 |  | 1 Year | 689.45 | 0.15 | 586.0325
6324 | Salto | A9656L00IP38-A- | XS4 ANSI electronic AMOK wire-free SVN escutcheon, Mifare / DESFire push button privacy function, L lever, unhanded, bright stainless steel finish, for use with 1 3/8" - 1 3/4" thick standard door | 1 |  | 1 Year | 818.45 | 0.15 | 695.6825
6325 | Salto | A9656L00IP38-C- | XS4 ANSI electronic RF wireless ready SVN escutcheon, Mifare / DESFire push button privacy function, L lever, unhanded, bright stainless steel finish, for use with 1 3/8" - 1 3/4" thick standard door | 1 |  | 1 Year | 743.55 | 0.15 | 632.0175
6326 | Salto | A9656L00IP38-W- | XS4 ANSI electronic RF wireless SVN escutcheon, Mifare / DESFire push button privacy function, L lever, unhanded, bright stainless steel finish, for use with 1 3/8" - 1 3/4" thick standard door | 1 |  | 1 Year | 874.65 | 0.15 | 743.4525
6327 | Salto | A9656L00IP48--- | XS4 ANSI electronic wire-free SVN escutcheon, Mifare / DESFire push button privacy function, L lever, unhanded, bright stainless steel finish, for use with 1 3/4" - 2 1/4" thick door | 1 |  | 1 Year | 689.45 | 0.15 | 586.0325
6328 | Salto | A9656L00IP48-A- | XS4 ANSI electronic AMOK wire-free SVN escutcheon, Mifare / DESFire push button privacy function, L lever, unhanded, bright stainless steel finish, for use with 1 3/4" - 2 1/4" thick door | 1 |  | 1 Year | 818.45 | 0.15 | 695.6825
6329 | Salto | A9656L00IP48-C- | XS4 ANSI electronic RF wireless ready SVN escutcheon, Mifare / DESFire push button privacy function, L lever, unhanded, bright stainless steel finish, for use with 1 3/4" - 2 1/4" thick door | 1 |  | 1 Year | 743.55 | 0.15 | 632.0175
6330 | Salto | A9656L00IP48-W- | XS4 ANSI electronic RF wireless SVN escutcheon, Mifare / DESFire push button privacy function, L lever, unhanded, bright stainless steel finish, for use with 1 3/4" - 2 1/4" thick door | 1 |  | 1 Year | 874.65 | 0.15 | 743.4525
6331 | Salto | A9656L00NE38--- | XS4 ANSI electronic wire-free SVN escutcheon, Mifare / DESFire push button privacy function, L lever, unhanded, black chromium finish, for use with 1 3/8" - 1 3/4" thick standard door | 1 |  | 1 Year | 707.85 | 0.15 | 601.6725
6332 | Salto | A9656L00NE38-A- | XS4 ANSI electronic AMOK wire-free SVN escutcheon, Mifare / DESFire push button privacy function, L lever, unhanded, black chromium finish, for use with 1 3/8" - 1 3/4" thick standard door | 1 |  | 1 Year | 836.85 | 0.15 | 711.3225
6333 | Salto | A9656L00NE38-C- | XS4 ANSI electronic RF wireless ready SVN escutcheon, Mifare / DESFire push button privacy function, L lever, unhanded, black chromium finish, for use with 1 3/8" - 1 3/4" thick standard door | 1 |  | 1 Year | 761.95 | 0.15 | 647.6575
6334 | Salto | A9656L00NE38-W- | XS4 ANSI electronic RF wireless SVN escutcheon, Mifare / DESFire push button privacy function, L lever, unhanded, black chromium finish, for use with 1 3/8" - 1 3/4" thick standard door | 1 |  | 1 Year | 893.05 | 0.15 | 759.0925
6335 | Salto | A9656L00NE48--- | XS4 ANSI electronic wire-free SVN escutcheon, Mifare / DESFire push button privacy function, L lever, unhanded, black chromium finish, for use with 1 3/4" - 2 1/4" thick door | 1 |  | 1 Year | 707.85 | 0.15 | 601.6725
6336 | Salto | A9656L00NE48-A- | XS4 ANSI electronic AMOK wire-free SVN escutcheon, Mifare / DESFire push button privacy function, L lever, unhanded, black chromium finish, for use with 1 3/4" - 2 1/4" thick door | 1 |  | 1 Year | 836.85 | 0.15 | 711.3225
6337 | Salto | A9656L00NE48-C- | XS4 ANSI electronic RF wireless ready SVN escutcheon, Mifare / DESFire push button privacy function, L lever, unhanded, black chromium finish, for use with 1 3/4" - 2 1/4" thick door | 1 |  | 1 Year | 761.95 | 0.15 | 647.6575
6338 | Salto | A9656L00NE48-W- | XS4 ANSI electronic RF wireless SVN escutcheon, Mifare / DESFire push button privacy function, L lever, unhanded, black chromium finish, for use with 1 3/4" - 2 1/4" thick door | 1 |  | 1 Year | 893.05 | 0.15 | 759.0925
6339 | Salto | A9656L00PM38--- | XS4 ANSI electronic wire-free SVN escutcheon, Mifare / DESFire push button privacy function, L lever, unhanded, satin brass finish, for use with 1 3/8" - 1 3/4" thick standard door | 1 |  | 1 Year | 673.15 | 0.15 | 572.1775
6340 | Salto | A9656L00PM38-A- | XS4 ANSI electronic AMOK wire-free SVN escutcheon, Mifare / DESFire push button privacy function, L lever, unhanded, satin brass finish, for use with 1 3/8" - 1 3/4" thick standard door | 1 |  | 1 Year | 802.15 | 0.15 | 681.8275
6341 | Salto | A9656L00PM38-C- | XS4 ANSI electronic RF wireless ready SVN escutcheon, Mifare / DESFire push button privacy function, L lever, unhanded, satin brass finish, for use with 1 3/8" - 1 3/4" thick standard door | 1 |  | 1 Year | 727.25 | 0.15 | 618.1625
6342 | Salto | A9656L00PM38-W- | XS4 ANSI electronic RF wireless SVN escutcheon, Mifare / DESFire push button privacy function, L lever, unhanded, satin brass finish, for use with 1 3/8" - 1 3/4" thick standard door | 1 |  | 1 Year | 858.35 | 0.15 | 729.5975
6343 | Salto | A9656L00PM48--- | XS4 ANSI electronic wire-free SVN escutcheon, Mifare / DESFire push button privacy function, L lever, unhanded, satin brass finish, for use with 1 3/4" - 2 1/4" thick door | 1 |  | 1 Year | 673.15 | 0.15 | 572.1775
6344 | Salto | A9656L00PM48-A- | XS4 ANSI electronic AMOK wire-free SVN escutcheon, Mifare / DESFire push button privacy function, L lever, unhanded, satin brass finish, for use with 1 3/4" - 2 1/4" thick door | 1 |  | 1 Year | 802.15 | 0.15 | 681.8275
6345 | Salto | A9656L00PM48-C- | XS4 ANSI electronic RF wireless ready SVN escutcheon, Mifare / DESFire push button privacy function, L lever, unhanded, satin brass finish, for use with 1 3/4" - 2 1/4" thick door | 1 |  | 1 Year | 727.25 | 0.15 | 618.1625
6346 | Salto | A9656L00PM48-W- | XS4 ANSI electronic RF wireless SVN escutcheon, Mifare / DESFire push button privacy function, L lever, unhanded, satin brass finish, for use with 1 3/4" - 2 1/4" thick door | 1 |  | 1 Year | 858.35 | 0.15 | 729.5975
6347 | Salto | A9656L00PP38--- | XS4 ANSI electronic wire-free SVN escutcheon, Mifare / DESFire push button privacy function, L lever, unhanded, bright brass finish, for use with 1 3/8" - 1 3/4" thick standard door | 1 |  | 1 Year | 689.45 | 0.15 | 586.0325
6348 | Salto | A9656L00PP38-A- | XS4 ANSI electronic AMOK wire-free SVN escutcheon, Mifare / DESFire push button privacy function, L lever, unhanded, bright brass finish, for use with 1 3/8" - 1 3/4" thick standard door | 1 |  | 1 Year | 818.45 | 0.15 | 695.6825
6349 | Salto | A9656L00PP38-C- | XS4 ANSI electronic RF wireless ready SVN escutcheon, Mifare / DESFire push button privacy function, L lever, unhanded, bright brass finish, for use with 1 3/8" - 1 3/4" thick standard door | 1 |  | 1 Year | 743.55 | 0.15 | 632.0175
6350 | Salto | A9656L00PP38-W- | XS4 ANSI electronic RF wireless SVN escutcheon, Mifare / DESFire push button privacy function, L lever, unhanded, bright brass finish, for use with 1 3/8" - 1 3/4" thick standard door | 1 |  | 1 Year | 874.65 | 0.15 | 743.4525
6351 | Salto | A9656L00PP48--- | XS4 ANSI electronic wire-free SVN escutcheon, Mifare / DESFire push button privacy function, L lever, unhanded, bright brass finish, for use with 1 3/4" - 2 1/4" thick door | 1 |  | 1 Year | 689.45 | 0.15 | 586.0325
6352 | Salto | A9656L00PP48-A- | XS4 ANSI electronic AMOK wire-free SVN escutcheon, Mifare / DESFire push button privacy function, L lever, unhanded, bright brass finish, for use with 1 3/4" - 2 1/4" thick door | 1 |  | 1 Year | 818.45 | 0.15 | 695.6825
6353 | Salto | A9656L00PP48-C- | XS4 ANSI electronic RF wireless ready SVN escutcheon, Mifare / DESFire push button privacy function, L lever, unhanded, bright brass finish, for use with 1 3/4" - 2 1/4" thick door | 1 |  | 1 Year | 743.55 | 0.15 | 632.0175
6354 | Salto | A9656L00PP48-W- | XS4 ANSI electronic RF wireless SVN escutcheon, Mifare / DESFire push button privacy function, L lever, unhanded, bright brass finish, for use with 1 3/4" - 2 1/4" thick door | 1 |  | 1 Year | 874.65 | 0.15 | 743.4525
6355 | Salto | A9656N00BC38--- | XS4 ANSI electronic wire-free SVN escutcheon, Mifare / DESFire push button privacy function, N lever, unhanded, BioCote antimicrobial finish, for use with 1 3/8" - 1 3/4" thick standard door | 1 |  | 1 Year | 725.15 | 0.15 | 616.3775
6356 | Salto | A9656N00BC38-A- | XS4 ANSI electronic AMOK wire-free SVN escutcheon, Mifare / DESFire push button privacy function, N lever, unhanded, BioCote antimicrobial finish, for use with 1 3/8" - 1 3/4" thick standard door | 1 |  | 1 Year | 854.15 | 0.15 | 726.0275
6357 | Salto | A9656N00BC38-C- | XS4 ANSI electronic RF wireless ready SVN escutcheon, Mifare / DESFire push button privacy function, N lever, unhanded, BioCote antimicrobial finish, for use with 1 3/8" - 1 3/4" thick standard door | 1 |  | 1 Year | 779.25 | 0.15 | 662.3625
6358 | Salto | A9656N00BC38-W- | XS4 ANSI electronic RF wireless SVN escutcheon, Mifare / DESFire push button privacy function, N lever, unhanded, BioCote antimicrobial finish, for use with 1 3/8" - 1 3/4" thick standard door | 1 |  | 1 Year | 910.35 | 0.15 | 773.7975
6359 | Salto | A9656N00BC48--- | XS4 ANSI electronic wire-free SVN escutcheon, Mifare / DESFire push button privacy function, N lever, unhanded, BioCote antimicrobial finish, for use with 1 3/4" - 2 1/4" thick door | 1 |  | 1 Year | 725.15 | 0.15 | 616.3775
6360 | Salto | A9656N00BC48-A- | XS4 ANSI electronic AMOK wire-free SVN escutcheon, Mifare / DESFire push button privacy function, N lever, unhanded, BioCote antimicrobial finish, for use with 1 3/4" - 2 1/4" thick door | 1 |  | 1 Year | 854.15 | 0.15 | 726.0275
6361 | Salto | A9656N00BC48-C- | XS4 ANSI electronic RF wireless ready SVN escutcheon, Mifare / DESFire push button privacy function, N lever, unhanded, BioCote antimicrobial finish, for use with 1 3/4" - 2 1/4" thick door | 1 |  | 1 Year | 779.25 | 0.15 | 662.3625
6362 | Salto | A9656N00BC48-W- | XS4 ANSI electronic RF wireless SVN escutcheon, Mifare / DESFire push button privacy function, N lever, unhanded, BioCote antimicrobial finish, for use with 1 3/4" - 2 1/4" thick door | 1 |  | 1 Year | 910.35 | 0.15 | 773.7975
6363 | Salto | A9656N00IM38--- | XS4 ANSI electronic wire-free SVN escutcheon, Mifare / DESFire push button privacy function, N lever, unhanded, satin stainless finish, for use with 1 3/8" - 1 3/4" thick standard door | 1 |  | 1 Year | 673.15 | 0.15 | 572.1775
6364 | Salto | A9656N00IM38-A- | XS4 ANSI electronic AMOK wire-free SVN escutcheon, Mifare / DESFire push button privacy function, N lever, unhanded, satin stainless finish, for use with 1 3/8" - 1 3/4" thick standard door | 1 |  | 1 Year | 802.15 | 0.15 | 681.8275
6365 | Salto | A9656N00IM38-C- | XS4 ANSI electronic RF wireless ready SVN escutcheon, Mifare / DESFire push button privacy function, N lever, unhanded, satin stainless finish, for use with 1 3/8" - 1 3/4" thick standard door | 1 |  | 1 Year | 727.25 | 0.15 | 618.1625
6366 | Salto | A9656N00IM38-W- | XS4 ANSI electronic RF wireless SVN escutcheon, Mifare / DESFire push button privacy function, N lever, unhanded, satin stainless finish, for use with 1 3/8" - 1 3/4" thick standard door | 1 |  | 1 Year | 858.35 | 0.15 | 729.5975
6367 | Salto | A9656N00IM48--- | XS4 ANSI electronic wire-free SVN escutcheon, Mifare / DESFire push button privacy function, N lever, unhanded, satin stainless finish, for use with 1 3/4" - 2 1/4" thick door | 1 |  | 1 Year | 673.15 | 0.15 | 572.1775
6368 | Salto | A9656N00IM48-A- | XS4 ANSI electronic AMOK wire-free SVN escutcheon, Mifare / DESFire push button privacy function, N lever, unhanded, satin stainless finish, for use with 1 3/4" - 2 1/4" thick door | 1 |  | 1 Year | 802.15 | 0.15 | 681.8275
6369 | Salto | A9656N00IM48-C- | XS4 ANSI electronic RF wireless ready SVN escutcheon, Mifare / DESFire push button privacy function, N lever, unhanded, satin stainless finish, for use with 1 3/4" - 2 1/4" thick door | 1 |  | 1 Year | 727.25 | 0.15 | 618.1625
6370 | Salto | A9656N00IM48-W- | XS4 ANSI electronic RF wireless SVN escutcheon, Mifare / DESFire push button privacy function, N lever, unhanded, satin stainless finish, for use with 1 3/4" - 2 1/4" thick door | 1 |  | 1 Year | 858.35 | 0.15 | 729.5975
6371 | Salto | A9656N00PM38--- | XS4 ANSI electronic wire-free SVN escutcheon, Mifare / DESFire push button privacy function, N lever, unhanded, satin brass finish, for use with 1 3/8" - 1 3/4" thick standard door | 1 |  | 1 Year | 673.15 | 0.15 | 572.1775
6372 | Salto | A9656N00PM38-A- | XS4 ANSI electronic AMOK wire-free SVN escutcheon, Mifare / DESFire push button privacy function, N lever, unhanded, satin brass finish, for use with 1 3/8" - 1 3/4" thick standard door | 1 |  | 1 Year | 802.15 | 0.15 | 681.8275
6373 | Salto | A9656N00PM38-C- | XS4 ANSI electronic RF wireless ready SVN escutcheon, Mifare / DESFire push button privacy function, N lever, unhanded, satin brass finish, for use with 1 3/8" - 1 3/4" thick standard door | 1 |  | 1 Year | 727.25 | 0.15 | 618.1625
6374 | Salto | A9656N00PM38-W- | XS4 ANSI electronic RF wireless SVN escutcheon, Mifare / DESFire push button privacy function, N lever, unhanded, satin brass finish, for use with 1 3/8" - 1 3/4" thick standard door | 1 |  | 1 Year | 858.35 | 0.15 | 729.5975
6375 | Salto | A9656N00PM48--- | XS4 ANSI electronic wire-free SVN escutcheon, Mifare / DESFire push button privacy function, N lever, unhanded, satin brass finish, for use with 1 3/4" - 2 1/4" thick door | 1 |  | 1 Year | 673.15 | 0.15 | 572.1775
6376 | Salto | A9656N00PM48-A- | XS4 ANSI electronic AMOK wire-free SVN escutcheon, Mifare / DESFire push button privacy function, N lever, unhanded, satin brass finish, for use with 1 3/4" - 2 1/4" thick door | 1 |  | 1 Year | 802.15 | 0.15 | 681.8275
6377 | Salto | A9656N00PM48-C- | XS4 ANSI electronic RF wireless ready SVN escutcheon, Mifare / DESFire push button privacy function, N lever, unhanded, satin brass finish, for use with 1 3/4" - 2 1/4" thick door | 1 |  | 1 Year | 727.25 | 0.15 | 618.1625
6378 | Salto | A9656N00PM48-W- | XS4 ANSI electronic RF wireless SVN escutcheon, Mifare / DESFire push button privacy function, N lever, unhanded, satin brass finish, for use with 1 3/4" - 2 1/4" thick door | 1 |  | 1 Year | 858.35 | 0.15 | 729.5975
6379 | Salto | A9656O00IA38L-- | XS4 ANSI electronic wire-free SVN escutcheon, Mifare / DESFire push button privacy function, O lever, left handed, antique brass finish, for use with 1 3/8" - 1 3/4" thick standard door | 1 |  | 1 Year | 735.35 | 0.15 | 625.0475
6380 | Salto | A9656O00IA38LA- | XS4 ANSI electronic AMOK wire-free SVN escutcheon, Mifare / DESFire push button privacy function, O lever, left handed, antique brass finish, for use with 1 3/8" - 1 3/4" thick standard door | 1 |  | 1 Year | 864.35 | 0.15 | 734.6975
6381 | Salto | A9656O00IA38LC- | XS4 ANSI electronic RF wireless ready SVN escutcheon, Mifare / DESFire push button privacy function, O lever, left handed, antique brass finish, for use with 1 3/8" - 1 3/4" thick standard door | 1 |  | 1 Year | 789.45 | 0.15 | 671.0325
6382 | Salto | A9656O00IA38LW- | XS4 ANSI electronic RF wireless SVN escutcheon, Mifare / DESFire push button privacy function, O lever, left handed, antique brass finish, for use with 1 3/8" - 1 3/4" thick standard door | 1 |  | 1 Year | 920.55 | 0.15 | 782.4675
6383 | Salto | A9656O00IA38R-- | XS4 ANSI electronic wire-free SVN escutcheon, Mifare / DESFire push button privacy function, O lever, right handed, antique brass finish, for use with 1 3/8" - 1 3/4" thick standard door | 1 |  | 1 Year | 735.35 | 0.15 | 625.0475
6384 | Salto | A9656O00IA38RA- | XS4 ANSI electronic AMOK wire-free SVN escutcheon, Mifare / DESFire push button privacy function, O lever, right handed, antique brass finish, for use with 1 3/8" - 1 3/4" thick standard door | 1 |  | 1 Year | 864.35 | 0.15 | 734.6975
6385 | Salto | A9656O00IA38RC- | XS4 ANSI electronic RF wireless ready SVN escutcheon, Mifare / DESFire push button privacy function, O lever, right handed, antique brass finish, for use with 1 3/8" - 1 3/4" thick standard door | 1 |  | 1 Year | 789.45 | 0.15 | 671.0325
6386 | Salto | A9656O00IA38RW- | XS4 ANSI electronic RF wireless SVN escutcheon, Mifare / DESFire push button privacy function, O lever, right handed, antique brass finish, for use with 1 3/8" - 1 3/4" thick standard door | 1 |  | 1 Year | 920.55 | 0.15 | 782.4675
6387 | Salto | A9656O00IA48L-- | XS4 ANSI electronic wire-free SVN escutcheon, Mifare / DESFire push button privacy function, O lever, left handed, antique brass finish, for use with 1 3/4" - 2 1/4" thick door | 1 |  | 1 Year | 735.35 | 0.15 | 625.0475
6388 | Salto | A9656O00IA48LA- | XS4 ANSI electronic AMOK wire-free SVN escutcheon, Mifare / DESFire push button privacy function, O lever, left handed, antique brass finish, for use with 1 3/4" - 2 1/4" thick door | 1 |  | 1 Year | 864.35 | 0.15 | 734.6975
6389 | Salto | A9656O00IA48LC- | XS4 ANSI electronic RF wireless ready SVN escutcheon, Mifare / DESFire push button privacy function, O lever, left handed, antique brass finish, for use with 1 3/4" - 2 1/4" thick door | 1 |  | 1 Year | 789.45 | 0.15 | 671.0325
6390 | Salto | A9656O00IA48LW- | XS4 ANSI electronic RF wireless SVN escutcheon, Mifare / DESFire push button privacy function, O lever, left handed, antique brass finish, for use with 1 3/4" - 2 1/4" thick door | 1 |  | 1 Year | 920.55 | 0.15 | 782.4675
6391 | Salto | A9656O00IA48R-- | XS4 ANSI electronic wire-free SVN escutcheon, Mifare / DESFire push button privacy function, O lever, right handed, antique brass finish, for use with 1 3/4" - 2 1/4" thick door | 1 |  | 1 Year | 735.35 | 0.15 | 625.0475
6392 | Salto | A9656O00IA48RA- | XS4 ANSI electronic AMOK wire-free SVN escutcheon, Mifare / DESFire push button privacy function, O lever, right handed, antique brass finish, for use with 1 3/4" - 2 1/4" thick door | 1 |  | 1 Year | 864.35 | 0.15 | 734.6975
6393 | Salto | A9656O00IA48RC- | XS4 ANSI electronic RF wireless ready SVN escutcheon, Mifare / DESFire push button privacy function, O lever, right handed, antique brass finish, for use with 1 3/4" - 2 1/4" thick door | 1 |  | 1 Year | 789.45 | 0.15 | 671.0325
6394 | Salto | A9656O00IA48RW- | XS4 ANSI electronic RF wireless SVN escutcheon, Mifare / DESFire push button privacy function, O lever, right handed, antique brass finish, for use with 1 3/4" - 2 1/4" thick door | 1 |  | 1 Year | 920.55 | 0.15 | 782.4675
6395 | Salto | A9656O00IM38L-- | XS4 ANSI electronic wire-free SVN escutcheon, Mifare / DESFire push button privacy function, O lever, left handed, satin stainless finish, for use with 1 3/8" - 1 3/4" thick standard door | 1 |  | 1 Year | 683.35 | 0.15 | 580.8475
6396 | Salto | A9656O00IM38LA- | XS4 ANSI electronic AMOK wire-free SVN escutcheon, Mifare / DESFire push button privacy function, O lever, left handed, satin stainless finish, for use with 1 3/8" - 1 3/4" thick standard door | 1 |  | 1 Year | 812.35 | 0.15 | 690.4975
6397 | Salto | A9656O00IM38LC- | XS4 ANSI electronic RF wireless ready SVN escutcheon, Mifare / DESFire push button privacy function, O lever, left handed, satin stainless finish, for use with 1 3/8" - 1 3/4" thick standard door | 1 |  | 1 Year | 737.45 | 0.15 | 626.8325
6398 | Salto | A9656O00IM38LW- | XS4 ANSI electronic RF wireless SVN escutcheon, Mifare / DESFire push button privacy function, O lever, left handed, satin stainless finish, for use with 1 3/8" - 1 3/4" thick standard door | 1 |  | 1 Year | 868.55 | 0.15 | 738.2675
6399 | Salto | A9656O00IM38R-- | XS4 ANSI electronic wire-free SVN escutcheon, Mifare / DESFire push button privacy function, O lever, right handed, satin stainless finish, for use with 1 3/8" - 1 3/4" thick standard door | 1 |  | 1 Year | 683.35 | 0.15 | 580.8475
6400 | Salto | A9656O00IM38RA- | XS4 ANSI electronic AMOK wire-free SVN escutcheon, Mifare / DESFire push button privacy function, O lever, right handed, satin stainless finish, for use with 1 3/8" - 1 3/4" thick standard door | 1 |  | 1 Year | 812.35 | 0.15 | 690.4975
6401 | Salto | A9656O00IM38RC- | XS4 ANSI electronic RF wireless ready SVN escutcheon, Mifare / DESFire push button privacy function, O lever, right handed, satin stainless finish, for use with 1 3/8" - 1 3/4" thick standard door | 1 |  | 1 Year | 737.45 | 0.15 | 626.8325
6402 | Salto | A9656O00IM38RW- | XS4 ANSI electronic RF wireless SVN escutcheon, Mifare / DESFire push button privacy function, O lever, right handed, satin stainless finish, for use with 1 3/8" - 1 3/4" thick standard door | 1 |  | 1 Year | 868.55 | 0.15 | 738.2675
6403 | Salto | A9656O00IM48L-- | XS4 ANSI electronic wire-free SVN escutcheon, Mifare / DESFire push button privacy function, O lever, left handed, satin stainless finish, for use with 1 3/4" - 2 1/4" thick door | 1 |  | 1 Year | 683.35 | 0.15 | 580.8475
6404 | Salto | A9656O00IM48LA- | XS4 ANSI electronic AMOK wire-free SVN escutcheon, Mifare / DESFire push button privacy function, O lever, left handed, satin stainless finish, for use with 1 3/4" - 2 1/4" thick door | 1 |  | 1 Year | 812.35 | 0.15 | 690.4975
6405 | Salto | A9656O00IM48LC- | XS4 ANSI electronic RF wireless ready SVN escutcheon, Mifare / DESFire push button privacy function, O lever, left handed, satin stainless finish, for use with 1 3/4" - 2 1/4" thick door | 1 |  | 1 Year | 737.45 | 0.15 | 626.8325
6406 | Salto | A9656O00IM48LW- | XS4 ANSI electronic RF wireless SVN escutcheon, Mifare / DESFire push button privacy function, O lever, left handed, satin stainless finish, for use with 1 3/4" - 2 1/4" thick door | 1 |  | 1 Year | 868.55 | 0.15 | 738.2675
6407 | Salto | A9656O00IM48R-- | XS4 ANSI electronic wire-free SVN escutcheon, Mifare / DESFire push button privacy function, O lever, right handed, satin stainless finish, for use with 1 3/4" - 2 1/4" thick door | 1 |  | 1 Year | 683.35 | 0.15 | 580.8475
6408 | Salto | A9656O00IM48RA- | XS4 ANSI electronic AMOK wire-free SVN escutcheon, Mifare / DESFire push button privacy function, O lever, right handed, satin stainless finish, for use with 1 3/4" - 2 1/4" thick door | 1 |  | 1 Year | 812.35 | 0.15 | 690.4975
6409 | Salto | A9656O00IM48RC- | XS4 ANSI electronic RF wireless ready SVN escutcheon, Mifare / DESFire push button privacy function, O lever, right handed, satin stainless finish, for use with 1 3/4" - 2 1/4" thick door | 1 |  | 1 Year | 737.45 | 0.15 | 626.8325
6410 | Salto | A9656O00IM48RW- | XS4 ANSI electronic RF wireless SVN escutcheon, Mifare / DESFire push button privacy function, O lever, right handed, satin stainless finish, for use with 1 3/4" - 2 1/4" thick door | 1 |  | 1 Year | 868.55 | 0.15 | 738.2675
6411 | Salto | A9656O00IP38L-- | XS4 ANSI electronic wire-free SVN escutcheon, Mifare / DESFire push button privacy function, O lever, left handed, bright stainless steel finish, for use with 1 3/8" - 1 3/4" thick standard door | 1 |  | 1 Year | 699.65 | 0.15 | 594.7025
6412 | Salto | A9656O00IP38LA- | XS4 ANSI electronic AMOK wire-free SVN escutcheon, Mifare / DESFire push button privacy function, O lever, left handed, bright stainless steel finish, for use with 1 3/8" - 1 3/4" thick standard door | 1 |  | 1 Year | 828.65 | 0.15 | 704.3525
6413 | Salto | A9656O00IP38LC- | XS4 ANSI electronic RF wireless ready SVN escutcheon, Mifare / DESFire push button privacy function, O lever, left handed, bright stainless steel finish, for use with 1 3/8" - 1 3/4" thick standard door | 1 |  | 1 Year | 753.75 | 0.15 | 640.6875
6414 | Salto | A9656O00IP38LW- | XS4 ANSI electronic RF wireless SVN escutcheon, Mifare / DESFire push button privacy function, O lever, left handed, bright stainless steel finish, for use with 1 3/8" - 1 3/4" thick standard door | 1 |  | 1 Year | 884.85 | 0.15 | 752.1225
6415 | Salto | A9656O00IP38R-- | XS4 ANSI electronic wire-free SVN escutcheon, Mifare / DESFire push button privacy function, O lever, right handed, bright stainless steel finish, for use with 1 3/8" - 1 3/4" thick standard door | 1 |  | 1 Year | 699.65 | 0.15 | 594.7025
6416 | Salto | A9656O00IP38RA- | XS4 ANSI electronic AMOK wire-free SVN escutcheon, Mifare / DESFire push button privacy function, O lever, right handed, bright stainless steel finish, for use with 1 3/8" - 1 3/4" thick standard door | 1 |  | 1 Year | 828.65 | 0.15 | 704.3525
6417 | Salto | A9656O00IP38RC- | XS4 ANSI electronic RF wireless ready SVN escutcheon, Mifare / DESFire push button privacy function, O lever, right handed, bright stainless steel finish, for use with 1 3/8" - 1 3/4" thick standard door | 1 |  | 1 Year | 753.75 | 0.15 | 640.6875
6418 | Salto | A9656O00IP38RW- | XS4 ANSI electronic RF wireless SVN escutcheon, Mifare / DESFire push button privacy function, O lever, right handed, bright stainless steel finish, for use with 1 3/8" - 1 3/4" thick standard door | 1 |  | 1 Year | 884.85 | 0.15 | 752.1225
6419 | Salto | A9656O00IP48L-- | XS4 ANSI electronic wire-free SVN escutcheon, Mifare / DESFire push button privacy function, O lever, left handed, bright stainless steel finish, for use with 1 3/4" - 2 1/4" thick door | 1 |  | 1 Year | 699.65 | 0.15 | 594.7025
6420 | Salto | A9656O00IP48LA- | XS4 ANSI electronic AMOK wire-free SVN escutcheon, Mifare / DESFire push button privacy function, O lever, left handed, bright stainless steel finish, for use with 1 3/4" - 2 1/4" thick door | 1 |  | 1 Year | 828.65 | 0.15 | 704.3525
6421 | Salto | A9656O00IP48LC- | XS4 ANSI electronic RF wireless ready SVN escutcheon, Mifare / DESFire push button privacy function, O lever, left handed, bright stainless steel finish, for use with 1 3/4" - 2 1/4" thick door | 1 |  | 1 Year | 753.75 | 0.15 | 640.6875
6422 | Salto | A9656O00IP48LW- | XS4 ANSI electronic RF wireless SVN escutcheon, Mifare / DESFire push button privacy function, O lever, left handed, bright stainless steel finish, for use with 1 3/4" - 2 1/4" thick door | 1 |  | 1 Year | 884.85 | 0.15 | 752.1225
6423 | Salto | A9656O00IP48R-- | XS4 ANSI electronic wire-free SVN escutcheon, Mifare / DESFire push button privacy function, O lever, right handed, bright stainless steel finish, for use with 1 3/4" - 2 1/4" thick door | 1 |  | 1 Year | 699.65 | 0.15 | 594.7025
6424 | Salto | A9656O00IP48RA- | XS4 ANSI electronic AMOK wire-free SVN escutcheon, Mifare / DESFire push button privacy function, O lever, right handed, bright stainless steel finish, for use with 1 3/4" - 2 1/4" thick door | 1 |  | 1 Year | 828.65 | 0.15 | 704.3525
6425 | Salto | A9656O00IP48RC- | XS4 ANSI electronic RF wireless ready SVN escutcheon, Mifare / DESFire push button privacy function, O lever, right handed, bright stainless steel finish, for use with 1 3/4" - 2 1/4" thick door | 1 |  | 1 Year | 753.75 | 0.15 | 640.6875
6426 | Salto | A9656O00IP48RW- | XS4 ANSI electronic RF wireless SVN escutcheon, Mifare / DESFire push button privacy function, O lever, right handed, bright stainless steel finish, for use with 1 3/4" - 2 1/4" thick door | 1 |  | 1 Year | 884.85 | 0.15 | 752.1225
6427 | Salto | A9656O00NE38L-- | XS4 ANSI electronic wire-free SVN escutcheon, Mifare / DESFire push button privacy function, O lever, left handed, black chromium finish, for use with 1 3/8" - 1 3/4" thick standard door | 1 |  | 1 Year | 718.05 | 0.15 | 610.3425
6428 | Salto | A9656O00NE38LA- | XS4 ANSI electronic AMOK wire-free SVN escutcheon, Mifare / DESFire push button privacy function, O lever, left handed, black chromium finish, for use with 1 3/8" - 1 3/4" thick standard door | 1 |  | 1 Year | 847.05 | 0.15 | 719.9925
6429 | Salto | A9656O00NE38LC- | XS4 ANSI electronic RF wireless ready SVN escutcheon, Mifare / DESFire push button privacy function, O lever, left handed, black chromium finish, for use with 1 3/8" - 1 3/4" thick standard door | 1 |  | 1 Year | 772.15 | 0.15 | 656.3275
6430 | Salto | A9656O00NE38LW- | XS4 ANSI electronic RF wireless SVN escutcheon, Mifare / DESFire push button privacy function, O lever, left handed, black chromium finish, for use with 1 3/8" - 1 3/4" thick standard door | 1 |  | 1 Year | 903.25 | 0.15 | 767.7625
6431 | Salto | A9656O00NE38R-- | XS4 ANSI electronic wire-free SVN escutcheon, Mifare / DESFire push button privacy function, O lever, right handed, black chromium finish, for use with 1 3/8" - 1 3/4" thick standard door | 1 |  | 1 Year | 718.05 | 0.15 | 610.3425
6432 | Salto | A9656O00NE38RA- | XS4 ANSI electronic AMOK wire-free SVN escutcheon, Mifare / DESFire push button privacy function, O lever, right handed, black chromium finish, for use with 1 3/8" - 1 3/4" thick standard door | 1 |  | 1 Year | 847.05 | 0.15 | 719.9925
6433 | Salto | A9656O00NE38RC- | XS4 ANSI electronic RF wireless ready SVN escutcheon, Mifare / DESFire push button privacy function, O lever, right handed, black chromium finish, for use with 1 3/8" - 1 3/4" thick standard door | 1 |  | 1 Year | 772.15 | 0.15 | 656.3275
6434 | Salto | A9656O00NE38RW- | XS4 ANSI electronic RF wireless SVN escutcheon, Mifare / DESFire push button privacy function, O lever, right handed, black chromium finish, for use with 1 3/8" - 1 3/4" thick standard door | 1 |  | 1 Year | 903.25 | 0.15 | 767.7625
6435 | Salto | A9656O00NE48L-- | XS4 ANSI electronic wire-free SVN escutcheon, Mifare / DESFire push button privacy function, O lever, left handed, black chromium finish, for use with 1 3/4" - 2 1/4" thick door | 1 |  | 1 Year | 718.05 | 0.15 | 610.3425
6436 | Salto | A9656O00NE48LA- | XS4 ANSI electronic AMOK wire-free SVN escutcheon, Mifare / DESFire push button privacy function, O lever, left handed, black chromium finish, for use with 1 3/4" - 2 1/4" thick door | 1 |  | 1 Year | 847.05 | 0.15 | 719.9925
6437 | Salto | A9656O00NE48LC- | XS4 ANSI electronic RF wireless ready SVN escutcheon, Mifare / DESFire push button privacy function, O lever, left handed, black chromium finish, for use with 1 3/4" - 2 1/4" thick door | 1 |  | 1 Year | 772.15 | 0.15 | 656.3275
6438 | Salto | A9656O00NE48LW- | XS4 ANSI electronic RF wireless SVN escutcheon, Mifare / DESFire push button privacy function, O lever, left handed, black chromium finish, for use with 1 3/4" - 2 1/4" thick door | 1 |  | 1 Year | 903.25 | 0.15 | 767.7625
6439 | Salto | A9656O00NE48R-- | XS4 ANSI electronic wire-free SVN escutcheon, Mifare / DESFire push button privacy function, O lever, right handed, black chromium finish, for use with 1 3/4" - 2 1/4" thick door | 1 |  | 1 Year | 718.05 | 0.15 | 610.3425
6440 | Salto | A9656O00NE48RA- | XS4 ANSI electronic AMOK wire-free SVN escutcheon, Mifare / DESFire push button privacy function, O lever, right handed, black chromium finish, for use with 1 3/4" - 2 1/4" thick door | 1 |  | 1 Year | 847.05 | 0.15 | 719.9925
6441 | Salto | A9656O00NE48RC- | XS4 ANSI electronic RF wireless ready SVN escutcheon, Mifare / DESFire push button privacy function, O lever, right handed, black chromium finish, for use with 1 3/4" - 2 1/4" thick door | 1 |  | 1 Year | 772.15 | 0.15 | 656.3275
6442 | Salto | A9656O00NE48RW- | XS4 ANSI electronic RF wireless SVN escutcheon, Mifare / DESFire push button privacy function, O lever, right handed, black chromium finish, for use with 1 3/4" - 2 1/4" thick door | 1 |  | 1 Year | 903.25 | 0.15 | 767.7625
6443 | Salto | A9656O00PM38L-- | XS4 ANSI electronic wire-free SVN escutcheon, Mifare / DESFire push button privacy function, O lever, left handed, satin brass finish, for use with 1 3/8" - 1 3/4" thick standard door | 1 |  | 1 Year | 683.35 | 0.15 | 580.8475
6444 | Salto | A9656O00PM38LA- | XS4 ANSI electronic AMOK wire-free SVN escutcheon, Mifare / DESFire push button privacy function, O lever, left handed, satin brass finish, for use with 1 3/8" - 1 3/4" thick standard door | 1 |  | 1 Year | 812.35 | 0.15 | 690.4975
6445 | Salto | A9656O00PM38LC- | XS4 ANSI electronic RF wireless ready SVN escutcheon, Mifare / DESFire push button privacy function, O lever, left handed, satin brass finish, for use with 1 3/8" - 1 3/4" thick standard door | 1 |  | 1 Year | 737.45 | 0.15 | 626.8325
6446 | Salto | A9656O00PM38LW- | XS4 ANSI electronic RF wireless SVN escutcheon, Mifare / DESFire push button privacy function, O lever, left handed, satin brass finish, for use with 1 3/8" - 1 3/4" thick standard door | 1 |  | 1 Year | 868.55 | 0.15 | 738.2675
6447 | Salto | A9656O00PM38R-- | XS4 ANSI electronic wire-free SVN escutcheon, Mifare / DESFire push button privacy function, O lever, right handed, satin brass finish, for use with 1 3/8" - 1 3/4" thick standard door | 1 |  | 1 Year | 683.35 | 0.15 | 580.8475
6448 | Salto | A9656O00PM38RA- | XS4 ANSI electronic AMOK wire-free SVN escutcheon, Mifare / DESFire push button privacy function, O lever, right handed, satin brass finish, for use with 1 3/8" - 1 3/4" thick standard door | 1 |  | 1 Year | 812.35 | 0.15 | 690.4975
6449 | Salto | A9656O00PM38RC- | XS4 ANSI electronic RF wireless ready SVN escutcheon, Mifare / DESFire push button privacy function, O lever, right handed, satin brass finish, for use with 1 3/8" - 1 3/4" thick standard door | 1 |  | 1 Year | 737.45 | 0.15 | 626.8325
6450 | Salto | A9656O00PM38RW- | XS4 ANSI electronic RF wireless SVN escutcheon, Mifare / DESFire push button privacy function, O lever, right handed, satin brass finish, for use with 1 3/8" - 1 3/4" thick standard door | 1 |  | 1 Year | 868.55 | 0.15 | 738.2675
6451 | Salto | A9656O00PM48L-- | XS4 ANSI electronic wire-free SVN escutcheon, Mifare / DESFire push button privacy function, O lever, left handed, satin brass finish, for use with 1 3/4" - 2 1/4" thick door | 1 |  | 1 Year | 683.35 | 0.15 | 580.8475
6452 | Salto | A9656O00PM48LA- | XS4 ANSI electronic AMOK wire-free SVN escutcheon, Mifare / DESFire push button privacy function, O lever, left handed, satin brass finish, for use with 1 3/4" - 2 1/4" thick door | 1 |  | 1 Year | 812.35 | 0.15 | 690.4975
6453 | Salto | A9656O00PM48LC- | XS4 ANSI electronic RF wireless ready SVN escutcheon, Mifare / DESFire push button privacy function, O lever, left handed, satin brass finish, for use with 1 3/4" - 2 1/4" thick door | 1 |  | 1 Year | 737.45 | 0.15 | 626.8325
6454 | Salto | A9656O00PM48LW- | XS4 ANSI electronic RF wireless SVN escutcheon, Mifare / DESFire push button privacy function, O lever, left handed, satin brass finish, for use with 1 3/4" - 2 1/4" thick door | 1 |  | 1 Year | 868.55 | 0.15 | 738.2675
6455 | Salto | A9656O00PM48R-- | XS4 ANSI electronic wire-free SVN escutcheon, Mifare / DESFire push button privacy function, O lever, right handed, satin brass finish, for use with 1 3/4" - 2 1/4" thick door | 1 |  | 1 Year | 683.35 | 0.15 | 580.8475
6456 | Salto | A9656O00PM48RA- | XS4 ANSI electronic AMOK wire-free SVN escutcheon, Mifare / DESFire push button privacy function, O lever, right handed, satin brass finish, for use with 1 3/4" - 2 1/4" thick door | 1 |  | 1 Year | 812.35 | 0.15 | 690.4975
6457 | Salto | A9656O00PM48RC- | XS4 ANSI electronic RF wireless ready SVN escutcheon, Mifare / DESFire push button privacy function, O lever, right handed, satin brass finish, for use with 1 3/4" - 2 1/4" thick door | 1 |  | 1 Year | 737.45 | 0.15 | 626.8325
6458 | Salto | A9656O00PM48RW- | XS4 ANSI electronic RF wireless SVN escutcheon, Mifare / DESFire push button privacy function, O lever, right handed, satin brass finish, for use with 1 3/4" - 2 1/4" thick door | 1 |  | 1 Year | 868.55 | 0.15 | 738.2675
6459 | Salto | A9656O00PP38L-- | XS4 ANSI electronic wire-free SVN escutcheon, Mifare / DESFire push button privacy function, O lever, left handed, bright brass finish, for use with 1 3/8" - 1 3/4" thick standard door | 1 |  | 1 Year | 699.65 | 0.15 | 594.7025
6460 | Salto | A9656O00PP38LA- | XS4 ANSI electronic AMOK wire-free SVN escutcheon, Mifare / DESFire push button privacy function, O lever, left handed, bright brass finish, for use with 1 3/8" - 1 3/4" thick standard door | 1 |  | 1 Year | 828.65 | 0.15 | 704.3525
6461 | Salto | A9656O00PP38LC- | XS4 ANSI electronic RF wireless ready SVN escutcheon, Mifare / DESFire push button privacy function, O lever, left handed, bright brass finish, for use with 1 3/8" - 1 3/4" thick standard door | 1 |  | 1 Year | 753.75 | 0.15 | 640.6875
6462 | Salto | A9656O00PP38LW- | XS4 ANSI electronic RF wireless SVN escutcheon, Mifare / DESFire push button privacy function, O lever, left handed, bright brass finish, for use with 1 3/8" - 1 3/4" thick standard door | 1 |  | 1 Year | 884.85 | 0.15 | 752.1225
6463 | Salto | A9656O00PP38R-- | XS4 ANSI electronic wire-free SVN escutcheon, Mifare / DESFire push button privacy function, O lever, right handed, bright brass finish, for use with 1 3/8" - 1 3/4" thick standard door | 1 |  | 1 Year | 699.65 | 0.15 | 594.7025
6464 | Salto | A9656O00PP38RA- | XS4 ANSI electronic AMOK wire-free SVN escutcheon, Mifare / DESFire push button privacy function, O lever, right handed, bright brass finish, for use with 1 3/8" - 1 3/4" thick standard door | 1 |  | 1 Year | 828.65 | 0.15 | 704.3525
6465 | Salto | A9656O00PP38RC- | XS4 ANSI electronic RF wireless ready SVN escutcheon, Mifare / DESFire push button privacy function, O lever, right handed, bright brass finish, for use with 1 3/8" - 1 3/4" thick standard door | 1 |  | 1 Year | 753.75 | 0.15 | 640.6875
6466 | Salto | A9656O00PP38RW- | XS4 ANSI electronic RF wireless SVN escutcheon, Mifare / DESFire push button privacy function, O lever, right handed, bright brass finish, for use with 1 3/8" - 1 3/4" thick standard door | 1 |  | 1 Year | 884.85 | 0.15 | 752.1225
6467 | Salto | A9656O00PP48L-- | XS4 ANSI electronic wire-free SVN escutcheon, Mifare / DESFire push button privacy function, O lever, left handed, bright brass finish, for use with 1 3/4" - 2 1/4" thick door | 1 |  | 1 Year | 699.65 | 0.15 | 594.7025
6468 | Salto | A9656O00PP48LA- | XS4 ANSI electronic AMOK wire-free SVN escutcheon, Mifare / DESFire push button privacy function, O lever, left handed, bright brass finish, for use with 1 3/4" - 2 1/4" thick door | 1 |  | 1 Year | 828.65 | 0.15 | 704.3525
6469 | Salto | A9656O00PP48LC- | XS4 ANSI electronic RF wireless ready SVN escutcheon, Mifare / DESFire push button privacy function, O lever, left handed, bright brass finish, for use with 1 3/4" - 2 1/4" thick door | 1 |  | 1 Year | 753.75 | 0.15 | 640.6875
6470 | Salto | A9656O00PP48LW- | XS4 ANSI electronic RF wireless SVN escutcheon, Mifare / DESFire push button privacy function, O lever, left handed, bright brass finish, for use with 1 3/4" - 2 1/4" thick door | 1 |  | 1 Year | 884.85 | 0.15 | 752.1225
6471 | Salto | A9656O00PP48R-- | XS4 ANSI electronic wire-free SVN escutcheon, Mifare / DESFire push button privacy function, O lever, right handed, bright brass finish, for use with 1 3/4" - 2 1/4" thick door | 1 |  | 1 Year | 699.65 | 0.15 | 594.7025
6472 | Salto | A9656O00PP48RA- | XS4 ANSI electronic AMOK wire-free SVN escutcheon, Mifare / DESFire push button privacy function, O lever, right handed, bright brass finish, for use with 1 3/4" - 2 1/4" thick door | 1 |  | 1 Year | 828.65 | 0.15 | 704.3525
6473 | Salto | A9656O00PP48RC- | XS4 ANSI electronic RF wireless ready SVN escutcheon, Mifare / DESFire push button privacy function, O lever, right handed, bright brass finish, for use with 1 3/4" - 2 1/4" thick door | 1 |  | 1 Year | 753.75 | 0.15 | 640.6875
6474 | Salto | A9656O00PP48RW- | XS4 ANSI electronic RF wireless SVN escutcheon, Mifare / DESFire push button privacy function, O lever, right handed, bright brass finish, for use with 1 3/4" - 2 1/4" thick door | 1 |  | 1 Year | 884.85 | 0.15 | 752.1225
6475 | Salto | A9656W00BC38--- | XS4 ANSI electronic wire-free SVN escutcheon, Mifare / DESFire push button privacy function, W lever, unhanded, BioCote antimicrobial finish, for use with 1 3/8" - 1 3/4" thick standard door | 1 |  | 1 Year | 725.15 | 0.15 | 616.3775
6476 | Salto | A9656W00BC38-A- | XS4 ANSI electronic AMOK wire-free SVN escutcheon, Mifare / DESFire push button privacy function, W lever, unhanded, BioCote antimicrobial finish, for use with 1 3/8" - 1 3/4" thick standard door | 1 |  | 1 Year | 854.15 | 0.15 | 726.0275
6477 | Salto | A9656W00BC38-C- | XS4 ANSI electronic RF wireless ready SVN escutcheon, Mifare / DESFire push button privacy function, W lever, unhanded, BioCote antimicrobial finish, for use with 1 3/8" - 1 3/4" thick standard door | 1 |  | 1 Year | 779.25 | 0.15 | 662.3625
6478 | Salto | A9656W00BC38-W- | XS4 ANSI electronic RF wireless SVN escutcheon, Mifare / DESFire push button privacy function, W lever, unhanded, BioCote antimicrobial finish, for use with 1 3/8" - 1 3/4" thick standard door | 1 |  | 1 Year | 910.35 | 0.15 | 773.7975
6479 | Salto | A9656W00BC48--- | XS4 ANSI electronic wire-free SVN escutcheon, Mifare / DESFire push button privacy function, W lever, unhanded, BioCote antimicrobial finish, for use with 1 3/4" - 2 1/4" thick door | 1 |  | 1 Year | 725.15 | 0.15 | 616.3775
6480 | Salto | A9656W00BC48-A- | XS4 ANSI electronic AMOK wire-free SVN escutcheon, Mifare / DESFire push button privacy function, W lever, unhanded, BioCote antimicrobial finish, for use with 1 3/4" - 2 1/4" thick door | 1 |  | 1 Year | 854.15 | 0.15 | 726.0275
6481 | Salto | A9656W00BC48-C- | XS4 ANSI electronic RF wireless ready SVN escutcheon, Mifare / DESFire push button privacy function, W lever, unhanded, BioCote antimicrobial finish, for use with 1 3/4" - 2 1/4" thick door | 1 |  | 1 Year | 779.25 | 0.15 | 662.3625
6482 | Salto | A9656W00BC48-W- | XS4 ANSI electronic RF wireless SVN escutcheon, Mifare / DESFire push button privacy function, W lever, unhanded, BioCote antimicrobial finish, for use with 1 3/4" - 2 1/4" thick door | 1 |  | 1 Year | 910.35 | 0.15 | 773.7975
6483 | Salto | A9656W00IA38--- | XS4 ANSI electronic wire-free SVN escutcheon, Mifare / DESFire push button privacy function, W lever, unhanded, antique brass finish, for use with 1 3/8" - 1 3/4" thick standard door | 1 |  | 1 Year | 725.15 | 0.15 | 616.3775
6484 | Salto | A9656W00IA38-A- | XS4 ANSI electronic AMOK wire-free SVN escutcheon, Mifare / DESFire push button privacy function, W lever, unhanded, antique brass finish, for use with 1 3/8" - 1 3/4" thick standard door | 1 |  | 1 Year | 854.15 | 0.15 | 726.0275
6485 | Salto | A9656W00IA38-C- | XS4 ANSI electronic RF wireless ready SVN escutcheon, Mifare / DESFire push button privacy function, W lever, unhanded, antique brass finish, for use with 1 3/8" - 1 3/4" thick standard door | 1 |  | 1 Year | 779.25 | 0.15 | 662.3625
6486 | Salto | A9656W00IA38-W- | XS4 ANSI electronic RF wireless SVN escutcheon, Mifare / DESFire push button privacy function, W lever, unhanded, antique brass finish, for use with 1 3/8" - 1 3/4" thick standard door | 1 |  | 1 Year | 910.35 | 0.15 | 773.7975
6487 | Salto | A9656W00IA48--- | XS4 ANSI electronic wire-free SVN escutcheon, Mifare / DESFire push button privacy function, W lever, unhanded, antique brass finish, for use with 1 3/4" - 2 1/4" thick door | 1 |  | 1 Year | 725.15 | 0.15 | 616.3775
6488 | Salto | A9656W00IA48-A- | XS4 ANSI electronic AMOK wire-free SVN escutcheon, Mifare / DESFire push button privacy function, W lever, unhanded, antique brass finish, for use with 1 3/4" - 2 1/4" thick door | 1 |  | 1 Year | 854.15 | 0.15 | 726.0275
6489 | Salto | A9656W00IA48-C- | XS4 ANSI electronic RF wireless ready SVN escutcheon, Mifare / DESFire push button privacy function, W lever, unhanded, antique brass finish, for use with 1 3/4" - 2 1/4" thick door | 1 |  | 1 Year | 779.25 | 0.15 | 662.3625
6490 | Salto | A9656W00IA48-W- | XS4 ANSI electronic RF wireless SVN escutcheon, Mifare / DESFire push button privacy function, W lever, unhanded, antique brass finish, for use with 1 3/4" - 2 1/4" thick door | 1 |  | 1 Year | 910.35 | 0.15 | 773.7975
6491 | Salto | A9656W00IM38--- | XS4 ANSI electronic wire-free SVN escutcheon, Mifare / DESFire push button privacy function, W lever, unhanded, satin stainless finish, for use with 1 3/8" - 1 3/4" thick standard door | 1 |  | 1 Year | 673.15 | 0.15 | 572.1775
6492 | Salto | A9656W00IM38-A- | XS4 ANSI electronic AMOK wire-free SVN escutcheon, Mifare / DESFire push button privacy function, W lever, unhanded, satin stainless finish, for use with 1 3/8" - 1 3/4" thick standard door | 1 |  | 1 Year | 802.15 | 0.15 | 681.8275
6493 | Salto | A9656W00IM38-C- | XS4 ANSI electronic RF wireless ready SVN escutcheon, Mifare / DESFire push button privacy function, W lever, unhanded, satin stainless finish, for use with 1 3/8" - 1 3/4" thick standard door | 1 |  | 1 Year | 727.25 | 0.15 | 618.1625
6494 | Salto | A9656W00IM38-W- | XS4 ANSI electronic RF wireless SVN escutcheon, Mifare / DESFire push button privacy function, W lever, unhanded, satin stainless finish, for use with 1 3/8" - 1 3/4" thick standard door | 1 |  | 1 Year | 858.35 | 0.15 | 729.5975
6495 | Salto | A9656W00IM48--- | XS4 ANSI electronic wire-free SVN escutcheon, Mifare / DESFire push button privacy function, W lever, unhanded, satin stainless finish, for use with 1 3/4" - 2 1/4" thick door | 1 |  | 1 Year | 673.15 | 0.15 | 572.1775
6496 | Salto | A9656W00IM48-A- | XS4 ANSI electronic AMOK wire-free SVN escutcheon, Mifare / DESFire push button privacy function, W lever, unhanded, satin stainless finish, for use with 1 3/4" - 2 1/4" thick door | 1 |  | 1 Year | 802.15 | 0.15 | 681.8275
6497 | Salto | A9656W00IM48-C- | XS4 ANSI electronic RF wireless ready SVN escutcheon, Mifare / DESFire push button privacy function, W lever, unhanded, satin stainless finish, for use with 1 3/4" - 2 1/4" thick door | 1 |  | 1 Year | 727.25 | 0.15 | 618.1625
6498 | Salto | A9656W00IM48-W- | XS4 ANSI electronic RF wireless SVN escutcheon, Mifare / DESFire push button privacy function, W lever, unhanded, satin stainless finish, for use with 1 3/4" - 2 1/4" thick door | 1 |  | 1 Year | 858.35 | 0.15 | 729.5975
6499 | Salto | A9656W00IP38--- | XS4 ANSI electronic wire-free SVN escutcheon, Mifare / DESFire push button privacy function, W lever, unhanded, bright stainless steel finish, for use with 1 3/8" - 1 3/4" thick standard door | 1 |  | 1 Year | 689.45 | 0.15 | 586.0325
6500 | Salto | A9656W00IP38-A- | XS4 ANSI electronic AMOK wire-free SVN escutcheon, Mifare / DESFire push button privacy function, W lever, unhanded, bright stainless steel finish, for use with 1 3/8" - 1 3/4" thick standard door | 1 |  | 1 Year | 818.45 | 0.15 | 695.6825
6501 | Salto | A9656W00IP38-C- | XS4 ANSI electronic RF wireless ready SVN escutcheon, Mifare / DESFire push button privacy function, W lever, unhanded, bright stainless steel finish, for use with 1 3/8" - 1 3/4" thick standard door | 1 |  | 1 Year | 743.55 | 0.15 | 632.0175
6502 | Salto | A9656W00IP38-W- | XS4 ANSI electronic RF wireless SVN escutcheon, Mifare / DESFire push button privacy function, W lever, unhanded, bright stainless steel finish, for use with 1 3/8" - 1 3/4" thick standard door | 1 |  | 1 Year | 874.65 | 0.15 | 743.4525
6503 | Salto | A9656W00IP48--- | XS4 ANSI electronic wire-free SVN escutcheon, Mifare / DESFire push button privacy function, W lever, unhanded, bright stainless steel finish, for use with 1 3/4" - 2 1/4" thick door | 1 |  | 1 Year | 689.45 | 0.15 | 586.0325
6504 | Salto | A9656W00IP48-A- | XS4 ANSI electronic AMOK wire-free SVN escutcheon, Mifare / DESFire push button privacy function, W lever, unhanded, bright stainless steel finish, for use with 1 3/4" - 2 1/4" thick door | 1 |  | 1 Year | 818.45 | 0.15 | 695.6825
6505 | Salto | A9656W00IP48-C- | XS4 ANSI electronic RF wireless ready SVN escutcheon, Mifare / DESFire push button privacy function, W lever, unhanded, bright stainless steel finish, for use with 1 3/4" - 2 1/4" thick door | 1 |  | 1 Year | 743.55 | 0.15 | 632.0175
6506 | Salto | A9656W00IP48-W- | XS4 ANSI electronic RF wireless SVN escutcheon, Mifare / DESFire push button privacy function, W lever, unhanded, bright stainless steel finish, for use with 1 3/4" - 2 1/4" thick door | 1 |  | 1 Year | 874.65 | 0.15 | 743.4525
6507 | Salto | A9656W00NE38--- | XS4 ANSI electronic wire-free SVN escutcheon, Mifare / DESFire push button privacy function, W lever, unhanded, black chromium finish, for use with 1 3/8" - 1 3/4" thick standard door | 1 |  | 1 Year | 707.85 | 0.15 | 601.6725
6508 | Salto | A9656W00NE38-A- | XS4 ANSI electronic AMOK wire-free SVN escutcheon, Mifare / DESFire push button privacy function, W lever, unhanded, black chromium finish, for use with 1 3/8" - 1 3/4" thick standard door | 1 |  | 1 Year | 836.85 | 0.15 | 711.3225
6509 | Salto | A9656W00NE38-C- | XS4 ANSI electronic RF wireless ready SVN escutcheon, Mifare / DESFire push button privacy function, W lever, unhanded, black chromium finish, for use with 1 3/8" - 1 3/4" thick standard door | 1 |  | 1 Year | 761.95 | 0.15 | 647.6575
6510 | Salto | A9656W00NE38-W- | XS4 ANSI electronic RF wireless SVN escutcheon, Mifare / DESFire push button privacy function, W lever, unhanded, black chromium finish, for use with 1 3/8" - 1 3/4" thick standard door | 1 |  | 1 Year | 893.05 | 0.15 | 759.0925
6511 | Salto | A9656W00NE48--- | XS4 ANSI electronic wire-free SVN escutcheon, Mifare / DESFire push button privacy function, W lever, unhanded, black chromium finish, for use with 1 3/4" - 2 1/4" thick door | 1 |  | 1 Year | 707.85 | 0.15 | 601.6725
6512 | Salto | A9656W00NE48-A- | XS4 ANSI electronic AMOK wire-free SVN escutcheon, Mifare / DESFire push button privacy function, W lever, unhanded, black chromium finish, for use with 1 3/4" - 2 1/4" thick door | 1 |  | 1 Year | 836.85 | 0.15 | 711.3225
6513 | Salto | A9656W00NE48-C- | XS4 ANSI electronic RF wireless ready SVN escutcheon, Mifare / DESFire push button privacy function, W lever, unhanded, black chromium finish, for use with 1 3/4" - 2 1/4" thick door | 1 |  | 1 Year | 761.95 | 0.15 | 647.6575
6514 | Salto | A9656W00NE48-W- | XS4 ANSI electronic RF wireless SVN escutcheon, Mifare / DESFire push button privacy function, W lever, unhanded, black chromium finish, for use with 1 3/4" - 2 1/4" thick door | 1 |  | 1 Year | 893.05 | 0.15 | 759.0925
6515 | Salto | A9656W00PM38--- | XS4 ANSI electronic wire-free SVN escutcheon, Mifare / DESFire push button privacy function, W lever, unhanded, satin brass finish, for use with 1 3/8" - 1 3/4" thick standard door | 1 |  | 1 Year | 673.15 | 0.15 | 572.1775
6516 | Salto | A9656W00PM38-A- | XS4 ANSI electronic AMOK wire-free SVN escutcheon, Mifare / DESFire push button privacy function, W lever, unhanded, satin brass finish, for use with 1 3/8" - 1 3/4" thick standard door | 1 |  | 1 Year | 802.15 | 0.15 | 681.8275
6517 | Salto | A9656W00PM38-C- | XS4 ANSI electronic RF wireless ready SVN escutcheon, Mifare / DESFire push button privacy function, W lever, unhanded, satin brass finish, for use with 1 3/8" - 1 3/4" thick standard door | 1 |  | 1 Year | 727.25 | 0.15 | 618.1625
6518 | Salto | A9656W00PM38-W- | XS4 ANSI electronic RF wireless SVN escutcheon, Mifare / DESFire push button privacy function, W lever, unhanded, satin brass finish, for use with 1 3/8" - 1 3/4" thick standard door | 1 |  | 1 Year | 858.35 | 0.15 | 729.5975
6519 | Salto | A9656W00PM48--- | XS4 ANSI electronic wire-free SVN escutcheon, Mifare / DESFire push button privacy function, W lever, unhanded, satin brass finish, for use with 1 3/4" - 2 1/4" thick door | 1 |  | 1 Year | 673.15 | 0.15 | 572.1775
6520 | Salto | A9656W00PM48-A- | XS4 ANSI electronic AMOK wire-free SVN escutcheon, Mifare / DESFire push button privacy function, W lever, unhanded, satin brass finish, for use with 1 3/4" - 2 1/4" thick door | 1 |  | 1 Year | 802.15 | 0.15 | 681.8275
6521 | Salto | A9656W00PM48-C- | XS4 ANSI electronic RF wireless ready SVN escutcheon, Mifare / DESFire push button privacy function, W lever, unhanded, satin brass finish, for use with 1 3/4" - 2 1/4" thick door | 1 |  | 1 Year | 727.25 | 0.15 | 618.1625
6522 | Salto | A9656W00PM48-W- | XS4 ANSI electronic RF wireless SVN escutcheon, Mifare / DESFire push button privacy function, W lever, unhanded, satin brass finish, for use with 1 3/4" - 2 1/4" thick door | 1 |  | 1 Year | 858.35 | 0.15 | 729.5975
6523 | Salto | A9656W00PP38--- | XS4 ANSI electronic wire-free SVN escutcheon, Mifare / DESFire push button privacy function, W lever, unhanded, bright brass finish, for use with 1 3/8" - 1 3/4" thick standard door | 1 |  | 1 Year | 689.45 | 0.15 | 586.0325
6524 | Salto | A9656W00PP38-A- | XS4 ANSI electronic AMOK wire-free SVN escutcheon, Mifare / DESFire push button privacy function, W lever, unhanded, bright brass finish, for use with 1 3/8" - 1 3/4" thick standard door | 1 |  | 1 Year | 818.45 | 0.15 | 695.6825
6525 | Salto | A9656W00PP38-C- | XS4 ANSI electronic RF wireless ready SVN escutcheon, Mifare / DESFire push button privacy function, W lever, unhanded, bright brass finish, for use with 1 3/8" - 1 3/4" thick standard door | 1 |  | 1 Year | 743.55 | 0.15 | 632.0175
6526 | Salto | A9656W00PP38-W- | XS4 ANSI electronic RF wireless SVN escutcheon, Mifare / DESFire push button privacy function, W lever, unhanded, bright brass finish, for use with 1 3/8" - 1 3/4" thick standard door | 1 |  | 1 Year | 874.65 | 0.15 | 743.4525
6527 | Salto | A9656W00PP48--- | XS4 ANSI electronic wire-free SVN escutcheon, Mifare / DESFire push button privacy function, W lever, unhanded, bright brass finish, for use with 1 3/4" - 2 1/4" thick door | 1 |  | 1 Year | 689.45 | 0.15 | 586.0325
6528 | Salto | A9656W00PP48-A- | XS4 ANSI electronic AMOK wire-free SVN escutcheon, Mifare / DESFire push button privacy function, W lever, unhanded, bright brass finish, for use with 1 3/4" - 2 1/4" thick door | 1 |  | 1 Year | 818.45 | 0.15 | 695.6825
6529 | Salto | A9656W00PP48-C- | XS4 ANSI electronic RF wireless ready SVN escutcheon, Mifare / DESFire push button privacy function, W lever, unhanded, bright brass finish, for use with 1 3/4" - 2 1/4" thick door | 1 |  | 1 Year | 743.55 | 0.15 | 632.0175
6530 | Salto | A9656W00PP48-W- | XS4 ANSI electronic RF wireless SVN escutcheon, Mifare / DESFire push button privacy function, W lever, unhanded, bright brass finish, for use with 1 3/4" - 2 1/4" thick door | 1 |  | 1 Year | 874.65 | 0.15 | 743.4525
6531 | Salto | A9658261IM38--- | XS4 ANSI electronic wire-free SVN escutcheon, Mifare / DESFire deadbolt privacy function, Columbo Robodue premium series lever, unhanded, satin stainless finish, for use with 1 3/8" - 1 3/4" thick standard door | 1 |  | 1 Year | 719.05 | 0.15 | 611.1925
6532 | Salto | A9658261IM38-A- | XS4 ANSI electronic AMOK wire-free SVN escutcheon, Mifare / DESFire deadbolt privacy function, Columbo Robodue premium series lever, unhanded, satin stainless finish, for use with 1 3/8" - 1 3/4" thick standard door | 1 |  | 1 Year | 848.05 | 0.15 | 720.8425
6533 | Salto | A9658261IM38-C- | XS4 ANSI electronic RF wireless ready SVN escutcheon, Mifare / DESFire deadbolt privacy function, Columbo Robodue premium series lever, unhanded, satin stainless finish, for use with 1 3/8" - 1 3/4" thick standard door | 1 |  | 1 Year | 773.15 | 0.15 | 657.1775
6534 | Salto | A9658261IM38-W- | XS4 ANSI electronic RF wireless SVN escutcheon, Mifare / DESFire deadbolt privacy function, Columbo Robodue premium series lever, unhanded, satin stainless finish, for use with 1 3/8" - 1 3/4" thick standard door | 1 |  | 1 Year | 904.25 | 0.15 | 768.6125
6535 | Salto | A9658261IM48--- | XS4 ANSI electronic wire-free SVN escutcheon, Mifare / DESFire deadbolt privacy function, Columbo Robodue premium series lever, unhanded, satin stainless finish, for use with 1 3/4" - 2 1/4" thick door | 1 |  | 1 Year | 719.05 | 0.15 | 611.1925
6536 | Salto | A9658261IM48-A- | XS4 ANSI electronic AMOK wire-free SVN escutcheon, Mifare / DESFire deadbolt privacy function, Columbo Robodue premium series lever, unhanded, satin stainless finish, for use with 1 3/4" - 2 1/4" thick door | 1 |  | 1 Year | 848.05 | 0.15 | 720.8425
6537 | Salto | A9658261IM48-C- | XS4 ANSI electronic RF wireless ready SVN escutcheon, Mifare / DESFire deadbolt privacy function, Columbo Robodue premium series lever, unhanded, satin stainless finish, for use with 1 3/4" - 2 1/4" thick door | 1 |  | 1 Year | 773.15 | 0.15 | 657.1775
6538 | Salto | A9658261IM48-W- | XS4 ANSI electronic RF wireless SVN escutcheon, Mifare / DESFire deadbolt privacy function, Columbo Robodue premium series lever, unhanded, satin stainless finish, for use with 1 3/4" - 2 1/4" thick door | 1 |  | 1 Year | 904.25 | 0.15 | 768.6125
6539 | Salto | A9658261IP38--- | XS4 ANSI electronic wire-free SVN escutcheon, Mifare / DESFire deadbolt privacy function, Columbo Robodue premium series lever, unhanded, bright stainless steel finish, for use with 1 3/8" - 1 3/4" thick standard door | 1 |  | 1 Year | 735.35 | 0.15 | 625.0475
6540 | Salto | A9658261IP38-A- | XS4 ANSI electronic AMOK wire-free SVN escutcheon, Mifare / DESFire deadbolt privacy function, Columbo Robodue premium series lever, unhanded, bright stainless steel finish, for use with 1 3/8" - 1 3/4" thick standard door | 1 |  | 1 Year | 864.35 | 0.15 | 734.6975
6541 | Salto | A9658261IP38-C- | XS4 ANSI electronic RF wireless ready SVN escutcheon, Mifare / DESFire deadbolt privacy function, Columbo Robodue premium series lever, unhanded, bright stainless steel finish, for use with 1 3/8" - 1 3/4" thick standard door | 1 |  | 1 Year | 789.45 | 0.15 | 671.0325
6542 | Salto | A9658261IP38-W- | XS4 ANSI electronic RF wireless SVN escutcheon, Mifare / DESFire deadbolt privacy function, Columbo Robodue premium series lever, unhanded, bright stainless steel finish, for use with 1 3/8" - 1 3/4" thick standard door | 1 |  | 1 Year | 920.55 | 0.15 | 782.4675
6543 | Salto | A9658261IP48--- | XS4 ANSI electronic wire-free SVN escutcheon, Mifare / DESFire deadbolt privacy function, Columbo Robodue premium series lever, unhanded, bright stainless steel finish, for use with 1 3/4" - 2 1/4" thick door | 1 |  | 1 Year | 735.35 | 0.15 | 625.0475
6544 | Salto | A9658261IP48-A- | XS4 ANSI electronic AMOK wire-free SVN escutcheon, Mifare / DESFire deadbolt privacy function, Columbo Robodue premium series lever, unhanded, bright stainless steel finish, for use with 1 3/4" - 2 1/4" thick door | 1 |  | 1 Year | 864.35 | 0.15 | 734.6975
6545 | Salto | A9658261IP48-C- | XS4 ANSI electronic RF wireless ready SVN escutcheon, Mifare / DESFire deadbolt privacy function, Columbo Robodue premium series lever, unhanded, bright stainless steel finish, for use with 1 3/4" - 2 1/4" thick door | 1 |  | 1 Year | 789.45 | 0.15 | 671.0325
6546 | Salto | A9658261IP48-W- | XS4 ANSI electronic RF wireless SVN escutcheon, Mifare / DESFire deadbolt privacy function, Columbo Robodue premium series lever, unhanded, bright stainless steel finish, for use with 1 3/4" - 2 1/4" thick door | 1 |  | 1 Year | 920.55 | 0.15 | 782.4675
6547 | Salto | A9658261PP38--- | XS4 ANSI electronic wire-free SVN escutcheon, Mifare / DESFire deadbolt privacy function, Columbo Robodue premium series lever, unhanded, bright brass finish, for use with 1 3/8" - 1 3/4" thick standard door | 1 |  | 1 Year | 735.35 | 0.15 | 625.0475
6548 | Salto | A9658261PP38-A- | XS4 ANSI electronic AMOK wire-free SVN escutcheon, Mifare / DESFire deadbolt privacy function, Columbo Robodue premium series lever, unhanded, bright brass finish, for use with 1 3/8" - 1 3/4" thick standard door | 1 |  | 1 Year | 864.35 | 0.15 | 734.6975
6549 | Salto | A9658261PP38-C- | XS4 ANSI electronic RF wireless ready SVN escutcheon, Mifare / DESFire deadbolt privacy function, Columbo Robodue premium series lever, unhanded, bright brass finish, for use with 1 3/8" - 1 3/4" thick standard door | 1 |  | 1 Year | 789.45 | 0.15 | 671.0325
6550 | Salto | A9658261PP38-W- | XS4 ANSI electronic RF wireless SVN escutcheon, Mifare / DESFire deadbolt privacy function, Columbo Robodue premium series lever, unhanded, bright brass finish, for use with 1 3/8" - 1 3/4" thick standard door | 1 |  | 1 Year | 920.55 | 0.15 | 782.4675
6551 | Salto | A9658261PP48--- | XS4 ANSI electronic wire-free SVN escutcheon, Mifare / DESFire deadbolt privacy function, Columbo Robodue premium series lever, unhanded, bright brass finish, for use with 1 3/4" - 2 1/4" thick door | 1 |  | 1 Year | 735.35 | 0.15 | 625.0475
6552 | Salto | A9658261PP48-A- | XS4 ANSI electronic AMOK wire-free SVN escutcheon, Mifare / DESFire deadbolt privacy function, Columbo Robodue premium series lever, unhanded, bright brass finish, for use with 1 3/4" - 2 1/4" thick door | 1 |  | 1 Year | 864.35 | 0.15 | 734.6975
6553 | Salto | A9658261PP48-C- | XS4 ANSI electronic RF wireless ready SVN escutcheon, Mifare / DESFire deadbolt privacy function, Columbo Robodue premium series lever, unhanded, bright brass finish, for use with 1 3/4" - 2 1/4" thick door | 1 |  | 1 Year | 789.45 | 0.15 | 671.0325
6554 | Salto | A9658261PP48-W- | XS4 ANSI electronic RF wireless SVN escutcheon, Mifare / DESFire deadbolt privacy function, Columbo Robodue premium series lever, unhanded, bright brass finish, for use with 1 3/4" - 2 1/4" thick door | 1 |  | 1 Year | 920.55 | 0.15 | 782.4675
6555 | Salto | A9658262IM38--- | XS4 ANSI electronic wire-free SVN escutcheon, Mifare / DESFire deadbolt privacy function, Columbo Robodue premium series lever, unhanded, satin stainless finish, for use with 1 3/8" - 1 3/4" thick standard door | 1 |  | 1 Year | 719.05 | 0.15 | 611.1925
6556 | Salto | A9658262IM38-A- | XS4 ANSI electronic AMOK wire-free SVN escutcheon, Mifare / DESFire deadbolt privacy function, Columbo Robodue premium series lever, unhanded, satin stainless finish, for use with 1 3/8" - 1 3/4" thick standard door | 1 |  | 1 Year | 848.05 | 0.15 | 720.8425
6557 | Salto | A9658262IM38-C- | XS4 ANSI electronic RF wireless ready SVN escutcheon, Mifare / DESFire deadbolt privacy function, Columbo Robodue premium series lever, unhanded, satin stainless finish, for use with 1 3/8" - 1 3/4" thick standard door | 1 |  | 1 Year | 773.15 | 0.15 | 657.1775
6558 | Salto | A9658262IM38-W- | XS4 ANSI electronic RF wireless SVN escutcheon, Mifare / DESFire deadbolt privacy function, Columbo Robodue premium series lever, unhanded, satin stainless finish, for use with 1 3/8" - 1 3/4" thick standard door | 1 |  | 1 Year | 904.25 | 0.15 | 768.6125
6559 | Salto | A9658262IM48--- | XS4 ANSI electronic wire-free SVN escutcheon, Mifare / DESFire deadbolt privacy function, Columbo Robodue premium series lever, unhanded, satin stainless finish, for use with 1 3/4" - 2 1/4" thick door | 1 |  | 1 Year | 719.05 | 0.15 | 611.1925
6560 | Salto | A9658262IM48-A- | XS4 ANSI electronic AMOK wire-free SVN escutcheon, Mifare / DESFire deadbolt privacy function, Columbo Robodue premium series lever, unhanded, satin stainless finish, for use with 1 3/4" - 2 1/4" thick door | 1 |  | 1 Year | 848.05 | 0.15 | 720.8425
6561 | Salto | A9658262IM48-C- | XS4 ANSI electronic RF wireless ready SVN escutcheon, Mifare / DESFire deadbolt privacy function, Columbo Robodue premium series lever, unhanded, satin stainless finish, for use with 1 3/4" - 2 1/4" thick door | 1 |  | 1 Year | 773.15 | 0.15 | 657.1775
6562 | Salto | A9658262IM48-W- | XS4 ANSI electronic RF wireless SVN escutcheon, Mifare / DESFire deadbolt privacy function, Columbo Robodue premium series lever, unhanded, satin stainless finish, for use with 1 3/4" - 2 1/4" thick door | 1 |  | 1 Year | 904.25 | 0.15 | 768.6125
6563 | Salto | A9658262IP38--- | XS4 ANSI electronic wire-free SVN escutcheon, Mifare / DESFire deadbolt privacy function, Columbo Robodue premium series lever, unhanded, bright stainless steel finish, for use with 1 3/8" - 1 3/4" thick standard door | 1 |  | 1 Year | 735.35 | 0.15 | 625.0475
6564 | Salto | A9658262IP38-A- | XS4 ANSI electronic AMOK wire-free SVN escutcheon, Mifare / DESFire deadbolt privacy function, Columbo Robodue premium series lever, unhanded, bright stainless steel finish, for use with 1 3/8" - 1 3/4" thick standard door | 1 |  | 1 Year | 864.35 | 0.15 | 734.6975
6565 | Salto | A9658262IP38-C- | XS4 ANSI electronic RF wireless ready SVN escutcheon, Mifare / DESFire deadbolt privacy function, Columbo Robodue premium series lever, unhanded, bright stainless steel finish, for use with 1 3/8" - 1 3/4" thick standard door | 1 |  | 1 Year | 789.45 | 0.15 | 671.0325
6566 | Salto | A9658262IP38-W- | XS4 ANSI electronic RF wireless SVN escutcheon, Mifare / DESFire deadbolt privacy function, Columbo Robodue premium series lever, unhanded, bright stainless steel finish, for use with 1 3/8" - 1 3/4" thick standard door | 1 |  | 1 Year | 920.55 | 0.15 | 782.4675
6567 | Salto | A9658262IP48--- | XS4 ANSI electronic wire-free SVN escutcheon, Mifare / DESFire deadbolt privacy function, Columbo Robodue premium series lever, unhanded, bright stainless steel finish, for use with 1 3/4" - 2 1/4" thick door | 1 |  | 1 Year | 735.35 | 0.15 | 625.0475
6568 | Salto | A9658262IP48-A- | XS4 ANSI electronic AMOK wire-free SVN escutcheon, Mifare / DESFire deadbolt privacy function, Columbo Robodue premium series lever, unhanded, bright stainless steel finish, for use with 1 3/4" - 2 1/4" thick door | 1 |  | 1 Year | 864.35 | 0.15 | 734.6975
6569 | Salto | A9658262IP48-C- | XS4 ANSI electronic RF wireless ready SVN escutcheon, Mifare / DESFire deadbolt privacy function, Columbo Robodue premium series lever, unhanded, bright stainless steel finish, for use with 1 3/4" - 2 1/4" thick door | 1 |  | 1 Year | 789.45 | 0.15 | 671.0325
6570 | Salto | A9658262IP48-W- | XS4 ANSI electronic RF wireless SVN escutcheon, Mifare / DESFire deadbolt privacy function, Columbo Robodue premium series lever, unhanded, bright stainless steel finish, for use with 1 3/4" - 2 1/4" thick door | 1 |  | 1 Year | 920.55 | 0.15 | 782.4675
6571 | Salto | A9658262PP38--- | XS4 ANSI electronic wire-free SVN escutcheon, Mifare / DESFire deadbolt privacy function, Columbo Robodue premium series lever, unhanded, bright brass finish, for use with 1 3/8" - 1 3/4" thick standard door | 1 |  | 1 Year | 735.35 | 0.15 | 625.0475
6572 | Salto | A9658262PP38-A- | XS4 ANSI electronic AMOK wire-free SVN escutcheon, Mifare / DESFire deadbolt privacy function, Columbo Robodue premium series lever, unhanded, bright brass finish, for use with 1 3/8" - 1 3/4" thick standard door | 1 |  | 1 Year | 864.35 | 0.15 | 734.6975
6573 | Salto | A9658262PP38-C- | XS4 ANSI electronic RF wireless ready SVN escutcheon, Mifare / DESFire deadbolt privacy function, Columbo Robodue premium series lever, unhanded, bright brass finish, for use with 1 3/8" - 1 3/4" thick standard door | 1 |  | 1 Year | 789.45 | 0.15 | 671.0325
6574 | Salto | A9658262PP38-W- | XS4 ANSI electronic RF wireless SVN escutcheon, Mifare / DESFire deadbolt privacy function, Columbo Robodue premium series lever, unhanded, bright brass finish, for use with 1 3/8" - 1 3/4" thick standard door | 1 |  | 1 Year | 920.55 | 0.15 | 782.4675
6575 | Salto | A9658262PP48--- | XS4 ANSI electronic wire-free SVN escutcheon, Mifare / DESFire deadbolt privacy function, Columbo Robodue premium series lever, unhanded, bright brass finish, for use with 1 3/4" - 2 1/4" thick door | 1 |  | 1 Year | 735.35 | 0.15 | 625.0475
6576 | Salto | A9658262PP48-A- | XS4 ANSI electronic AMOK wire-free SVN escutcheon, Mifare / DESFire deadbolt privacy function, Columbo Robodue premium series lever, unhanded, bright brass finish, for use with 1 3/4" - 2 1/4" thick door | 1 |  | 1 Year | 864.35 | 0.15 | 734.6975
6577 | Salto | A9658262PP48-C- | XS4 ANSI electronic RF wireless ready SVN escutcheon, Mifare / DESFire deadbolt privacy function, Columbo Robodue premium series lever, unhanded, bright brass finish, for use with 1 3/4" - 2 1/4" thick door | 1 |  | 1 Year | 789.45 | 0.15 | 671.0325
6578 | Salto | A9658262PP48-W- | XS4 ANSI electronic RF wireless SVN escutcheon, Mifare / DESFire deadbolt privacy function, Columbo Robodue premium series lever, unhanded, bright brass finish, for use with 1 3/4" - 2 1/4" thick door | 1 |  | 1 Year | 920.55 | 0.15 | 782.4675
6579 | Salto | A9658263IM38--- | XS4 ANSI electronic wire-free SVN escutcheon, Mifare / DESFire deadbolt privacy function, Columbo Robodue premium series lever, unhanded, satin stainless finish, for use with 1 3/8" - 1 3/4" thick standard door | 1 |  | 1 Year | 719.05 | 0.15 | 611.1925
6580 | Salto | A9658263IM38-A- | XS4 ANSI electronic AMOK wire-free SVN escutcheon, Mifare / DESFire deadbolt privacy function, Columbo Robodue premium series lever, unhanded, satin stainless finish, for use with 1 3/8" - 1 3/4" thick standard door | 1 |  | 1 Year | 848.05 | 0.15 | 720.8425
6581 | Salto | A9658263IM38-C- | XS4 ANSI electronic RF wireless ready SVN escutcheon, Mifare / DESFire deadbolt privacy function, Columbo Robodue premium series lever, unhanded, satin stainless finish, for use with 1 3/8" - 1 3/4" thick standard door | 1 |  | 1 Year | 773.15 | 0.15 | 657.1775
6582 | Salto | A9658263IM38-W- | XS4 ANSI electronic RF wireless SVN escutcheon, Mifare / DESFire deadbolt privacy function, Columbo Robodue premium series lever, unhanded, satin stainless finish, for use with 1 3/8" - 1 3/4" thick standard door | 1 |  | 1 Year | 904.25 | 0.15 | 768.6125
6583 | Salto | A9658263IM48--- | XS4 ANSI electronic wire-free SVN escutcheon, Mifare / DESFire deadbolt privacy function, Columbo Robodue premium series lever, unhanded, satin stainless finish, for use with 1 3/4" - 2 1/4" thick door | 1 |  | 1 Year | 719.05 | 0.15 | 611.1925
6584 | Salto | A9658263IM48-A- | XS4 ANSI electronic AMOK wire-free SVN escutcheon, Mifare / DESFire deadbolt privacy function, Columbo Robodue premium series lever, unhanded, satin stainless finish, for use with 1 3/4" - 2 1/4" thick door | 1 |  | 1 Year | 848.05 | 0.15 | 720.8425
6585 | Salto | A9658263IM48-C- | XS4 ANSI electronic RF wireless ready SVN escutcheon, Mifare / DESFire deadbolt privacy function, Columbo Robodue premium series lever, unhanded, satin stainless finish, for use with 1 3/4" - 2 1/4" thick door | 1 |  | 1 Year | 773.15 | 0.15 | 657.1775
6586 | Salto | A9658263IM48-W- | XS4 ANSI electronic RF wireless SVN escutcheon, Mifare / DESFire deadbolt privacy function, Columbo Robodue premium series lever, unhanded, satin stainless finish, for use with 1 3/4" - 2 1/4" thick door | 1 |  | 1 Year | 904.25 | 0.15 | 768.6125
6587 | Salto | A9658263IP38--- | XS4 ANSI electronic wire-free SVN escutcheon, Mifare / DESFire deadbolt privacy function, Columbo Robodue premium series lever, unhanded, bright stainless steel finish, for use with 1 3/8" - 1 3/4" thick standard door | 1 |  | 1 Year | 735.35 | 0.15 | 625.0475
6588 | Salto | A9658263IP38-A- | XS4 ANSI electronic AMOK wire-free SVN escutcheon, Mifare / DESFire deadbolt privacy function, Columbo Robodue premium series lever, unhanded, bright stainless steel finish, for use with 1 3/8" - 1 3/4" thick standard door | 1 |  | 1 Year | 864.35 | 0.15 | 734.6975
6589 | Salto | A9658263IP38-C- | XS4 ANSI electronic RF wireless ready SVN escutcheon, Mifare / DESFire deadbolt privacy function, Columbo Robodue premium series lever, unhanded, bright stainless steel finish, for use with 1 3/8" - 1 3/4" thick standard door | 1 |  | 1 Year | 789.45 | 0.15 | 671.0325
6590 | Salto | A9658263IP38-W- | XS4 ANSI electronic RF wireless SVN escutcheon, Mifare / DESFire deadbolt privacy function, Columbo Robodue premium series lever, unhanded, bright stainless steel finish, for use with 1 3/8" - 1 3/4" thick standard door | 1 |  | 1 Year | 920.55 | 0.15 | 782.4675
6591 | Salto | A9658263IP48--- | XS4 ANSI electronic wire-free SVN escutcheon, Mifare / DESFire deadbolt privacy function, Columbo Robodue premium series lever, unhanded, bright stainless steel finish, for use with 1 3/4" - 2 1/4" thick door | 1 |  | 1 Year | 735.35 | 0.15 | 625.0475
6592 | Salto | A9658263IP48-A- | XS4 ANSI electronic AMOK wire-free SVN escutcheon, Mifare / DESFire deadbolt privacy function, Columbo Robodue premium series lever, unhanded, bright stainless steel finish, for use with 1 3/4" - 2 1/4" thick door | 1 |  | 1 Year | 864.35 | 0.15 | 734.6975
6593 | Salto | A9658263IP48-C- | XS4 ANSI electronic RF wireless ready SVN escutcheon, Mifare / DESFire deadbolt privacy function, Columbo Robodue premium series lever, unhanded, bright stainless steel finish, for use with 1 3/4" - 2 1/4" thick door | 1 |  | 1 Year | 789.45 | 0.15 | 671.0325
6594 | Salto | A9658263IP48-W- | XS4 ANSI electronic RF wireless SVN escutcheon, Mifare / DESFire deadbolt privacy function, Columbo Robodue premium series lever, unhanded, bright stainless steel finish, for use with 1 3/4" - 2 1/4" thick door | 1 |  | 1 Year | 920.55 | 0.15 | 782.4675
6595 | Salto | A9658263PP38--- | XS4 ANSI electronic wire-free SVN escutcheon, Mifare / DESFire deadbolt privacy function, Columbo Robodue premium series lever, unhanded, bright brass finish, for use with 1 3/8" - 1 3/4" thick standard door | 1 |  | 1 Year | 735.35 | 0.15 | 625.0475
6596 | Salto | A9658263PP38-A- | XS4 ANSI electronic AMOK wire-free SVN escutcheon, Mifare / DESFire deadbolt privacy function, Columbo Robodue premium series lever, unhanded, bright brass finish, for use with 1 3/8" - 1 3/4" thick standard door | 1 |  | 1 Year | 864.35 | 0.15 | 734.6975
6597 | Salto | A9658263PP38-C- | XS4 ANSI electronic RF wireless ready SVN escutcheon, Mifare / DESFire deadbolt privacy function, Columbo Robodue premium series lever, unhanded, bright brass finish, for use with 1 3/8" - 1 3/4" thick standard door | 1 |  | 1 Year | 789.45 | 0.15 | 671.0325
6598 | Salto | A9658263PP38-W- | XS4 ANSI electronic RF wireless SVN escutcheon, Mifare / DESFire deadbolt privacy function, Columbo Robodue premium series lever, unhanded, bright brass finish, for use with 1 3/8" - 1 3/4" thick standard door | 1 |  | 1 Year | 920.55 | 0.15 | 782.4675
6599 | Salto | A9658263PP48--- | XS4 ANSI electronic wire-free SVN escutcheon, Mifare / DESFire deadbolt privacy function, Columbo Robodue premium series lever, unhanded, bright brass finish, for use with 1 3/4" - 2 1/4" thick door | 1 |  | 1 Year | 735.35 | 0.15 | 625.0475
6600 | Salto | A9658263PP48-A- | XS4 ANSI electronic AMOK wire-free SVN escutcheon, Mifare / DESFire deadbolt privacy function, Columbo Robodue premium series lever, unhanded, bright brass finish, for use with 1 3/4" - 2 1/4" thick door | 1 |  | 1 Year | 864.35 | 0.15 | 734.6975
6601 | Salto | A9658263PP48-C- | XS4 ANSI electronic RF wireless ready SVN escutcheon, Mifare / DESFire deadbolt privacy function, Columbo Robodue premium series lever, unhanded, bright brass finish, for use with 1 3/4" - 2 1/4" thick door | 1 |  | 1 Year | 789.45 | 0.15 | 671.0325
6602 | Salto | A9658263PP48-W- | XS4 ANSI electronic RF wireless SVN escutcheon, Mifare / DESFire deadbolt privacy function, Columbo Robodue premium series lever, unhanded, bright brass finish, for use with 1 3/4" - 2 1/4" thick door | 1 |  | 1 Year | 920.55 | 0.15 | 782.4675
6603 | Salto | A9658361IM38--- | XS4 ANSI electronic wire-free SVN escutcheon, Mifare / DESFire deadbolt privacy function, Columbo Robotre premium series lever, unhanded, satin stainless finish, for use with 1 3/8" - 1 3/4" thick standard door | 1 |  | 1 Year | 719.05 | 0.15 | 611.1925
6604 | Salto | A9658361IM38-A- | XS4 ANSI electronic AMOK wire-free SVN escutcheon, Mifare / DESFire deadbolt privacy function, Columbo Robotre premium series lever, unhanded, satin stainless finish, for use with 1 3/8" - 1 3/4" thick standard door | 1 |  | 1 Year | 848.05 | 0.15 | 720.8425
6605 | Salto | A9658361IM38-C- | XS4 ANSI electronic RF wireless ready SVN escutcheon, Mifare / DESFire deadbolt privacy function, Columbo Robotre premium series lever, unhanded, satin stainless finish, for use with 1 3/8" - 1 3/4" thick standard door | 1 |  | 1 Year | 773.15 | 0.15 | 657.1775
6606 | Salto | A9658361IM38-W- | XS4 ANSI electronic RF wireless SVN escutcheon, Mifare / DESFire deadbolt privacy function, Columbo Robotre premium series lever, unhanded, satin stainless finish, for use with 1 3/8" - 1 3/4" thick standard door | 1 |  | 1 Year | 904.25 | 0.15 | 768.6125
6607 | Salto | A9658361IM48--- | XS4 ANSI electronic wire-free SVN escutcheon, Mifare / DESFire deadbolt privacy function, Columbo Robotre premium series lever, unhanded, satin stainless finish, for use with 1 3/4" - 2 1/4" thick door | 1 |  | 1 Year | 719.05 | 0.15 | 611.1925
6608 | Salto | A9658361IM48-A- | XS4 ANSI electronic AMOK wire-free SVN escutcheon, Mifare / DESFire deadbolt privacy function, Columbo Robotre premium series lever, unhanded, satin stainless finish, for use with 1 3/4" - 2 1/4" thick door | 1 |  | 1 Year | 848.05 | 0.15 | 720.8425
6609 | Salto | A9658361IM48-C- | XS4 ANSI electronic RF wireless ready SVN escutcheon, Mifare / DESFire deadbolt privacy function, Columbo Robotre premium series lever, unhanded, satin stainless finish, for use with 1 3/4" - 2 1/4" thick door | 1 |  | 1 Year | 773.15 | 0.15 | 657.1775
6610 | Salto | A9658361IM48-W- | XS4 ANSI electronic RF wireless SVN escutcheon, Mifare / DESFire deadbolt privacy function, Columbo Robotre premium series lever, unhanded, satin stainless finish, for use with 1 3/4" - 2 1/4" thick door | 1 |  | 1 Year | 904.25 | 0.15 | 768.6125
6611 | Salto | A9658361IP38--- | XS4 ANSI electronic wire-free SVN escutcheon, Mifare / DESFire deadbolt privacy function, Columbo Robotre premium series lever, unhanded, bright stainless steel finish, for use with 1 3/8" - 1 3/4" thick standard door | 1 |  | 1 Year | 735.35 | 0.15 | 625.0475
6612 | Salto | A9658361IP38-A- | XS4 ANSI electronic AMOK wire-free SVN escutcheon, Mifare / DESFire deadbolt privacy function, Columbo Robotre premium series lever, unhanded, bright stainless steel finish, for use with 1 3/8" - 1 3/4" thick standard door | 1 |  | 1 Year | 864.35 | 0.15 | 734.6975
6613 | Salto | A9658361IP38-C- | XS4 ANSI electronic RF wireless ready SVN escutcheon, Mifare / DESFire deadbolt privacy function, Columbo Robotre premium series lever, unhanded, bright stainless steel finish, for use with 1 3/8" - 1 3/4" thick standard door | 1 |  | 1 Year | 789.45 | 0.15 | 671.0325
6614 | Salto | A9658361IP38-W- | XS4 ANSI electronic RF wireless SVN escutcheon, Mifare / DESFire deadbolt privacy function, Columbo Robotre premium series lever, unhanded, bright stainless steel finish, for use with 1 3/8" - 1 3/4" thick standard door | 1 |  | 1 Year | 920.55 | 0.15 | 782.4675
6615 | Salto | A9658361IP48--- | XS4 ANSI electronic wire-free SVN escutcheon, Mifare / DESFire deadbolt privacy function, Columbo Robotre premium series lever, unhanded, bright stainless steel finish, for use with 1 3/4" - 2 1/4" thick door | 1 |  | 1 Year | 735.35 | 0.15 | 625.0475
6616 | Salto | A9658361IP48-A- | XS4 ANSI electronic AMOK wire-free SVN escutcheon, Mifare / DESFire deadbolt privacy function, Columbo Robotre premium series lever, unhanded, bright stainless steel finish, for use with 1 3/4" - 2 1/4" thick door | 1 |  | 1 Year | 864.35 | 0.15 | 734.6975
6617 | Salto | A9658361IP48-C- | XS4 ANSI electronic RF wireless ready SVN escutcheon, Mifare / DESFire deadbolt privacy function, Columbo Robotre premium series lever, unhanded, bright stainless steel finish, for use with 1 3/4" - 2 1/4" thick door | 1 |  | 1 Year | 789.45 | 0.15 | 671.0325
6618 | Salto | A9658361IP48-W- | XS4 ANSI electronic RF wireless SVN escutcheon, Mifare / DESFire deadbolt privacy function, Columbo Robotre premium series lever, unhanded, bright stainless steel finish, for use with 1 3/4" - 2 1/4" thick door | 1 |  | 1 Year | 920.55 | 0.15 | 782.4675
6619 | Salto | A9658361PP38--- | XS4 ANSI electronic wire-free SVN escutcheon, Mifare / DESFire deadbolt privacy function, Columbo Robotre premium series lever, unhanded, bright brass finish, for use with 1 3/8" - 1 3/4" thick standard door | 1 |  | 1 Year | 735.35 | 0.15 | 625.0475
6620 | Salto | A9658361PP38-A- | XS4 ANSI electronic AMOK wire-free SVN escutcheon, Mifare / DESFire deadbolt privacy function, Columbo Robotre premium series lever, unhanded, bright brass finish, for use with 1 3/8" - 1 3/4" thick standard door | 1 |  | 1 Year | 864.35 | 0.15 | 734.6975
6621 | Salto | A9658361PP38-C- | XS4 ANSI electronic RF wireless ready SVN escutcheon, Mifare / DESFire deadbolt privacy function, Columbo Robotre premium series lever, unhanded, bright brass finish, for use with 1 3/8" - 1 3/4" thick standard door | 1 |  | 1 Year | 789.45 | 0.15 | 671.0325
6622 | Salto | A9658361PP38-W- | XS4 ANSI electronic RF wireless SVN escutcheon, Mifare / DESFire deadbolt privacy function, Columbo Robotre premium series lever, unhanded, bright brass finish, for use with 1 3/8" - 1 3/4" thick standard door | 1 |  | 1 Year | 920.55 | 0.15 | 782.4675
6623 | Salto | A9658361PP48--- | XS4 ANSI electronic wire-free SVN escutcheon, Mifare / DESFire deadbolt privacy function, Columbo Robotre premium series lever, unhanded, bright brass finish, for use with 1 3/4" - 2 1/4" thick door | 1 |  | 1 Year | 735.35 | 0.15 | 625.0475
6624 | Salto | A9658361PP48-A- | XS4 ANSI electronic AMOK wire-free SVN escutcheon, Mifare / DESFire deadbolt privacy function, Columbo Robotre premium series lever, unhanded, bright brass finish, for use with 1 3/4" - 2 1/4" thick door | 1 |  | 1 Year | 864.35 | 0.15 | 734.6975
6625 | Salto | A9658361PP48-C- | XS4 ANSI electronic RF wireless ready SVN escutcheon, Mifare / DESFire deadbolt privacy function, Columbo Robotre premium series lever, unhanded, bright brass finish, for use with 1 3/4" - 2 1/4" thick door | 1 |  | 1 Year | 789.45 | 0.15 | 671.0325
6626 | Salto | A9658361PP48-W- | XS4 ANSI electronic RF wireless SVN escutcheon, Mifare / DESFire deadbolt privacy function, Columbo Robotre premium series lever, unhanded, bright brass finish, for use with 1 3/4" - 2 1/4" thick door | 1 |  | 1 Year | 920.55 | 0.15 | 782.4675
6627 | Salto | A9658362IM38--- | XS4 ANSI electronic wire-free SVN escutcheon, Mifare / DESFire deadbolt privacy function, Columbo Robotre premium series lever, unhanded, satin stainless finish, for use with 1 3/8" - 1 3/4" thick standard door | 1 |  | 1 Year | 719.05 | 0.15 | 611.1925
6628 | Salto | A9658362IM38-A- | XS4 ANSI electronic AMOK wire-free SVN escutcheon, Mifare / DESFire deadbolt privacy function, Columbo Robotre premium series lever, unhanded, satin stainless finish, for use with 1 3/8" - 1 3/4" thick standard door | 1 |  | 1 Year | 848.05 | 0.15 | 720.8425
6629 | Salto | A9658362IM38-C- | XS4 ANSI electronic RF wireless ready SVN escutcheon, Mifare / DESFire deadbolt privacy function, Columbo Robotre premium series lever, unhanded, satin stainless finish, for use with 1 3/8" - 1 3/4" thick standard door | 1 |  | 1 Year | 773.15 | 0.15 | 657.1775
6630 | Salto | A9658362IM38-W- | XS4 ANSI electronic RF wireless SVN escutcheon, Mifare / DESFire deadbolt privacy function, Columbo Robotre premium series lever, unhanded, satin stainless finish, for use with 1 3/8" - 1 3/4" thick standard door | 1 |  | 1 Year | 904.25 | 0.15 | 768.6125
6631 | Salto | A9658362IM48--- | XS4 ANSI electronic wire-free SVN escutcheon, Mifare / DESFire deadbolt privacy function, Columbo Robotre premium series lever, unhanded, satin stainless finish, for use with 1 3/4" - 2 1/4" thick door | 1 |  | 1 Year | 719.05 | 0.15 | 611.1925
6632 | Salto | A9658362IM48-A- | XS4 ANSI electronic AMOK wire-free SVN escutcheon, Mifare / DESFire deadbolt privacy function, Columbo Robotre premium series lever, unhanded, satin stainless finish, for use with 1 3/4" - 2 1/4" thick door | 1 |  | 1 Year | 848.05 | 0.15 | 720.8425
6633 | Salto | A9658362IM48-C- | XS4 ANSI electronic RF wireless ready SVN escutcheon, Mifare / DESFire deadbolt privacy function, Columbo Robotre premium series lever, unhanded, satin stainless finish, for use with 1 3/4" - 2 1/4" thick door | 1 |  | 1 Year | 773.15 | 0.15 | 657.1775
6634 | Salto | A9658362IM48-W- | XS4 ANSI electronic RF wireless SVN escutcheon, Mifare / DESFire deadbolt privacy function, Columbo Robotre premium series lever, unhanded, satin stainless finish, for use with 1 3/4" - 2 1/4" thick door | 1 |  | 1 Year | 904.25 | 0.15 | 768.6125
6635 | Salto | A9658362IP38--- | XS4 ANSI electronic wire-free SVN escutcheon, Mifare / DESFire deadbolt privacy function, Columbo Robotre premium series lever, unhanded, bright stainless steel finish, for use with 1 3/8" - 1 3/4" thick standard door | 1 |  | 1 Year | 735.35 | 0.15 | 625.0475
6636 | Salto | A9658362IP38-A- | XS4 ANSI electronic AMOK wire-free SVN escutcheon, Mifare / DESFire deadbolt privacy function, Columbo Robotre premium series lever, unhanded, bright stainless steel finish, for use with 1 3/8" - 1 3/4" thick standard door | 1 |  | 1 Year | 864.35 | 0.15 | 734.6975
6637 | Salto | A9658362IP38-C- | XS4 ANSI electronic RF wireless ready SVN escutcheon, Mifare / DESFire deadbolt privacy function, Columbo Robotre premium series lever, unhanded, bright stainless steel finish, for use with 1 3/8" - 1 3/4" thick standard door | 1 |  | 1 Year | 789.45 | 0.15 | 671.0325
6638 | Salto | A9658362IP38-W- | XS4 ANSI electronic RF wireless SVN escutcheon, Mifare / DESFire deadbolt privacy function, Columbo Robotre premium series lever, unhanded, bright stainless steel finish, for use with 1 3/8" - 1 3/4" thick standard door | 1 |  | 1 Year | 920.55 | 0.15 | 782.4675
6639 | Salto | A9658362IP48--- | XS4 ANSI electronic wire-free SVN escutcheon, Mifare / DESFire deadbolt privacy function, Columbo Robotre premium series lever, unhanded, bright stainless steel finish, for use with 1 3/4" - 2 1/4" thick door | 1 |  | 1 Year | 735.35 | 0.15 | 625.0475
6640 | Salto | A9658362IP48-A- | XS4 ANSI electronic AMOK wire-free SVN escutcheon, Mifare / DESFire deadbolt privacy function, Columbo Robotre premium series lever, unhanded, bright stainless steel finish, for use with 1 3/4" - 2 1/4" thick door | 1 |  | 1 Year | 864.35 | 0.15 | 734.6975
6641 | Salto | A9658362IP48-C- | XS4 ANSI electronic RF wireless ready SVN escutcheon, Mifare / DESFire deadbolt privacy function, Columbo Robotre premium series lever, unhanded, bright stainless steel finish, for use with 1 3/4" - 2 1/4" thick door | 1 |  | 1 Year | 789.45 | 0.15 | 671.0325
6642 | Salto | A9658362IP48-W- | XS4 ANSI electronic RF wireless SVN escutcheon, Mifare / DESFire deadbolt privacy function, Columbo Robotre premium series lever, unhanded, bright stainless steel finish, for use with 1 3/4" - 2 1/4" thick door | 1 |  | 1 Year | 920.55 | 0.15 | 782.4675
6643 | Salto | A9658362PP38--- | XS4 ANSI electronic wire-free SVN escutcheon, Mifare / DESFire deadbolt privacy function, Columbo Robotre premium series lever, unhanded, bright brass finish, for use with 1 3/8" - 1 3/4" thick standard door | 1 |  | 1 Year | 735.35 | 0.15 | 625.0475
6644 | Salto | A9658362PP38-A- | XS4 ANSI electronic AMOK wire-free SVN escutcheon, Mifare / DESFire deadbolt privacy function, Columbo Robotre premium series lever, unhanded, bright brass finish, for use with 1 3/8" - 1 3/4" thick standard door | 1 |  | 1 Year | 864.35 | 0.15 | 734.6975
6645 | Salto | A9658362PP38-C- | XS4 ANSI electronic RF wireless ready SVN escutcheon, Mifare / DESFire deadbolt privacy function, Columbo Robotre premium series lever, unhanded, bright brass finish, for use with 1 3/8" - 1 3/4" thick standard door | 1 |  | 1 Year | 789.45 | 0.15 | 671.0325
6646 | Salto | A9658362PP38-W- | XS4 ANSI electronic RF wireless SVN escutcheon, Mifare / DESFire deadbolt privacy function, Columbo Robotre premium series lever, unhanded, bright brass finish, for use with 1 3/8" - 1 3/4" thick standard door | 1 |  | 1 Year | 920.55 | 0.15 | 782.4675
6647 | Salto | A9658362PP48--- | XS4 ANSI electronic wire-free SVN escutcheon, Mifare / DESFire deadbolt privacy function, Columbo Robotre premium series lever, unhanded, bright brass finish, for use with 1 3/4" - 2 1/4" thick door | 1 |  | 1 Year | 735.35 | 0.15 | 625.0475
6648 | Salto | A9658362PP48-A- | XS4 ANSI electronic AMOK wire-free SVN escutcheon, Mifare / DESFire deadbolt privacy function, Columbo Robotre premium series lever, unhanded, bright brass finish, for use with 1 3/4" - 2 1/4" thick door | 1 |  | 1 Year | 864.35 | 0.15 | 734.6975
6649 | Salto | A9658362PP48-C- | XS4 ANSI electronic RF wireless ready SVN escutcheon, Mifare / DESFire deadbolt privacy function, Columbo Robotre premium series lever, unhanded, bright brass finish, for use with 1 3/4" - 2 1/4" thick door | 1 |  | 1 Year | 789.45 | 0.15 | 671.0325
6650 | Salto | A9658362PP48-W- | XS4 ANSI electronic RF wireless SVN escutcheon, Mifare / DESFire deadbolt privacy function, Columbo Robotre premium series lever, unhanded, bright brass finish, for use with 1 3/4" - 2 1/4" thick door | 1 |  | 1 Year | 920.55 | 0.15 | 782.4675
6651 | Salto | A9658363IM38--- | XS4 ANSI electronic wire-free SVN escutcheon, Mifare / DESFire deadbolt privacy function, Columbo Robotre premium series lever, unhanded, satin stainless finish, for use with 1 3/8" - 1 3/4" thick standard door | 1 |  | 1 Year | 719.05 | 0.15 | 611.1925
6652 | Salto | A9658363IM38-A- | XS4 ANSI electronic AMOK wire-free SVN escutcheon, Mifare / DESFire deadbolt privacy function, Columbo Robotre premium series lever, unhanded, satin stainless finish, for use with 1 3/8" - 1 3/4" thick standard door | 1 |  | 1 Year | 848.05 | 0.15 | 720.8425
6653 | Salto | A9658363IM38-C- | XS4 ANSI electronic RF wireless ready SVN escutcheon, Mifare / DESFire deadbolt privacy function, Columbo Robotre premium series lever, unhanded, satin stainless finish, for use with 1 3/8" - 1 3/4" thick standard door | 1 |  | 1 Year | 773.15 | 0.15 | 657.1775
6654 | Salto | A9658363IM38-W- | XS4 ANSI electronic RF wireless SVN escutcheon, Mifare / DESFire deadbolt privacy function, Columbo Robotre premium series lever, unhanded, satin stainless finish, for use with 1 3/8" - 1 3/4" thick standard door | 1 |  | 1 Year | 904.25 | 0.15 | 768.6125
6655 | Salto | A9658363IM48--- | XS4 ANSI electronic wire-free SVN escutcheon, Mifare / DESFire deadbolt privacy function, Columbo Robotre premium series lever, unhanded, satin stainless finish, for use with 1 3/4" - 2 1/4" thick door | 1 |  | 1 Year | 719.05 | 0.15 | 611.1925
6656 | Salto | A9658363IM48-A- | XS4 ANSI electronic AMOK wire-free SVN escutcheon, Mifare / DESFire deadbolt privacy function, Columbo Robotre premium series lever, unhanded, satin stainless finish, for use with 1 3/4" - 2 1/4" thick door | 1 |  | 1 Year | 848.05 | 0.15 | 720.8425
6657 | Salto | A9658363IM48-C- | XS4 ANSI electronic RF wireless ready SVN escutcheon, Mifare / DESFire deadbolt privacy function, Columbo Robotre premium series lever, unhanded, satin stainless finish, for use with 1 3/4" - 2 1/4" thick door | 1 |  | 1 Year | 773.15 | 0.15 | 657.1775
6658 | Salto | A9658363IM48-W- | XS4 ANSI electronic RF wireless SVN escutcheon, Mifare / DESFire deadbolt privacy function, Columbo Robotre premium series lever, unhanded, satin stainless finish, for use with 1 3/4" - 2 1/4" thick door | 1 |  | 1 Year | 904.25 | 0.15 | 768.6125
6659 | Salto | A9658363IP38--- | XS4 ANSI electronic wire-free SVN escutcheon, Mifare / DESFire deadbolt privacy function, Columbo Robotre premium series lever, unhanded, bright stainless steel finish, for use with 1 3/8" - 1 3/4" thick standard door | 1 |  | 1 Year | 735.35 | 0.15 | 625.0475
6660 | Salto | A9658363IP38-A- | XS4 ANSI electronic AMOK wire-free SVN escutcheon, Mifare / DESFire deadbolt privacy function, Columbo Robotre premium series lever, unhanded, bright stainless steel finish, for use with 1 3/8" - 1 3/4" thick standard door | 1 |  | 1 Year | 864.35 | 0.15 | 734.6975
6661 | Salto | A9658363IP38-C- | XS4 ANSI electronic RF wireless ready SVN escutcheon, Mifare / DESFire deadbolt privacy function, Columbo Robotre premium series lever, unhanded, bright stainless steel finish, for use with 1 3/8" - 1 3/4" thick standard door | 1 |  | 1 Year | 789.45 | 0.15 | 671.0325
6662 | Salto | A9658363IP38-W- | XS4 ANSI electronic RF wireless SVN escutcheon, Mifare / DESFire deadbolt privacy function, Columbo Robotre premium series lever, unhanded, bright stainless steel finish, for use with 1 3/8" - 1 3/4" thick standard door | 1 |  | 1 Year | 920.55 | 0.15 | 782.4675
6663 | Salto | A9658363IP48--- | XS4 ANSI electronic wire-free SVN escutcheon, Mifare / DESFire deadbolt privacy function, Columbo Robotre premium series lever, unhanded, bright stainless steel finish, for use with 1 3/4" - 2 1/4" thick door | 1 |  | 1 Year | 735.35 | 0.15 | 625.0475
6664 | Salto | A9658363IP48-A- | XS4 ANSI electronic AMOK wire-free SVN escutcheon, Mifare / DESFire deadbolt privacy function, Columbo Robotre premium series lever, unhanded, bright stainless steel finish, for use with 1 3/4" - 2 1/4" thick door | 1 |  | 1 Year | 864.35 | 0.15 | 734.6975
6665 | Salto | A9658363IP48-C- | XS4 ANSI electronic RF wireless ready SVN escutcheon, Mifare / DESFire deadbolt privacy function, Columbo Robotre premium series lever, unhanded, bright stainless steel finish, for use with 1 3/4" - 2 1/4" thick door | 1 |  | 1 Year | 789.45 | 0.15 | 671.0325
6666 | Salto | A9658363IP48-W- | XS4 ANSI electronic RF wireless SVN escutcheon, Mifare / DESFire deadbolt privacy function, Columbo Robotre premium series lever, unhanded, bright stainless steel finish, for use with 1 3/4" - 2 1/4" thick door | 1 |  | 1 Year | 920.55 | 0.15 | 782.4675
6667 | Salto | A9658363PP38--- | XS4 ANSI electronic wire-free SVN escutcheon, Mifare / DESFire deadbolt privacy function, Columbo Robotre premium series lever, unhanded, bright brass finish, for use with 1 3/8" - 1 3/4" thick standard door | 1 |  | 1 Year | 735.35 | 0.15 | 625.0475
6668 | Salto | A9658363PP38-A- | XS4 ANSI electronic AMOK wire-free SVN escutcheon, Mifare / DESFire deadbolt privacy function, Columbo Robotre premium series lever, unhanded, bright brass finish, for use with 1 3/8" - 1 3/4" thick standard door | 1 |  | 1 Year | 864.35 | 0.15 | 734.6975
6669 | Salto | A9658363PP38-C- | XS4 ANSI electronic RF wireless ready SVN escutcheon, Mifare / DESFire deadbolt privacy function, Columbo Robotre premium series lever, unhanded, bright brass finish, for use with 1 3/8" - 1 3/4" thick standard door | 1 |  | 1 Year | 789.45 | 0.15 | 671.0325
6670 | Salto | A9658363PP38-W- | XS4 ANSI electronic RF wireless SVN escutcheon, Mifare / DESFire deadbolt privacy function, Columbo Robotre premium series lever, unhanded, bright brass finish, for use with 1 3/8" - 1 3/4" thick standard door | 1 |  | 1 Year | 920.55 | 0.15 | 782.4675
6671 | Salto | A9658363PP48--- | XS4 ANSI electronic wire-free SVN escutcheon, Mifare / DESFire deadbolt privacy function, Columbo Robotre premium series lever, unhanded, bright brass finish, for use with 1 3/4" - 2 1/4" thick door | 1 |  | 1 Year | 735.35 | 0.15 | 625.0475
6672 | Salto | A9658363PP48-A- | XS4 ANSI electronic AMOK wire-free SVN escutcheon, Mifare / DESFire deadbolt privacy function, Columbo Robotre premium series lever, unhanded, bright brass finish, for use with 1 3/4" - 2 1/4" thick door | 1 |  | 1 Year | 864.35 | 0.15 | 734.6975
6673 | Salto | A9658363PP48-C- | XS4 ANSI electronic RF wireless ready SVN escutcheon, Mifare / DESFire deadbolt privacy function, Columbo Robotre premium series lever, unhanded, bright brass finish, for use with 1 3/4" - 2 1/4" thick door | 1 |  | 1 Year | 789.45 | 0.15 | 671.0325
6674 | Salto | A9658363PP48-W- | XS4 ANSI electronic RF wireless SVN escutcheon, Mifare / DESFire deadbolt privacy function, Columbo Robotre premium series lever, unhanded, bright brass finish, for use with 1 3/4" - 2 1/4" thick door | 1 |  | 1 Year | 920.55 | 0.15 | 782.4675
6675 | Salto | A9658461IM38--- | XS4 ANSI electronic wire-free SVN escutcheon, Mifare / DESFire deadbolt privacy function, Columbo Roboquattro premium series lever, unhanded, satin stainless finish, for use with 1 3/8" - 1 3/4" thick standard door | 1 |  | 1 Year | 719.05 | 0.15 | 611.1925
6676 | Salto | A9658461IM38-A- | XS4 ANSI electronic AMOK wire-free SVN escutcheon, Mifare / DESFire deadbolt privacy function, Columbo Roboquattro premium series lever, unhanded, satin stainless finish, for use with 1 3/8" - 1 3/4" thick standard door | 1 |  | 1 Year | 848.05 | 0.15 | 720.8425
6677 | Salto | A9658461IM38-C- | XS4 ANSI electronic RF wireless ready SVN escutcheon, Mifare / DESFire deadbolt privacy function, Columbo Roboquattro premium series lever, unhanded, satin stainless finish, for use with 1 3/8" - 1 3/4" thick standard door | 1 |  | 1 Year | 773.15 | 0.15 | 657.1775
6678 | Salto | A9658461IM38-W- | XS4 ANSI electronic RF wireless SVN escutcheon, Mifare / DESFire deadbolt privacy function, Columbo Roboquattro premium series lever, unhanded, satin stainless finish, for use with 1 3/8" - 1 3/4" thick standard door | 1 |  | 1 Year | 904.25 | 0.15 | 768.6125
6679 | Salto | A9658461IM48--- | XS4 ANSI electronic wire-free SVN escutcheon, Mifare / DESFire deadbolt privacy function, Columbo Roboquattro premium series lever, unhanded, satin stainless finish, for use with 1 3/4" - 2 1/4" thick door | 1 |  | 1 Year | 719.05 | 0.15 | 611.1925
6680 | Salto | A9658461IM48-A- | XS4 ANSI electronic AMOK wire-free SVN escutcheon, Mifare / DESFire deadbolt privacy function, Columbo Roboquattro premium series lever, unhanded, satin stainless finish, for use with 1 3/4" - 2 1/4" thick door | 1 |  | 1 Year | 848.05 | 0.15 | 720.8425
6681 | Salto | A9658461IM48-C- | XS4 ANSI electronic RF wireless ready SVN escutcheon, Mifare / DESFire deadbolt privacy function, Columbo Roboquattro premium series lever, unhanded, satin stainless finish, for use with 1 3/4" - 2 1/4" thick door | 1 |  | 1 Year | 773.15 | 0.15 | 657.1775
6682 | Salto | A9658461IM48-W- | XS4 ANSI electronic RF wireless SVN escutcheon, Mifare / DESFire deadbolt privacy function, Columbo Roboquattro premium series lever, unhanded, satin stainless finish, for use with 1 3/4" - 2 1/4" thick door | 1 |  | 1 Year | 904.25 | 0.15 | 768.6125
6683 | Salto | A9658461IP38--- | XS4 ANSI electronic wire-free SVN escutcheon, Mifare / DESFire deadbolt privacy function, Columbo Roboquattro premium series lever, unhanded, bright stainless steel finish, for use with 1 3/8" - 1 3/4" thick standard door | 1 |  | 1 Year | 735.35 | 0.15 | 625.0475
6684 | Salto | A9658461IP38-A- | XS4 ANSI electronic AMOK wire-free SVN escutcheon, Mifare / DESFire deadbolt privacy function, Columbo Roboquattro premium series lever, unhanded, bright stainless steel finish, for use with 1 3/8" - 1 3/4" thick standard door | 1 |  | 1 Year | 864.35 | 0.15 | 734.6975
6685 | Salto | A9658461IP38-C- | XS4 ANSI electronic RF wireless ready SVN escutcheon, Mifare / DESFire deadbolt privacy function, Columbo Roboquattro premium series lever, unhanded, bright stainless steel finish, for use with 1 3/8" - 1 3/4" thick standard door | 1 |  | 1 Year | 789.45 | 0.15 | 671.0325
6686 | Salto | A9658461IP38-W- | XS4 ANSI electronic RF wireless SVN escutcheon, Mifare / DESFire deadbolt privacy function, Columbo Roboquattro premium series lever, unhanded, bright stainless steel finish, for use with 1 3/8" - 1 3/4" thick standard door | 1 |  | 1 Year | 920.55 | 0.15 | 782.4675
6687 | Salto | A9658461IP48--- | XS4 ANSI electronic wire-free SVN escutcheon, Mifare / DESFire deadbolt privacy function, Columbo Roboquattro premium series lever, unhanded, bright stainless steel finish, for use with 1 3/4" - 2 1/4" thick door | 1 |  | 1 Year | 735.35 | 0.15 | 625.0475
6688 | Salto | A9658461IP48-A- | XS4 ANSI electronic AMOK wire-free SVN escutcheon, Mifare / DESFire deadbolt privacy function, Columbo Roboquattro premium series lever, unhanded, bright stainless steel finish, for use with 1 3/4" - 2 1/4" thick door | 1 |  | 1 Year | 864.35 | 0.15 | 734.6975
6689 | Salto | A9658461IP48-C- | XS4 ANSI electronic RF wireless ready SVN escutcheon, Mifare / DESFire deadbolt privacy function, Columbo Roboquattro premium series lever, unhanded, bright stainless steel finish, for use with 1 3/4" - 2 1/4" thick door | 1 |  | 1 Year | 789.45 | 0.15 | 671.0325
6690 | Salto | A9658461IP48-W- | XS4 ANSI electronic RF wireless SVN escutcheon, Mifare / DESFire deadbolt privacy function, Columbo Roboquattro premium series lever, unhanded, bright stainless steel finish, for use with 1 3/4" - 2 1/4" thick door | 1 |  | 1 Year | 920.55 | 0.15 | 782.4675
6691 | Salto | A9658461PP38--- | XS4 ANSI electronic wire-free SVN escutcheon, Mifare / DESFire deadbolt privacy function, Columbo Roboquattro premium series lever, unhanded, bright brass finish, for use with 1 3/8" - 1 3/4" thick standard door | 1 |  | 1 Year | 735.35 | 0.15 | 625.0475
6692 | Salto | A9658461PP38-A- | XS4 ANSI electronic AMOK wire-free SVN escutcheon, Mifare / DESFire deadbolt privacy function, Columbo Roboquattro premium series lever, unhanded, bright brass finish, for use with 1 3/8" - 1 3/4" thick standard door | 1 |  | 1 Year | 864.35 | 0.15 | 734.6975
6693 | Salto | A9658461PP38-C- | XS4 ANSI electronic RF wireless ready SVN escutcheon, Mifare / DESFire deadbolt privacy function, Columbo Roboquattro premium series lever, unhanded, bright brass finish, for use with 1 3/8" - 1 3/4" thick standard door | 1 |  | 1 Year | 789.45 | 0.15 | 671.0325
6694 | Salto | A9658461PP38-W- | XS4 ANSI electronic RF wireless SVN escutcheon, Mifare / DESFire deadbolt privacy function, Columbo Roboquattro premium series lever, unhanded, bright brass finish, for use with 1 3/8" - 1 3/4" thick standard door | 1 |  | 1 Year | 920.55 | 0.15 | 782.4675
6695 | Salto | A9658461PP48--- | XS4 ANSI electronic wire-free SVN escutcheon, Mifare / DESFire deadbolt privacy function, Columbo Roboquattro premium series lever, unhanded, bright brass finish, for use with 1 3/4" - 2 1/4" thick door | 1 |  | 1 Year | 735.35 | 0.15 | 625.0475
6696 | Salto | A9658461PP48-A- | XS4 ANSI electronic AMOK wire-free SVN escutcheon, Mifare / DESFire deadbolt privacy function, Columbo Roboquattro premium series lever, unhanded, bright brass finish, for use with 1 3/4" - 2 1/4" thick door | 1 |  | 1 Year | 864.35 | 0.15 | 734.6975
6697 | Salto | A9658461PP48-C- | XS4 ANSI electronic RF wireless ready SVN escutcheon, Mifare / DESFire deadbolt privacy function, Columbo Roboquattro premium series lever, unhanded, bright brass finish, for use with 1 3/4" - 2 1/4" thick door | 1 |  | 1 Year | 789.45 | 0.15 | 671.0325
6698 | Salto | A9658461PP48-W- | XS4 ANSI electronic RF wireless SVN escutcheon, Mifare / DESFire deadbolt privacy function, Columbo Roboquattro premium series lever, unhanded, bright brass finish, for use with 1 3/4" - 2 1/4" thick door | 1 |  | 1 Year | 920.55 | 0.15 | 782.4675
6699 | Salto | A9658462IM38--- | XS4 ANSI electronic wire-free SVN escutcheon, Mifare / DESFire deadbolt privacy function, Columbo Roboquattro premium series lever, unhanded, satin stainless finish, for use with 1 3/8" - 1 3/4" thick standard door | 1 |  | 1 Year | 719.05 | 0.15 | 611.1925
6700 | Salto | A9658462IM38-A- | XS4 ANSI electronic AMOK wire-free SVN escutcheon, Mifare / DESFire deadbolt privacy function, Columbo Roboquattro premium series lever, unhanded, satin stainless finish, for use with 1 3/8" - 1 3/4" thick standard door | 1 |  | 1 Year | 848.05 | 0.15 | 720.8425
6701 | Salto | A9658462IM38-C- | XS4 ANSI electronic RF wireless ready SVN escutcheon, Mifare / DESFire deadbolt privacy function, Columbo Roboquattro premium series lever, unhanded, satin stainless finish, for use with 1 3/8" - 1 3/4" thick standard door | 1 |  | 1 Year | 773.15 | 0.15 | 657.1775
6702 | Salto | A9658462IM38-W- | XS4 ANSI electronic RF wireless SVN escutcheon, Mifare / DESFire deadbolt privacy function, Columbo Roboquattro premium series lever, unhanded, satin stainless finish, for use with 1 3/8" - 1 3/4" thick standard door | 1 |  | 1 Year | 904.25 | 0.15 | 768.6125
6703 | Salto | A9658462IM48--- | XS4 ANSI electronic wire-free SVN escutcheon, Mifare / DESFire deadbolt privacy function, Columbo Roboquattro premium series lever, unhanded, satin stainless finish, for use with 1 3/4" - 2 1/4" thick door | 1 |  | 1 Year | 719.05 | 0.15 | 611.1925
6704 | Salto | A9658462IM48-A- | XS4 ANSI electronic AMOK wire-free SVN escutcheon, Mifare / DESFire deadbolt privacy function, Columbo Roboquattro premium series lever, unhanded, satin stainless finish, for use with 1 3/4" - 2 1/4" thick door | 1 |  | 1 Year | 848.05 | 0.15 | 720.8425
6705 | Salto | A9658462IM48-C- | XS4 ANSI electronic RF wireless ready SVN escutcheon, Mifare / DESFire deadbolt privacy function, Columbo Roboquattro premium series lever, unhanded, satin stainless finish, for use with 1 3/4" - 2 1/4" thick door | 1 |  | 1 Year | 773.15 | 0.15 | 657.1775
6706 | Salto | A9658462IM48-W- | XS4 ANSI electronic RF wireless SVN escutcheon, Mifare / DESFire deadbolt privacy function, Columbo Roboquattro premium series lever, unhanded, satin stainless finish, for use with 1 3/4" - 2 1/4" thick door | 1 |  | 1 Year | 904.25 | 0.15 | 768.6125
6707 | Salto | A9658462IP38--- | XS4 ANSI electronic wire-free SVN escutcheon, Mifare / DESFire deadbolt privacy function, Columbo Roboquattro premium series lever, unhanded, bright stainless steel finish, for use with 1 3/8" - 1 3/4" thick standard door | 1 |  | 1 Year | 735.35 | 0.15 | 625.0475
6708 | Salto | A9658462IP38-A- | XS4 ANSI electronic AMOK wire-free SVN escutcheon, Mifare / DESFire deadbolt privacy function, Columbo Roboquattro premium series lever, unhanded, bright stainless steel finish, for use with 1 3/8" - 1 3/4" thick standard door | 1 |  | 1 Year | 864.35 | 0.15 | 734.6975
6709 | Salto | A9658462IP38-C- | XS4 ANSI electronic RF wireless ready SVN escutcheon, Mifare / DESFire deadbolt privacy function, Columbo Roboquattro premium series lever, unhanded, bright stainless steel finish, for use with 1 3/8" - 1 3/4" thick standard door | 1 |  | 1 Year | 789.45 | 0.15 | 671.0325
6710 | Salto | A9658462IP38-W- | XS4 ANSI electronic RF wireless SVN escutcheon, Mifare / DESFire deadbolt privacy function, Columbo Roboquattro premium series lever, unhanded, bright stainless steel finish, for use with 1 3/8" - 1 3/4" thick standard door | 1 |  | 1 Year | 920.55 | 0.15 | 782.4675
6711 | Salto | A9658462IP48--- | XS4 ANSI electronic wire-free SVN escutcheon, Mifare / DESFire deadbolt privacy function, Columbo Roboquattro premium series lever, unhanded, bright stainless steel finish, for use with 1 3/4" - 2 1/4" thick door | 1 |  | 1 Year | 735.35 | 0.15 | 625.0475
6712 | Salto | A9658462IP48-A- | XS4 ANSI electronic AMOK wire-free SVN escutcheon, Mifare / DESFire deadbolt privacy function, Columbo Roboquattro premium series lever, unhanded, bright stainless steel finish, for use with 1 3/4" - 2 1/4" thick door | 1 |  | 1 Year | 864.35 | 0.15 | 734.6975
6713 | Salto | A9658462IP48-C- | XS4 ANSI electronic RF wireless ready SVN escutcheon, Mifare / DESFire deadbolt privacy function, Columbo Roboquattro premium series lever, unhanded, bright stainless steel finish, for use with 1 3/4" - 2 1/4" thick door | 1 |  | 1 Year | 789.45 | 0.15 | 671.0325
6714 | Salto | A9658462IP48-W- | XS4 ANSI electronic RF wireless SVN escutcheon, Mifare / DESFire deadbolt privacy function, Columbo Roboquattro premium series lever, unhanded, bright stainless steel finish, for use with 1 3/4" - 2 1/4" thick door | 1 |  | 1 Year | 920.55 | 0.15 | 782.4675
6715 | Salto | A9658462PP38--- | XS4 ANSI electronic wire-free SVN escutcheon, Mifare / DESFire deadbolt privacy function, Columbo Roboquattro premium series lever, unhanded, bright brass finish, for use with 1 3/8" - 1 3/4" thick standard door | 1 |  | 1 Year | 735.35 | 0.15 | 625.0475
6716 | Salto | A9658462PP38-A- | XS4 ANSI electronic AMOK wire-free SVN escutcheon, Mifare / DESFire deadbolt privacy function, Columbo Roboquattro premium series lever, unhanded, bright brass finish, for use with 1 3/8" - 1 3/4" thick standard door | 1 |  | 1 Year | 864.35 | 0.15 | 734.6975
6717 | Salto | A9658462PP38-C- | XS4 ANSI electronic RF wireless ready SVN escutcheon, Mifare / DESFire deadbolt privacy function, Columbo Roboquattro premium series lever, unhanded, bright brass finish, for use with 1 3/8" - 1 3/4" thick standard door | 1 |  | 1 Year | 789.45 | 0.15 | 671.0325
6718 | Salto | A9658462PP38-W- | XS4 ANSI electronic RF wireless SVN escutcheon, Mifare / DESFire deadbolt privacy function, Columbo Roboquattro premium series lever, unhanded, bright brass finish, for use with 1 3/8" - 1 3/4" thick standard door | 1 |  | 1 Year | 920.55 | 0.15 | 782.4675
6719 | Salto | A9658462PP48--- | XS4 ANSI electronic wire-free SVN escutcheon, Mifare / DESFire deadbolt privacy function, Columbo Roboquattro premium series lever, unhanded, bright brass finish, for use with 1 3/4" - 2 1/4" thick door | 1 |  | 1 Year | 735.35 | 0.15 | 625.0475
6720 | Salto | A9658462PP48-A- | XS4 ANSI electronic AMOK wire-free SVN escutcheon, Mifare / DESFire deadbolt privacy function, Columbo Roboquattro premium series lever, unhanded, bright brass finish, for use with 1 3/4" - 2 1/4" thick door | 1 |  | 1 Year | 864.35 | 0.15 | 734.6975
6721 | Salto | A9658462PP48-C- | XS4 ANSI electronic RF wireless ready SVN escutcheon, Mifare / DESFire deadbolt privacy function, Columbo Roboquattro premium series lever, unhanded, bright brass finish, for use with 1 3/4" - 2 1/4" thick door | 1 |  | 1 Year | 789.45 | 0.15 | 671.0325
6722 | Salto | A9658462PP48-W- | XS4 ANSI electronic RF wireless SVN escutcheon, Mifare / DESFire deadbolt privacy function, Columbo Roboquattro premium series lever, unhanded, bright brass finish, for use with 1 3/4" - 2 1/4" thick door | 1 |  | 1 Year | 920.55 | 0.15 | 782.4675
6723 | Salto | A9658463IM38--- | XS4 ANSI electronic wire-free SVN escutcheon, Mifare / DESFire deadbolt privacy function, Columbo Roboquattro premium series lever, unhanded, satin stainless finish, for use with 1 3/8" - 1 3/4" thick standard door | 1 |  | 1 Year | 719.05 | 0.15 | 611.1925
6724 | Salto | A9658463IM38-A- | XS4 ANSI electronic AMOK wire-free SVN escutcheon, Mifare / DESFire deadbolt privacy function, Columbo Roboquattro premium series lever, unhanded, satin stainless finish, for use with 1 3/8" - 1 3/4" thick standard door | 1 |  | 1 Year | 848.05 | 0.15 | 720.8425
6725 | Salto | A9658463IM38-C- | XS4 ANSI electronic RF wireless ready SVN escutcheon, Mifare / DESFire deadbolt privacy function, Columbo Roboquattro premium series lever, unhanded, satin stainless finish, for use with 1 3/8" - 1 3/4" thick standard door | 1 |  | 1 Year | 773.15 | 0.15 | 657.1775
6726 | Salto | A9658463IM38-W- | XS4 ANSI electronic RF wireless SVN escutcheon, Mifare / DESFire deadbolt privacy function, Columbo Roboquattro premium series lever, unhanded, satin stainless finish, for use with 1 3/8" - 1 3/4" thick standard door | 1 |  | 1 Year | 904.25 | 0.15 | 768.6125
6727 | Salto | A9658463IM48--- | XS4 ANSI electronic wire-free SVN escutcheon, Mifare / DESFire deadbolt privacy function, Columbo Roboquattro premium series lever, unhanded, satin stainless finish, for use with 1 3/4" - 2 1/4" thick door | 1 |  | 1 Year | 719.05 | 0.15 | 611.1925
6728 | Salto | A9658463IM48-A- | XS4 ANSI electronic AMOK wire-free SVN escutcheon, Mifare / DESFire deadbolt privacy function, Columbo Roboquattro premium series lever, unhanded, satin stainless finish, for use with 1 3/4" - 2 1/4" thick door | 1 |  | 1 Year | 848.05 | 0.15 | 720.8425
6729 | Salto | A9658463IM48-C- | XS4 ANSI electronic RF wireless ready SVN escutcheon, Mifare / DESFire deadbolt privacy function, Columbo Roboquattro premium series lever, unhanded, satin stainless finish, for use with 1 3/4" - 2 1/4" thick door | 1 |  | 1 Year | 773.15 | 0.15 | 657.1775
6730 | Salto | A9658463IM48-W- | XS4 ANSI electronic RF wireless SVN escutcheon, Mifare / DESFire deadbolt privacy function, Columbo Roboquattro premium series lever, unhanded, satin stainless finish, for use with 1 3/4" - 2 1/4" thick door | 1 |  | 1 Year | 904.25 | 0.15 | 768.6125
6731 | Salto | A9658463IP38--- | XS4 ANSI electronic wire-free SVN escutcheon, Mifare / DESFire deadbolt privacy function, Columbo Roboquattro premium series lever, unhanded, bright stainless steel finish, for use with 1 3/8" - 1 3/4" thick standard door | 1 |  | 1 Year | 735.35 | 0.15 | 625.0475
6732 | Salto | A9658463IP38-A- | XS4 ANSI electronic AMOK wire-free SVN escutcheon, Mifare / DESFire deadbolt privacy function, Columbo Roboquattro premium series lever, unhanded, bright stainless steel finish, for use with 1 3/8" - 1 3/4" thick standard door | 1 |  | 1 Year | 864.35 | 0.15 | 734.6975
6733 | Salto | A9658463IP38-C- | XS4 ANSI electronic RF wireless ready SVN escutcheon, Mifare / DESFire deadbolt privacy function, Columbo Roboquattro premium series lever, unhanded, bright stainless steel finish, for use with 1 3/8" - 1 3/4" thick standard door | 1 |  | 1 Year | 789.45 | 0.15 | 671.0325
6734 | Salto | A9658463IP38-W- | XS4 ANSI electronic RF wireless SVN escutcheon, Mifare / DESFire deadbolt privacy function, Columbo Roboquattro premium series lever, unhanded, bright stainless steel finish, for use with 1 3/8" - 1 3/4" thick standard door | 1 |  | 1 Year | 920.55 | 0.15 | 782.4675
6735 | Salto | A9658463IP48--- | XS4 ANSI electronic wire-free SVN escutcheon, Mifare / DESFire deadbolt privacy function, Columbo Roboquattro premium series lever, unhanded, bright stainless steel finish, for use with 1 3/4" - 2 1/4" thick door | 1 |  | 1 Year | 735.35 | 0.15 | 625.0475
6736 | Salto | A9658463IP48-A- | XS4 ANSI electronic AMOK wire-free SVN escutcheon, Mifare / DESFire deadbolt privacy function, Columbo Roboquattro premium series lever, unhanded, bright stainless steel finish, for use with 1 3/4" - 2 1/4" thick door | 1 |  | 1 Year | 864.35 | 0.15 | 734.6975
6737 | Salto | A9658463IP48-C- | XS4 ANSI electronic RF wireless ready SVN escutcheon, Mifare / DESFire deadbolt privacy function, Columbo Roboquattro premium series lever, unhanded, bright stainless steel finish, for use with 1 3/4" - 2 1/4" thick door | 1 |  | 1 Year | 789.45 | 0.15 | 671.0325
6738 | Salto | A9658463IP48-W- | XS4 ANSI electronic RF wireless SVN escutcheon, Mifare / DESFire deadbolt privacy function, Columbo Roboquattro premium series lever, unhanded, bright stainless steel finish, for use with 1 3/4" - 2 1/4" thick door | 1 |  | 1 Year | 920.55 | 0.15 | 782.4675
6739 | Salto | A9658463PP38--- | XS4 ANSI electronic wire-free SVN escutcheon, Mifare / DESFire deadbolt privacy function, Columbo Roboquattro premium series lever, unhanded, bright brass finish, for use with 1 3/8" - 1 3/4" thick standard door | 1 |  | 1 Year | 735.35 | 0.15 | 625.0475
6740 | Salto | A9658463PP38-A- | XS4 ANSI electronic AMOK wire-free SVN escutcheon, Mifare / DESFire deadbolt privacy function, Columbo Roboquattro premium series lever, unhanded, bright brass finish, for use with 1 3/8" - 1 3/4" thick standard door | 1 |  | 1 Year | 864.35 | 0.15 | 734.6975
6741 | Salto | A9658463PP38-C- | XS4 ANSI electronic RF wireless ready SVN escutcheon, Mifare / DESFire deadbolt privacy function, Columbo Roboquattro premium series lever, unhanded, bright brass finish, for use with 1 3/8" - 1 3/4" thick standard door | 1 |  | 1 Year | 789.45 | 0.15 | 671.0325
6742 | Salto | A9658463PP38-W- | XS4 ANSI electronic RF wireless SVN escutcheon, Mifare / DESFire deadbolt privacy function, Columbo Roboquattro premium series lever, unhanded, bright brass finish, for use with 1 3/8" - 1 3/4" thick standard door | 1 |  | 1 Year | 920.55 | 0.15 | 782.4675
6743 | Salto | A9658463PP48--- | XS4 ANSI electronic wire-free SVN escutcheon, Mifare / DESFire deadbolt privacy function, Columbo Roboquattro premium series lever, unhanded, bright brass finish, for use with 1 3/4" - 2 1/4" thick door | 1 |  | 1 Year | 735.35 | 0.15 | 625.0475
6744 | Salto | A9658463PP48-A- | XS4 ANSI electronic AMOK wire-free SVN escutcheon, Mifare / DESFire deadbolt privacy function, Columbo Roboquattro premium series lever, unhanded, bright brass finish, for use with 1 3/4" - 2 1/4" thick door | 1 |  | 1 Year | 864.35 | 0.15 | 734.6975
6745 | Salto | A9658463PP48-C- | XS4 ANSI electronic RF wireless ready SVN escutcheon, Mifare / DESFire deadbolt privacy function, Columbo Roboquattro premium series lever, unhanded, bright brass finish, for use with 1 3/4" - 2 1/4" thick door | 1 |  | 1 Year | 789.45 | 0.15 | 671.0325
6746 | Salto | A9658463PP48-W- | XS4 ANSI electronic RF wireless SVN escutcheon, Mifare / DESFire deadbolt privacy function, Columbo Roboquattro premium series lever, unhanded, bright brass finish, for use with 1 3/4" - 2 1/4" thick door | 1 |  | 1 Year | 920.55 | 0.15 | 782.4675
6747 | Salto | A9658761IM38--- | XS4 ANSI electronic wire-free SVN escutcheon, Mifare / DESFire deadbolt privacy function, Columbo Mach premium series lever, unhanded, satin stainless finish, for use with 1 3/8" - 1 3/4" thick standard door | 1 |  | 1 Year | 719.05 | 0.15 | 611.1925
6748 | Salto | A9658761IM38-A- | XS4 ANSI electronic AMOK wire-free SVN escutcheon, Mifare / DESFire deadbolt privacy function, Columbo Mach premium series lever, unhanded, satin stainless finish, for use with 1 3/8" - 1 3/4" thick standard door | 1 |  | 1 Year | 848.05 | 0.15 | 720.8425
6749 | Salto | A9658761IM38-C- | XS4 ANSI electronic RF wireless ready SVN escutcheon, Mifare / DESFire deadbolt privacy function, Columbo Mach premium series lever, unhanded, satin stainless finish, for use with 1 3/8" - 1 3/4" thick standard door | 1 |  | 1 Year | 773.15 | 0.15 | 657.1775
6750 | Salto | A9658761IM38-W- | XS4 ANSI electronic RF wireless SVN escutcheon, Mifare / DESFire deadbolt privacy function, Columbo Mach premium series lever, unhanded, satin stainless finish, for use with 1 3/8" - 1 3/4" thick standard door | 1 |  | 1 Year | 904.25 | 0.15 | 768.6125
6751 | Salto | A9658761IM48--- | XS4 ANSI electronic wire-free SVN escutcheon, Mifare / DESFire deadbolt privacy function, Columbo Mach premium series lever, unhanded, satin stainless finish, for use with 1 3/4" - 2 1/4" thick door | 1 |  | 1 Year | 719.05 | 0.15 | 611.1925
6752 | Salto | A9658761IM48-A- | XS4 ANSI electronic AMOK wire-free SVN escutcheon, Mifare / DESFire deadbolt privacy function, Columbo Mach premium series lever, unhanded, satin stainless finish, for use with 1 3/4" - 2 1/4" thick door | 1 |  | 1 Year | 848.05 | 0.15 | 720.8425
6753 | Salto | A9658761IM48-C- | XS4 ANSI electronic RF wireless ready SVN escutcheon, Mifare / DESFire deadbolt privacy function, Columbo Mach premium series lever, unhanded, satin stainless finish, for use with 1 3/4" - 2 1/4" thick door | 1 |  | 1 Year | 773.15 | 0.15 | 657.1775
6754 | Salto | A9658761IM48-W- | XS4 ANSI electronic RF wireless SVN escutcheon, Mifare / DESFire deadbolt privacy function, Columbo Mach premium series lever, unhanded, satin stainless finish, for use with 1 3/4" - 2 1/4" thick door | 1 |  | 1 Year | 904.25 | 0.15 | 768.6125
6755 | Salto | A9658761IP38--- | XS4 ANSI electronic wire-free SVN escutcheon, Mifare / DESFire deadbolt privacy function, Columbo Mach premium series lever, unhanded, bright stainless steel finish, for use with 1 3/8" - 1 3/4" thick standard door | 1 |  | 1 Year | 735.35 | 0.15 | 625.0475
6756 | Salto | A9658761IP38-A- | XS4 ANSI electronic AMOK wire-free SVN escutcheon, Mifare / DESFire deadbolt privacy function, Columbo Mach premium series lever, unhanded, bright stainless steel finish, for use with 1 3/8" - 1 3/4" thick standard door | 1 |  | 1 Year | 864.35 | 0.15 | 734.6975
6757 | Salto | A9658761IP38-C- | XS4 ANSI electronic RF wireless ready SVN escutcheon, Mifare / DESFire deadbolt privacy function, Columbo Mach premium series lever, unhanded, bright stainless steel finish, for use with 1 3/8" - 1 3/4" thick standard door | 1 |  | 1 Year | 789.45 | 0.15 | 671.0325
6758 | Salto | A9658761IP38-W- | XS4 ANSI electronic RF wireless SVN escutcheon, Mifare / DESFire deadbolt privacy function, Columbo Mach premium series lever, unhanded, bright stainless steel finish, for use with 1 3/8" - 1 3/4" thick standard door | 1 |  | 1 Year | 920.55 | 0.15 | 782.4675
6759 | Salto | A9658761IP48--- | XS4 ANSI electronic wire-free SVN escutcheon, Mifare / DESFire deadbolt privacy function, Columbo Mach premium series lever, unhanded, bright stainless steel finish, for use with 1 3/4" - 2 1/4" thick door | 1 |  | 1 Year | 735.35 | 0.15 | 625.0475
6760 | Salto | A9658761IP48-A- | XS4 ANSI electronic AMOK wire-free SVN escutcheon, Mifare / DESFire deadbolt privacy function, Columbo Mach premium series lever, unhanded, bright stainless steel finish, for use with 1 3/4" - 2 1/4" thick door | 1 |  | 1 Year | 864.35 | 0.15 | 734.6975
6761 | Salto | A9658761IP48-C- | XS4 ANSI electronic RF wireless ready SVN escutcheon, Mifare / DESFire deadbolt privacy function, Columbo Mach premium series lever, unhanded, bright stainless steel finish, for use with 1 3/4" - 2 1/4" thick door | 1 |  | 1 Year | 789.45 | 0.15 | 671.0325
6762 | Salto | A9658761IP48-W- | XS4 ANSI electronic RF wireless SVN escutcheon, Mifare / DESFire deadbolt privacy function, Columbo Mach premium series lever, unhanded, bright stainless steel finish, for use with 1 3/4" - 2 1/4" thick door | 1 |  | 1 Year | 920.55 | 0.15 | 782.4675
6763 | Salto | A9658761PP38--- | XS4 ANSI electronic wire-free SVN escutcheon, Mifare / DESFire deadbolt privacy function, Columbo Mach premium series lever, unhanded, bright brass finish, for use with 1 3/8" - 1 3/4" thick standard door | 1 |  | 1 Year | 735.35 | 0.15 | 625.0475
6764 | Salto | A9658761PP38-A- | XS4 ANSI electronic AMOK wire-free SVN escutcheon, Mifare / DESFire deadbolt privacy function, Columbo Mach premium series lever, unhanded, bright brass finish, for use with 1 3/8" - 1 3/4" thick standard door | 1 |  | 1 Year | 864.35 | 0.15 | 734.6975
6765 | Salto | A9658761PP38-C- | XS4 ANSI electronic RF wireless ready SVN escutcheon, Mifare / DESFire deadbolt privacy function, Columbo Mach premium series lever, unhanded, bright brass finish, for use with 1 3/8" - 1 3/4" thick standard door | 1 |  | 1 Year | 789.45 | 0.15 | 671.0325
6766 | Salto | A9658761PP38-W- | XS4 ANSI electronic RF wireless SVN escutcheon, Mifare / DESFire deadbolt privacy function, Columbo Mach premium series lever, unhanded, bright brass finish, for use with 1 3/8" - 1 3/4" thick standard door | 1 |  | 1 Year | 920.55 | 0.15 | 782.4675
6767 | Salto | A9658761PP48--- | XS4 ANSI electronic wire-free SVN escutcheon, Mifare / DESFire deadbolt privacy function, Columbo Mach premium series lever, unhanded, bright brass finish, for use with 1 3/4" - 2 1/4" thick door | 1 |  | 1 Year | 735.35 | 0.15 | 625.0475
6768 | Salto | A9658761PP48-A- | XS4 ANSI electronic AMOK wire-free SVN escutcheon, Mifare / DESFire deadbolt privacy function, Columbo Mach premium series lever, unhanded, bright brass finish, for use with 1 3/4" - 2 1/4" thick door | 1 |  | 1 Year | 864.35 | 0.15 | 734.6975
6769 | Salto | A9658761PP48-C- | XS4 ANSI electronic RF wireless ready SVN escutcheon, Mifare / DESFire deadbolt privacy function, Columbo Mach premium series lever, unhanded, bright brass finish, for use with 1 3/4" - 2 1/4" thick door | 1 |  | 1 Year | 789.45 | 0.15 | 671.0325
6770 | Salto | A9658761PP48-W- | XS4 ANSI electronic RF wireless SVN escutcheon, Mifare / DESFire deadbolt privacy function, Columbo Mach premium series lever, unhanded, bright brass finish, for use with 1 3/4" - 2 1/4" thick door | 1 |  | 1 Year | 920.55 | 0.15 | 782.4675
6771 | Salto | A9658762IM38--- | XS4 ANSI electronic wire-free SVN escutcheon, Mifare / DESFire deadbolt privacy function, Columbo Mach premium series lever, unhanded, satin stainless finish, for use with 1 3/8" - 1 3/4" thick standard door | 1 |  | 1 Year | 719.05 | 0.15 | 611.1925
6772 | Salto | A9658762IM38-A- | XS4 ANSI electronic AMOK wire-free SVN escutcheon, Mifare / DESFire deadbolt privacy function, Columbo Mach premium series lever, unhanded, satin stainless finish, for use with 1 3/8" - 1 3/4" thick standard door | 1 |  | 1 Year | 848.05 | 0.15 | 720.8425
6773 | Salto | A9658762IM38-C- | XS4 ANSI electronic RF wireless ready SVN escutcheon, Mifare / DESFire deadbolt privacy function, Columbo Mach premium series lever, unhanded, satin stainless finish, for use with 1 3/8" - 1 3/4" thick standard door | 1 |  | 1 Year | 773.15 | 0.15 | 657.1775
6774 | Salto | A9658762IM38-W- | XS4 ANSI electronic RF wireless SVN escutcheon, Mifare / DESFire deadbolt privacy function, Columbo Mach premium series lever, unhanded, satin stainless finish, for use with 1 3/8" - 1 3/4" thick standard door | 1 |  | 1 Year | 904.25 | 0.15 | 768.6125
6775 | Salto | A9658762IM48--- | XS4 ANSI electronic wire-free SVN escutcheon, Mifare / DESFire deadbolt privacy function, Columbo Mach premium series lever, unhanded, satin stainless finish, for use with 1 3/4" - 2 1/4" thick door | 1 |  | 1 Year | 719.05 | 0.15 | 611.1925
6776 | Salto | A9658762IM48-A- | XS4 ANSI electronic AMOK wire-free SVN escutcheon, Mifare / DESFire deadbolt privacy function, Columbo Mach premium series lever, unhanded, satin stainless finish, for use with 1 3/4" - 2 1/4" thick door | 1 |  | 1 Year | 848.05 | 0.15 | 720.8425
6777 | Salto | A9658762IM48-C- | XS4 ANSI electronic RF wireless ready SVN escutcheon, Mifare / DESFire deadbolt privacy function, Columbo Mach premium series lever, unhanded, satin stainless finish, for use with 1 3/4" - 2 1/4" thick door | 1 |  | 1 Year | 773.15 | 0.15 | 657.1775
6778 | Salto | A9658762IM48-W- | XS4 ANSI electronic RF wireless SVN escutcheon, Mifare / DESFire deadbolt privacy function, Columbo Mach premium series lever, unhanded, satin stainless finish, for use with 1 3/4" - 2 1/4" thick door | 1 |  | 1 Year | 904.25 | 0.15 | 768.6125
6779 | Salto | A9658762IP38--- | XS4 ANSI electronic wire-free SVN escutcheon, Mifare / DESFire deadbolt privacy function, Columbo Mach premium series lever, unhanded, bright stainless steel finish, for use with 1 3/8" - 1 3/4" thick standard door | 1 |  | 1 Year | 735.35 | 0.15 | 625.0475
6780 | Salto | A9658762IP38-A- | XS4 ANSI electronic AMOK wire-free SVN escutcheon, Mifare / DESFire deadbolt privacy function, Columbo Mach premium series lever, unhanded, bright stainless steel finish, for use with 1 3/8" - 1 3/4" thick standard door | 1 |  | 1 Year | 864.35 | 0.15 | 734.6975
6781 | Salto | A9658762IP38-C- | XS4 ANSI electronic RF wireless ready SVN escutcheon, Mifare / DESFire deadbolt privacy function, Columbo Mach premium series lever, unhanded, bright stainless steel finish, for use with 1 3/8" - 1 3/4" thick standard door | 1 |  | 1 Year | 789.45 | 0.15 | 671.0325
6782 | Salto | A9658762IP38-W- | XS4 ANSI electronic RF wireless SVN escutcheon, Mifare / DESFire deadbolt privacy function, Columbo Mach premium series lever, unhanded, bright stainless steel finish, for use with 1 3/8" - 1 3/4" thick standard door | 1 |  | 1 Year | 920.55 | 0.15 | 782.4675
6783 | Salto | A9658762IP48--- | XS4 ANSI electronic wire-free SVN escutcheon, Mifare / DESFire deadbolt privacy function, Columbo Mach premium series lever, unhanded, bright stainless steel finish, for use with 1 3/4" - 2 1/4" thick door | 1 |  | 1 Year | 735.35 | 0.15 | 625.0475
6784 | Salto | A9658762IP48-A- | XS4 ANSI electronic AMOK wire-free SVN escutcheon, Mifare / DESFire deadbolt privacy function, Columbo Mach premium series lever, unhanded, bright stainless steel finish, for use with 1 3/4" - 2 1/4" thick door | 1 |  | 1 Year | 864.35 | 0.15 | 734.6975
6785 | Salto | A9658762IP48-C- | XS4 ANSI electronic RF wireless ready SVN escutcheon, Mifare / DESFire deadbolt privacy function, Columbo Mach premium series lever, unhanded, bright stainless steel finish, for use with 1 3/4" - 2 1/4" thick door | 1 |  | 1 Year | 789.45 | 0.15 | 671.0325
6786 | Salto | A9658762IP48-W- | XS4 ANSI electronic RF wireless SVN escutcheon, Mifare / DESFire deadbolt privacy function, Columbo Mach premium series lever, unhanded, bright stainless steel finish, for use with 1 3/4" - 2 1/4" thick door | 1 |  | 1 Year | 920.55 | 0.15 | 782.4675
6787 | Salto | A9658762PP38--- | XS4 ANSI electronic wire-free SVN escutcheon, Mifare / DESFire deadbolt privacy function, Columbo Mach premium series lever, unhanded, bright brass finish, for use with 1 3/8" - 1 3/4" thick standard door | 1 |  | 1 Year | 735.35 | 0.15 | 625.0475
6788 | Salto | A9658762PP38-A- | XS4 ANSI electronic AMOK wire-free SVN escutcheon, Mifare / DESFire deadbolt privacy function, Columbo Mach premium series lever, unhanded, bright brass finish, for use with 1 3/8" - 1 3/4" thick standard door | 1 |  | 1 Year | 864.35 | 0.15 | 734.6975
6789 | Salto | A9658762PP38-C- | XS4 ANSI electronic RF wireless ready SVN escutcheon, Mifare / DESFire deadbolt privacy function, Columbo Mach premium series lever, unhanded, bright brass finish, for use with 1 3/8" - 1 3/4" thick standard door | 1 |  | 1 Year | 789.45 | 0.15 | 671.0325
6790 | Salto | A9658762PP38-W- | XS4 ANSI electronic RF wireless SVN escutcheon, Mifare / DESFire deadbolt privacy function, Columbo Mach premium series lever, unhanded, bright brass finish, for use with 1 3/8" - 1 3/4" thick standard door | 1 |  | 1 Year | 920.55 | 0.15 | 782.4675
6791 | Salto | A9658762PP48--- | XS4 ANSI electronic wire-free SVN escutcheon, Mifare / DESFire deadbolt privacy function, Columbo Mach premium series lever, unhanded, bright brass finish, for use with 1 3/4" - 2 1/4" thick door | 1 |  | 1 Year | 735.35 | 0.15 | 625.0475
6792 | Salto | A9658762PP48-A- | XS4 ANSI electronic AMOK wire-free SVN escutcheon, Mifare / DESFire deadbolt privacy function, Columbo Mach premium series lever, unhanded, bright brass finish, for use with 1 3/4" - 2 1/4" thick door | 1 |  | 1 Year | 864.35 | 0.15 | 734.6975
6793 | Salto | A9658762PP48-C- | XS4 ANSI electronic RF wireless ready SVN escutcheon, Mifare / DESFire deadbolt privacy function, Columbo Mach premium series lever, unhanded, bright brass finish, for use with 1 3/4" - 2 1/4" thick door | 1 |  | 1 Year | 789.45 | 0.15 | 671.0325
6794 | Salto | A9658762PP48-W- | XS4 ANSI electronic RF wireless SVN escutcheon, Mifare / DESFire deadbolt privacy function, Columbo Mach premium series lever, unhanded, bright brass finish, for use with 1 3/4" - 2 1/4" thick door | 1 |  | 1 Year | 920.55 | 0.15 | 782.4675
6795 | Salto | A9658763IM38--- | XS4 ANSI electronic wire-free SVN escutcheon, Mifare / DESFire deadbolt privacy function, Columbo Mach premium series lever, unhanded, satin stainless finish, for use with 1 3/8" - 1 3/4" thick standard door | 1 |  | 1 Year | 719.05 | 0.15 | 611.1925
6796 | Salto | A9658763IM38-A- | XS4 ANSI electronic AMOK wire-free SVN escutcheon, Mifare / DESFire deadbolt privacy function, Columbo Mach premium series lever, unhanded, satin stainless finish, for use with 1 3/8" - 1 3/4" thick standard door | 1 |  | 1 Year | 848.05 | 0.15 | 720.8425
6797 | Salto | A9658763IM38-C- | XS4 ANSI electronic RF wireless ready SVN escutcheon, Mifare / DESFire deadbolt privacy function, Columbo Mach premium series lever, unhanded, satin stainless finish, for use with 1 3/8" - 1 3/4" thick standard door | 1 |  | 1 Year | 773.15 | 0.15 | 657.1775
6798 | Salto | A9658763IM38-W- | XS4 ANSI electronic RF wireless SVN escutcheon, Mifare / DESFire deadbolt privacy function, Columbo Mach premium series lever, unhanded, satin stainless finish, for use with 1 3/8" - 1 3/4" thick standard door | 1 |  | 1 Year | 904.25 | 0.15 | 768.6125
6799 | Salto | A9658763IM48--- | XS4 ANSI electronic wire-free SVN escutcheon, Mifare / DESFire deadbolt privacy function, Columbo Mach premium series lever, unhanded, satin stainless finish, for use with 1 3/4" - 2 1/4" thick door | 1 |  | 1 Year | 719.05 | 0.15 | 611.1925
6800 | Salto | A9658763IM48-A- | XS4 ANSI electronic AMOK wire-free SVN escutcheon, Mifare / DESFire deadbolt privacy function, Columbo Mach premium series lever, unhanded, satin stainless finish, for use with 1 3/4" - 2 1/4" thick door | 1 |  | 1 Year | 848.05 | 0.15 | 720.8425
6801 | Salto | A9658763IM48-C- | XS4 ANSI electronic RF wireless ready SVN escutcheon, Mifare / DESFire deadbolt privacy function, Columbo Mach premium series lever, unhanded, satin stainless finish, for use with 1 3/4" - 2 1/4" thick door | 1 |  | 1 Year | 773.15 | 0.15 | 657.1775
6802 | Salto | A9658763IM48-W- | XS4 ANSI electronic RF wireless SVN escutcheon, Mifare / DESFire deadbolt privacy function, Columbo Mach premium series lever, unhanded, satin stainless finish, for use with 1 3/4" - 2 1/4" thick door | 1 |  | 1 Year | 904.25 | 0.15 | 768.6125
6803 | Salto | A9658763IP38--- | XS4 ANSI electronic wire-free SVN escutcheon, Mifare / DESFire deadbolt privacy function, Columbo Mach premium series lever, unhanded, bright stainless steel finish, for use with 1 3/8" - 1 3/4" thick standard door | 1 |  | 1 Year | 735.35 | 0.15 | 625.0475
6804 | Salto | A9658763IP38-A- | XS4 ANSI electronic AMOK wire-free SVN escutcheon, Mifare / DESFire deadbolt privacy function, Columbo Mach premium series lever, unhanded, bright stainless steel finish, for use with 1 3/8" - 1 3/4" thick standard door | 1 |  | 1 Year | 864.35 | 0.15 | 734.6975
6805 | Salto | A9658763IP38-C- | XS4 ANSI electronic RF wireless ready SVN escutcheon, Mifare / DESFire deadbolt privacy function, Columbo Mach premium series lever, unhanded, bright stainless steel finish, for use with 1 3/8" - 1 3/4" thick standard door | 1 |  | 1 Year | 789.45 | 0.15 | 671.0325
6806 | Salto | A9658763IP38-W- | XS4 ANSI electronic RF wireless SVN escutcheon, Mifare / DESFire deadbolt privacy function, Columbo Mach premium series lever, unhanded, bright stainless steel finish, for use with 1 3/8" - 1 3/4" thick standard door | 1 |  | 1 Year | 920.55 | 0.15 | 782.4675
6807 | Salto | A9658763IP48--- | XS4 ANSI electronic wire-free SVN escutcheon, Mifare / DESFire deadbolt privacy function, Columbo Mach premium series lever, unhanded, bright stainless steel finish, for use with 1 3/4" - 2 1/4" thick door | 1 |  | 1 Year | 735.35 | 0.15 | 625.0475
6808 | Salto | A9658763IP48-A- | XS4 ANSI electronic AMOK wire-free SVN escutcheon, Mifare / DESFire deadbolt privacy function, Columbo Mach premium series lever, unhanded, bright stainless steel finish, for use with 1 3/4" - 2 1/4" thick door | 1 |  | 1 Year | 864.35 | 0.15 | 734.6975
6809 | Salto | A9658763IP48-C- | XS4 ANSI electronic RF wireless ready SVN escutcheon, Mifare / DESFire deadbolt privacy function, Columbo Mach premium series lever, unhanded, bright stainless steel finish, for use with 1 3/4" - 2 1/4" thick door | 1 |  | 1 Year | 789.45 | 0.15 | 671.0325
6810 | Salto | A9658763IP48-W- | XS4 ANSI electronic RF wireless SVN escutcheon, Mifare / DESFire deadbolt privacy function, Columbo Mach premium series lever, unhanded, bright stainless steel finish, for use with 1 3/4" - 2 1/4" thick door | 1 |  | 1 Year | 920.55 | 0.15 | 782.4675
6811 | Salto | A9658763PP38--- | XS4 ANSI electronic wire-free SVN escutcheon, Mifare / DESFire deadbolt privacy function, Columbo Mach premium series lever, unhanded, bright brass finish, for use with 1 3/8" - 1 3/4" thick standard door | 1 |  | 1 Year | 735.35 | 0.15 | 625.0475
6812 | Salto | A9658763PP38-A- | XS4 ANSI electronic AMOK wire-free SVN escutcheon, Mifare / DESFire deadbolt privacy function, Columbo Mach premium series lever, unhanded, bright brass finish, for use with 1 3/8" - 1 3/4" thick standard door | 1 |  | 1 Year | 864.35 | 0.15 | 734.6975
6813 | Salto | A9658763PP38-C- | XS4 ANSI electronic RF wireless ready SVN escutcheon, Mifare / DESFire deadbolt privacy function, Columbo Mach premium series lever, unhanded, bright brass finish, for use with 1 3/8" - 1 3/4" thick standard door | 1 |  | 1 Year | 789.45 | 0.15 | 671.0325
6814 | Salto | A9658763PP38-W- | XS4 ANSI electronic RF wireless SVN escutcheon, Mifare / DESFire deadbolt privacy function, Columbo Mach premium series lever, unhanded, bright brass finish, for use with 1 3/8" - 1 3/4" thick standard door | 1 |  | 1 Year | 920.55 | 0.15 | 782.4675
6815 | Salto | A9658763PP48--- | XS4 ANSI electronic wire-free SVN escutcheon, Mifare / DESFire deadbolt privacy function, Columbo Mach premium series lever, unhanded, bright brass finish, for use with 1 3/4" - 2 1/4" thick door | 1 |  | 1 Year | 735.35 | 0.15 | 625.0475
6816 | Salto | A9658763PP48-A- | XS4 ANSI electronic AMOK wire-free SVN escutcheon, Mifare / DESFire deadbolt privacy function, Columbo Mach premium series lever, unhanded, bright brass finish, for use with 1 3/4" - 2 1/4" thick door | 1 |  | 1 Year | 864.35 | 0.15 | 734.6975
6817 | Salto | A9658763PP48-C- | XS4 ANSI electronic RF wireless ready SVN escutcheon, Mifare / DESFire deadbolt privacy function, Columbo Mach premium series lever, unhanded, bright brass finish, for use with 1 3/4" - 2 1/4" thick door | 1 |  | 1 Year | 789.45 | 0.15 | 671.0325
6818 | Salto | A9658763PP48-W- | XS4 ANSI electronic RF wireless SVN escutcheon, Mifare / DESFire deadbolt privacy function, Columbo Mach premium series lever, unhanded, bright brass finish, for use with 1 3/4" - 2 1/4" thick door | 1 |  | 1 Year | 920.55 | 0.15 | 782.4675
6819 | Salto | A9658A61BC38--- | XS4 ANSI electronic wire-free SVN escutcheon, Mifare / DESFire deadbolt privacy function, A lever, unhanded, BioCote antimicrobial finish, for use with 1 3/8" - 1 3/4" thick standard door | 1 |  | 1 Year | 725.15 | 0.15 | 616.3775
6820 | Salto | A9658A61BC38-A- | XS4 ANSI electronic AMOK wire-free SVN escutcheon, Mifare / DESFire deadbolt privacy function, A lever, unhanded, BioCote antimicrobial finish, for use with 1 3/8" - 1 3/4" thick standard door | 1 |  | 1 Year | 854.15 | 0.15 | 726.0275
6821 | Salto | A9658A61BC38-C- | XS4 ANSI electronic RF wireless ready SVN escutcheon, Mifare / DESFire deadbolt privacy function, A lever, unhanded, BioCote antimicrobial finish, for use with 1 3/8" - 1 3/4" thick standard door | 1 |  | 1 Year | 779.25 | 0.15 | 662.3625
6822 | Salto | A9658A61BC38-W- | XS4 ANSI electronic RF wireless SVN escutcheon, Mifare / DESFire deadbolt privacy function, A lever, unhanded, BioCote antimicrobial finish, for use with 1 3/8" - 1 3/4" thick standard door | 1 |  | 1 Year | 910.35 | 0.15 | 773.7975
6823 | Salto | A9658A61BC48--- | XS4 ANSI electronic wire-free SVN escutcheon, Mifare / DESFire deadbolt privacy function, A lever, unhanded, BioCote antimicrobial finish, for use with 1 3/4" - 2 1/4" thick door | 1 |  | 1 Year | 725.15 | 0.15 | 616.3775
6824 | Salto | A9658A61BC48-A- | XS4 ANSI electronic AMOK wire-free SVN escutcheon, Mifare / DESFire deadbolt privacy function, A lever, unhanded, BioCote antimicrobial finish, for use with 1 3/4" - 2 1/4" thick door | 1 |  | 1 Year | 854.15 | 0.15 | 726.0275
6825 | Salto | A9658A61BC48-C- | XS4 ANSI electronic RF wireless ready SVN escutcheon, Mifare / DESFire deadbolt privacy function, A lever, unhanded, BioCote antimicrobial finish, for use with 1 3/4" - 2 1/4" thick door | 1 |  | 1 Year | 779.25 | 0.15 | 662.3625
6826 | Salto | A9658A61BC48-W- | XS4 ANSI electronic RF wireless SVN escutcheon, Mifare / DESFire deadbolt privacy function, A lever, unhanded, BioCote antimicrobial finish, for use with 1 3/4" - 2 1/4" thick door | 1 |  | 1 Year | 910.35 | 0.15 | 773.7975
6827 | Salto | A9658A61IA38--- | XS4 ANSI electronic wire-free SVN escutcheon, Mifare / DESFire deadbolt privacy function, A lever, unhanded, antique brass finish, for use with 1 3/8" - 1 3/4" thick standard door | 1 |  | 1 Year | 725.15 | 0.15 | 616.3775
6828 | Salto | A9658A61IA38-A- | XS4 ANSI electronic AMOK wire-free SVN escutcheon, Mifare / DESFire deadbolt privacy function, A lever, unhanded, antique brass finish, for use with 1 3/8" - 1 3/4" thick standard door | 1 |  | 1 Year | 854.15 | 0.15 | 726.0275
6829 | Salto | A9658A61IA38-C- | XS4 ANSI electronic RF wireless ready SVN escutcheon, Mifare / DESFire deadbolt privacy function, A lever, unhanded, antique brass finish, for use with 1 3/8" - 1 3/4" thick standard door | 1 |  | 1 Year | 779.25 | 0.15 | 662.3625
6830 | Salto | A9658A61IA38-W- | XS4 ANSI electronic RF wireless SVN escutcheon, Mifare / DESFire deadbolt privacy function, A lever, unhanded, antique brass finish, for use with 1 3/8" - 1 3/4" thick standard door | 1 |  | 1 Year | 910.35 | 0.15 | 773.7975
6831 | Salto | A9658A61IA48--- | XS4 ANSI electronic wire-free SVN escutcheon, Mifare / DESFire deadbolt privacy function, A lever, unhanded, antique brass finish, for use with 1 3/4" - 2 1/4" thick door | 1 |  | 1 Year | 725.15 | 0.15 | 616.3775
6832 | Salto | A9658A61IA48-A- | XS4 ANSI electronic AMOK wire-free SVN escutcheon, Mifare / DESFire deadbolt privacy function, A lever, unhanded, antique brass finish, for use with 1 3/4" - 2 1/4" thick door | 1 |  | 1 Year | 854.15 | 0.15 | 726.0275
6833 | Salto | A9658A61IA48-C- | XS4 ANSI electronic RF wireless ready SVN escutcheon, Mifare / DESFire deadbolt privacy function, A lever, unhanded, antique brass finish, for use with 1 3/4" - 2 1/4" thick door | 1 |  | 1 Year | 779.25 | 0.15 | 662.3625
6834 | Salto | A9658A61IA48-W- | XS4 ANSI electronic RF wireless SVN escutcheon, Mifare / DESFire deadbolt privacy function, A lever, unhanded, antique brass finish, for use with 1 3/4" - 2 1/4" thick door | 1 |  | 1 Year | 910.35 | 0.15 | 773.7975
6835 | Salto | A9658A61IM38--- | XS4 ANSI electronic wire-free SVN escutcheon, Mifare / DESFire deadbolt privacy function, A lever, unhanded, satin stainless finish, for use with 1 3/8" - 1 3/4" thick standard door | 1 |  | 1 Year | 673.15 | 0.15 | 572.1775
6836 | Salto | A9658A61IM38-A- | XS4 ANSI electronic AMOK wire-free SVN escutcheon, Mifare / DESFire deadbolt privacy function, A lever, unhanded, satin stainless finish, for use with 1 3/8" - 1 3/4" thick standard door | 1 |  | 1 Year | 802.15 | 0.15 | 681.8275
6837 | Salto | A9658A61IM38-C- | XS4 ANSI electronic RF wireless ready SVN escutcheon, Mifare / DESFire deadbolt privacy function, A lever, unhanded, satin stainless finish, for use with 1 3/8" - 1 3/4" thick standard door | 1 |  | 1 Year | 727.25 | 0.15 | 618.1625
6838 | Salto | A9658A61IM38-W- | XS4 ANSI electronic RF wireless SVN escutcheon, Mifare / DESFire deadbolt privacy function, A lever, unhanded, satin stainless finish, for use with 1 3/8" - 1 3/4" thick standard door | 1 |  | 1 Year | 858.35 | 0.15 | 729.5975
6839 | Salto | A9658A61IM48--- | XS4 ANSI electronic wire-free SVN escutcheon, Mifare / DESFire deadbolt privacy function, A lever, unhanded, satin stainless finish, for use with 1 3/4" - 2 1/4" thick door | 1 |  | 1 Year | 673.15 | 0.15 | 572.1775
6840 | Salto | A9658A61IM48-A- | XS4 ANSI electronic AMOK wire-free SVN escutcheon, Mifare / DESFire deadbolt privacy function, A lever, unhanded, satin stainless finish, for use with 1 3/4" - 2 1/4" thick door | 1 |  | 1 Year | 802.15 | 0.15 | 681.8275
6841 | Salto | A9658A61IM48-C- | XS4 ANSI electronic RF wireless ready SVN escutcheon, Mifare / DESFire deadbolt privacy function, A lever, unhanded, satin stainless finish, for use with 1 3/4" - 2 1/4" thick door | 1 |  | 1 Year | 727.25 | 0.15 | 618.1625
6842 | Salto | A9658A61IM48-W- | XS4 ANSI electronic RF wireless SVN escutcheon, Mifare / DESFire deadbolt privacy function, A lever, unhanded, satin stainless finish, for use with 1 3/4" - 2 1/4" thick door | 1 |  | 1 Year | 858.35 | 0.15 | 729.5975
6843 | Salto | A9658A61IP38--- | XS4 ANSI electronic wire-free SVN escutcheon, Mifare / DESFire deadbolt privacy function, A lever, unhanded, bright stainless steel finish, for use with 1 3/8" - 1 3/4" thick standard door | 1 |  | 1 Year | 689.45 | 0.15 | 586.0325
6844 | Salto | A9658A61IP38-A- | XS4 ANSI electronic AMOK wire-free SVN escutcheon, Mifare / DESFire deadbolt privacy function, A lever, unhanded, bright stainless steel finish, for use with 1 3/8" - 1 3/4" thick standard door | 1 |  | 1 Year | 818.45 | 0.15 | 695.6825
6845 | Salto | A9658A61IP38-C- | XS4 ANSI electronic RF wireless ready SVN escutcheon, Mifare / DESFire deadbolt privacy function, A lever, unhanded, bright stainless steel finish, for use with 1 3/8" - 1 3/4" thick standard door | 1 |  | 1 Year | 743.55 | 0.15 | 632.0175
6846 | Salto | A9658A61IP38-W- | XS4 ANSI electronic RF wireless SVN escutcheon, Mifare / DESFire deadbolt privacy function, A lever, unhanded, bright stainless steel finish, for use with 1 3/8" - 1 3/4" thick standard door | 1 |  | 1 Year | 874.65 | 0.15 | 743.4525
6847 | Salto | A9658A61IP48--- | XS4 ANSI electronic wire-free SVN escutcheon, Mifare / DESFire deadbolt privacy function, A lever, unhanded, bright stainless steel finish, for use with 1 3/4" - 2 1/4" thick door | 1 |  | 1 Year | 689.45 | 0.15 | 586.0325
6848 | Salto | A9658A61IP48-A- | XS4 ANSI electronic AMOK wire-free SVN escutcheon, Mifare / DESFire deadbolt privacy function, A lever, unhanded, bright stainless steel finish, for use with 1 3/4" - 2 1/4" thick door | 1 |  | 1 Year | 818.45 | 0.15 | 695.6825
6849 | Salto | A9658A61IP48-C- | XS4 ANSI electronic RF wireless ready SVN escutcheon, Mifare / DESFire deadbolt privacy function, A lever, unhanded, bright stainless steel finish, for use with 1 3/4" - 2 1/4" thick door | 1 |  | 1 Year | 743.55 | 0.15 | 632.0175
6850 | Salto | A9658A61IP48-W- | XS4 ANSI electronic RF wireless SVN escutcheon, Mifare / DESFire deadbolt privacy function, A lever, unhanded, bright stainless steel finish, for use with 1 3/4" - 2 1/4" thick door | 1 |  | 1 Year | 874.65 | 0.15 | 743.4525
6851 | Salto | A9658A61NE38--- | XS4 ANSI electronic wire-free SVN escutcheon, Mifare / DESFire deadbolt privacy function, A lever, unhanded, black chromium finish, for use with 1 3/8" - 1 3/4" thick standard door | 1 |  | 1 Year | 707.85 | 0.15 | 601.6725
6852 | Salto | A9658A61NE38-A- | XS4 ANSI electronic AMOK wire-free SVN escutcheon, Mifare / DESFire deadbolt privacy function, A lever, unhanded, black chromium finish, for use with 1 3/8" - 1 3/4" thick standard door | 1 |  | 1 Year | 836.85 | 0.15 | 711.3225
6853 | Salto | A9658A61NE38-C- | XS4 ANSI electronic RF wireless ready SVN escutcheon, Mifare / DESFire deadbolt privacy function, A lever, unhanded, black chromium finish, for use with 1 3/8" - 1 3/4" thick standard door | 1 |  | 1 Year | 761.95 | 0.15 | 647.6575
6854 | Salto | A9658A61NE38-W- | XS4 ANSI electronic RF wireless SVN escutcheon, Mifare / DESFire deadbolt privacy function, A lever, unhanded, black chromium finish, for use with 1 3/8" - 1 3/4" thick standard door | 1 |  | 1 Year | 893.05 | 0.15 | 759.0925
6855 | Salto | A9658A61NE48--- | XS4 ANSI electronic wire-free SVN escutcheon, Mifare / DESFire deadbolt privacy function, A lever, unhanded, black chromium finish, for use with 1 3/4" - 2 1/4" thick door | 1 |  | 1 Year | 707.85 | 0.15 | 601.6725
6856 | Salto | A9658A61NE48-A- | XS4 ANSI electronic AMOK wire-free SVN escutcheon, Mifare / DESFire deadbolt privacy function, A lever, unhanded, black chromium finish, for use with 1 3/4" - 2 1/4" thick door | 1 |  | 1 Year | 836.85 | 0.15 | 711.3225
6857 | Salto | A9658A61NE48-C- | XS4 ANSI electronic RF wireless ready SVN escutcheon, Mifare / DESFire deadbolt privacy function, A lever, unhanded, black chromium finish, for use with 1 3/4" - 2 1/4" thick door | 1 |  | 1 Year | 761.95 | 0.15 | 647.6575
6858 | Salto | A9658A61NE48-W- | XS4 ANSI electronic RF wireless SVN escutcheon, Mifare / DESFire deadbolt privacy function, A lever, unhanded, black chromium finish, for use with 1 3/4" - 2 1/4" thick door | 1 |  | 1 Year | 893.05 | 0.15 | 759.0925
6859 | Salto | A9658A61PM38--- | XS4 ANSI electronic wire-free SVN escutcheon, Mifare / DESFire deadbolt privacy function, A lever, unhanded, satin brass finish, for use with 1 3/8" - 1 3/4" thick standard door | 1 |  | 1 Year | 673.15 | 0.15 | 572.1775
6860 | Salto | A9658A61PM38-A- | XS4 ANSI electronic AMOK wire-free SVN escutcheon, Mifare / DESFire deadbolt privacy function, A lever, unhanded, satin brass finish, for use with 1 3/8" - 1 3/4" thick standard door | 1 |  | 1 Year | 802.15 | 0.15 | 681.8275
6861 | Salto | A9658A61PM38-C- | XS4 ANSI electronic RF wireless ready SVN escutcheon, Mifare / DESFire deadbolt privacy function, A lever, unhanded, satin brass finish, for use with 1 3/8" - 1 3/4" thick standard door | 1 |  | 1 Year | 727.25 | 0.15 | 618.1625
6862 | Salto | A9658A61PM38-W- | XS4 ANSI electronic RF wireless SVN escutcheon, Mifare / DESFire deadbolt privacy function, A lever, unhanded, satin brass finish, for use with 1 3/8" - 1 3/4" thick standard door | 1 |  | 1 Year | 858.35 | 0.15 | 729.5975
6863 | Salto | A9658A61PM48--- | XS4 ANSI electronic wire-free SVN escutcheon, Mifare / DESFire deadbolt privacy function, A lever, unhanded, satin brass finish, for use with 1 3/4" - 2 1/4" thick door | 1 |  | 1 Year | 673.15 | 0.15 | 572.1775
6864 | Salto | A9658A61PM48-A- | XS4 ANSI electronic AMOK wire-free SVN escutcheon, Mifare / DESFire deadbolt privacy function, A lever, unhanded, satin brass finish, for use with 1 3/4" - 2 1/4" thick door | 1 |  | 1 Year | 802.15 | 0.15 | 681.8275
6865 | Salto | A9658A61PM48-C- | XS4 ANSI electronic RF wireless ready SVN escutcheon, Mifare / DESFire deadbolt privacy function, A lever, unhanded, satin brass finish, for use with 1 3/4" - 2 1/4" thick door | 1 |  | 1 Year | 727.25 | 0.15 | 618.1625
6866 | Salto | A9658A61PM48-W- | XS4 ANSI electronic RF wireless SVN escutcheon, Mifare / DESFire deadbolt privacy function, A lever, unhanded, satin brass finish, for use with 1 3/4" - 2 1/4" thick door | 1 |  | 1 Year | 858.35 | 0.15 | 729.5975
6867 | Salto | A9658A61PP38--- | XS4 ANSI electronic wire-free SVN escutcheon, Mifare / DESFire deadbolt privacy function, A lever, unhanded, bright brass finish, for use with 1 3/8" - 1 3/4" thick standard door | 1 |  | 1 Year | 689.45 | 0.15 | 586.0325
6868 | Salto | A9658A61PP38-A- | XS4 ANSI electronic AMOK wire-free SVN escutcheon, Mifare / DESFire deadbolt privacy function, A lever, unhanded, bright brass finish, for use with 1 3/8" - 1 3/4" thick standard door | 1 |  | 1 Year | 818.45 | 0.15 | 695.6825
6869 | Salto | A9658A61PP38-C- | XS4 ANSI electronic RF wireless ready SVN escutcheon, Mifare / DESFire deadbolt privacy function, A lever, unhanded, bright brass finish, for use with 1 3/8" - 1 3/4" thick standard door | 1 |  | 1 Year | 743.55 | 0.15 | 632.0175
6870 | Salto | A9658A61PP38-W- | XS4 ANSI electronic RF wireless SVN escutcheon, Mifare / DESFire deadbolt privacy function, A lever, unhanded, bright brass finish, for use with 1 3/8" - 1 3/4" thick standard door | 1 |  | 1 Year | 874.65 | 0.15 | 743.4525
6871 | Salto | A9658A61PP48--- | XS4 ANSI electronic wire-free SVN escutcheon, Mifare / DESFire deadbolt privacy function, A lever, unhanded, bright brass finish, for use with 1 3/4" - 2 1/4" thick door | 1 |  | 1 Year | 689.45 | 0.15 | 586.0325
6872 | Salto | A9658A61PP48-A- | XS4 ANSI electronic AMOK wire-free SVN escutcheon, Mifare / DESFire deadbolt privacy function, A lever, unhanded, bright brass finish, for use with 1 3/4" - 2 1/4" thick door | 1 |  | 1 Year | 818.45 | 0.15 | 695.6825
6873 | Salto | A9658A61PP48-C- | XS4 ANSI electronic RF wireless ready SVN escutcheon, Mifare / DESFire deadbolt privacy function, A lever, unhanded, bright brass finish, for use with 1 3/4" - 2 1/4" thick door | 1 |  | 1 Year | 743.55 | 0.15 | 632.0175
6874 | Salto | A9658A61PP48-W- | XS4 ANSI electronic RF wireless SVN escutcheon, Mifare / DESFire deadbolt privacy function, A lever, unhanded, bright brass finish, for use with 1 3/4" - 2 1/4" thick door | 1 |  | 1 Year | 874.65 | 0.15 | 743.4525
6875 | Salto | A9658A62BC38--- | XS4 ANSI electronic wire-free SVN escutcheon, Mifare / DESFire deadbolt privacy function, A lever, unhanded, BioCote antimicrobial finish, for use with 1 3/8" - 1 3/4" thick standard door | 1 |  | 1 Year | 725.15 | 0.15 | 616.3775
6876 | Salto | A9658A62BC38-A- | XS4 ANSI electronic AMOK wire-free SVN escutcheon, Mifare / DESFire deadbolt privacy function, A lever, unhanded, BioCote antimicrobial finish, for use with 1 3/8" - 1 3/4" thick standard door | 1 |  | 1 Year | 854.15 | 0.15 | 726.0275
6877 | Salto | A9658A62BC38-C- | XS4 ANSI electronic RF wireless ready SVN escutcheon, Mifare / DESFire deadbolt privacy function, A lever, unhanded, BioCote antimicrobial finish, for use with 1 3/8" - 1 3/4" thick standard door | 1 |  | 1 Year | 779.25 | 0.15 | 662.3625
6878 | Salto | A9658A62BC38-W- | XS4 ANSI electronic RF wireless SVN escutcheon, Mifare / DESFire deadbolt privacy function, A lever, unhanded, BioCote antimicrobial finish, for use with 1 3/8" - 1 3/4" thick standard door | 1 |  | 1 Year | 910.35 | 0.15 | 773.7975
6879 | Salto | A9658A62BC48--- | XS4 ANSI electronic wire-free SVN escutcheon, Mifare / DESFire deadbolt privacy function, A lever, unhanded, BioCote antimicrobial finish, for use with 1 3/4" - 2 1/4" thick door | 1 |  | 1 Year | 725.15 | 0.15 | 616.3775
6880 | Salto | A9658A62BC48-A- | XS4 ANSI electronic AMOK wire-free SVN escutcheon, Mifare / DESFire deadbolt privacy function, A lever, unhanded, BioCote antimicrobial finish, for use with 1 3/4" - 2 1/4" thick door | 1 |  | 1 Year | 854.15 | 0.15 | 726.0275
6881 | Salto | A9658A62BC48-C- | XS4 ANSI electronic RF wireless ready SVN escutcheon, Mifare / DESFire deadbolt privacy function, A lever, unhanded, BioCote antimicrobial finish, for use with 1 3/4" - 2 1/4" thick door | 1 |  | 1 Year | 779.25 | 0.15 | 662.3625
6882 | Salto | A9658A62BC48-W- | XS4 ANSI electronic RF wireless SVN escutcheon, Mifare / DESFire deadbolt privacy function, A lever, unhanded, BioCote antimicrobial finish, for use with 1 3/4" - 2 1/4" thick door | 1 |  | 1 Year | 910.35 | 0.15 | 773.7975
6883 | Salto | A9658A62IA38--- | XS4 ANSI electronic wire-free SVN escutcheon, Mifare / DESFire deadbolt privacy function, A lever, unhanded, antique brass finish, for use with 1 3/8" - 1 3/4" thick standard door | 1 |  | 1 Year | 725.15 | 0.15 | 616.3775
6884 | Salto | A9658A62IA38-A- | XS4 ANSI electronic AMOK wire-free SVN escutcheon, Mifare / DESFire deadbolt privacy function, A lever, unhanded, antique brass finish, for use with 1 3/8" - 1 3/4" thick standard door | 1 |  | 1 Year | 854.15 | 0.15 | 726.0275
6885 | Salto | A9658A62IA38-C- | XS4 ANSI electronic RF wireless ready SVN escutcheon, Mifare / DESFire deadbolt privacy function, A lever, unhanded, antique brass finish, for use with 1 3/8" - 1 3/4" thick standard door | 1 |  | 1 Year | 779.25 | 0.15 | 662.3625
6886 | Salto | A9658A62IA38-W- | XS4 ANSI electronic RF wireless SVN escutcheon, Mifare / DESFire deadbolt privacy function, A lever, unhanded, antique brass finish, for use with 1 3/8" - 1 3/4" thick standard door | 1 |  | 1 Year | 910.35 | 0.15 | 773.7975
6887 | Salto | A9658A62IA48--- | XS4 ANSI electronic wire-free SVN escutcheon, Mifare / DESFire deadbolt privacy function, A lever, unhanded, antique brass finish, for use with 1 3/4" - 2 1/4" thick door | 1 |  | 1 Year | 725.15 | 0.15 | 616.3775
6888 | Salto | A9658A62IA48-A- | XS4 ANSI electronic AMOK wire-free SVN escutcheon, Mifare / DESFire deadbolt privacy function, A lever, unhanded, antique brass finish, for use with 1 3/4" - 2 1/4" thick door | 1 |  | 1 Year | 854.15 | 0.15 | 726.0275
6889 | Salto | A9658A62IA48-C- | XS4 ANSI electronic RF wireless ready SVN escutcheon, Mifare / DESFire deadbolt privacy function, A lever, unhanded, antique brass finish, for use with 1 3/4" - 2 1/4" thick door | 1 |  | 1 Year | 779.25 | 0.15 | 662.3625
6890 | Salto | A9658A62IA48-W- | XS4 ANSI electronic RF wireless SVN escutcheon, Mifare / DESFire deadbolt privacy function, A lever, unhanded, antique brass finish, for use with 1 3/4" - 2 1/4" thick door | 1 |  | 1 Year | 910.35 | 0.15 | 773.7975
6891 | Salto | A9658A62IM38--- | XS4 ANSI electronic wire-free SVN escutcheon, Mifare / DESFire deadbolt privacy function, A lever, unhanded, satin stainless finish, for use with 1 3/8" - 1 3/4" thick standard door | 1 |  | 1 Year | 673.15 | 0.15 | 572.1775
6892 | Salto | A9658A62IM38-A- | XS4 ANSI electronic AMOK wire-free SVN escutcheon, Mifare / DESFire deadbolt privacy function, A lever, unhanded, satin stainless finish, for use with 1 3/8" - 1 3/4" thick standard door | 1 |  | 1 Year | 802.15 | 0.15 | 681.8275
6893 | Salto | A9658A62IM38-C- | XS4 ANSI electronic RF wireless ready SVN escutcheon, Mifare / DESFire deadbolt privacy function, A lever, unhanded, satin stainless finish, for use with 1 3/8" - 1 3/4" thick standard door | 1 |  | 1 Year | 727.25 | 0.15 | 618.1625
6894 | Salto | A9658A62IM38-W- | XS4 ANSI electronic RF wireless SVN escutcheon, Mifare / DESFire deadbolt privacy function, A lever, unhanded, satin stainless finish, for use with 1 3/8" - 1 3/4" thick standard door | 1 |  | 1 Year | 858.35 | 0.15 | 729.5975
6895 | Salto | A9658A62IM48--- | XS4 ANSI electronic wire-free SVN escutcheon, Mifare / DESFire deadbolt privacy function, A lever, unhanded, satin stainless finish, for use with 1 3/4" - 2 1/4" thick door | 1 |  | 1 Year | 673.15 | 0.15 | 572.1775
6896 | Salto | A9658A62IM48-A- | XS4 ANSI electronic AMOK wire-free SVN escutcheon, Mifare / DESFire deadbolt privacy function, A lever, unhanded, satin stainless finish, for use with 1 3/4" - 2 1/4" thick door | 1 |  | 1 Year | 802.15 | 0.15 | 681.8275
6897 | Salto | A9658A62IM48-C- | XS4 ANSI electronic RF wireless ready SVN escutcheon, Mifare / DESFire deadbolt privacy function, A lever, unhanded, satin stainless finish, for use with 1 3/4" - 2 1/4" thick door | 1 |  | 1 Year | 727.25 | 0.15 | 618.1625
6898 | Salto | A9658A62IM48-W- | XS4 ANSI electronic RF wireless SVN escutcheon, Mifare / DESFire deadbolt privacy function, A lever, unhanded, satin stainless finish, for use with 1 3/4" - 2 1/4" thick door | 1 |  | 1 Year | 858.35 | 0.15 | 729.5975
6899 | Salto | A9658A62IP38--- | XS4 ANSI electronic wire-free SVN escutcheon, Mifare / DESFire deadbolt privacy function, A lever, unhanded, bright stainless steel finish, for use with 1 3/8" - 1 3/4" thick standard door | 1 |  | 1 Year | 689.45 | 0.15 | 586.0325
6900 | Salto | A9658A62IP38-A- | XS4 ANSI electronic AMOK wire-free SVN escutcheon, Mifare / DESFire deadbolt privacy function, A lever, unhanded, bright stainless steel finish, for use with 1 3/8" - 1 3/4" thick standard door | 1 |  | 1 Year | 818.45 | 0.15 | 695.6825
6901 | Salto | A9658A62IP38-C- | XS4 ANSI electronic RF wireless ready SVN escutcheon, Mifare / DESFire deadbolt privacy function, A lever, unhanded, bright stainless steel finish, for use with 1 3/8" - 1 3/4" thick standard door | 1 |  | 1 Year | 743.55 | 0.15 | 632.0175
6902 | Salto | A9658A62IP38-W- | XS4 ANSI electronic RF wireless SVN escutcheon, Mifare / DESFire deadbolt privacy function, A lever, unhanded, bright stainless steel finish, for use with 1 3/8" - 1 3/4" thick standard door | 1 |  | 1 Year | 874.65 | 0.15 | 743.4525
6903 | Salto | A9658A62IP48--- | XS4 ANSI electronic wire-free SVN escutcheon, Mifare / DESFire deadbolt privacy function, A lever, unhanded, bright stainless steel finish, for use with 1 3/4" - 2 1/4" thick door | 1 |  | 1 Year | 689.45 | 0.15 | 586.0325
6904 | Salto | A9658A62IP48-A- | XS4 ANSI electronic AMOK wire-free SVN escutcheon, Mifare / DESFire deadbolt privacy function, A lever, unhanded, bright stainless steel finish, for use with 1 3/4" - 2 1/4" thick door | 1 |  | 1 Year | 818.45 | 0.15 | 695.6825
6905 | Salto | A9658A62IP48-C- | XS4 ANSI electronic RF wireless ready SVN escutcheon, Mifare / DESFire deadbolt privacy function, A lever, unhanded, bright stainless steel finish, for use with 1 3/4" - 2 1/4" thick door | 1 |  | 1 Year | 743.55 | 0.15 | 632.0175
6906 | Salto | A9658A62IP48-W- | XS4 ANSI electronic RF wireless SVN escutcheon, Mifare / DESFire deadbolt privacy function, A lever, unhanded, bright stainless steel finish, for use with 1 3/4" - 2 1/4" thick door | 1 |  | 1 Year | 874.65 | 0.15 | 743.4525
6907 | Salto | A9658A62NE38--- | XS4 ANSI electronic wire-free SVN escutcheon, Mifare / DESFire deadbolt privacy function, A lever, unhanded, black chromium finish, for use with 1 3/8" - 1 3/4" thick standard door | 1 |  | 1 Year | 707.85 | 0.15 | 601.6725
6908 | Salto | A9658A62NE38-A- | XS4 ANSI electronic AMOK wire-free SVN escutcheon, Mifare / DESFire deadbolt privacy function, A lever, unhanded, black chromium finish, for use with 1 3/8" - 1 3/4" thick standard door | 1 |  | 1 Year | 836.85 | 0.15 | 711.3225
6909 | Salto | A9658A62NE38-C- | XS4 ANSI electronic RF wireless ready SVN escutcheon, Mifare / DESFire deadbolt privacy function, A lever, unhanded, black chromium finish, for use with 1 3/8" - 1 3/4" thick standard door | 1 |  | 1 Year | 761.95 | 0.15 | 647.6575
6910 | Salto | A9658A62NE38-W- | XS4 ANSI electronic RF wireless SVN escutcheon, Mifare / DESFire deadbolt privacy function, A lever, unhanded, black chromium finish, for use with 1 3/8" - 1 3/4" thick standard door | 1 |  | 1 Year | 893.05 | 0.15 | 759.0925
6911 | Salto | A9658A62NE48--- | XS4 ANSI electronic wire-free SVN escutcheon, Mifare / DESFire deadbolt privacy function, A lever, unhanded, black chromium finish, for use with 1 3/4" - 2 1/4" thick door | 1 |  | 1 Year | 707.85 | 0.15 | 601.6725
6912 | Salto | A9658A62NE48-A- | XS4 ANSI electronic AMOK wire-free SVN escutcheon, Mifare / DESFire deadbolt privacy function, A lever, unhanded, black chromium finish, for use with 1 3/4" - 2 1/4" thick door | 1 |  | 1 Year | 836.85 | 0.15 | 711.3225
6913 | Salto | A9658A62NE48-C- | XS4 ANSI electronic RF wireless ready SVN escutcheon, Mifare / DESFire deadbolt privacy function, A lever, unhanded, black chromium finish, for use with 1 3/4" - 2 1/4" thick door | 1 |  | 1 Year | 761.95 | 0.15 | 647.6575
6914 | Salto | A9658A62NE48-W- | XS4 ANSI electronic RF wireless SVN escutcheon, Mifare / DESFire deadbolt privacy function, A lever, unhanded, black chromium finish, for use with 1 3/4" - 2 1/4" thick door | 1 |  | 1 Year | 893.05 | 0.15 | 759.0925
6915 | Salto | A9658A62PM38--- | XS4 ANSI electronic wire-free SVN escutcheon, Mifare / DESFire deadbolt privacy function, A lever, unhanded, satin brass finish, for use with 1 3/8" - 1 3/4" thick standard door | 1 |  | 1 Year | 673.15 | 0.15 | 572.1775
6916 | Salto | A9658A62PM38-A- | XS4 ANSI electronic AMOK wire-free SVN escutcheon, Mifare / DESFire deadbolt privacy function, A lever, unhanded, satin brass finish, for use with 1 3/8" - 1 3/4" thick standard door | 1 |  | 1 Year | 802.15 | 0.15 | 681.8275
6917 | Salto | A9658A62PM38-C- | XS4 ANSI electronic RF wireless ready SVN escutcheon, Mifare / DESFire deadbolt privacy function, A lever, unhanded, satin brass finish, for use with 1 3/8" - 1 3/4" thick standard door | 1 |  | 1 Year | 727.25 | 0.15 | 618.1625
6918 | Salto | A9658A62PM38-W- | XS4 ANSI electronic RF wireless SVN escutcheon, Mifare / DESFire deadbolt privacy function, A lever, unhanded, satin brass finish, for use with 1 3/8" - 1 3/4" thick standard door | 1 |  | 1 Year | 858.35 | 0.15 | 729.5975
6919 | Salto | A9658A62PM48--- | XS4 ANSI electronic wire-free SVN escutcheon, Mifare / DESFire deadbolt privacy function, A lever, unhanded, satin brass finish, for use with 1 3/4" - 2 1/4" thick door | 1 |  | 1 Year | 673.15 | 0.15 | 572.1775
6920 | Salto | A9658A62PM48-A- | XS4 ANSI electronic AMOK wire-free SVN escutcheon, Mifare / DESFire deadbolt privacy function, A lever, unhanded, satin brass finish, for use with 1 3/4" - 2 1/4" thick door | 1 |  | 1 Year | 802.15 | 0.15 | 681.8275
6921 | Salto | A9658A62PM48-C- | XS4 ANSI electronic RF wireless ready SVN escutcheon, Mifare / DESFire deadbolt privacy function, A lever, unhanded, satin brass finish, for use with 1 3/4" - 2 1/4" thick door | 1 |  | 1 Year | 727.25 | 0.15 | 618.1625
6922 | Salto | A9658A62PM48-W- | XS4 ANSI electronic RF wireless SVN escutcheon, Mifare / DESFire deadbolt privacy function, A lever, unhanded, satin brass finish, for use with 1 3/4" - 2 1/4" thick door | 1 |  | 1 Year | 858.35 | 0.15 | 729.5975
6923 | Salto | A9658A62PP38--- | XS4 ANSI electronic wire-free SVN escutcheon, Mifare / DESFire deadbolt privacy function, A lever, unhanded, bright brass finish, for use with 1 3/8" - 1 3/4" thick standard door | 1 |  | 1 Year | 689.45 | 0.15 | 586.0325
6924 | Salto | A9658A62PP38-A- | XS4 ANSI electronic AMOK wire-free SVN escutcheon, Mifare / DESFire deadbolt privacy function, A lever, unhanded, bright brass finish, for use with 1 3/8" - 1 3/4" thick standard door | 1 |  | 1 Year | 818.45 | 0.15 | 695.6825
6925 | Salto | A9658A62PP38-C- | XS4 ANSI electronic RF wireless ready SVN escutcheon, Mifare / DESFire deadbolt privacy function, A lever, unhanded, bright brass finish, for use with 1 3/8" - 1 3/4" thick standard door | 1 |  | 1 Year | 743.55 | 0.15 | 632.0175
6926 | Salto | A9658A62PP38-W- | XS4 ANSI electronic RF wireless SVN escutcheon, Mifare / DESFire deadbolt privacy function, A lever, unhanded, bright brass finish, for use with 1 3/8" - 1 3/4" thick standard door | 1 |  | 1 Year | 874.65 | 0.15 | 743.4525
6927 | Salto | A9658A62PP48--- | XS4 ANSI electronic wire-free SVN escutcheon, Mifare / DESFire deadbolt privacy function, A lever, unhanded, bright brass finish, for use with 1 3/4" - 2 1/4" thick door | 1 |  | 1 Year | 689.45 | 0.15 | 586.0325
6928 | Salto | A9658A62PP48-A- | XS4 ANSI electronic AMOK wire-free SVN escutcheon, Mifare / DESFire deadbolt privacy function, A lever, unhanded, bright brass finish, for use with 1 3/4" - 2 1/4" thick door | 1 |  | 1 Year | 818.45 | 0.15 | 695.6825
6929 | Salto | A9658A62PP48-C- | XS4 ANSI electronic RF wireless ready SVN escutcheon, Mifare / DESFire deadbolt privacy function, A lever, unhanded, bright brass finish, for use with 1 3/4" - 2 1/4" thick door | 1 |  | 1 Year | 743.55 | 0.15 | 632.0175
6930 | Salto | A9658A62PP48-W- | XS4 ANSI electronic RF wireless SVN escutcheon, Mifare / DESFire deadbolt privacy function, A lever, unhanded, bright brass finish, for use with 1 3/4" - 2 1/4" thick door | 1 |  | 1 Year | 874.65 | 0.15 | 743.4525
6931 | Salto | A9658A63BC38--- | XS4 ANSI electronic wire-free SVN escutcheon, Mifare / DESFire deadbolt privacy function, A lever, unhanded, BioCote antimicrobial finish, for use with 1 3/8" - 1 3/4" thick standard door | 1 |  | 1 Year | 725.15 | 0.15 | 616.3775
6932 | Salto | A9658A63BC38-A- | XS4 ANSI electronic AMOK wire-free SVN escutcheon, Mifare / DESFire deadbolt privacy function, A lever, unhanded, BioCote antimicrobial finish, for use with 1 3/8" - 1 3/4" thick standard door | 1 |  | 1 Year | 854.15 | 0.15 | 726.0275
6933 | Salto | A9658A63BC38-C- | XS4 ANSI electronic RF wireless ready SVN escutcheon, Mifare / DESFire deadbolt privacy function, A lever, unhanded, BioCote antimicrobial finish, for use with 1 3/8" - 1 3/4" thick standard door | 1 |  | 1 Year | 779.25 | 0.15 | 662.3625
6934 | Salto | A9658A63BC38-W- | XS4 ANSI electronic RF wireless SVN escutcheon, Mifare / DESFire deadbolt privacy function, A lever, unhanded, BioCote antimicrobial finish, for use with 1 3/8" - 1 3/4" thick standard door | 1 |  | 1 Year | 910.35 | 0.15 | 773.7975
6935 | Salto | A9658A63BC48--- | XS4 ANSI electronic wire-free SVN escutcheon, Mifare / DESFire deadbolt privacy function, A lever, unhanded, BioCote antimicrobial finish, for use with 1 3/4" - 2 1/4" thick door | 1 |  | 1 Year | 725.15 | 0.15 | 616.3775
6936 | Salto | A9658A63BC48-A- | XS4 ANSI electronic AMOK wire-free SVN escutcheon, Mifare / DESFire deadbolt privacy function, A lever, unhanded, BioCote antimicrobial finish, for use with 1 3/4" - 2 1/4" thick door | 1 |  | 1 Year | 854.15 | 0.15 | 726.0275
6937 | Salto | A9658A63BC48-C- | XS4 ANSI electronic RF wireless ready SVN escutcheon, Mifare / DESFire deadbolt privacy function, A lever, unhanded, BioCote antimicrobial finish, for use with 1 3/4" - 2 1/4" thick door | 1 |  | 1 Year | 779.25 | 0.15 | 662.3625
6938 | Salto | A9658A63BC48-W- | XS4 ANSI electronic RF wireless SVN escutcheon, Mifare / DESFire deadbolt privacy function, A lever, unhanded, BioCote antimicrobial finish, for use with 1 3/4" - 2 1/4" thick door | 1 |  | 1 Year | 910.35 | 0.15 | 773.7975
6939 | Salto | A9658A63IA38--- | XS4 ANSI electronic wire-free SVN escutcheon, Mifare / DESFire deadbolt privacy function, A lever, unhanded, antique brass finish, for use with 1 3/8" - 1 3/4" thick standard door | 1 |  | 1 Year | 725.15 | 0.15 | 616.3775
6940 | Salto | A9658A63IA38-A- | XS4 ANSI electronic AMOK wire-free SVN escutcheon, Mifare / DESFire deadbolt privacy function, A lever, unhanded, antique brass finish, for use with 1 3/8" - 1 3/4" thick standard door | 1 |  | 1 Year | 854.15 | 0.15 | 726.0275
6941 | Salto | A9658A63IA38-C- | XS4 ANSI electronic RF wireless ready SVN escutcheon, Mifare / DESFire deadbolt privacy function, A lever, unhanded, antique brass finish, for use with 1 3/8" - 1 3/4" thick standard door | 1 |  | 1 Year | 779.25 | 0.15 | 662.3625
6942 | Salto | A9658A63IA38-W- | XS4 ANSI electronic RF wireless SVN escutcheon, Mifare / DESFire deadbolt privacy function, A lever, unhanded, antique brass finish, for use with 1 3/8" - 1 3/4" thick standard door | 1 |  | 1 Year | 910.35 | 0.15 | 773.7975
6943 | Salto | A9658A63IA48--- | XS4 ANSI electronic wire-free SVN escutcheon, Mifare / DESFire deadbolt privacy function, A lever, unhanded, antique brass finish, for use with 1 3/4" - 2 1/4" thick door | 1 |  | 1 Year | 725.15 | 0.15 | 616.3775
6944 | Salto | A9658A63IA48-A- | XS4 ANSI electronic AMOK wire-free SVN escutcheon, Mifare / DESFire deadbolt privacy function, A lever, unhanded, antique brass finish, for use with 1 3/4" - 2 1/4" thick door | 1 |  | 1 Year | 854.15 | 0.15 | 726.0275
6945 | Salto | A9658A63IA48-C- | XS4 ANSI electronic RF wireless ready SVN escutcheon, Mifare / DESFire deadbolt privacy function, A lever, unhanded, antique brass finish, for use with 1 3/4" - 2 1/4" thick door | 1 |  | 1 Year | 779.25 | 0.15 | 662.3625
6946 | Salto | A9658A63IA48-W- | XS4 ANSI electronic RF wireless SVN escutcheon, Mifare / DESFire deadbolt privacy function, A lever, unhanded, antique brass finish, for use with 1 3/4" - 2 1/4" thick door | 1 |  | 1 Year | 910.35 | 0.15 | 773.7975
6947 | Salto | A9658A63IM38--- | XS4 ANSI electronic wire-free SVN escutcheon, Mifare / DESFire deadbolt privacy function, A lever, unhanded, satin stainless finish, for use with 1 3/8" - 1 3/4" thick standard door | 1 |  | 1 Year | 673.15 | 0.15 | 572.1775
6948 | Salto | A9658A63IM38-A- | XS4 ANSI electronic AMOK wire-free SVN escutcheon, Mifare / DESFire deadbolt privacy function, A lever, unhanded, satin stainless finish, for use with 1 3/8" - 1 3/4" thick standard door | 1 |  | 1 Year | 802.15 | 0.15 | 681.8275
6949 | Salto | A9658A63IM38-C- | XS4 ANSI electronic RF wireless ready SVN escutcheon, Mifare / DESFire deadbolt privacy function, A lever, unhanded, satin stainless finish, for use with 1 3/8" - 1 3/4" thick standard door | 1 |  | 1 Year | 727.25 | 0.15 | 618.1625
6950 | Salto | A9658A63IM38-W- | XS4 ANSI electronic RF wireless SVN escutcheon, Mifare / DESFire deadbolt privacy function, A lever, unhanded, satin stainless finish, for use with 1 3/8" - 1 3/4" thick standard door | 1 |  | 1 Year | 858.35 | 0.15 | 729.5975
6951 | Salto | A9658A63IM48--- | XS4 ANSI electronic wire-free SVN escutcheon, Mifare / DESFire deadbolt privacy function, A lever, unhanded, satin stainless finish, for use with 1 3/4" - 2 1/4" thick door | 1 |  | 1 Year | 673.15 | 0.15 | 572.1775
6952 | Salto | A9658A63IM48-A- | XS4 ANSI electronic AMOK wire-free SVN escutcheon, Mifare / DESFire deadbolt privacy function, A lever, unhanded, satin stainless finish, for use with 1 3/4" - 2 1/4" thick door | 1 |  | 1 Year | 802.15 | 0.15 | 681.8275
6953 | Salto | A9658A63IM48-C- | XS4 ANSI electronic RF wireless ready SVN escutcheon, Mifare / DESFire deadbolt privacy function, A lever, unhanded, satin stainless finish, for use with 1 3/4" - 2 1/4" thick door | 1 |  | 1 Year | 727.25 | 0.15 | 618.1625
6954 | Salto | A9658A63IM48-W- | XS4 ANSI electronic RF wireless SVN escutcheon, Mifare / DESFire deadbolt privacy function, A lever, unhanded, satin stainless finish, for use with 1 3/4" - 2 1/4" thick door | 1 |  | 1 Year | 858.35 | 0.15 | 729.5975
6955 | Salto | A9658A63IP38--- | XS4 ANSI electronic wire-free SVN escutcheon, Mifare / DESFire deadbolt privacy function, A lever, unhanded, bright stainless steel finish, for use with 1 3/8" - 1 3/4" thick standard door | 1 |  | 1 Year | 689.45 | 0.15 | 586.0325
6956 | Salto | A9658A63IP38-A- | XS4 ANSI electronic AMOK wire-free SVN escutcheon, Mifare / DESFire deadbolt privacy function, A lever, unhanded, bright stainless steel finish, for use with 1 3/8" - 1 3/4" thick standard door | 1 |  | 1 Year | 818.45 | 0.15 | 695.6825
6957 | Salto | A9658A63IP38-C- | XS4 ANSI electronic RF wireless ready SVN escutcheon, Mifare / DESFire deadbolt privacy function, A lever, unhanded, bright stainless steel finish, for use with 1 3/8" - 1 3/4" thick standard door | 1 |  | 1 Year | 743.55 | 0.15 | 632.0175
6958 | Salto | A9658A63IP38-W- | XS4 ANSI electronic RF wireless SVN escutcheon, Mifare / DESFire deadbolt privacy function, A lever, unhanded, bright stainless steel finish, for use with 1 3/8" - 1 3/4" thick standard door | 1 |  | 1 Year | 874.65 | 0.15 | 743.4525
6959 | Salto | A9658A63IP48--- | XS4 ANSI electronic wire-free SVN escutcheon, Mifare / DESFire deadbolt privacy function, A lever, unhanded, bright stainless steel finish, for use with 1 3/4" - 2 1/4" thick door | 1 |  | 1 Year | 689.45 | 0.15 | 586.0325
6960 | Salto | A9658A63IP48-A- | XS4 ANSI electronic AMOK wire-free SVN escutcheon, Mifare / DESFire deadbolt privacy function, A lever, unhanded, bright stainless steel finish, for use with 1 3/4" - 2 1/4" thick door | 1 |  | 1 Year | 818.45 | 0.15 | 695.6825
6961 | Salto | A9658A63IP48-C- | XS4 ANSI electronic RF wireless ready SVN escutcheon, Mifare / DESFire deadbolt privacy function, A lever, unhanded, bright stainless steel finish, for use with 1 3/4" - 2 1/4" thick door | 1 |  | 1 Year | 743.55 | 0.15 | 632.0175
6962 | Salto | A9658A63IP48-W- | XS4 ANSI electronic RF wireless SVN escutcheon, Mifare / DESFire deadbolt privacy function, A lever, unhanded, bright stainless steel finish, for use with 1 3/4" - 2 1/4" thick door | 1 |  | 1 Year | 874.65 | 0.15 | 743.4525
6963 | Salto | A9658A63NE38--- | XS4 ANSI electronic wire-free SVN escutcheon, Mifare / DESFire deadbolt privacy function, A lever, unhanded, black chromium finish, for use with 1 3/8" - 1 3/4" thick standard door | 1 |  | 1 Year | 707.85 | 0.15 | 601.6725
6964 | Salto | A9658A63NE38-A- | XS4 ANSI electronic AMOK wire-free SVN escutcheon, Mifare / DESFire deadbolt privacy function, A lever, unhanded, black chromium finish, for use with 1 3/8" - 1 3/4" thick standard door | 1 |  | 1 Year | 836.85 | 0.15 | 711.3225
6965 | Salto | A9658A63NE38-C- | XS4 ANSI electronic RF wireless ready SVN escutcheon, Mifare / DESFire deadbolt privacy function, A lever, unhanded, black chromium finish, for use with 1 3/8" - 1 3/4" thick standard door | 1 |  | 1 Year | 761.95 | 0.15 | 647.6575
6966 | Salto | A9658A63NE38-W- | XS4 ANSI electronic RF wireless SVN escutcheon, Mifare / DESFire deadbolt privacy function, A lever, unhanded, black chromium finish, for use with 1 3/8" - 1 3/4" thick standard door | 1 |  | 1 Year | 893.05 | 0.15 | 759.0925
6967 | Salto | A9658A63NE48--- | XS4 ANSI electronic wire-free SVN escutcheon, Mifare / DESFire deadbolt privacy function, A lever, unhanded, black chromium finish, for use with 1 3/4" - 2 1/4" thick door | 1 |  | 1 Year | 707.85 | 0.15 | 601.6725
6968 | Salto | A9658A63NE48-A- | XS4 ANSI electronic AMOK wire-free SVN escutcheon, Mifare / DESFire deadbolt privacy function, A lever, unhanded, black chromium finish, for use with 1 3/4" - 2 1/4" thick door | 1 |  | 1 Year | 836.85 | 0.15 | 711.3225
6969 | Salto | A9658A63NE48-C- | XS4 ANSI electronic RF wireless ready SVN escutcheon, Mifare / DESFire deadbolt privacy function, A lever, unhanded, black chromium finish, for use with 1 3/4" - 2 1/4" thick door | 1 |  | 1 Year | 761.95 | 0.15 | 647.6575
6970 | Salto | A9658A63NE48-W- | XS4 ANSI electronic RF wireless SVN escutcheon, Mifare / DESFire deadbolt privacy function, A lever, unhanded, black chromium finish, for use with 1 3/4" - 2 1/4" thick door | 1 |  | 1 Year | 893.05 | 0.15 | 759.0925
6971 | Salto | A9658A63PM38--- | XS4 ANSI electronic wire-free SVN escutcheon, Mifare / DESFire deadbolt privacy function, A lever, unhanded, satin brass finish, for use with 1 3/8" - 1 3/4" thick standard door | 1 |  | 1 Year | 673.15 | 0.15 | 572.1775
6972 | Salto | A9658A63PM38-A- | XS4 ANSI electronic AMOK wire-free SVN escutcheon, Mifare / DESFire deadbolt privacy function, A lever, unhanded, satin brass finish, for use with 1 3/8" - 1 3/4" thick standard door | 1 |  | 1 Year | 802.15 | 0.15 | 681.8275
6973 | Salto | A9658A63PM38-C- | XS4 ANSI electronic RF wireless ready SVN escutcheon, Mifare / DESFire deadbolt privacy function, A lever, unhanded, satin brass finish, for use with 1 3/8" - 1 3/4" thick standard door | 1 |  | 1 Year | 727.25 | 0.15 | 618.1625
6974 | Salto | A9658A63PM38-W- | XS4 ANSI electronic RF wireless SVN escutcheon, Mifare / DESFire deadbolt privacy function, A lever, unhanded, satin brass finish, for use with 1 3/8" - 1 3/4" thick standard door | 1 |  | 1 Year | 858.35 | 0.15 | 729.5975
6975 | Salto | A9658A63PM48--- | XS4 ANSI electronic wire-free SVN escutcheon, Mifare / DESFire deadbolt privacy function, A lever, unhanded, satin brass finish, for use with 1 3/4" - 2 1/4" thick door | 1 |  | 1 Year | 673.15 | 0.15 | 572.1775
6976 | Salto | A9658A63PM48-A- | XS4 ANSI electronic AMOK wire-free SVN escutcheon, Mifare / DESFire deadbolt privacy function, A lever, unhanded, satin brass finish, for use with 1 3/4" - 2 1/4" thick door | 1 |  | 1 Year | 802.15 | 0.15 | 681.8275
6977 | Salto | A9658A63PM48-C- | XS4 ANSI electronic RF wireless ready SVN escutcheon, Mifare / DESFire deadbolt privacy function, A lever, unhanded, satin brass finish, for use with 1 3/4" - 2 1/4" thick door | 1 |  | 1 Year | 727.25 | 0.15 | 618.1625
6978 | Salto | A9658A63PM48-W- | XS4 ANSI electronic RF wireless SVN escutcheon, Mifare / DESFire deadbolt privacy function, A lever, unhanded, satin brass finish, for use with 1 3/4" - 2 1/4" thick door | 1 |  | 1 Year | 858.35 | 0.15 | 729.5975
6979 | Salto | A9658A63PP38--- | XS4 ANSI electronic wire-free SVN escutcheon, Mifare / DESFire deadbolt privacy function, A lever, unhanded, bright brass finish, for use with 1 3/8" - 1 3/4" thick standard door | 1 |  | 1 Year | 689.45 | 0.15 | 586.0325
6980 | Salto | A9658A63PP38-A- | XS4 ANSI electronic AMOK wire-free SVN escutcheon, Mifare / DESFire deadbolt privacy function, A lever, unhanded, bright brass finish, for use with 1 3/8" - 1 3/4" thick standard door | 1 |  | 1 Year | 818.45 | 0.15 | 695.6825
6981 | Salto | A9658A63PP38-C- | XS4 ANSI electronic RF wireless ready SVN escutcheon, Mifare / DESFire deadbolt privacy function, A lever, unhanded, bright brass finish, for use with 1 3/8" - 1 3/4" thick standard door | 1 |  | 1 Year | 743.55 | 0.15 | 632.0175
6982 | Salto | A9658A63PP38-W- | XS4 ANSI electronic RF wireless SVN escutcheon, Mifare / DESFire deadbolt privacy function, A lever, unhanded, bright brass finish, for use with 1 3/8" - 1 3/4" thick standard door | 1 |  | 1 Year | 874.65 | 0.15 | 743.4525
6983 | Salto | A9658A63PP48--- | XS4 ANSI electronic wire-free SVN escutcheon, Mifare / DESFire deadbolt privacy function, A lever, unhanded, bright brass finish, for use with 1 3/4" - 2 1/4" thick door | 1 |  | 1 Year | 689.45 | 0.15 | 586.0325
6984 | Salto | A9658A63PP48-A- | XS4 ANSI electronic AMOK wire-free SVN escutcheon, Mifare / DESFire deadbolt privacy function, A lever, unhanded, bright brass finish, for use with 1 3/4" - 2 1/4" thick door | 1 |  | 1 Year | 818.45 | 0.15 | 695.6825
6985 | Salto | A9658A63PP48-C- | XS4 ANSI electronic RF wireless ready SVN escutcheon, Mifare / DESFire deadbolt privacy function, A lever, unhanded, bright brass finish, for use with 1 3/4" - 2 1/4" thick door | 1 |  | 1 Year | 743.55 | 0.15 | 632.0175
6986 | Salto | A9658A63PP48-W- | XS4 ANSI electronic RF wireless SVN escutcheon, Mifare / DESFire deadbolt privacy function, A lever, unhanded, bright brass finish, for use with 1 3/4" - 2 1/4" thick door | 1 |  | 1 Year | 874.65 | 0.15 | 743.4525
6987 | Salto | A9658G61BC38--- | XS4 ANSI electronic wire-free SVN escutcheon, Mifare / DESFire deadbolt privacy function, G lever, unhanded, BioCote antimicrobial finish, for use with 1 3/8" - 1 3/4" thick standard door | 1 |  | 1 Year | 725.15 | 0.15 | 616.3775
6988 | Salto | A9658G61BC38-A- | XS4 ANSI electronic AMOK wire-free SVN escutcheon, Mifare / DESFire deadbolt privacy function, G lever, unhanded, BioCote antimicrobial finish, for use with 1 3/8" - 1 3/4" thick standard door | 1 |  | 1 Year | 854.15 | 0.15 | 726.0275
6989 | Salto | A9658G61BC38-C- | XS4 ANSI electronic RF wireless ready SVN escutcheon, Mifare / DESFire deadbolt privacy function, G lever, unhanded, BioCote antimicrobial finish, for use with 1 3/8" - 1 3/4" thick standard door | 1 |  | 1 Year | 779.25 | 0.15 | 662.3625
6990 | Salto | A9658G61BC38-W- | XS4 ANSI electronic RF wireless SVN escutcheon, Mifare / DESFire deadbolt privacy function, G lever, unhanded, BioCote antimicrobial finish, for use with 1 3/8" - 1 3/4" thick standard door | 1 |  | 1 Year | 910.35 | 0.15 | 773.7975
6991 | Salto | A9658G61BC48--- | XS4 ANSI electronic wire-free SVN escutcheon, Mifare / DESFire deadbolt privacy function, G lever, unhanded, BioCote antimicrobial finish, for use with 1 3/4" - 2 1/4" thick door | 1 |  | 1 Year | 725.15 | 0.15 | 616.3775
6992 | Salto | A9658G61BC48-A- | XS4 ANSI electronic AMOK wire-free SVN escutcheon, Mifare / DESFire deadbolt privacy function, G lever, unhanded, BioCote antimicrobial finish, for use with 1 3/4" - 2 1/4" thick door | 1 |  | 1 Year | 854.15 | 0.15 | 726.0275
6993 | Salto | A9658G61BC48-C- | XS4 ANSI electronic RF wireless ready SVN escutcheon, Mifare / DESFire deadbolt privacy function, G lever, unhanded, BioCote antimicrobial finish, for use with 1 3/4" - 2 1/4" thick door | 1 |  | 1 Year | 779.25 | 0.15 | 662.3625
6994 | Salto | A9658G61BC48-W- | XS4 ANSI electronic RF wireless SVN escutcheon, Mifare / DESFire deadbolt privacy function, G lever, unhanded, BioCote antimicrobial finish, for use with 1 3/4" - 2 1/4" thick door | 1 |  | 1 Year | 910.35 | 0.15 | 773.7975
6995 | Salto | A9658G61IM38--- | XS4 ANSI electronic wire-free SVN escutcheon, Mifare / DESFire deadbolt privacy function, G lever, unhanded, satin stainless finish, for use with 1 3/8" - 1 3/4" thick standard door | 1 |  | 1 Year | 673.15 | 0.15 | 572.1775
6996 | Salto | A9658G61IM38-A- | XS4 ANSI electronic AMOK wire-free SVN escutcheon, Mifare / DESFire deadbolt privacy function, G lever, unhanded, satin stainless finish, for use with 1 3/8" - 1 3/4" thick standard door | 1 |  | 1 Year | 802.15 | 0.15 | 681.8275
6997 | Salto | A9658G61IM38-C- | XS4 ANSI electronic RF wireless ready SVN escutcheon, Mifare / DESFire deadbolt privacy function, G lever, unhanded, satin stainless finish, for use with 1 3/8" - 1 3/4" thick standard door | 1 |  | 1 Year | 727.25 | 0.15 | 618.1625
6998 | Salto | A9658G61IM38-W- | XS4 ANSI electronic RF wireless SVN escutcheon, Mifare / DESFire deadbolt privacy function, G lever, unhanded, satin stainless finish, for use with 1 3/8" - 1 3/4" thick standard door | 1 |  | 1 Year | 858.35 | 0.15 | 729.5975
6999 | Salto | A9658G61IM48--- | XS4 ANSI electronic wire-free SVN escutcheon, Mifare / DESFire deadbolt privacy function, G lever, unhanded, satin stainless finish, for use with 1 3/4" - 2 1/4" thick door | 1 |  | 1 Year | 673.15 | 0.15 | 572.1775
7000 | Salto | A9658G61IM48-A- | XS4 ANSI electronic AMOK wire-free SVN escutcheon, Mifare / DESFire deadbolt privacy function, G lever, unhanded, satin stainless finish, for use with 1 3/4" - 2 1/4" thick door | 1 |  | 1 Year | 802.15 | 0.15 | 681.8275
7001 | Salto | A9658G61IM48-C- | XS4 ANSI electronic RF wireless ready SVN escutcheon, Mifare / DESFire deadbolt privacy function, G lever, unhanded, satin stainless finish, for use with 1 3/4" - 2 1/4" thick door | 1 |  | 1 Year | 727.25 | 0.15 | 618.1625
7002 | Salto | A9658G61IM48-W- | XS4 ANSI electronic RF wireless SVN escutcheon, Mifare / DESFire deadbolt privacy function, G lever, unhanded, satin stainless finish, for use with 1 3/4" - 2 1/4" thick door | 1 |  | 1 Year | 858.35 | 0.15 | 729.5975
7003 | Salto | A9658G61PM38--- | XS4 ANSI electronic wire-free SVN escutcheon, Mifare / DESFire deadbolt privacy function, G lever, unhanded, satin brass finish, for use with 1 3/8" - 1 3/4" thick standard door | 1 |  | 1 Year | 673.15 | 0.15 | 572.1775
7004 | Salto | A9658G61PM38-A- | XS4 ANSI electronic AMOK wire-free SVN escutcheon, Mifare / DESFire deadbolt privacy function, G lever, unhanded, satin brass finish, for use with 1 3/8" - 1 3/4" thick standard door | 1 |  | 1 Year | 802.15 | 0.15 | 681.8275
7005 | Salto | A9658G61PM38-C- | XS4 ANSI electronic RF wireless ready SVN escutcheon, Mifare / DESFire deadbolt privacy function, G lever, unhanded, satin brass finish, for use with 1 3/8" - 1 3/4" thick standard door | 1 |  | 1 Year | 727.25 | 0.15 | 618.1625
7006 | Salto | A9658G61PM38-W- | XS4 ANSI electronic RF wireless SVN escutcheon, Mifare / DESFire deadbolt privacy function, G lever, unhanded, satin brass finish, for use with 1 3/8" - 1 3/4" thick standard door | 1 |  | 1 Year | 858.35 | 0.15 | 729.5975
7007 | Salto | A9658G61PM48--- | XS4 ANSI electronic wire-free SVN escutcheon, Mifare / DESFire deadbolt privacy function, G lever, unhanded, satin brass finish, for use with 1 3/4" - 2 1/4" thick door | 1 |  | 1 Year | 673.15 | 0.15 | 572.1775
7008 | Salto | A9658G61PM48-A- | XS4 ANSI electronic AMOK wire-free SVN escutcheon, Mifare / DESFire deadbolt privacy function, G lever, unhanded, satin brass finish, for use with 1 3/4" - 2 1/4" thick door | 1 |  | 1 Year | 802.15 | 0.15 | 681.8275
7009 | Salto | A9658G61PM48-C- | XS4 ANSI electronic RF wireless ready SVN escutcheon, Mifare / DESFire deadbolt privacy function, G lever, unhanded, satin brass finish, for use with 1 3/4" - 2 1/4" thick door | 1 |  | 1 Year | 727.25 | 0.15 | 618.1625
7010 | Salto | A9658G61PM48-W- | XS4 ANSI electronic RF wireless SVN escutcheon, Mifare / DESFire deadbolt privacy function, G lever, unhanded, satin brass finish, for use with 1 3/4" - 2 1/4" thick door | 1 |  | 1 Year | 858.35 | 0.15 | 729.5975
7011 | Salto | A9658G62BC38--- | XS4 ANSI electronic wire-free SVN escutcheon, Mifare / DESFire deadbolt privacy function, G lever, unhanded, BioCote antimicrobial finish, for use with 1 3/8" - 1 3/4" thick standard door | 1 |  | 1 Year | 725.15 | 0.15 | 616.3775
7012 | Salto | A9658G62BC38-A- | XS4 ANSI electronic AMOK wire-free SVN escutcheon, Mifare / DESFire deadbolt privacy function, G lever, unhanded, BioCote antimicrobial finish, for use with 1 3/8" - 1 3/4" thick standard door | 1 |  | 1 Year | 854.15 | 0.15 | 726.0275
7013 | Salto | A9658G62BC38-C- | XS4 ANSI electronic RF wireless ready SVN escutcheon, Mifare / DESFire deadbolt privacy function, G lever, unhanded, BioCote antimicrobial finish, for use with 1 3/8" - 1 3/4" thick standard door | 1 |  | 1 Year | 779.25 | 0.15 | 662.3625
7014 | Salto | A9658G62BC38-W- | XS4 ANSI electronic RF wireless SVN escutcheon, Mifare / DESFire deadbolt privacy function, G lever, unhanded, BioCote antimicrobial finish, for use with 1 3/8" - 1 3/4" thick standard door | 1 |  | 1 Year | 910.35 | 0.15 | 773.7975
7015 | Salto | A9658G62BC48--- | XS4 ANSI electronic wire-free SVN escutcheon, Mifare / DESFire deadbolt privacy function, G lever, unhanded, BioCote antimicrobial finish, for use with 1 3/4" - 2 1/4" thick door | 1 |  | 1 Year | 725.15 | 0.15 | 616.3775
7016 | Salto | A9658G62BC48-A- | XS4 ANSI electronic AMOK wire-free SVN escutcheon, Mifare / DESFire deadbolt privacy function, G lever, unhanded, BioCote antimicrobial finish, for use with 1 3/4" - 2 1/4" thick door | 1 |  | 1 Year | 854.15 | 0.15 | 726.0275
7017 | Salto | A9658G62BC48-C- | XS4 ANSI electronic RF wireless ready SVN escutcheon, Mifare / DESFire deadbolt privacy function, G lever, unhanded, BioCote antimicrobial finish, for use with 1 3/4" - 2 1/4" thick door | 1 |  | 1 Year | 779.25 | 0.15 | 662.3625
7018 | Salto | A9658G62BC48-W- | XS4 ANSI electronic RF wireless SVN escutcheon, Mifare / DESFire deadbolt privacy function, G lever, unhanded, BioCote antimicrobial finish, for use with 1 3/4" - 2 1/4" thick door | 1 |  | 1 Year | 910.35 | 0.15 | 773.7975
7019 | Salto | A9658G62IM38--- | XS4 ANSI electronic wire-free SVN escutcheon, Mifare / DESFire deadbolt privacy function, G lever, unhanded, satin stainless finish, for use with 1 3/8" - 1 3/4" thick standard door | 1 |  | 1 Year | 673.15 | 0.15 | 572.1775
7020 | Salto | A9658G62IM38-A- | XS4 ANSI electronic AMOK wire-free SVN escutcheon, Mifare / DESFire deadbolt privacy function, G lever, unhanded, satin stainless finish, for use with 1 3/8" - 1 3/4" thick standard door | 1 |  | 1 Year | 802.15 | 0.15 | 681.8275
7021 | Salto | A9658G62IM38-C- | XS4 ANSI electronic RF wireless ready SVN escutcheon, Mifare / DESFire deadbolt privacy function, G lever, unhanded, satin stainless finish, for use with 1 3/8" - 1 3/4" thick standard door | 1 |  | 1 Year | 727.25 | 0.15 | 618.1625
7022 | Salto | A9658G62IM38-W- | XS4 ANSI electronic RF wireless SVN escutcheon, Mifare / DESFire deadbolt privacy function, G lever, unhanded, satin stainless finish, for use with 1 3/8" - 1 3/4" thick standard door | 1 |  | 1 Year | 858.35 | 0.15 | 729.5975
7023 | Salto | A9658G62IM48--- | XS4 ANSI electronic wire-free SVN escutcheon, Mifare / DESFire deadbolt privacy function, G lever, unhanded, satin stainless finish, for use with 1 3/4" - 2 1/4" thick door | 1 |  | 1 Year | 673.15 | 0.15 | 572.1775
7024 | Salto | A9658G62IM48-A- | XS4 ANSI electronic AMOK wire-free SVN escutcheon, Mifare / DESFire deadbolt privacy function, G lever, unhanded, satin stainless finish, for use with 1 3/4" - 2 1/4" thick door | 1 |  | 1 Year | 802.15 | 0.15 | 681.8275
7025 | Salto | A9658G62IM48-C- | XS4 ANSI electronic RF wireless ready SVN escutcheon, Mifare / DESFire deadbolt privacy function, G lever, unhanded, satin stainless finish, for use with 1 3/4" - 2 1/4" thick door | 1 |  | 1 Year | 727.25 | 0.15 | 618.1625
7026 | Salto | A9658G62IM48-W- | XS4 ANSI electronic RF wireless SVN escutcheon, Mifare / DESFire deadbolt privacy function, G lever, unhanded, satin stainless finish, for use with 1 3/4" - 2 1/4" thick door | 1 |  | 1 Year | 858.35 | 0.15 | 729.5975
7027 | Salto | A9658G62PM38--- | XS4 ANSI electronic wire-free SVN escutcheon, Mifare / DESFire deadbolt privacy function, G lever, unhanded, satin brass finish, for use with 1 3/8" - 1 3/4" thick standard door | 1 |  | 1 Year | 673.15 | 0.15 | 572.1775
7028 | Salto | A9658G62PM38-A- | XS4 ANSI electronic AMOK wire-free SVN escutcheon, Mifare / DESFire deadbolt privacy function, G lever, unhanded, satin brass finish, for use with 1 3/8" - 1 3/4" thick standard door | 1 |  | 1 Year | 802.15 | 0.15 | 681.8275
7029 | Salto | A9658G62PM38-C- | XS4 ANSI electronic RF wireless ready SVN escutcheon, Mifare / DESFire deadbolt privacy function, G lever, unhanded, satin brass finish, for use with 1 3/8" - 1 3/4" thick standard door | 1 |  | 1 Year | 727.25 | 0.15 | 618.1625
7030 | Salto | A9658G62PM38-W- | XS4 ANSI electronic RF wireless SVN escutcheon, Mifare / DESFire deadbolt privacy function, G lever, unhanded, satin brass finish, for use with 1 3/8" - 1 3/4" thick standard door | 1 |  | 1 Year | 858.35 | 0.15 | 729.5975
7031 | Salto | A9658G62PM48--- | XS4 ANSI electronic wire-free SVN escutcheon, Mifare / DESFire deadbolt privacy function, G lever, unhanded, satin brass finish, for use with 1 3/4" - 2 1/4" thick door | 1 |  | 1 Year | 673.15 | 0.15 | 572.1775
7032 | Salto | A9658G62PM48-A- | XS4 ANSI electronic AMOK wire-free SVN escutcheon, Mifare / DESFire deadbolt privacy function, G lever, unhanded, satin brass finish, for use with 1 3/4" - 2 1/4" thick door | 1 |  | 1 Year | 802.15 | 0.15 | 681.8275
7033 | Salto | A9658G62PM48-C- | XS4 ANSI electronic RF wireless ready SVN escutcheon, Mifare / DESFire deadbolt privacy function, G lever, unhanded, satin brass finish, for use with 1 3/4" - 2 1/4" thick door | 1 |  | 1 Year | 727.25 | 0.15 | 618.1625
7034 | Salto | A9658G62PM48-W- | XS4 ANSI electronic RF wireless SVN escutcheon, Mifare / DESFire deadbolt privacy function, G lever, unhanded, satin brass finish, for use with 1 3/4" - 2 1/4" thick door | 1 |  | 1 Year | 858.35 | 0.15 | 729.5975
7035 | Salto | A9658G63BC38--- | XS4 ANSI electronic wire-free SVN escutcheon, Mifare / DESFire deadbolt privacy function, G lever, unhanded, BioCote antimicrobial finish, for use with 1 3/8" - 1 3/4" thick standard door | 1 |  | 1 Year | 725.15 | 0.15 | 616.3775
7036 | Salto | A9658G63BC38-A- | XS4 ANSI electronic AMOK wire-free SVN escutcheon, Mifare / DESFire deadbolt privacy function, G lever, unhanded, BioCote antimicrobial finish, for use with 1 3/8" - 1 3/4" thick standard door | 1 |  | 1 Year | 854.15 | 0.15 | 726.0275
7037 | Salto | A9658G63BC38-C- | XS4 ANSI electronic RF wireless ready SVN escutcheon, Mifare / DESFire deadbolt privacy function, G lever, unhanded, BioCote antimicrobial finish, for use with 1 3/8" - 1 3/4" thick standard door | 1 |  | 1 Year | 779.25 | 0.15 | 662.3625
7038 | Salto | A9658G63BC38-W- | XS4 ANSI electronic RF wireless SVN escutcheon, Mifare / DESFire deadbolt privacy function, G lever, unhanded, BioCote antimicrobial finish, for use with 1 3/8" - 1 3/4" thick standard door | 1 |  | 1 Year | 910.35 | 0.15 | 773.7975
7039 | Salto | A9658G63BC48--- | XS4 ANSI electronic wire-free SVN escutcheon, Mifare / DESFire deadbolt privacy function, G lever, unhanded, BioCote antimicrobial finish, for use with 1 3/4" - 2 1/4" thick door | 1 |  | 1 Year | 725.15 | 0.15 | 616.3775
7040 | Salto | A9658G63BC48-A- | XS4 ANSI electronic AMOK wire-free SVN escutcheon, Mifare / DESFire deadbolt privacy function, G lever, unhanded, BioCote antimicrobial finish, for use with 1 3/4" - 2 1/4" thick door | 1 |  | 1 Year | 854.15 | 0.15 | 726.0275
7041 | Salto | A9658G63BC48-C- | XS4 ANSI electronic RF wireless ready SVN escutcheon, Mifare / DESFire deadbolt privacy function, G lever, unhanded, BioCote antimicrobial finish, for use with 1 3/4" - 2 1/4" thick door | 1 |  | 1 Year | 779.25 | 0.15 | 662.3625
7042 | Salto | A9658G63BC48-W- | XS4 ANSI electronic RF wireless SVN escutcheon, Mifare / DESFire deadbolt privacy function, G lever, unhanded, BioCote antimicrobial finish, for use with 1 3/4" - 2 1/4" thick door | 1 |  | 1 Year | 910.35 | 0.15 | 773.7975
7043 | Salto | A9658G63IM38--- | XS4 ANSI electronic wire-free SVN escutcheon, Mifare / DESFire deadbolt privacy function, G lever, unhanded, satin stainless finish, for use with 1 3/8" - 1 3/4" thick standard door | 1 |  | 1 Year | 673.15 | 0.15 | 572.1775
7044 | Salto | A9658G63IM38-A- | XS4 ANSI electronic AMOK wire-free SVN escutcheon, Mifare / DESFire deadbolt privacy function, G lever, unhanded, satin stainless finish, for use with 1 3/8" - 1 3/4" thick standard door | 1 |  | 1 Year | 802.15 | 0.15 | 681.8275
7045 | Salto | A9658G63IM38-C- | XS4 ANSI electronic RF wireless ready SVN escutcheon, Mifare / DESFire deadbolt privacy function, G lever, unhanded, satin stainless finish, for use with 1 3/8" - 1 3/4" thick standard door | 1 |  | 1 Year | 727.25 | 0.15 | 618.1625
7046 | Salto | A9658G63IM38-W- | XS4 ANSI electronic RF wireless SVN escutcheon, Mifare / DESFire deadbolt privacy function, G lever, unhanded, satin stainless finish, for use with 1 3/8" - 1 3/4" thick standard door | 1 |  | 1 Year | 858.35 | 0.15 | 729.5975
7047 | Salto | A9658G63IM48--- | XS4 ANSI electronic wire-free SVN escutcheon, Mifare / DESFire deadbolt privacy function, G lever, unhanded, satin stainless finish, for use with 1 3/4" - 2 1/4" thick door | 1 |  | 1 Year | 673.15 | 0.15 | 572.1775
7048 | Salto | A9658G63IM48-A- | XS4 ANSI electronic AMOK wire-free SVN escutcheon, Mifare / DESFire deadbolt privacy function, G lever, unhanded, satin stainless finish, for use with 1 3/4" - 2 1/4" thick door | 1 |  | 1 Year | 802.15 | 0.15 | 681.8275
7049 | Salto | A9658G63IM48-C- | XS4 ANSI electronic RF wireless ready SVN escutcheon, Mifare / DESFire deadbolt privacy function, G lever, unhanded, satin stainless finish, for use with 1 3/4" - 2 1/4" thick door | 1 |  | 1 Year | 727.25 | 0.15 | 618.1625
7050 | Salto | A9658G63IM48-W- | XS4 ANSI electronic RF wireless SVN escutcheon, Mifare / DESFire deadbolt privacy function, G lever, unhanded, satin stainless finish, for use with 1 3/4" - 2 1/4" thick door | 1 |  | 1 Year | 858.35 | 0.15 | 729.5975
7051 | Salto | A9658G63PM38--- | XS4 ANSI electronic wire-free SVN escutcheon, Mifare / DESFire deadbolt privacy function, G lever, unhanded, satin brass finish, for use with 1 3/8" - 1 3/4" thick standard door | 1 |  | 1 Year | 673.15 | 0.15 | 572.1775
7052 | Salto | A9658G63PM38-A- | XS4 ANSI electronic AMOK wire-free SVN escutcheon, Mifare / DESFire deadbolt privacy function, G lever, unhanded, satin brass finish, for use with 1 3/8" - 1 3/4" thick standard door | 1 |  | 1 Year | 802.15 | 0.15 | 681.8275
7053 | Salto | A9658G63PM38-C- | XS4 ANSI electronic RF wireless ready SVN escutcheon, Mifare / DESFire deadbolt privacy function, G lever, unhanded, satin brass finish, for use with 1 3/8" - 1 3/4" thick standard door | 1 |  | 1 Year | 727.25 | 0.15 | 618.1625
7054 | Salto | A9658G63PM38-W- | XS4 ANSI electronic RF wireless SVN escutcheon, Mifare / DESFire deadbolt privacy function, G lever, unhanded, satin brass finish, for use with 1 3/8" - 1 3/4" thick standard door | 1 |  | 1 Year | 858.35 | 0.15 | 729.5975
7055 | Salto | A9658G63PM48--- | XS4 ANSI electronic wire-free SVN escutcheon, Mifare / DESFire deadbolt privacy function, G lever, unhanded, satin brass finish, for use with 1 3/4" - 2 1/4" thick door | 1 |  | 1 Year | 673.15 | 0.15 | 572.1775
7056 | Salto | A9658G63PM48-A- | XS4 ANSI electronic AMOK wire-free SVN escutcheon, Mifare / DESFire deadbolt privacy function, G lever, unhanded, satin brass finish, for use with 1 3/4" - 2 1/4" thick door | 1 |  | 1 Year | 802.15 | 0.15 | 681.8275
7057 | Salto | A9658G63PM48-C- | XS4 ANSI electronic RF wireless ready SVN escutcheon, Mifare / DESFire deadbolt privacy function, G lever, unhanded, satin brass finish, for use with 1 3/4" - 2 1/4" thick door | 1 |  | 1 Year | 727.25 | 0.15 | 618.1625
7058 | Salto | A9658G63PM48-W- | XS4 ANSI electronic RF wireless SVN escutcheon, Mifare / DESFire deadbolt privacy function, G lever, unhanded, satin brass finish, for use with 1 3/4" - 2 1/4" thick door | 1 |  | 1 Year | 858.35 | 0.15 | 729.5975
7059 | Salto | A9658J61BC38--- | XS4 ANSI electronic wire-free SVN escutcheon, Mifare / DESFire deadbolt privacy function, J lever, unhanded, BioCote antimicrobial finish, for use with 1 3/8" - 1 3/4" thick standard door | 1 |  | 1 Year | 735.35 | 0.15 | 625.0475
7060 | Salto | A9658J61BC38-A- | XS4 ANSI electronic AMOK wire-free SVN escutcheon, Mifare / DESFire deadbolt privacy function, J lever, unhanded, BioCote antimicrobial finish, for use with 1 3/8" - 1 3/4" thick standard door | 1 |  | 1 Year | 864.35 | 0.15 | 734.6975
7061 | Salto | A9658J61BC38-C- | XS4 ANSI electronic RF wireless ready SVN escutcheon, Mifare / DESFire deadbolt privacy function, J lever, unhanded, BioCote antimicrobial finish, for use with 1 3/8" - 1 3/4" thick standard door | 1 |  | 1 Year | 789.45 | 0.15 | 671.0325
7062 | Salto | A9658J61BC38-W- | XS4 ANSI electronic RF wireless SVN escutcheon, Mifare / DESFire deadbolt privacy function, J lever, unhanded, BioCote antimicrobial finish, for use with 1 3/8" - 1 3/4" thick standard door | 1 |  | 1 Year | 920.55 | 0.15 | 782.4675
7063 | Salto | A9658J61BC48--- | XS4 ANSI electronic wire-free SVN escutcheon, Mifare / DESFire deadbolt privacy function, J lever, unhanded, BioCote antimicrobial finish, for use with 1 3/4" - 2 1/4" thick door | 1 |  | 1 Year | 735.35 | 0.15 | 625.0475
7064 | Salto | A9658J61BC48-A- | XS4 ANSI electronic AMOK wire-free SVN escutcheon, Mifare / DESFire deadbolt privacy function, J lever, unhanded, BioCote antimicrobial finish, for use with 1 3/4" - 2 1/4" thick door | 1 |  | 1 Year | 864.35 | 0.15 | 734.6975
7065 | Salto | A9658J61BC48-C- | XS4 ANSI electronic RF wireless ready SVN escutcheon, Mifare / DESFire deadbolt privacy function, J lever, unhanded, BioCote antimicrobial finish, for use with 1 3/4" - 2 1/4" thick door | 1 |  | 1 Year | 789.45 | 0.15 | 671.0325
7066 | Salto | A9658J61BC48-W- | XS4 ANSI electronic RF wireless SVN escutcheon, Mifare / DESFire deadbolt privacy function, J lever, unhanded, BioCote antimicrobial finish, for use with 1 3/4" - 2 1/4" thick door | 1 |  | 1 Year | 920.55 | 0.15 | 782.4675
7067 | Salto | A9658J61IA38--- | XS4 ANSI electronic wire-free SVN escutcheon, Mifare / DESFire deadbolt privacy function, J lever, unhanded, antique brass finish, for use with 1 3/8" - 1 3/4" thick standard door | 1 |  | 1 Year | 735.35 | 0.15 | 625.0475
7068 | Salto | A9658J61IA38-A- | XS4 ANSI electronic AMOK wire-free SVN escutcheon, Mifare / DESFire deadbolt privacy function, J lever, unhanded, antique brass finish, for use with 1 3/8" - 1 3/4" thick standard door | 1 |  | 1 Year | 864.35 | 0.15 | 734.6975
7069 | Salto | A9658J61IA38-C- | XS4 ANSI electronic RF wireless ready SVN escutcheon, Mifare / DESFire deadbolt privacy function, J lever, unhanded, antique brass finish, for use with 1 3/8" - 1 3/4" thick standard door | 1 |  | 1 Year | 789.45 | 0.15 | 671.0325
7070 | Salto | A9658J61IA38-W- | XS4 ANSI electronic RF wireless SVN escutcheon, Mifare / DESFire deadbolt privacy function, J lever, unhanded, antique brass finish, for use with 1 3/8" - 1 3/4" thick standard door | 1 |  | 1 Year | 920.55 | 0.15 | 782.4675
7071 | Salto | A9658J61IA48--- | XS4 ANSI electronic wire-free SVN escutcheon, Mifare / DESFire deadbolt privacy function, J lever, unhanded, antique brass finish, for use with 1 3/4" - 2 1/4" thick door | 1 |  | 1 Year | 735.35 | 0.15 | 625.0475
7072 | Salto | A9658J61IA48-A- | XS4 ANSI electronic AMOK wire-free SVN escutcheon, Mifare / DESFire deadbolt privacy function, J lever, unhanded, antique brass finish, for use with 1 3/4" - 2 1/4" thick door | 1 |  | 1 Year | 864.35 | 0.15 | 734.6975
7073 | Salto | A9658J61IA48-C- | XS4 ANSI electronic RF wireless ready SVN escutcheon, Mifare / DESFire deadbolt privacy function, J lever, unhanded, antique brass finish, for use with 1 3/4" - 2 1/4" thick door | 1 |  | 1 Year | 789.45 | 0.15 | 671.0325
7074 | Salto | A9658J61IA48-W- | XS4 ANSI electronic RF wireless SVN escutcheon, Mifare / DESFire deadbolt privacy function, J lever, unhanded, antique brass finish, for use with 1 3/4" - 2 1/4" thick door | 1 |  | 1 Year | 920.55 | 0.15 | 782.4675
7075 | Salto | A9658J61IM38--- | XS4 ANSI electronic wire-free SVN escutcheon, Mifare / DESFire deadbolt privacy function, J lever, unhanded, satin stainless finish, for use with 1 3/8" - 1 3/4" thick standard door | 1 |  | 1 Year | 683.35 | 0.15 | 580.8475
7076 | Salto | A9658J61IM38-A- | XS4 ANSI electronic AMOK wire-free SVN escutcheon, Mifare / DESFire deadbolt privacy function, J lever, unhanded, satin stainless finish, for use with 1 3/8" - 1 3/4" thick standard door | 1 |  | 1 Year | 812.35 | 0.15 | 690.4975
7077 | Salto | A9658J61IM38-C- | XS4 ANSI electronic RF wireless ready SVN escutcheon, Mifare / DESFire deadbolt privacy function, J lever, unhanded, satin stainless finish, for use with 1 3/8" - 1 3/4" thick standard door | 1 |  | 1 Year | 737.45 | 0.15 | 626.8325
7078 | Salto | A9658J61IM38-W- | XS4 ANSI electronic RF wireless SVN escutcheon, Mifare / DESFire deadbolt privacy function, J lever, unhanded, satin stainless finish, for use with 1 3/8" - 1 3/4" thick standard door | 1 |  | 1 Year | 868.55 | 0.15 | 738.2675
7079 | Salto | A9658J61IM48--- | XS4 ANSI electronic wire-free SVN escutcheon, Mifare / DESFire deadbolt privacy function, J lever, unhanded, satin stainless finish, for use with 1 3/4" - 2 1/4" thick door | 1 |  | 1 Year | 683.35 | 0.15 | 580.8475
7080 | Salto | A9658J61IM48-A- | XS4 ANSI electronic AMOK wire-free SVN escutcheon, Mifare / DESFire deadbolt privacy function, J lever, unhanded, satin stainless finish, for use with 1 3/4" - 2 1/4" thick door | 1 |  | 1 Year | 812.35 | 0.15 | 690.4975
7081 | Salto | A9658J61IM48-C- | XS4 ANSI electronic RF wireless ready SVN escutcheon, Mifare / DESFire deadbolt privacy function, J lever, unhanded, satin stainless finish, for use with 1 3/4" - 2 1/4" thick door | 1 |  | 1 Year | 737.45 | 0.15 | 626.8325
7082 | Salto | A9658J61IM48-W- | XS4 ANSI electronic RF wireless SVN escutcheon, Mifare / DESFire deadbolt privacy function, J lever, unhanded, satin stainless finish, for use with 1 3/4" - 2 1/4" thick door | 1 |  | 1 Year | 868.55 | 0.15 | 738.2675
7083 | Salto | A9658J61NE38--- | XS4 ANSI electronic wire-free SVN escutcheon, Mifare / DESFire deadbolt privacy function, J lever, unhanded, black chromium finish, for use with 1 3/8" - 1 3/4" thick standard door | 1 |  | 1 Year | 718.05 | 0.15 | 610.3425
7084 | Salto | A9658J61NE38-A- | XS4 ANSI electronic AMOK wire-free SVN escutcheon, Mifare / DESFire deadbolt privacy function, J lever, unhanded, black chromium finish, for use with 1 3/8" - 1 3/4" thick standard door | 1 |  | 1 Year | 847.05 | 0.15 | 719.9925
7085 | Salto | A9658J61NE38-C- | XS4 ANSI electronic RF wireless ready SVN escutcheon, Mifare / DESFire deadbolt privacy function, J lever, unhanded, black chromium finish, for use with 1 3/8" - 1 3/4" thick standard door | 1 |  | 1 Year | 772.15 | 0.15 | 656.3275
7086 | Salto | A9658J61NE38-W- | XS4 ANSI electronic RF wireless SVN escutcheon, Mifare / DESFire deadbolt privacy function, J lever, unhanded, black chromium finish, for use with 1 3/8" - 1 3/4" thick standard door | 1 |  | 1 Year | 903.25 | 0.15 | 767.7625
7087 | Salto | A9658J61NE48--- | XS4 ANSI electronic wire-free SVN escutcheon, Mifare / DESFire deadbolt privacy function, J lever, unhanded, black chromium finish, for use with 1 3/4" - 2 1/4" thick door | 1 |  | 1 Year | 718.05 | 0.15 | 610.3425
7088 | Salto | A9658J61NE48-A- | XS4 ANSI electronic AMOK wire-free SVN escutcheon, Mifare / DESFire deadbolt privacy function, J lever, unhanded, black chromium finish, for use with 1 3/4" - 2 1/4" thick door | 1 |  | 1 Year | 847.05 | 0.15 | 719.9925
7089 | Salto | A9658J61NE48-C- | XS4 ANSI electronic RF wireless ready SVN escutcheon, Mifare / DESFire deadbolt privacy function, J lever, unhanded, black chromium finish, for use with 1 3/4" - 2 1/4" thick door | 1 |  | 1 Year | 772.15 | 0.15 | 656.3275
7090 | Salto | A9658J61NE48-W- | XS4 ANSI electronic RF wireless SVN escutcheon, Mifare / DESFire deadbolt privacy function, J lever, unhanded, black chromium finish, for use with 1 3/4" - 2 1/4" thick door | 1 |  | 1 Year | 903.25 | 0.15 | 767.7625
7091 | Salto | A9658J61PM38--- | XS4 ANSI electronic wire-free SVN escutcheon, Mifare / DESFire deadbolt privacy function, J lever, unhanded, satin brass finish, for use with 1 3/8" - 1 3/4" thick standard door | 1 |  | 1 Year | 683.35 | 0.15 | 580.8475
7092 | Salto | A9658J61PM38-A- | XS4 ANSI electronic AMOK wire-free SVN escutcheon, Mifare / DESFire deadbolt privacy function, J lever, unhanded, satin brass finish, for use with 1 3/8" - 1 3/4" thick standard door | 1 |  | 1 Year | 812.35 | 0.15 | 690.4975
7093 | Salto | A9658J61PM38-C- | XS4 ANSI electronic RF wireless ready SVN escutcheon, Mifare / DESFire deadbolt privacy function, J lever, unhanded, satin brass finish, for use with 1 3/8" - 1 3/4" thick standard door | 1 |  | 1 Year | 737.45 | 0.15 | 626.8325
7094 | Salto | A9658J61PM38-W- | XS4 ANSI electronic RF wireless SVN escutcheon, Mifare / DESFire deadbolt privacy function, J lever, unhanded, satin brass finish, for use with 1 3/8" - 1 3/4" thick standard door | 1 |  | 1 Year | 868.55 | 0.15 | 738.2675
7095 | Salto | A9658J61PM48--- | XS4 ANSI electronic wire-free SVN escutcheon, Mifare / DESFire deadbolt privacy function, J lever, unhanded, satin brass finish, for use with 1 3/4" - 2 1/4" thick door | 1 |  | 1 Year | 683.35 | 0.15 | 580.8475
7096 | Salto | A9658J61PM48-A- | XS4 ANSI electronic AMOK wire-free SVN escutcheon, Mifare / DESFire deadbolt privacy function, J lever, unhanded, satin brass finish, for use with 1 3/4" - 2 1/4" thick door | 1 |  | 1 Year | 812.35 | 0.15 | 690.4975
7097 | Salto | A9658J61PM48-C- | XS4 ANSI electronic RF wireless ready SVN escutcheon, Mifare / DESFire deadbolt privacy function, J lever, unhanded, satin brass finish, for use with 1 3/4" - 2 1/4" thick door | 1 |  | 1 Year | 737.45 | 0.15 | 626.8325
7098 | Salto | A9658J61PM48-W- | XS4 ANSI electronic RF wireless SVN escutcheon, Mifare / DESFire deadbolt privacy function, J lever, unhanded, satin brass finish, for use with 1 3/4" - 2 1/4" thick door | 1 |  | 1 Year | 868.55 | 0.15 | 738.2675
7099 | Salto | A9658J62BC38--- | XS4 ANSI electronic wire-free SVN escutcheon, Mifare / DESFire deadbolt privacy function, J lever, unhanded, BioCote antimicrobial finish, for use with 1 3/8" - 1 3/4" thick standard door | 1 |  | 1 Year | 735.35 | 0.15 | 625.0475
7100 | Salto | A9658J62BC38-A- | XS4 ANSI electronic AMOK wire-free SVN escutcheon, Mifare / DESFire deadbolt privacy function, J lever, unhanded, BioCote antimicrobial finish, for use with 1 3/8" - 1 3/4" thick standard door | 1 |  | 1 Year | 864.35 | 0.15 | 734.6975
7101 | Salto | A9658J62BC38-C- | XS4 ANSI electronic RF wireless ready SVN escutcheon, Mifare / DESFire deadbolt privacy function, J lever, unhanded, BioCote antimicrobial finish, for use with 1 3/8" - 1 3/4" thick standard door | 1 |  | 1 Year | 789.45 | 0.15 | 671.0325
7102 | Salto | A9658J62BC38-W- | XS4 ANSI electronic RF wireless SVN escutcheon, Mifare / DESFire deadbolt privacy function, J lever, unhanded, BioCote antimicrobial finish, for use with 1 3/8" - 1 3/4" thick standard door | 1 |  | 1 Year | 920.55 | 0.15 | 782.4675
7103 | Salto | A9658J62BC48--- | XS4 ANSI electronic wire-free SVN escutcheon, Mifare / DESFire deadbolt privacy function, J lever, unhanded, BioCote antimicrobial finish, for use with 1 3/4" - 2 1/4" thick door | 1 |  | 1 Year | 735.35 | 0.15 | 625.0475
7104 | Salto | A9658J62BC48-A- | XS4 ANSI electronic AMOK wire-free SVN escutcheon, Mifare / DESFire deadbolt privacy function, J lever, unhanded, BioCote antimicrobial finish, for use with 1 3/4" - 2 1/4" thick door | 1 |  | 1 Year | 864.35 | 0.15 | 734.6975
7105 | Salto | A9658J62BC48-C- | XS4 ANSI electronic RF wireless ready SVN escutcheon, Mifare / DESFire deadbolt privacy function, J lever, unhanded, BioCote antimicrobial finish, for use with 1 3/4" - 2 1/4" thick door | 1 |  | 1 Year | 789.45 | 0.15 | 671.0325
7106 | Salto | A9658J62BC48-W- | XS4 ANSI electronic RF wireless SVN escutcheon, Mifare / DESFire deadbolt privacy function, J lever, unhanded, BioCote antimicrobial finish, for use with 1 3/4" - 2 1/4" thick door | 1 |  | 1 Year | 920.55 | 0.15 | 782.4675
7107 | Salto | A9658J62IA38--- | XS4 ANSI electronic wire-free SVN escutcheon, Mifare / DESFire deadbolt privacy function, J lever, unhanded, antique brass finish, for use with 1 3/8" - 1 3/4" thick standard door | 1 |  | 1 Year | 735.35 | 0.15 | 625.0475
7108 | Salto | A9658J62IA38-A- | XS4 ANSI electronic AMOK wire-free SVN escutcheon, Mifare / DESFire deadbolt privacy function, J lever, unhanded, antique brass finish, for use with 1 3/8" - 1 3/4" thick standard door | 1 |  | 1 Year | 864.35 | 0.15 | 734.6975
7109 | Salto | A9658J62IA38-C- | XS4 ANSI electronic RF wireless ready SVN escutcheon, Mifare / DESFire deadbolt privacy function, J lever, unhanded, antique brass finish, for use with 1 3/8" - 1 3/4" thick standard door | 1 |  | 1 Year | 789.45 | 0.15 | 671.0325
7110 | Salto | A9658J62IA38-W- | XS4 ANSI electronic RF wireless SVN escutcheon, Mifare / DESFire deadbolt privacy function, J lever, unhanded, antique brass finish, for use with 1 3/8" - 1 3/4" thick standard door | 1 |  | 1 Year | 920.55 | 0.15 | 782.4675
7111 | Salto | A9658J62IA48--- | XS4 ANSI electronic wire-free SVN escutcheon, Mifare / DESFire deadbolt privacy function, J lever, unhanded, antique brass finish, for use with 1 3/4" - 2 1/4" thick door | 1 |  | 1 Year | 735.35 | 0.15 | 625.0475
7112 | Salto | A9658J62IA48-A- | XS4 ANSI electronic AMOK wire-free SVN escutcheon, Mifare / DESFire deadbolt privacy function, J lever, unhanded, antique brass finish, for use with 1 3/4" - 2 1/4" thick door | 1 |  | 1 Year | 864.35 | 0.15 | 734.6975
7113 | Salto | A9658J62IA48-C- | XS4 ANSI electronic RF wireless ready SVN escutcheon, Mifare / DESFire deadbolt privacy function, J lever, unhanded, antique brass finish, for use with 1 3/4" - 2 1/4" thick door | 1 |  | 1 Year | 789.45 | 0.15 | 671.0325
7114 | Salto | A9658J62IA48-W- | XS4 ANSI electronic RF wireless SVN escutcheon, Mifare / DESFire deadbolt privacy function, J lever, unhanded, antique brass finish, for use with 1 3/4" - 2 1/4" thick door | 1 |  | 1 Year | 920.55 | 0.15 | 782.4675
7115 | Salto | A9658J62IM38--- | XS4 ANSI electronic wire-free SVN escutcheon, Mifare / DESFire deadbolt privacy function, J lever, unhanded, satin stainless finish, for use with 1 3/8" - 1 3/4" thick standard door | 1 |  | 1 Year | 683.35 | 0.15 | 580.8475
7116 | Salto | A9658J62IM38-A- | XS4 ANSI electronic AMOK wire-free SVN escutcheon, Mifare / DESFire deadbolt privacy function, J lever, unhanded, satin stainless finish, for use with 1 3/8" - 1 3/4" thick standard door | 1 |  | 1 Year | 812.35 | 0.15 | 690.4975
7117 | Salto | A9658J62IM38-C- | XS4 ANSI electronic RF wireless ready SVN escutcheon, Mifare / DESFire deadbolt privacy function, J lever, unhanded, satin stainless finish, for use with 1 3/8" - 1 3/4" thick standard door | 1 |  | 1 Year | 737.45 | 0.15 | 626.8325
7118 | Salto | A9658J62IM38-W- | XS4 ANSI electronic RF wireless SVN escutcheon, Mifare / DESFire deadbolt privacy function, J lever, unhanded, satin stainless finish, for use with 1 3/8" - 1 3/4" thick standard door | 1 |  | 1 Year | 868.55 | 0.15 | 738.2675
7119 | Salto | A9658J62IM48--- | XS4 ANSI electronic wire-free SVN escutcheon, Mifare / DESFire deadbolt privacy function, J lever, unhanded, satin stainless finish, for use with 1 3/4" - 2 1/4" thick door | 1 |  | 1 Year | 683.35 | 0.15 | 580.8475
7120 | Salto | A9658J62IM48-A- | XS4 ANSI electronic AMOK wire-free SVN escutcheon, Mifare / DESFire deadbolt privacy function, J lever, unhanded, satin stainless finish, for use with 1 3/4" - 2 1/4" thick door | 1 |  | 1 Year | 812.35 | 0.15 | 690.4975
7121 | Salto | A9658J62IM48-C- | XS4 ANSI electronic RF wireless ready SVN escutcheon, Mifare / DESFire deadbolt privacy function, J lever, unhanded, satin stainless finish, for use with 1 3/4" - 2 1/4" thick door | 1 |  | 1 Year | 737.45 | 0.15 | 626.8325
7122 | Salto | A9658J62IM48-W- | XS4 ANSI electronic RF wireless SVN escutcheon, Mifare / DESFire deadbolt privacy function, J lever, unhanded, satin stainless finish, for use with 1 3/4" - 2 1/4" thick door | 1 |  | 1 Year | 868.55 | 0.15 | 738.2675
7123 | Salto | A9658J62NE38--- | XS4 ANSI electronic wire-free SVN escutcheon, Mifare / DESFire deadbolt privacy function, J lever, unhanded, black chromium finish, for use with 1 3/8" - 1 3/4" thick standard door | 1 |  | 1 Year | 718.05 | 0.15 | 610.3425
7124 | Salto | A9658J62NE38-A- | XS4 ANSI electronic AMOK wire-free SVN escutcheon, Mifare / DESFire deadbolt privacy function, J lever, unhanded, black chromium finish, for use with 1 3/8" - 1 3/4" thick standard door | 1 |  | 1 Year | 847.05 | 0.15 | 719.9925
7125 | Salto | A9658J62NE38-C- | XS4 ANSI electronic RF wireless ready SVN escutcheon, Mifare / DESFire deadbolt privacy function, J lever, unhanded, black chromium finish, for use with 1 3/8" - 1 3/4" thick standard door | 1 |  | 1 Year | 772.15 | 0.15 | 656.3275
7126 | Salto | A9658J62NE38-W- | XS4 ANSI electronic RF wireless SVN escutcheon, Mifare / DESFire deadbolt privacy function, J lever, unhanded, black chromium finish, for use with 1 3/8" - 1 3/4" thick standard door | 1 |  | 1 Year | 903.25 | 0.15 | 767.7625
7127 | Salto | A9658J62NE48--- | XS4 ANSI electronic wire-free SVN escutcheon, Mifare / DESFire deadbolt privacy function, J lever, unhanded, black chromium finish, for use with 1 3/4" - 2 1/4" thick door | 1 |  | 1 Year | 718.05 | 0.15 | 610.3425
7128 | Salto | A9658J62NE48-A- | XS4 ANSI electronic AMOK wire-free SVN escutcheon, Mifare / DESFire deadbolt privacy function, J lever, unhanded, black chromium finish, for use with 1 3/4" - 2 1/4" thick door | 1 |  | 1 Year | 847.05 | 0.15 | 719.9925
7129 | Salto | A9658J62NE48-C- | XS4 ANSI electronic RF wireless ready SVN escutcheon, Mifare / DESFire deadbolt privacy function, J lever, unhanded, black chromium finish, for use with 1 3/4" - 2 1/4" thick door | 1 |  | 1 Year | 772.15 | 0.15 | 656.3275
7130 | Salto | A9658J62NE48-W- | XS4 ANSI electronic RF wireless SVN escutcheon, Mifare / DESFire deadbolt privacy function, J lever, unhanded, black chromium finish, for use with 1 3/4" - 2 1/4" thick door | 1 |  | 1 Year | 903.25 | 0.15 | 767.7625
7131 | Salto | A9658J62PM38--- | XS4 ANSI electronic wire-free SVN escutcheon, Mifare / DESFire deadbolt privacy function, J lever, unhanded, satin brass finish, for use with 1 3/8" - 1 3/4" thick standard door | 1 |  | 1 Year | 683.35 | 0.15 | 580.8475
7132 | Salto | A9658J62PM38-A- | XS4 ANSI electronic AMOK wire-free SVN escutcheon, Mifare / DESFire deadbolt privacy function, J lever, unhanded, satin brass finish, for use with 1 3/8" - 1 3/4" thick standard door | 1 |  | 1 Year | 812.35 | 0.15 | 690.4975
7133 | Salto | A9658J62PM38-C- | XS4 ANSI electronic RF wireless ready SVN escutcheon, Mifare / DESFire deadbolt privacy function, J lever, unhanded, satin brass finish, for use with 1 3/8" - 1 3/4" thick standard door | 1 |  | 1 Year | 737.45 | 0.15 | 626.8325
7134 | Salto | A9658J62PM38-W- | XS4 ANSI electronic RF wireless SVN escutcheon, Mifare / DESFire deadbolt privacy function, J lever, unhanded, satin brass finish, for use with 1 3/8" - 1 3/4" thick standard door | 1 |  | 1 Year | 868.55 | 0.15 | 738.2675
7135 | Salto | A9658J62PM48--- | XS4 ANSI electronic wire-free SVN escutcheon, Mifare / DESFire deadbolt privacy function, J lever, unhanded, satin brass finish, for use with 1 3/4" - 2 1/4" thick door | 1 |  | 1 Year | 683.35 | 0.15 | 580.8475
7136 | Salto | A9658J62PM48-A- | XS4 ANSI electronic AMOK wire-free SVN escutcheon, Mifare / DESFire deadbolt privacy function, J lever, unhanded, satin brass finish, for use with 1 3/4" - 2 1/4" thick door | 1 |  | 1 Year | 812.35 | 0.15 | 690.4975
7137 | Salto | A9658J62PM48-C- | XS4 ANSI electronic RF wireless ready SVN escutcheon, Mifare / DESFire deadbolt privacy function, J lever, unhanded, satin brass finish, for use with 1 3/4" - 2 1/4" thick door | 1 |  | 1 Year | 737.45 | 0.15 | 626.8325
7138 | Salto | A9658J62PM48-W- | XS4 ANSI electronic RF wireless SVN escutcheon, Mifare / DESFire deadbolt privacy function, J lever, unhanded, satin brass finish, for use with 1 3/4" - 2 1/4" thick door | 1 |  | 1 Year | 868.55 | 0.15 | 738.2675
7139 | Salto | A9658J63BC38--- | XS4 ANSI electronic wire-free SVN escutcheon, Mifare / DESFire deadbolt privacy function, J lever, unhanded, BioCote antimicrobial finish, for use with 1 3/8" - 1 3/4" thick standard door | 1 |  | 1 Year | 735.35 | 0.15 | 625.0475
7140 | Salto | A9658J63BC38-A- | XS4 ANSI electronic AMOK wire-free SVN escutcheon, Mifare / DESFire deadbolt privacy function, J lever, unhanded, BioCote antimicrobial finish, for use with 1 3/8" - 1 3/4" thick standard door | 1 |  | 1 Year | 864.35 | 0.15 | 734.6975
7141 | Salto | A9658J63BC38-C- | XS4 ANSI electronic RF wireless ready SVN escutcheon, Mifare / DESFire deadbolt privacy function, J lever, unhanded, BioCote antimicrobial finish, for use with 1 3/8" - 1 3/4" thick standard door | 1 |  | 1 Year | 789.45 | 0.15 | 671.0325
7142 | Salto | A9658J63BC38-W- | XS4 ANSI electronic RF wireless SVN escutcheon, Mifare / DESFire deadbolt privacy function, J lever, unhanded, BioCote antimicrobial finish, for use with 1 3/8" - 1 3/4" thick standard door | 1 |  | 1 Year | 920.55 | 0.15 | 782.4675
7143 | Salto | A9658J63BC48--- | XS4 ANSI electronic wire-free SVN escutcheon, Mifare / DESFire deadbolt privacy function, J lever, unhanded, BioCote antimicrobial finish, for use with 1 3/4" - 2 1/4" thick door | 1 |  | 1 Year | 735.35 | 0.15 | 625.0475
7144 | Salto | A9658J63BC48-A- | XS4 ANSI electronic AMOK wire-free SVN escutcheon, Mifare / DESFire deadbolt privacy function, J lever, unhanded, BioCote antimicrobial finish, for use with 1 3/4" - 2 1/4" thick door | 1 |  | 1 Year | 864.35 | 0.15 | 734.6975
7145 | Salto | A9658J63BC48-C- | XS4 ANSI electronic RF wireless ready SVN escutcheon, Mifare / DESFire deadbolt privacy function, J lever, unhanded, BioCote antimicrobial finish, for use with 1 3/4" - 2 1/4" thick door | 1 |  | 1 Year | 789.45 | 0.15 | 671.0325
7146 | Salto | A9658J63BC48-W- | XS4 ANSI electronic RF wireless SVN escutcheon, Mifare / DESFire deadbolt privacy function, J lever, unhanded, BioCote antimicrobial finish, for use with 1 3/4" - 2 1/4" thick door | 1 |  | 1 Year | 920.55 | 0.15 | 782.4675
7147 | Salto | A9658J63IA38--- | XS4 ANSI electronic wire-free SVN escutcheon, Mifare / DESFire deadbolt privacy function, J lever, unhanded, antique brass finish, for use with 1 3/8" - 1 3/4" thick standard door | 1 |  | 1 Year | 735.35 | 0.15 | 625.0475
7148 | Salto | A9658J63IA38-A- | XS4 ANSI electronic AMOK wire-free SVN escutcheon, Mifare / DESFire deadbolt privacy function, J lever, unhanded, antique brass finish, for use with 1 3/8" - 1 3/4" thick standard door | 1 |  | 1 Year | 864.35 | 0.15 | 734.6975
7149 | Salto | A9658J63IA38-C- | XS4 ANSI electronic RF wireless ready SVN escutcheon, Mifare / DESFire deadbolt privacy function, J lever, unhanded, antique brass finish, for use with 1 3/8" - 1 3/4" thick standard door | 1 |  | 1 Year | 789.45 | 0.15 | 671.0325
7150 | Salto | A9658J63IA38-W- | XS4 ANSI electronic RF wireless SVN escutcheon, Mifare / DESFire deadbolt privacy function, J lever, unhanded, antique brass finish, for use with 1 3/8" - 1 3/4" thick standard door | 1 |  | 1 Year | 920.55 | 0.15 | 782.4675
7151 | Salto | A9658J63IA48--- | XS4 ANSI electronic wire-free SVN escutcheon, Mifare / DESFire deadbolt privacy function, J lever, unhanded, antique brass finish, for use with 1 3/4" - 2 1/4" thick door | 1 |  | 1 Year | 735.35 | 0.15 | 625.0475
7152 | Salto | A9658J63IA48-A- | XS4 ANSI electronic AMOK wire-free SVN escutcheon, Mifare / DESFire deadbolt privacy function, J lever, unhanded, antique brass finish, for use with 1 3/4" - 2 1/4" thick door | 1 |  | 1 Year | 864.35 | 0.15 | 734.6975
7153 | Salto | A9658J63IA48-C- | XS4 ANSI electronic RF wireless ready SVN escutcheon, Mifare / DESFire deadbolt privacy function, J lever, unhanded, antique brass finish, for use with 1 3/4" - 2 1/4" thick door | 1 |  | 1 Year | 789.45 | 0.15 | 671.0325
7154 | Salto | A9658J63IA48-W- | XS4 ANSI electronic RF wireless SVN escutcheon, Mifare / DESFire deadbolt privacy function, J lever, unhanded, antique brass finish, for use with 1 3/4" - 2 1/4" thick door | 1 |  | 1 Year | 920.55 | 0.15 | 782.4675
7155 | Salto | A9658J63IM38--- | XS4 ANSI electronic wire-free SVN escutcheon, Mifare / DESFire deadbolt privacy function, J lever, unhanded, satin stainless finish, for use with 1 3/8" - 1 3/4" thick standard door | 1 |  | 1 Year | 683.35 | 0.15 | 580.8475
7156 | Salto | A9658J63IM38-A- | XS4 ANSI electronic AMOK wire-free SVN escutcheon, Mifare / DESFire deadbolt privacy function, J lever, unhanded, satin stainless finish, for use with 1 3/8" - 1 3/4" thick standard door | 1 |  | 1 Year | 812.35 | 0.15 | 690.4975
7157 | Salto | A9658J63IM38-C- | XS4 ANSI electronic RF wireless ready SVN escutcheon, Mifare / DESFire deadbolt privacy function, J lever, unhanded, satin stainless finish, for use with 1 3/8" - 1 3/4" thick standard door | 1 |  | 1 Year | 737.45 | 0.15 | 626.8325
7158 | Salto | A9658J63IM38-W- | XS4 ANSI electronic RF wireless SVN escutcheon, Mifare / DESFire deadbolt privacy function, J lever, unhanded, satin stainless finish, for use with 1 3/8" - 1 3/4" thick standard door | 1 |  | 1 Year | 868.55 | 0.15 | 738.2675
7159 | Salto | A9658J63IM48--- | XS4 ANSI electronic wire-free SVN escutcheon, Mifare / DESFire deadbolt privacy function, J lever, unhanded, satin stainless finish, for use with 1 3/4" - 2 1/4" thick door | 1 |  | 1 Year | 683.35 | 0.15 | 580.8475
7160 | Salto | A9658J63IM48-A- | XS4 ANSI electronic AMOK wire-free SVN escutcheon, Mifare / DESFire deadbolt privacy function, J lever, unhanded, satin stainless finish, for use with 1 3/4" - 2 1/4" thick door | 1 |  | 1 Year | 812.35 | 0.15 | 690.4975
7161 | Salto | A9658J63IM48-C- | XS4 ANSI electronic RF wireless ready SVN escutcheon, Mifare / DESFire deadbolt privacy function, J lever, unhanded, satin stainless finish, for use with 1 3/4" - 2 1/4" thick door | 1 |  | 1 Year | 737.45 | 0.15 | 626.8325
7162 | Salto | A9658J63IM48-W- | XS4 ANSI electronic RF wireless SVN escutcheon, Mifare / DESFire deadbolt privacy function, J lever, unhanded, satin stainless finish, for use with 1 3/4" - 2 1/4" thick door | 1 |  | 1 Year | 868.55 | 0.15 | 738.2675
7163 | Salto | A9658J63NE38--- | XS4 ANSI electronic wire-free SVN escutcheon, Mifare / DESFire deadbolt privacy function, J lever, unhanded, black chromium finish, for use with 1 3/8" - 1 3/4" thick standard door | 1 |  | 1 Year | 718.05 | 0.15 | 610.3425
7164 | Salto | A9658J63NE38-A- | XS4 ANSI electronic AMOK wire-free SVN escutcheon, Mifare / DESFire deadbolt privacy function, J lever, unhanded, black chromium finish, for use with 1 3/8" - 1 3/4" thick standard door | 1 |  | 1 Year | 847.05 | 0.15 | 719.9925
7165 | Salto | A9658J63NE38-C- | XS4 ANSI electronic RF wireless ready SVN escutcheon, Mifare / DESFire deadbolt privacy function, J lever, unhanded, black chromium finish, for use with 1 3/8" - 1 3/4" thick standard door | 1 |  | 1 Year | 772.15 | 0.15 | 656.3275
7166 | Salto | A9658J63NE38-W- | XS4 ANSI electronic RF wireless SVN escutcheon, Mifare / DESFire deadbolt privacy function, J lever, unhanded, black chromium finish, for use with 1 3/8" - 1 3/4" thick standard door | 1 |  | 1 Year | 903.25 | 0.15 | 767.7625
7167 | Salto | A9658J63NE48--- | XS4 ANSI electronic wire-free SVN escutcheon, Mifare / DESFire deadbolt privacy function, J lever, unhanded, black chromium finish, for use with 1 3/4" - 2 1/4" thick door | 1 |  | 1 Year | 718.05 | 0.15 | 610.3425
7168 | Salto | A9658J63NE48-A- | XS4 ANSI electronic AMOK wire-free SVN escutcheon, Mifare / DESFire deadbolt privacy function, J lever, unhanded, black chromium finish, for use with 1 3/4" - 2 1/4" thick door | 1 |  | 1 Year | 847.05 | 0.15 | 719.9925
7169 | Salto | A9658J63NE48-C- | XS4 ANSI electronic RF wireless ready SVN escutcheon, Mifare / DESFire deadbolt privacy function, J lever, unhanded, black chromium finish, for use with 1 3/4" - 2 1/4" thick door | 1 |  | 1 Year | 772.15 | 0.15 | 656.3275
7170 | Salto | A9658J63NE48-W- | XS4 ANSI electronic RF wireless SVN escutcheon, Mifare / DESFire deadbolt privacy function, J lever, unhanded, black chromium finish, for use with 1 3/4" - 2 1/4" thick door | 1 |  | 1 Year | 903.25 | 0.15 | 767.7625
7171 | Salto | A9658J63PM38--- | XS4 ANSI electronic wire-free SVN escutcheon, Mifare / DESFire deadbolt privacy function, J lever, unhanded, satin brass finish, for use with 1 3/8" - 1 3/4" thick standard door | 1 |  | 1 Year | 683.35 | 0.15 | 580.8475
7172 | Salto | A9658J63PM38-A- | XS4 ANSI electronic AMOK wire-free SVN escutcheon, Mifare / DESFire deadbolt privacy function, J lever, unhanded, satin brass finish, for use with 1 3/8" - 1 3/4" thick standard door | 1 |  | 1 Year | 812.35 | 0.15 | 690.4975
7173 | Salto | A9658J63PM38-C- | XS4 ANSI electronic RF wireless ready SVN escutcheon, Mifare / DESFire deadbolt privacy function, J lever, unhanded, satin brass finish, for use with 1 3/8" - 1 3/4" thick standard door | 1 |  | 1 Year | 737.45 | 0.15 | 626.8325
7174 | Salto | A9658J63PM38-W- | XS4 ANSI electronic RF wireless SVN escutcheon, Mifare / DESFire deadbolt privacy function, J lever, unhanded, satin brass finish, for use with 1 3/8" - 1 3/4" thick standard door | 1 |  | 1 Year | 868.55 | 0.15 | 738.2675
7175 | Salto | A9658J63PM48--- | XS4 ANSI electronic wire-free SVN escutcheon, Mifare / DESFire deadbolt privacy function, J lever, unhanded, satin brass finish, for use with 1 3/4" - 2 1/4" thick door | 1 |  | 1 Year | 683.35 | 0.15 | 580.8475
7176 | Salto | A9658J63PM48-A- | XS4 ANSI electronic AMOK wire-free SVN escutcheon, Mifare / DESFire deadbolt privacy function, J lever, unhanded, satin brass finish, for use with 1 3/4" - 2 1/4" thick door | 1 |  | 1 Year | 812.35 | 0.15 | 690.4975
7177 | Salto | A9658J63PM48-C- | XS4 ANSI electronic RF wireless ready SVN escutcheon, Mifare / DESFire deadbolt privacy function, J lever, unhanded, satin brass finish, for use with 1 3/4" - 2 1/4" thick door | 1 |  | 1 Year | 737.45 | 0.15 | 626.8325
7178 | Salto | A9658J63PM48-W- | XS4 ANSI electronic RF wireless SVN escutcheon, Mifare / DESFire deadbolt privacy function, J lever, unhanded, satin brass finish, for use with 1 3/4" - 2 1/4" thick door | 1 |  | 1 Year | 868.55 | 0.15 | 738.2675
7179 | Salto | A9658K61IM38L-- | XS4 ANSI electronic wire-free SVN escutcheon, Mifare / DESFire deadbolt privacy function, K lever, left handed, satin stainless finish, for use with 1 3/8" - 1 3/4" thick standard door | 1 |  | 1 Year | 683.35 | 0.15 | 580.8475
7180 | Salto | A9658K61IM38LA- | XS4 ANSI electronic AMOK wire-free SVN escutcheon, Mifare / DESFire deadbolt privacy function, K lever, left handed, satin stainless finish, for use with 1 3/8" - 1 3/4" thick standard door | 1 |  | 1 Year | 812.35 | 0.15 | 690.4975
7181 | Salto | A9658K61IM38LC- | XS4 ANSI electronic RF wireless ready SVN escutcheon, Mifare / DESFire deadbolt privacy function, K lever, left handed, satin stainless finish, for use with 1 3/8" - 1 3/4" thick standard door | 1 |  | 1 Year | 737.45 | 0.15 | 626.8325
7182 | Salto | A9658K61IM38LW- | XS4 ANSI electronic RF wireless SVN escutcheon, Mifare / DESFire deadbolt privacy function, K lever, left handed, satin stainless finish, for use with 1 3/8" - 1 3/4" thick standard door | 1 |  | 1 Year | 868.55 | 0.15 | 738.2675
7183 | Salto | A9658K61IM38R-- | XS4 ANSI electronic wire-free SVN escutcheon, Mifare / DESFire deadbolt privacy function, K lever, right handed, satin stainless finish, for use with 1 3/8" - 1 3/4" thick standard door | 1 |  | 1 Year | 683.35 | 0.15 | 580.8475
7184 | Salto | A9658K61IM38RA- | XS4 ANSI electronic AMOK wire-free SVN escutcheon, Mifare / DESFire deadbolt privacy function, K lever, right handed, satin stainless finish, for use with 1 3/8" - 1 3/4" thick standard door | 1 |  | 1 Year | 812.35 | 0.15 | 690.4975
7185 | Salto | A9658K61IM38RC- | XS4 ANSI electronic RF wireless ready SVN escutcheon, Mifare / DESFire deadbolt privacy function, K lever, right handed, satin stainless finish, for use with 1 3/8" - 1 3/4" thick standard door | 1 |  | 1 Year | 737.45 | 0.15 | 626.8325
7186 | Salto | A9658K61IM38RW- | XS4 ANSI electronic RF wireless SVN escutcheon, Mifare / DESFire deadbolt privacy function, K lever, right handed, satin stainless finish, for use with 1 3/8" - 1 3/4" thick standard door | 1 |  | 1 Year | 868.55 | 0.15 | 738.2675
7187 | Salto | A9658K61IM48L-- | XS4 ANSI electronic wire-free SVN escutcheon, Mifare / DESFire deadbolt privacy function, K lever, left handed, satin stainless finish, for use with 1 3/4" - 2 1/4" thick door | 1 |  | 1 Year | 683.35 | 0.15 | 580.8475
7188 | Salto | A9658K61IM48LA- | XS4 ANSI electronic AMOK wire-free SVN escutcheon, Mifare / DESFire deadbolt privacy function, K lever, left handed, satin stainless finish, for use with 1 3/4" - 2 1/4" thick door | 1 |  | 1 Year | 812.35 | 0.15 | 690.4975
7189 | Salto | A9658K61IM48LC- | XS4 ANSI electronic RF wireless ready SVN escutcheon, Mifare / DESFire deadbolt privacy function, K lever, left handed, satin stainless finish, for use with 1 3/4" - 2 1/4" thick door | 1 |  | 1 Year | 737.45 | 0.15 | 626.8325
7190 | Salto | A9658K61IM48LW- | XS4 ANSI electronic RF wireless SVN escutcheon, Mifare / DESFire deadbolt privacy function, K lever, left handed, satin stainless finish, for use with 1 3/4" - 2 1/4" thick door | 1 |  | 1 Year | 868.55 | 0.15 | 738.2675
7191 | Salto | A9658K61IM48R-- | XS4 ANSI electronic wire-free SVN escutcheon, Mifare / DESFire deadbolt privacy function, K lever, right handed, satin stainless finish, for use with 1 3/4" - 2 1/4" thick door | 1 |  | 1 Year | 683.35 | 0.15 | 580.8475
7192 | Salto | A9658K61IM48RA- | XS4 ANSI electronic AMOK wire-free SVN escutcheon, Mifare / DESFire deadbolt privacy function, K lever, right handed, satin stainless finish, for use with 1 3/4" - 2 1/4" thick door | 1 |  | 1 Year | 812.35 | 0.15 | 690.4975
7193 | Salto | A9658K61IM48RC- | XS4 ANSI electronic RF wireless ready SVN escutcheon, Mifare / DESFire deadbolt privacy function, K lever, right handed, satin stainless finish, for use with 1 3/4" - 2 1/4" thick door | 1 |  | 1 Year | 737.45 | 0.15 | 626.8325
7194 | Salto | A9658K61IM48RW- | XS4 ANSI electronic RF wireless SVN escutcheon, Mifare / DESFire deadbolt privacy function, K lever, right handed, satin stainless finish, for use with 1 3/4" - 2 1/4" thick door | 1 |  | 1 Year | 868.55 | 0.15 | 738.2675
7195 | Salto | A9658K61IP38L-- | XS4 ANSI electronic wire-free SVN escutcheon, Mifare / DESFire deadbolt privacy function, K lever, left handed, bright stainless steel finish, for use with 1 3/8" - 1 3/4" thick standard door | 1 |  | 1 Year | 699.65 | 0.15 | 594.7025
7196 | Salto | A9658K61IP38LA- | XS4 ANSI electronic AMOK wire-free SVN escutcheon, Mifare / DESFire deadbolt privacy function, K lever, left handed, bright stainless steel finish, for use with 1 3/8" - 1 3/4" thick standard door | 1 |  | 1 Year | 828.65 | 0.15 | 704.3525
7197 | Salto | A9658K61IP38LC- | XS4 ANSI electronic RF wireless ready SVN escutcheon, Mifare / DESFire deadbolt privacy function, K lever, left handed, bright stainless steel finish, for use with 1 3/8" - 1 3/4" thick standard door | 1 |  | 1 Year | 753.75 | 0.15 | 640.6875
7198 | Salto | A9658K61IP38LW- | XS4 ANSI electronic RF wireless SVN escutcheon, Mifare / DESFire deadbolt privacy function, K lever, left handed, bright stainless steel finish, for use with 1 3/8" - 1 3/4" thick standard door | 1 |  | 1 Year | 884.85 | 0.15 | 752.1225
7199 | Salto | A9658K61IP38R-- | XS4 ANSI electronic wire-free SVN escutcheon, Mifare / DESFire deadbolt privacy function, K lever, right handed, bright stainless steel finish, for use with 1 3/8" - 1 3/4" thick standard door | 1 |  | 1 Year | 699.65 | 0.15 | 594.7025
7200 | Salto | A9658K61IP38RA- | XS4 ANSI electronic AMOK wire-free SVN escutcheon, Mifare / DESFire deadbolt privacy function, K lever, right handed, bright stainless steel finish, for use with 1 3/8" - 1 3/4" thick standard door | 1 |  | 1 Year | 828.65 | 0.15 | 704.3525
7201 | Salto | A9658K61IP38RC- | XS4 ANSI electronic RF wireless ready SVN escutcheon, Mifare / DESFire deadbolt privacy function, K lever, right handed, bright stainless steel finish, for use with 1 3/8" - 1 3/4" thick standard door | 1 |  | 1 Year | 753.75 | 0.15 | 640.6875
7202 | Salto | A9658K61IP38RW- | XS4 ANSI electronic RF wireless SVN escutcheon, Mifare / DESFire deadbolt privacy function, K lever, right handed, bright stainless steel finish, for use with 1 3/8" - 1 3/4" thick standard door | 1 |  | 1 Year | 884.85 | 0.15 | 752.1225
7203 | Salto | A9658K61IP48L-- | XS4 ANSI electronic wire-free SVN escutcheon, Mifare / DESFire deadbolt privacy function, K lever, left handed, bright stainless steel finish, for use with 1 3/4" - 2 1/4" thick door | 1 |  | 1 Year | 699.65 | 0.15 | 594.7025
7204 | Salto | A9658K61IP48LA- | XS4 ANSI electronic AMOK wire-free SVN escutcheon, Mifare / DESFire deadbolt privacy function, K lever, left handed, bright stainless steel finish, for use with 1 3/4" - 2 1/4" thick door | 1 |  | 1 Year | 828.65 | 0.15 | 704.3525
7205 | Salto | A9658K61IP48LC- | XS4 ANSI electronic RF wireless ready SVN escutcheon, Mifare / DESFire deadbolt privacy function, K lever, left handed, bright stainless steel finish, for use with 1 3/4" - 2 1/4" thick door | 1 |  | 1 Year | 753.75 | 0.15 | 640.6875
7206 | Salto | A9658K61IP48LW- | XS4 ANSI electronic RF wireless SVN escutcheon, Mifare / DESFire deadbolt privacy function, K lever, left handed, bright stainless steel finish, for use with 1 3/4" - 2 1/4" thick door | 1 |  | 1 Year | 884.85 | 0.15 | 752.1225
7207 | Salto | A9658K61IP48R-- | XS4 ANSI electronic wire-free SVN escutcheon, Mifare / DESFire deadbolt privacy function, K lever, right handed, bright stainless steel finish, for use with 1 3/4" - 2 1/4" thick door | 1 |  | 1 Year | 699.65 | 0.15 | 594.7025
7208 | Salto | A9658K61IP48RA- | XS4 ANSI electronic AMOK wire-free SVN escutcheon, Mifare / DESFire deadbolt privacy function, K lever, right handed, bright stainless steel finish, for use with 1 3/4" - 2 1/4" thick door | 1 |  | 1 Year | 828.65 | 0.15 | 704.3525
7209 | Salto | A9658K61IP48RC- | XS4 ANSI electronic RF wireless ready SVN escutcheon, Mifare / DESFire deadbolt privacy function, K lever, right handed, bright stainless steel finish, for use with 1 3/4" - 2 1/4" thick door | 1 |  | 1 Year | 753.75 | 0.15 | 640.6875
7210 | Salto | A9658K61IP48RW- | XS4 ANSI electronic RF wireless SVN escutcheon, Mifare / DESFire deadbolt privacy function, K lever, right handed, bright stainless steel finish, for use with 1 3/4" - 2 1/4" thick door | 1 |  | 1 Year | 884.85 | 0.15 | 752.1225
7211 | Salto | A9658K61PP38L-- | XS4 ANSI electronic wire-free SVN escutcheon, Mifare / DESFire deadbolt privacy function, K lever, left handed, bright brass finish, for use with 1 3/8" - 1 3/4" thick standard door | 1 |  | 1 Year | 699.65 | 0.15 | 594.7025
7212 | Salto | A9658K61PP38LA- | XS4 ANSI electronic AMOK wire-free SVN escutcheon, Mifare / DESFire deadbolt privacy function, K lever, left handed, bright brass finish, for use with 1 3/8" - 1 3/4" thick standard door | 1 |  | 1 Year | 828.65 | 0.15 | 704.3525
7213 | Salto | A9658K61PP38LC- | XS4 ANSI electronic RF wireless ready SVN escutcheon, Mifare / DESFire deadbolt privacy function, K lever, left handed, bright brass finish, for use with 1 3/8" - 1 3/4" thick standard door | 1 |  | 1 Year | 753.75 | 0.15 | 640.6875
7214 | Salto | A9658K61PP38LW- | XS4 ANSI electronic RF wireless SVN escutcheon, Mifare / DESFire deadbolt privacy function, K lever, left handed, bright brass finish, for use with 1 3/8" - 1 3/4" thick standard door | 1 |  | 1 Year | 884.85 | 0.15 | 752.1225
7215 | Salto | A9658K61PP38R-- | XS4 ANSI electronic wire-free SVN escutcheon, Mifare / DESFire deadbolt privacy function, K lever, right handed, bright brass finish, for use with 1 3/8" - 1 3/4" thick standard door | 1 |  | 1 Year | 699.65 | 0.15 | 594.7025
7216 | Salto | A9658K61PP38RA- | XS4 ANSI electronic AMOK wire-free SVN escutcheon, Mifare / DESFire deadbolt privacy function, K lever, right handed, bright brass finish, for use with 1 3/8" - 1 3/4" thick standard door | 1 |  | 1 Year | 828.65 | 0.15 | 704.3525
7217 | Salto | A9658K61PP38RC- | XS4 ANSI electronic RF wireless ready SVN escutcheon, Mifare / DESFire deadbolt privacy function, K lever, right handed, bright brass finish, for use with 1 3/8" - 1 3/4" thick standard door | 1 |  | 1 Year | 753.75 | 0.15 | 640.6875
7218 | Salto | A9658K61PP38RW- | XS4 ANSI electronic RF wireless SVN escutcheon, Mifare / DESFire deadbolt privacy function, K lever, right handed, bright brass finish, for use with 1 3/8" - 1 3/4" thick standard door | 1 |  | 1 Year | 884.85 | 0.15 | 752.1225
7219 | Salto | A9658K61PP48L-- | XS4 ANSI electronic wire-free SVN escutcheon, Mifare / DESFire deadbolt privacy function, K lever, left handed, bright brass finish, for use with 1 3/4" - 2 1/4" thick door | 1 |  | 1 Year | 699.65 | 0.15 | 594.7025
7220 | Salto | A9658K61PP48LA- | XS4 ANSI electronic AMOK wire-free SVN escutcheon, Mifare / DESFire deadbolt privacy function, K lever, left handed, bright brass finish, for use with 1 3/4" - 2 1/4" thick door | 1 |  | 1 Year | 828.65 | 0.15 | 704.3525
7221 | Salto | A9658K61PP48LC- | XS4 ANSI electronic RF wireless ready SVN escutcheon, Mifare / DESFire deadbolt privacy function, K lever, left handed, bright brass finish, for use with 1 3/4" - 2 1/4" thick door | 1 |  | 1 Year | 753.75 | 0.15 | 640.6875
7222 | Salto | A9658K61PP48LW- | XS4 ANSI electronic RF wireless SVN escutcheon, Mifare / DESFire deadbolt privacy function, K lever, left handed, bright brass finish, for use with 1 3/4" - 2 1/4" thick door | 1 |  | 1 Year | 884.85 | 0.15 | 752.1225
7223 | Salto | A9658K61PP48R-- | XS4 ANSI electronic wire-free SVN escutcheon, Mifare / DESFire deadbolt privacy function, K lever, right handed, bright brass finish, for use with 1 3/4" - 2 1/4" thick door | 1 |  | 1 Year | 699.65 | 0.15 | 594.7025
7224 | Salto | A9658K61PP48RA- | XS4 ANSI electronic AMOK wire-free SVN escutcheon, Mifare / DESFire deadbolt privacy function, K lever, right handed, bright brass finish, for use with 1 3/4" - 2 1/4" thick door | 1 |  | 1 Year | 828.65 | 0.15 | 704.3525
7225 | Salto | A9658K61PP48RC- | XS4 ANSI electronic RF wireless ready SVN escutcheon, Mifare / DESFire deadbolt privacy function, K lever, right handed, bright brass finish, for use with 1 3/4" - 2 1/4" thick door | 1 |  | 1 Year | 753.75 | 0.15 | 640.6875
7226 | Salto | A9658K61PP48RW- | XS4 ANSI electronic RF wireless SVN escutcheon, Mifare / DESFire deadbolt privacy function, K lever, right handed, bright brass finish, for use with 1 3/4" - 2 1/4" thick door | 1 |  | 1 Year | 884.85 | 0.15 | 752.1225
7227 | Salto | A9658K62IM38L-- | XS4 ANSI electronic wire-free SVN escutcheon, Mifare / DESFire deadbolt privacy function, K lever, left handed, satin stainless finish, for use with 1 3/8" - 1 3/4" thick standard door | 1 |  | 1 Year | 683.35 | 0.15 | 580.8475
7228 | Salto | A9658K62IM38LA- | XS4 ANSI electronic AMOK wire-free SVN escutcheon, Mifare / DESFire deadbolt privacy function, K lever, left handed, satin stainless finish, for use with 1 3/8" - 1 3/4" thick standard door | 1 |  | 1 Year | 812.35 | 0.15 | 690.4975
7229 | Salto | A9658K62IM38LC- | XS4 ANSI electronic RF wireless ready SVN escutcheon, Mifare / DESFire deadbolt privacy function, K lever, left handed, satin stainless finish, for use with 1 3/8" - 1 3/4" thick standard door | 1 |  | 1 Year | 737.45 | 0.15 | 626.8325
7230 | Salto | A9658K62IM38LW- | XS4 ANSI electronic RF wireless SVN escutcheon, Mifare / DESFire deadbolt privacy function, K lever, left handed, satin stainless finish, for use with 1 3/8" - 1 3/4" thick standard door | 1 |  | 1 Year | 868.55 | 0.15 | 738.2675
7231 | Salto | A9658K62IM38R-- | XS4 ANSI electronic wire-free SVN escutcheon, Mifare / DESFire deadbolt privacy function, K lever, right handed, satin stainless finish, for use with 1 3/8" - 1 3/4" thick standard door | 1 |  | 1 Year | 683.35 | 0.15 | 580.8475
7232 | Salto | A9658K62IM38RA- | XS4 ANSI electronic AMOK wire-free SVN escutcheon, Mifare / DESFire deadbolt privacy function, K lever, right handed, satin stainless finish, for use with 1 3/8" - 1 3/4" thick standard door | 1 |  | 1 Year | 812.35 | 0.15 | 690.4975
7233 | Salto | A9658K62IM38RC- | XS4 ANSI electronic RF wireless ready SVN escutcheon, Mifare / DESFire deadbolt privacy function, K lever, right handed, satin stainless finish, for use with 1 3/8" - 1 3/4" thick standard door | 1 |  | 1 Year | 737.45 | 0.15 | 626.8325
7234 | Salto | A9658K62IM38RW- | XS4 ANSI electronic RF wireless SVN escutcheon, Mifare / DESFire deadbolt privacy function, K lever, right handed, satin stainless finish, for use with 1 3/8" - 1 3/4" thick standard door | 1 |  | 1 Year | 868.55 | 0.15 | 738.2675
7235 | Salto | A9658K62IM48L-- | XS4 ANSI electronic wire-free SVN escutcheon, Mifare / DESFire deadbolt privacy function, K lever, left handed, satin stainless finish, for use with 1 3/4" - 2 1/4" thick door | 1 |  | 1 Year | 683.35 | 0.15 | 580.8475
7236 | Salto | A9658K62IM48LA- | XS4 ANSI electronic AMOK wire-free SVN escutcheon, Mifare / DESFire deadbolt privacy function, K lever, left handed, satin stainless finish, for use with 1 3/4" - 2 1/4" thick door | 1 |  | 1 Year | 812.35 | 0.15 | 690.4975
7237 | Salto | A9658K62IM48LC- | XS4 ANSI electronic RF wireless ready SVN escutcheon, Mifare / DESFire deadbolt privacy function, K lever, left handed, satin stainless finish, for use with 1 3/4" - 2 1/4" thick door | 1 |  | 1 Year | 737.45 | 0.15 | 626.8325
7238 | Salto | A9658K62IM48LW- | XS4 ANSI electronic RF wireless SVN escutcheon, Mifare / DESFire deadbolt privacy function, K lever, left handed, satin stainless finish, for use with 1 3/4" - 2 1/4" thick door | 1 |  | 1 Year | 868.55 | 0.15 | 738.2675
7239 | Salto | A9658K62IM48R-- | XS4 ANSI electronic wire-free SVN escutcheon, Mifare / DESFire deadbolt privacy function, K lever, right handed, satin stainless finish, for use with 1 3/4" - 2 1/4" thick door | 1 |  | 1 Year | 683.35 | 0.15 | 580.8475
7240 | Salto | A9658K62IM48RA- | XS4 ANSI electronic AMOK wire-free SVN escutcheon, Mifare / DESFire deadbolt privacy function, K lever, right handed, satin stainless finish, for use with 1 3/4" - 2 1/4" thick door | 1 |  | 1 Year | 812.35 | 0.15 | 690.4975
7241 | Salto | A9658K62IM48RC- | XS4 ANSI electronic RF wireless ready SVN escutcheon, Mifare / DESFire deadbolt privacy function, K lever, right handed, satin stainless finish, for use with 1 3/4" - 2 1/4" thick door | 1 |  | 1 Year | 737.45 | 0.15 | 626.8325
7242 | Salto | A9658K62IM48RW- | XS4 ANSI electronic RF wireless SVN escutcheon, Mifare / DESFire deadbolt privacy function, K lever, right handed, satin stainless finish, for use with 1 3/4" - 2 1/4" thick door | 1 |  | 1 Year | 868.55 | 0.15 | 738.2675
7243 | Salto | A9658K62IP38L-- | XS4 ANSI electronic wire-free SVN escutcheon, Mifare / DESFire deadbolt privacy function, K lever, left handed, bright stainless steel finish, for use with 1 3/8" - 1 3/4" thick standard door | 1 |  | 1 Year | 699.65 | 0.15 | 594.7025
7244 | Salto | A9658K62IP38LA- | XS4 ANSI electronic AMOK wire-free SVN escutcheon, Mifare / DESFire deadbolt privacy function, K lever, left handed, bright stainless steel finish, for use with 1 3/8" - 1 3/4" thick standard door | 1 |  | 1 Year | 828.65 | 0.15 | 704.3525
7245 | Salto | A9658K62IP38LC- | XS4 ANSI electronic RF wireless ready SVN escutcheon, Mifare / DESFire deadbolt privacy function, K lever, left handed, bright stainless steel finish, for use with 1 3/8" - 1 3/4" thick standard door | 1 |  | 1 Year | 753.75 | 0.15 | 640.6875
7246 | Salto | A9658K62IP38LW- | XS4 ANSI electronic RF wireless SVN escutcheon, Mifare / DESFire deadbolt privacy function, K lever, left handed, bright stainless steel finish, for use with 1 3/8" - 1 3/4" thick standard door | 1 |  | 1 Year | 884.85 | 0.15 | 752.1225
7247 | Salto | A9658K62IP38R-- | XS4 ANSI electronic wire-free SVN escutcheon, Mifare / DESFire deadbolt privacy function, K lever, right handed, bright stainless steel finish, for use with 1 3/8" - 1 3/4" thick standard door | 1 |  | 1 Year | 699.65 | 0.15 | 594.7025
7248 | Salto | A9658K62IP38RA- | XS4 ANSI electronic AMOK wire-free SVN escutcheon, Mifare / DESFire deadbolt privacy function, K lever, right handed, bright stainless steel finish, for use with 1 3/8" - 1 3/4" thick standard door | 1 |  | 1 Year | 828.65 | 0.15 | 704.3525
7249 | Salto | A9658K62IP38RC- | XS4 ANSI electronic RF wireless ready SVN escutcheon, Mifare / DESFire deadbolt privacy function, K lever, right handed, bright stainless steel finish, for use with 1 3/8" - 1 3/4" thick standard door | 1 |  | 1 Year | 753.75 | 0.15 | 640.6875
7250 | Salto | A9658K62IP38RW- | XS4 ANSI electronic RF wireless SVN escutcheon, Mifare / DESFire deadbolt privacy function, K lever, right handed, bright stainless steel finish, for use with 1 3/8" - 1 3/4" thick standard door | 1 |  | 1 Year | 884.85 | 0.15 | 752.1225
7251 | Salto | A9658K62IP48L-- | XS4 ANSI electronic wire-free SVN escutcheon, Mifare / DESFire deadbolt privacy function, K lever, left handed, bright stainless steel finish, for use with 1 3/4" - 2 1/4" thick door | 1 |  | 1 Year | 699.65 | 0.15 | 594.7025
7252 | Salto | A9658K62IP48LA- | XS4 ANSI electronic AMOK wire-free SVN escutcheon, Mifare / DESFire deadbolt privacy function, K lever, left handed, bright stainless steel finish, for use with 1 3/4" - 2 1/4" thick door | 1 |  | 1 Year | 828.65 | 0.15 | 704.3525
7253 | Salto | A9658K62IP48LC- | XS4 ANSI electronic RF wireless ready SVN escutcheon, Mifare / DESFire deadbolt privacy function, K lever, left handed, bright stainless steel finish, for use with 1 3/4" - 2 1/4" thick door | 1 |  | 1 Year | 753.75 | 0.15 | 640.6875
7254 | Salto | A9658K62IP48LW- | XS4 ANSI electronic RF wireless SVN escutcheon, Mifare / DESFire deadbolt privacy function, K lever, left handed, bright stainless steel finish, for use with 1 3/4" - 2 1/4" thick door | 1 |  | 1 Year | 884.85 | 0.15 | 752.1225
7255 | Salto | A9658K62IP48R-- | XS4 ANSI electronic wire-free SVN escutcheon, Mifare / DESFire deadbolt privacy function, K lever, right handed, bright stainless steel finish, for use with 1 3/4" - 2 1/4" thick door | 1 |  | 1 Year | 699.65 | 0.15 | 594.7025
7256 | Salto | A9658K62IP48RA- | XS4 ANSI electronic AMOK wire-free SVN escutcheon, Mifare / DESFire deadbolt privacy function, K lever, right handed, bright stainless steel finish, for use with 1 3/4" - 2 1/4" thick door | 1 |  | 1 Year | 828.65 | 0.15 | 704.3525
7257 | Salto | A9658K62IP48RC- | XS4 ANSI electronic RF wireless ready SVN escutcheon, Mifare / DESFire deadbolt privacy function, K lever, right handed, bright stainless steel finish, for use with 1 3/4" - 2 1/4" thick door | 1 |  | 1 Year | 753.75 | 0.15 | 640.6875
7258 | Salto | A9658K62IP48RW- | XS4 ANSI electronic RF wireless SVN escutcheon, Mifare / DESFire deadbolt privacy function, K lever, right handed, bright stainless steel finish, for use with 1 3/4" - 2 1/4" thick door | 1 |  | 1 Year | 884.85 | 0.15 | 752.1225
7259 | Salto | A9658K62PP38L-- | XS4 ANSI electronic wire-free SVN escutcheon, Mifare / DESFire deadbolt privacy function, K lever, left handed, bright brass finish, for use with 1 3/8" - 1 3/4" thick standard door | 1 |  | 1 Year | 699.65 | 0.15 | 594.7025
7260 | Salto | A9658K62PP38LA- | XS4 ANSI electronic AMOK wire-free SVN escutcheon, Mifare / DESFire deadbolt privacy function, K lever, left handed, bright brass finish, for use with 1 3/8" - 1 3/4" thick standard door | 1 |  | 1 Year | 828.65 | 0.15 | 704.3525
7261 | Salto | A9658K62PP38LC- | XS4 ANSI electronic RF wireless ready SVN escutcheon, Mifare / DESFire deadbolt privacy function, K lever, left handed, bright brass finish, for use with 1 3/8" - 1 3/4" thick standard door | 1 |  | 1 Year | 753.75 | 0.15 | 640.6875
7262 | Salto | A9658K62PP38LW- | XS4 ANSI electronic RF wireless SVN escutcheon, Mifare / DESFire deadbolt privacy function, K lever, left handed, bright brass finish, for use with 1 3/8" - 1 3/4" thick standard door | 1 |  | 1 Year | 884.85 | 0.15 | 752.1225
7263 | Salto | A9658K62PP38R-- | XS4 ANSI electronic wire-free SVN escutcheon, Mifare / DESFire deadbolt privacy function, K lever, right handed, bright brass finish, for use with 1 3/8" - 1 3/4" thick standard door | 1 |  | 1 Year | 699.65 | 0.15 | 594.7025
7264 | Salto | A9658K62PP38RA- | XS4 ANSI electronic AMOK wire-free SVN escutcheon, Mifare / DESFire deadbolt privacy function, K lever, right handed, bright brass finish, for use with 1 3/8" - 1 3/4" thick standard door | 1 |  | 1 Year | 828.65 | 0.15 | 704.3525
7265 | Salto | A9658K62PP38RC- | XS4 ANSI electronic RF wireless ready SVN escutcheon, Mifare / DESFire deadbolt privacy function, K lever, right handed, bright brass finish, for use with 1 3/8" - 1 3/4" thick standard door | 1 |  | 1 Year | 753.75 | 0.15 | 640.6875
7266 | Salto | A9658K62PP38RW- | XS4 ANSI electronic RF wireless SVN escutcheon, Mifare / DESFire deadbolt privacy function, K lever, right handed, bright brass finish, for use with 1 3/8" - 1 3/4" thick standard door | 1 |  | 1 Year | 884.85 | 0.15 | 752.1225
7267 | Salto | A9658K62PP48L-- | XS4 ANSI electronic wire-free SVN escutcheon, Mifare / DESFire deadbolt privacy function, K lever, left handed, bright brass finish, for use with 1 3/4" - 2 1/4" thick door | 1 |  | 1 Year | 699.65 | 0.15 | 594.7025
7268 | Salto | A9658K62PP48LA- | XS4 ANSI electronic AMOK wire-free SVN escutcheon, Mifare / DESFire deadbolt privacy function, K lever, left handed, bright brass finish, for use with 1 3/4" - 2 1/4" thick door | 1 |  | 1 Year | 828.65 | 0.15 | 704.3525
7269 | Salto | A9658K62PP48LC- | XS4 ANSI electronic RF wireless ready SVN escutcheon, Mifare / DESFire deadbolt privacy function, K lever, left handed, bright brass finish, for use with 1 3/4" - 2 1/4" thick door | 1 |  | 1 Year | 753.75 | 0.15 | 640.6875
7270 | Salto | A9658K62PP48LW- | XS4 ANSI electronic RF wireless SVN escutcheon, Mifare / DESFire deadbolt privacy function, K lever, left handed, bright brass finish, for use with 1 3/4" - 2 1/4" thick door | 1 |  | 1 Year | 884.85 | 0.15 | 752.1225
7271 | Salto | A9658K62PP48R-- | XS4 ANSI electronic wire-free SVN escutcheon, Mifare / DESFire deadbolt privacy function, K lever, right handed, bright brass finish, for use with 1 3/4" - 2 1/4" thick door | 1 |  | 1 Year | 699.65 | 0.15 | 594.7025
7272 | Salto | A9658K62PP48RA- | XS4 ANSI electronic AMOK wire-free SVN escutcheon, Mifare / DESFire deadbolt privacy function, K lever, right handed, bright brass finish, for use with 1 3/4" - 2 1/4" thick door | 1 |  | 1 Year | 828.65 | 0.15 | 704.3525
7273 | Salto | A9658K62PP48RC- | XS4 ANSI electronic RF wireless ready SVN escutcheon, Mifare / DESFire deadbolt privacy function, K lever, right handed, bright brass finish, for use with 1 3/4" - 2 1/4" thick door | 1 |  | 1 Year | 753.75 | 0.15 | 640.6875
7274 | Salto | A9658K62PP48RW- | XS4 ANSI electronic RF wireless SVN escutcheon, Mifare / DESFire deadbolt privacy function, K lever, right handed, bright brass finish, for use with 1 3/4" - 2 1/4" thick door | 1 |  | 1 Year | 884.85 | 0.15 | 752.1225
7275 | Salto | A9658K63IM38L-- | XS4 ANSI electronic wire-free SVN escutcheon, Mifare / DESFire deadbolt privacy function, K lever, left handed, satin stainless finish, for use with 1 3/8" - 1 3/4" thick standard door | 1 |  | 1 Year | 683.35 | 0.15 | 580.8475
7276 | Salto | A9658K63IM38LA- | XS4 ANSI electronic AMOK wire-free SVN escutcheon, Mifare / DESFire deadbolt privacy function, K lever, left handed, satin stainless finish, for use with 1 3/8" - 1 3/4" thick standard door | 1 |  | 1 Year | 812.35 | 0.15 | 690.4975
7277 | Salto | A9658K63IM38LC- | XS4 ANSI electronic RF wireless ready SVN escutcheon, Mifare / DESFire deadbolt privacy function, K lever, left handed, satin stainless finish, for use with 1 3/8" - 1 3/4" thick standard door | 1 |  | 1 Year | 737.45 | 0.15 | 626.8325
7278 | Salto | A9658K63IM38LW- | XS4 ANSI electronic RF wireless SVN escutcheon, Mifare / DESFire deadbolt privacy function, K lever, left handed, satin stainless finish, for use with 1 3/8" - 1 3/4" thick standard door | 1 |  | 1 Year | 868.55 | 0.15 | 738.2675
7279 | Salto | A9658K63IM38R-- | XS4 ANSI electronic wire-free SVN escutcheon, Mifare / DESFire deadbolt privacy function, K lever, right handed, satin stainless finish, for use with 1 3/8" - 1 3/4" thick standard door | 1 |  | 1 Year | 683.35 | 0.15 | 580.8475
7280 | Salto | A9658K63IM38RA- | XS4 ANSI electronic AMOK wire-free SVN escutcheon, Mifare / DESFire deadbolt privacy function, K lever, right handed, satin stainless finish, for use with 1 3/8" - 1 3/4" thick standard door | 1 |  | 1 Year | 812.35 | 0.15 | 690.4975
7281 | Salto | A9658K63IM38RC- | XS4 ANSI electronic RF wireless ready SVN escutcheon, Mifare / DESFire deadbolt privacy function, K lever, right handed, satin stainless finish, for use with 1 3/8" - 1 3/4" thick standard door | 1 |  | 1 Year | 737.45 | 0.15 | 626.8325
7282 | Salto | A9658K63IM38RW- | XS4 ANSI electronic RF wireless SVN escutcheon, Mifare / DESFire deadbolt privacy function, K lever, right handed, satin stainless finish, for use with 1 3/8" - 1 3/4" thick standard door | 1 |  | 1 Year | 868.55 | 0.15 | 738.2675
7283 | Salto | A9658K63IM48L-- | XS4 ANSI electronic wire-free SVN escutcheon, Mifare / DESFire deadbolt privacy function, K lever, left handed, satin stainless finish, for use with 1 3/4" - 2 1/4" thick door | 1 |  | 1 Year | 683.35 | 0.15 | 580.8475
7284 | Salto | A9658K63IM48LA- | XS4 ANSI electronic AMOK wire-free SVN escutcheon, Mifare / DESFire deadbolt privacy function, K lever, left handed, satin stainless finish, for use with 1 3/4" - 2 1/4" thick door | 1 |  | 1 Year | 812.35 | 0.15 | 690.4975
7285 | Salto | A9658K63IM48LC- | XS4 ANSI electronic RF wireless ready SVN escutcheon, Mifare / DESFire deadbolt privacy function, K lever, left handed, satin stainless finish, for use with 1 3/4" - 2 1/4" thick door | 1 |  | 1 Year | 737.45 | 0.15 | 626.8325
7286 | Salto | A9658K63IM48LW- | XS4 ANSI electronic RF wireless SVN escutcheon, Mifare / DESFire deadbolt privacy function, K lever, left handed, satin stainless finish, for use with 1 3/4" - 2 1/4" thick door | 1 |  | 1 Year | 868.55 | 0.15 | 738.2675
7287 | Salto | A9658K63IM48R-- | XS4 ANSI electronic wire-free SVN escutcheon, Mifare / DESFire deadbolt privacy function, K lever, right handed, satin stainless finish, for use with 1 3/4" - 2 1/4" thick door | 1 |  | 1 Year | 683.35 | 0.15 | 580.8475
7288 | Salto | A9658K63IM48RA- | XS4 ANSI electronic AMOK wire-free SVN escutcheon, Mifare / DESFire deadbolt privacy function, K lever, right handed, satin stainless finish, for use with 1 3/4" - 2 1/4" thick door | 1 |  | 1 Year | 812.35 | 0.15 | 690.4975
7289 | Salto | A9658K63IM48RC- | XS4 ANSI electronic RF wireless ready SVN escutcheon, Mifare / DESFire deadbolt privacy function, K lever, right handed, satin stainless finish, for use with 1 3/4" - 2 1/4" thick door | 1 |  | 1 Year | 737.45 | 0.15 | 626.8325
7290 | Salto | A9658K63IM48RW- | XS4 ANSI electronic RF wireless SVN escutcheon, Mifare / DESFire deadbolt privacy function, K lever, right handed, satin stainless finish, for use with 1 3/4" - 2 1/4" thick door | 1 |  | 1 Year | 868.55 | 0.15 | 738.2675
7291 | Salto | A9658K63IP38L-- | XS4 ANSI electronic wire-free SVN escutcheon, Mifare / DESFire deadbolt privacy function, K lever, left handed, bright stainless steel finish, for use with 1 3/8" - 1 3/4" thick standard door | 1 |  | 1 Year | 699.65 | 0.15 | 594.7025
7292 | Salto | A9658K63IP38LA- | XS4 ANSI electronic AMOK wire-free SVN escutcheon, Mifare / DESFire deadbolt privacy function, K lever, left handed, bright stainless steel finish, for use with 1 3/8" - 1 3/4" thick standard door | 1 |  | 1 Year | 828.65 | 0.15 | 704.3525
7293 | Salto | A9658K63IP38LC- | XS4 ANSI electronic RF wireless ready SVN escutcheon, Mifare / DESFire deadbolt privacy function, K lever, left handed, bright stainless steel finish, for use with 1 3/8" - 1 3/4" thick standard door | 1 |  | 1 Year | 753.75 | 0.15 | 640.6875
7294 | Salto | A9658K63IP38LW- | XS4 ANSI electronic RF wireless SVN escutcheon, Mifare / DESFire deadbolt privacy function, K lever, left handed, bright stainless steel finish, for use with 1 3/8" - 1 3/4" thick standard door | 1 |  | 1 Year | 884.85 | 0.15 | 752.1225
7295 | Salto | A9658K63IP38R-- | XS4 ANSI electronic wire-free SVN escutcheon, Mifare / DESFire deadbolt privacy function, K lever, right handed, bright stainless steel finish, for use with 1 3/8" - 1 3/4" thick standard door | 1 |  | 1 Year | 699.65 | 0.15 | 594.7025
7296 | Salto | A9658K63IP38RA- | XS4 ANSI electronic AMOK wire-free SVN escutcheon, Mifare / DESFire deadbolt privacy function, K lever, right handed, bright stainless steel finish, for use with 1 3/8" - 1 3/4" thick standard door | 1 |  | 1 Year | 828.65 | 0.15 | 704.3525
7297 | Salto | A9658K63IP38RC- | XS4 ANSI electronic RF wireless ready SVN escutcheon, Mifare / DESFire deadbolt privacy function, K lever, right handed, bright stainless steel finish, for use with 1 3/8" - 1 3/4" thick standard door | 1 |  | 1 Year | 753.75 | 0.15 | 640.6875
7298 | Salto | A9658K63IP38RW- | XS4 ANSI electronic RF wireless SVN escutcheon, Mifare / DESFire deadbolt privacy function, K lever, right handed, bright stainless steel finish, for use with 1 3/8" - 1 3/4" thick standard door | 1 |  | 1 Year | 884.85 | 0.15 | 752.1225
7299 | Salto | A9658K63IP48L-- | XS4 ANSI electronic wire-free SVN escutcheon, Mifare / DESFire deadbolt privacy function, K lever, left handed, bright stainless steel finish, for use with 1 3/4" - 2 1/4" thick door | 1 |  | 1 Year | 699.65 | 0.15 | 594.7025
7300 | Salto | A9658K63IP48LA- | XS4 ANSI electronic AMOK wire-free SVN escutcheon, Mifare / DESFire deadbolt privacy function, K lever, left handed, bright stainless steel finish, for use with 1 3/4" - 2 1/4" thick door | 1 |  | 1 Year | 828.65 | 0.15 | 704.3525
7301 | Salto | A9658K63IP48LC- | XS4 ANSI electronic RF wireless ready SVN escutcheon, Mifare / DESFire deadbolt privacy function, K lever, left handed, bright stainless steel finish, for use with 1 3/4" - 2 1/4" thick door | 1 |  | 1 Year | 753.75 | 0.15 | 640.6875
7302 | Salto | A9658K63IP48LW- | XS4 ANSI electronic RF wireless SVN escutcheon, Mifare / DESFire deadbolt privacy function, K lever, left handed, bright stainless steel finish, for use with 1 3/4" - 2 1/4" thick door | 1 |  | 1 Year | 884.85 | 0.15 | 752.1225
7303 | Salto | A9658K63IP48R-- | XS4 ANSI electronic wire-free SVN escutcheon, Mifare / DESFire deadbolt privacy function, K lever, right handed, bright stainless steel finish, for use with 1 3/4" - 2 1/4" thick door | 1 |  | 1 Year | 699.65 | 0.15 | 594.7025
7304 | Salto | A9658K63IP48RA- | XS4 ANSI electronic AMOK wire-free SVN escutcheon, Mifare / DESFire deadbolt privacy function, K lever, right handed, bright stainless steel finish, for use with 1 3/4" - 2 1/4" thick door | 1 |  | 1 Year | 828.65 | 0.15 | 704.3525
7305 | Salto | A9658K63IP48RC- | XS4 ANSI electronic RF wireless ready SVN escutcheon, Mifare / DESFire deadbolt privacy function, K lever, right handed, bright stainless steel finish, for use with 1 3/4" - 2 1/4" thick door | 1 |  | 1 Year | 753.75 | 0.15 | 640.6875
7306 | Salto | A9658K63IP48RW- | XS4 ANSI electronic RF wireless SVN escutcheon, Mifare / DESFire deadbolt privacy function, K lever, right handed, bright stainless steel finish, for use with 1 3/4" - 2 1/4" thick door | 1 |  | 1 Year | 884.85 | 0.15 | 752.1225
7307 | Salto | A9658K63PP38L-- | XS4 ANSI electronic wire-free SVN escutcheon, Mifare / DESFire deadbolt privacy function, K lever, left handed, bright brass finish, for use with 1 3/8" - 1 3/4" thick standard door | 1 |  | 1 Year | 699.65 | 0.15 | 594.7025
7308 | Salto | A9658K63PP38LA- | XS4 ANSI electronic AMOK wire-free SVN escutcheon, Mifare / DESFire deadbolt privacy function, K lever, left handed, bright brass finish, for use with 1 3/8" - 1 3/4" thick standard door | 1 |  | 1 Year | 828.65 | 0.15 | 704.3525
7309 | Salto | A9658K63PP38LC- | XS4 ANSI electronic RF wireless ready SVN escutcheon, Mifare / DESFire deadbolt privacy function, K lever, left handed, bright brass finish, for use with 1 3/8" - 1 3/4" thick standard door | 1 |  | 1 Year | 753.75 | 0.15 | 640.6875
7310 | Salto | A9658K63PP38LW- | XS4 ANSI electronic RF wireless SVN escutcheon, Mifare / DESFire deadbolt privacy function, K lever, left handed, bright brass finish, for use with 1 3/8" - 1 3/4" thick standard door | 1 |  | 1 Year | 884.85 | 0.15 | 752.1225
7311 | Salto | A9658K63PP38R-- | XS4 ANSI electronic wire-free SVN escutcheon, Mifare / DESFire deadbolt privacy function, K lever, right handed, bright brass finish, for use with 1 3/8" - 1 3/4" thick standard door | 1 |  | 1 Year | 699.65 | 0.15 | 594.7025
7312 | Salto | A9658K63PP38RA- | XS4 ANSI electronic AMOK wire-free SVN escutcheon, Mifare / DESFire deadbolt privacy function, K lever, right handed, bright brass finish, for use with 1 3/8" - 1 3/4" thick standard door | 1 |  | 1 Year | 828.65 | 0.15 | 704.3525
7313 | Salto | A9658K63PP38RC- | XS4 ANSI electronic RF wireless ready SVN escutcheon, Mifare / DESFire deadbolt privacy function, K lever, right handed, bright brass finish, for use with 1 3/8" - 1 3/4" thick standard door | 1 |  | 1 Year | 753.75 | 0.15 | 640.6875
7314 | Salto | A9658K63PP38RW- | XS4 ANSI electronic RF wireless SVN escutcheon, Mifare / DESFire deadbolt privacy function, K lever, right handed, bright brass finish, for use with 1 3/8" - 1 3/4" thick standard door | 1 |  | 1 Year | 884.85 | 0.15 | 752.1225
7315 | Salto | A9658K63PP48L-- | XS4 ANSI electronic wire-free SVN escutcheon, Mifare / DESFire deadbolt privacy function, K lever, left handed, bright brass finish, for use with 1 3/4" - 2 1/4" thick door | 1 |  | 1 Year | 699.65 | 0.15 | 594.7025
7316 | Salto | A9658K63PP48LA- | XS4 ANSI electronic AMOK wire-free SVN escutcheon, Mifare / DESFire deadbolt privacy function, K lever, left handed, bright brass finish, for use with 1 3/4" - 2 1/4" thick door | 1 |  | 1 Year | 828.65 | 0.15 | 704.3525
7317 | Salto | A9658K63PP48LC- | XS4 ANSI electronic RF wireless ready SVN escutcheon, Mifare / DESFire deadbolt privacy function, K lever, left handed, bright brass finish, for use with 1 3/4" - 2 1/4" thick door | 1 |  | 1 Year | 753.75 | 0.15 | 640.6875
7318 | Salto | A9658K63PP48LW- | XS4 ANSI electronic RF wireless SVN escutcheon, Mifare / DESFire deadbolt privacy function, K lever, left handed, bright brass finish, for use with 1 3/4" - 2 1/4" thick door | 1 |  | 1 Year | 884.85 | 0.15 | 752.1225
7319 | Salto | A9658K63PP48R-- | XS4 ANSI electronic wire-free SVN escutcheon, Mifare / DESFire deadbolt privacy function, K lever, right handed, bright brass finish, for use with 1 3/4" - 2 1/4" thick door | 1 |  | 1 Year | 699.65 | 0.15 | 594.7025
7320 | Salto | A9658K63PP48RA- | XS4 ANSI electronic AMOK wire-free SVN escutcheon, Mifare / DESFire deadbolt privacy function, K lever, right handed, bright brass finish, for use with 1 3/4" - 2 1/4" thick door | 1 |  | 1 Year | 828.65 | 0.15 | 704.3525
7321 | Salto | A9658K63PP48RC- | XS4 ANSI electronic RF wireless ready SVN escutcheon, Mifare / DESFire deadbolt privacy function, K lever, right handed, bright brass finish, for use with 1 3/4" - 2 1/4" thick door | 1 |  | 1 Year | 753.75 | 0.15 | 640.6875
7322 | Salto | A9658K63PP48RW- | XS4 ANSI electronic RF wireless SVN escutcheon, Mifare / DESFire deadbolt privacy function, K lever, right handed, bright brass finish, for use with 1 3/4" - 2 1/4" thick door | 1 |  | 1 Year | 884.85 | 0.15 | 752.1225
7323 | Salto | A9658L61BC38--- | XS4 ANSI electronic wire-free SVN escutcheon, Mifare / DESFire deadbolt privacy function, L lever, unhanded, BioCote antimicrobial finish, for use with 1 3/8" - 1 3/4" thick standard door | 1 |  | 1 Year | 725.15 | 0.15 | 616.3775
7324 | Salto | A9658L61BC38-A- | XS4 ANSI electronic AMOK wire-free SVN escutcheon, Mifare / DESFire deadbolt privacy function, L lever, unhanded, BioCote antimicrobial finish, for use with 1 3/8" - 1 3/4" thick standard door | 1 |  | 1 Year | 854.15 | 0.15 | 726.0275
7325 | Salto | A9658L61BC38-C- | XS4 ANSI electronic RF wireless ready SVN escutcheon, Mifare / DESFire deadbolt privacy function, L lever, unhanded, BioCote antimicrobial finish, for use with 1 3/8" - 1 3/4" thick standard door | 1 |  | 1 Year | 779.25 | 0.15 | 662.3625
7326 | Salto | A9658L61BC38-W- | XS4 ANSI electronic RF wireless SVN escutcheon, Mifare / DESFire deadbolt privacy function, L lever, unhanded, BioCote antimicrobial finish, for use with 1 3/8" - 1 3/4" thick standard door | 1 |  | 1 Year | 910.35 | 0.15 | 773.7975
7327 | Salto | A9658L61BC48--- | XS4 ANSI electronic wire-free SVN escutcheon, Mifare / DESFire deadbolt privacy function, L lever, unhanded, BioCote antimicrobial finish, for use with 1 3/4" - 2 1/4" thick door | 1 |  | 1 Year | 725.15 | 0.15 | 616.3775
7328 | Salto | A9658L61BC48-A- | XS4 ANSI electronic AMOK wire-free SVN escutcheon, Mifare / DESFire deadbolt privacy function, L lever, unhanded, BioCote antimicrobial finish, for use with 1 3/4" - 2 1/4" thick door | 1 |  | 1 Year | 854.15 | 0.15 | 726.0275
7329 | Salto | A9658L61BC48-C- | XS4 ANSI electronic RF wireless ready SVN escutcheon, Mifare / DESFire deadbolt privacy function, L lever, unhanded, BioCote antimicrobial finish, for use with 1 3/4" - 2 1/4" thick door | 1 |  | 1 Year | 779.25 | 0.15 | 662.3625
7330 | Salto | A9658L61BC48-W- | XS4 ANSI electronic RF wireless SVN escutcheon, Mifare / DESFire deadbolt privacy function, L lever, unhanded, BioCote antimicrobial finish, for use with 1 3/4" - 2 1/4" thick door | 1 |  | 1 Year | 910.35 | 0.15 | 773.7975
7331 | Salto | A9658L61IA38--- | XS4 ANSI electronic wire-free SVN escutcheon, Mifare / DESFire deadbolt privacy function, L lever, unhanded, antique brass finish, for use with 1 3/8" - 1 3/4" thick standard door | 1 |  | 1 Year | 725.15 | 0.15 | 616.3775
7332 | Salto | A9658L61IA38-A- | XS4 ANSI electronic AMOK wire-free SVN escutcheon, Mifare / DESFire deadbolt privacy function, L lever, unhanded, antique brass finish, for use with 1 3/8" - 1 3/4" thick standard door | 1 |  | 1 Year | 854.15 | 0.15 | 726.0275
7333 | Salto | A9658L61IA38-C- | XS4 ANSI electronic RF wireless ready SVN escutcheon, Mifare / DESFire deadbolt privacy function, L lever, unhanded, antique brass finish, for use with 1 3/8" - 1 3/4" thick standard door | 1 |  | 1 Year | 779.25 | 0.15 | 662.3625
7334 | Salto | A9658L61IA38-W- | XS4 ANSI electronic RF wireless SVN escutcheon, Mifare / DESFire deadbolt privacy function, L lever, unhanded, antique brass finish, for use with 1 3/8" - 1 3/4" thick standard door | 1 |  | 1 Year | 910.35 | 0.15 | 773.7975
7335 | Salto | A9658L61IA48--- | XS4 ANSI electronic wire-free SVN escutcheon, Mifare / DESFire deadbolt privacy function, L lever, unhanded, antique brass finish, for use with 1 3/4" - 2 1/4" thick door | 1 |  | 1 Year | 725.15 | 0.15 | 616.3775
7336 | Salto | A9658L61IA48-A- | XS4 ANSI electronic AMOK wire-free SVN escutcheon, Mifare / DESFire deadbolt privacy function, L lever, unhanded, antique brass finish, for use with 1 3/4" - 2 1/4" thick door | 1 |  | 1 Year | 854.15 | 0.15 | 726.0275
7337 | Salto | A9658L61IA48-C- | XS4 ANSI electronic RF wireless ready SVN escutcheon, Mifare / DESFire deadbolt privacy function, L lever, unhanded, antique brass finish, for use with 1 3/4" - 2 1/4" thick door | 1 |  | 1 Year | 779.25 | 0.15 | 662.3625
7338 | Salto | A9658L61IA48-W- | XS4 ANSI electronic RF wireless SVN escutcheon, Mifare / DESFire deadbolt privacy function, L lever, unhanded, antique brass finish, for use with 1 3/4" - 2 1/4" thick door | 1 |  | 1 Year | 910.35 | 0.15 | 773.7975
7339 | Salto | A9658L61IM38--- | XS4 ANSI electronic wire-free SVN escutcheon, Mifare / DESFire deadbolt privacy function, L lever, unhanded, satin stainless finish, for use with 1 3/8" - 1 3/4" thick standard door | 1 |  | 1 Year | 673.15 | 0.15 | 572.1775
7340 | Salto | A9658L61IM38-A- | XS4 ANSI electronic AMOK wire-free SVN escutcheon, Mifare / DESFire deadbolt privacy function, L lever, unhanded, satin stainless finish, for use with 1 3/8" - 1 3/4" thick standard door | 1 |  | 1 Year | 802.15 | 0.15 | 681.8275
7341 | Salto | A9658L61IM38-C- | XS4 ANSI electronic RF wireless ready SVN escutcheon, Mifare / DESFire deadbolt privacy function, L lever, unhanded, satin stainless finish, for use with 1 3/8" - 1 3/4" thick standard door | 1 |  | 1 Year | 727.25 | 0.15 | 618.1625
7342 | Salto | A9658L61IM38-W- | XS4 ANSI electronic RF wireless SVN escutcheon, Mifare / DESFire deadbolt privacy function, L lever, unhanded, satin stainless finish, for use with 1 3/8" - 1 3/4" thick standard door | 1 |  | 1 Year | 858.35 | 0.15 | 729.5975
7343 | Salto | A9658L61IM48--- | XS4 ANSI electronic wire-free SVN escutcheon, Mifare / DESFire deadbolt privacy function, L lever, unhanded, satin stainless finish, for use with 1 3/4" - 2 1/4" thick door | 1 |  | 1 Year | 673.15 | 0.15 | 572.1775
7344 | Salto | A9658L61IM48-A- | XS4 ANSI electronic AMOK wire-free SVN escutcheon, Mifare / DESFire deadbolt privacy function, L lever, unhanded, satin stainless finish, for use with 1 3/4" - 2 1/4" thick door | 1 |  | 1 Year | 802.15 | 0.15 | 681.8275
7345 | Salto | A9658L61IM48-C- | XS4 ANSI electronic RF wireless ready SVN escutcheon, Mifare / DESFire deadbolt privacy function, L lever, unhanded, satin stainless finish, for use with 1 3/4" - 2 1/4" thick door | 1 |  | 1 Year | 727.25 | 0.15 | 618.1625
7346 | Salto | A9658L61IM48-W- | XS4 ANSI electronic RF wireless SVN escutcheon, Mifare / DESFire deadbolt privacy function, L lever, unhanded, satin stainless finish, for use with 1 3/4" - 2 1/4" thick door | 1 |  | 1 Year | 858.35 | 0.15 | 729.5975
7347 | Salto | A9658L61IP38--- | XS4 ANSI electronic wire-free SVN escutcheon, Mifare / DESFire deadbolt privacy function, L lever, unhanded, bright stainless steel finish, for use with 1 3/8" - 1 3/4" thick standard door | 1 |  | 1 Year | 689.45 | 0.15 | 586.0325
7348 | Salto | A9658L61IP38-A- | XS4 ANSI electronic AMOK wire-free SVN escutcheon, Mifare / DESFire deadbolt privacy function, L lever, unhanded, bright stainless steel finish, for use with 1 3/8" - 1 3/4" thick standard door | 1 |  | 1 Year | 818.45 | 0.15 | 695.6825
7349 | Salto | A9658L61IP38-C- | XS4 ANSI electronic RF wireless ready SVN escutcheon, Mifare / DESFire deadbolt privacy function, L lever, unhanded, bright stainless steel finish, for use with 1 3/8" - 1 3/4" thick standard door | 1 |  | 1 Year | 743.55 | 0.15 | 632.0175
7350 | Salto | A9658L61IP38-W- | XS4 ANSI electronic RF wireless SVN escutcheon, Mifare / DESFire deadbolt privacy function, L lever, unhanded, bright stainless steel finish, for use with 1 3/8" - 1 3/4" thick standard door | 1 |  | 1 Year | 874.65 | 0.15 | 743.4525
7351 | Salto | A9658L61IP48--- | XS4 ANSI electronic wire-free SVN escutcheon, Mifare / DESFire deadbolt privacy function, L lever, unhanded, bright stainless steel finish, for use with 1 3/4" - 2 1/4" thick door | 1 |  | 1 Year | 689.45 | 0.15 | 586.0325
7352 | Salto | A9658L61IP48-A- | XS4 ANSI electronic AMOK wire-free SVN escutcheon, Mifare / DESFire deadbolt privacy function, L lever, unhanded, bright stainless steel finish, for use with 1 3/4" - 2 1/4" thick door | 1 |  | 1 Year | 818.45 | 0.15 | 695.6825
7353 | Salto | A9658L61IP48-C- | XS4 ANSI electronic RF wireless ready SVN escutcheon, Mifare / DESFire deadbolt privacy function, L lever, unhanded, bright stainless steel finish, for use with 1 3/4" - 2 1/4" thick door | 1 |  | 1 Year | 743.55 | 0.15 | 632.0175
7354 | Salto | A9658L61IP48-W- | XS4 ANSI electronic RF wireless SVN escutcheon, Mifare / DESFire deadbolt privacy function, L lever, unhanded, bright stainless steel finish, for use with 1 3/4" - 2 1/4" thick door | 1 |  | 1 Year | 874.65 | 0.15 | 743.4525
7355 | Salto | A9658L61NE38--- | XS4 ANSI electronic wire-free SVN escutcheon, Mifare / DESFire deadbolt privacy function, L lever, unhanded, black chromium finish, for use with 1 3/8" - 1 3/4" thick standard door | 1 |  | 1 Year | 707.85 | 0.15 | 601.6725
7356 | Salto | A9658L61NE38-A- | XS4 ANSI electronic AMOK wire-free SVN escutcheon, Mifare / DESFire deadbolt privacy function, L lever, unhanded, black chromium finish, for use with 1 3/8" - 1 3/4" thick standard door | 1 |  | 1 Year | 836.85 | 0.15 | 711.3225
7357 | Salto | A9658L61NE38-C- | XS4 ANSI electronic RF wireless ready SVN escutcheon, Mifare / DESFire deadbolt privacy function, L lever, unhanded, black chromium finish, for use with 1 3/8" - 1 3/4" thick standard door | 1 |  | 1 Year | 761.95 | 0.15 | 647.6575
7358 | Salto | A9658L61NE38-W- | XS4 ANSI electronic RF wireless SVN escutcheon, Mifare / DESFire deadbolt privacy function, L lever, unhanded, black chromium finish, for use with 1 3/8" - 1 3/4" thick standard door | 1 |  | 1 Year | 893.05 | 0.15 | 759.0925
7359 | Salto | A9658L61NE48--- | XS4 ANSI electronic wire-free SVN escutcheon, Mifare / DESFire deadbolt privacy function, L lever, unhanded, black chromium finish, for use with 1 3/4" - 2 1/4" thick door | 1 |  | 1 Year | 707.85 | 0.15 | 601.6725
7360 | Salto | A9658L61NE48-A- | XS4 ANSI electronic AMOK wire-free SVN escutcheon, Mifare / DESFire deadbolt privacy function, L lever, unhanded, black chromium finish, for use with 1 3/4" - 2 1/4" thick door | 1 |  | 1 Year | 836.85 | 0.15 | 711.3225
7361 | Salto | A9658L61NE48-C- | XS4 ANSI electronic RF wireless ready SVN escutcheon, Mifare / DESFire deadbolt privacy function, L lever, unhanded, black chromium finish, for use with 1 3/4" - 2 1/4" thick door | 1 |  | 1 Year | 761.95 | 0.15 | 647.6575
7362 | Salto | A9658L61NE48-W- | XS4 ANSI electronic RF wireless SVN escutcheon, Mifare / DESFire deadbolt privacy function, L lever, unhanded, black chromium finish, for use with 1 3/4" - 2 1/4" thick door | 1 |  | 1 Year | 893.05 | 0.15 | 759.0925
7363 | Salto | A9658L61PM38--- | XS4 ANSI electronic wire-free SVN escutcheon, Mifare / DESFire deadbolt privacy function, L lever, unhanded, satin brass finish, for use with 1 3/8" - 1 3/4" thick standard door | 1 |  | 1 Year | 673.15 | 0.15 | 572.1775
7364 | Salto | A9658L61PM38-A- | XS4 ANSI electronic AMOK wire-free SVN escutcheon, Mifare / DESFire deadbolt privacy function, L lever, unhanded, satin brass finish, for use with 1 3/8" - 1 3/4" thick standard door | 1 |  | 1 Year | 802.15 | 0.15 | 681.8275
7365 | Salto | A9658L61PM38-C- | XS4 ANSI electronic RF wireless ready SVN escutcheon, Mifare / DESFire deadbolt privacy function, L lever, unhanded, satin brass finish, for use with 1 3/8" - 1 3/4" thick standard door | 1 |  | 1 Year | 727.25 | 0.15 | 618.1625
7366 | Salto | A9658L61PM38-W- | XS4 ANSI electronic RF wireless SVN escutcheon, Mifare / DESFire deadbolt privacy function, L lever, unhanded, satin brass finish, for use with 1 3/8" - 1 3/4" thick standard door | 1 |  | 1 Year | 858.35 | 0.15 | 729.5975
7367 | Salto | A9658L61PM48--- | XS4 ANSI electronic wire-free SVN escutcheon, Mifare / DESFire deadbolt privacy function, L lever, unhanded, satin brass finish, for use with 1 3/4" - 2 1/4" thick door | 1 |  | 1 Year | 673.15 | 0.15 | 572.1775
7368 | Salto | A9658L61PM48-A- | XS4 ANSI electronic AMOK wire-free SVN escutcheon, Mifare / DESFire deadbolt privacy function, L lever, unhanded, satin brass finish, for use with 1 3/4" - 2 1/4" thick door | 1 |  | 1 Year | 802.15 | 0.15 | 681.8275
7369 | Salto | A9658L61PM48-C- | XS4 ANSI electronic RF wireless ready SVN escutcheon, Mifare / DESFire deadbolt privacy function, L lever, unhanded, satin brass finish, for use with 1 3/4" - 2 1/4" thick door | 1 |  | 1 Year | 727.25 | 0.15 | 618.1625
7370 | Salto | A9658L61PM48-W- | XS4 ANSI electronic RF wireless SVN escutcheon, Mifare / DESFire deadbolt privacy function, L lever, unhanded, satin brass finish, for use with 1 3/4" - 2 1/4" thick door | 1 |  | 1 Year | 858.35 | 0.15 | 729.5975
7371 | Salto | A9658L61PP38--- | XS4 ANSI electronic wire-free SVN escutcheon, Mifare / DESFire deadbolt privacy function, L lever, unhanded, bright brass finish, for use with 1 3/8" - 1 3/4" thick standard door | 1 |  | 1 Year | 689.45 | 0.15 | 586.0325
7372 | Salto | A9658L61PP38-A- | XS4 ANSI electronic AMOK wire-free SVN escutcheon, Mifare / DESFire deadbolt privacy function, L lever, unhanded, bright brass finish, for use with 1 3/8" - 1 3/4" thick standard door | 1 |  | 1 Year | 818.45 | 0.15 | 695.6825
7373 | Salto | A9658L61PP38-C- | XS4 ANSI electronic RF wireless ready SVN escutcheon, Mifare / DESFire deadbolt privacy function, L lever, unhanded, bright brass finish, for use with 1 3/8" - 1 3/4" thick standard door | 1 |  | 1 Year | 743.55 | 0.15 | 632.0175
7374 | Salto | A9658L61PP38-W- | XS4 ANSI electronic RF wireless SVN escutcheon, Mifare / DESFire deadbolt privacy function, L lever, unhanded, bright brass finish, for use with 1 3/8" - 1 3/4" thick standard door | 1 |  | 1 Year | 874.65 | 0.15 | 743.4525
7375 | Salto | A9658L61PP48--- | XS4 ANSI electronic wire-free SVN escutcheon, Mifare / DESFire deadbolt privacy function, L lever, unhanded, bright brass finish, for use with 1 3/4" - 2 1/4" thick door | 1 |  | 1 Year | 689.45 | 0.15 | 586.0325
7376 | Salto | A9658L61PP48-A- | XS4 ANSI electronic AMOK wire-free SVN escutcheon, Mifare / DESFire deadbolt privacy function, L lever, unhanded, bright brass finish, for use with 1 3/4" - 2 1/4" thick door | 1 |  | 1 Year | 818.45 | 0.15 | 695.6825
7377 | Salto | A9658L61PP48-C- | XS4 ANSI electronic RF wireless ready SVN escutcheon, Mifare / DESFire deadbolt privacy function, L lever, unhanded, bright brass finish, for use with 1 3/4" - 2 1/4" thick door | 1 |  | 1 Year | 743.55 | 0.15 | 632.0175
7378 | Salto | A9658L61PP48-W- | XS4 ANSI electronic RF wireless SVN escutcheon, Mifare / DESFire deadbolt privacy function, L lever, unhanded, bright brass finish, for use with 1 3/4" - 2 1/4" thick door | 1 |  | 1 Year | 874.65 | 0.15 | 743.4525
7379 | Salto | A9658L62BC38--- | XS4 ANSI electronic wire-free SVN escutcheon, Mifare / DESFire deadbolt privacy function, L lever, unhanded, BioCote antimicrobial finish, for use with 1 3/8" - 1 3/4" thick standard door | 1 |  | 1 Year | 725.15 | 0.15 | 616.3775
7380 | Salto | A9658L62BC38-A- | XS4 ANSI electronic AMOK wire-free SVN escutcheon, Mifare / DESFire deadbolt privacy function, L lever, unhanded, BioCote antimicrobial finish, for use with 1 3/8" - 1 3/4" thick standard door | 1 |  | 1 Year | 854.15 | 0.15 | 726.0275
7381 | Salto | A9658L62BC38-C- | XS4 ANSI electronic RF wireless ready SVN escutcheon, Mifare / DESFire deadbolt privacy function, L lever, unhanded, BioCote antimicrobial finish, for use with 1 3/8" - 1 3/4" thick standard door | 1 |  | 1 Year | 779.25 | 0.15 | 662.3625
7382 | Salto | A9658L62BC38-W- | XS4 ANSI electronic RF wireless SVN escutcheon, Mifare / DESFire deadbolt privacy function, L lever, unhanded, BioCote antimicrobial finish, for use with 1 3/8" - 1 3/4" thick standard door | 1 |  | 1 Year | 910.35 | 0.15 | 773.7975
7383 | Salto | A9658L62BC48--- | XS4 ANSI electronic wire-free SVN escutcheon, Mifare / DESFire deadbolt privacy function, L lever, unhanded, BioCote antimicrobial finish, for use with 1 3/4" - 2 1/4" thick door | 1 |  | 1 Year | 725.15 | 0.15 | 616.3775
7384 | Salto | A9658L62BC48-A- | XS4 ANSI electronic AMOK wire-free SVN escutcheon, Mifare / DESFire deadbolt privacy function, L lever, unhanded, BioCote antimicrobial finish, for use with 1 3/4" - 2 1/4" thick door | 1 |  | 1 Year | 854.15 | 0.15 | 726.0275
7385 | Salto | A9658L62BC48-C- | XS4 ANSI electronic RF wireless ready SVN escutcheon, Mifare / DESFire deadbolt privacy function, L lever, unhanded, BioCote antimicrobial finish, for use with 1 3/4" - 2 1/4" thick door | 1 |  | 1 Year | 779.25 | 0.15 | 662.3625
7386 | Salto | A9658L62BC48-W- | XS4 ANSI electronic RF wireless SVN escutcheon, Mifare / DESFire deadbolt privacy function, L lever, unhanded, BioCote antimicrobial finish, for use with 1 3/4" - 2 1/4" thick door | 1 |  | 1 Year | 910.35 | 0.15 | 773.7975
7387 | Salto | A9658L62IA38--- | XS4 ANSI electronic wire-free SVN escutcheon, Mifare / DESFire deadbolt privacy function, L lever, unhanded, antique brass finish, for use with 1 3/8" - 1 3/4" thick standard door | 1 |  | 1 Year | 725.15 | 0.15 | 616.3775
7388 | Salto | A9658L62IA38-A- | XS4 ANSI electronic AMOK wire-free SVN escutcheon, Mifare / DESFire deadbolt privacy function, L lever, unhanded, antique brass finish, for use with 1 3/8" - 1 3/4" thick standard door | 1 |  | 1 Year | 854.15 | 0.15 | 726.0275
7389 | Salto | A9658L62IA38-C- | XS4 ANSI electronic RF wireless ready SVN escutcheon, Mifare / DESFire deadbolt privacy function, L lever, unhanded, antique brass finish, for use with 1 3/8" - 1 3/4" thick standard door | 1 |  | 1 Year | 779.25 | 0.15 | 662.3625
7390 | Salto | A9658L62IA38-W- | XS4 ANSI electronic RF wireless SVN escutcheon, Mifare / DESFire deadbolt privacy function, L lever, unhanded, antique brass finish, for use with 1 3/8" - 1 3/4" thick standard door | 1 |  | 1 Year | 910.35 | 0.15 | 773.7975
7391 | Salto | A9658L62IA48--- | XS4 ANSI electronic wire-free SVN escutcheon, Mifare / DESFire deadbolt privacy function, L lever, unhanded, antique brass finish, for use with 1 3/4" - 2 1/4" thick door | 1 |  | 1 Year | 725.15 | 0.15 | 616.3775
7392 | Salto | A9658L62IA48-A- | XS4 ANSI electronic AMOK wire-free SVN escutcheon, Mifare / DESFire deadbolt privacy function, L lever, unhanded, antique brass finish, for use with 1 3/4" - 2 1/4" thick door | 1 |  | 1 Year | 854.15 | 0.15 | 726.0275
7393 | Salto | A9658L62IA48-C- | XS4 ANSI electronic RF wireless ready SVN escutcheon, Mifare / DESFire deadbolt privacy function, L lever, unhanded, antique brass finish, for use with 1 3/4" - 2 1/4" thick door | 1 |  | 1 Year | 779.25 | 0.15 | 662.3625
7394 | Salto | A9658L62IA48-W- | XS4 ANSI electronic RF wireless SVN escutcheon, Mifare / DESFire deadbolt privacy function, L lever, unhanded, antique brass finish, for use with 1 3/4" - 2 1/4" thick door | 1 |  | 1 Year | 910.35 | 0.15 | 773.7975
7395 | Salto | A9658L62IM38--- | XS4 ANSI electronic wire-free SVN escutcheon, Mifare / DESFire deadbolt privacy function, L lever, unhanded, satin stainless finish, for use with 1 3/8" - 1 3/4" thick standard door | 1 |  | 1 Year | 673.15 | 0.15 | 572.1775
7396 | Salto | A9658L62IM38-A- | XS4 ANSI electronic AMOK wire-free SVN escutcheon, Mifare / DESFire deadbolt privacy function, L lever, unhanded, satin stainless finish, for use with 1 3/8" - 1 3/4" thick standard door | 1 |  | 1 Year | 802.15 | 0.15 | 681.8275
7397 | Salto | A9658L62IM38-C- | XS4 ANSI electronic RF wireless ready SVN escutcheon, Mifare / DESFire deadbolt privacy function, L lever, unhanded, satin stainless finish, for use with 1 3/8" - 1 3/4" thick standard door | 1 |  | 1 Year | 727.25 | 0.15 | 618.1625
7398 | Salto | A9658L62IM38-W- | XS4 ANSI electronic RF wireless SVN escutcheon, Mifare / DESFire deadbolt privacy function, L lever, unhanded, satin stainless finish, for use with 1 3/8" - 1 3/4" thick standard door | 1 |  | 1 Year | 858.35 | 0.15 | 729.5975
7399 | Salto | A9658L62IM48--- | XS4 ANSI electronic wire-free SVN escutcheon, Mifare / DESFire deadbolt privacy function, L lever, unhanded, satin stainless finish, for use with 1 3/4" - 2 1/4" thick door | 1 |  | 1 Year | 673.15 | 0.15 | 572.1775
7400 | Salto | A9658L62IM48-A- | XS4 ANSI electronic AMOK wire-free SVN escutcheon, Mifare / DESFire deadbolt privacy function, L lever, unhanded, satin stainless finish, for use with 1 3/4" - 2 1/4" thick door | 1 |  | 1 Year | 802.15 | 0.15 | 681.8275
7401 | Salto | A9658L62IM48-C- | XS4 ANSI electronic RF wireless ready SVN escutcheon, Mifare / DESFire deadbolt privacy function, L lever, unhanded, satin stainless finish, for use with 1 3/4" - 2 1/4" thick door | 1 |  | 1 Year | 727.25 | 0.15 | 618.1625
7402 | Salto | A9658L62IM48-W- | XS4 ANSI electronic RF wireless SVN escutcheon, Mifare / DESFire deadbolt privacy function, L lever, unhanded, satin stainless finish, for use with 1 3/4" - 2 1/4" thick door | 1 |  | 1 Year | 858.35 | 0.15 | 729.5975
7403 | Salto | A9658L62IP38--- | XS4 ANSI electronic wire-free SVN escutcheon, Mifare / DESFire deadbolt privacy function, L lever, unhanded, bright stainless steel finish, for use with 1 3/8" - 1 3/4" thick standard door | 1 |  | 1 Year | 689.45 | 0.15 | 586.0325
7404 | Salto | A9658L62IP38-A- | XS4 ANSI electronic AMOK wire-free SVN escutcheon, Mifare / DESFire deadbolt privacy function, L lever, unhanded, bright stainless steel finish, for use with 1 3/8" - 1 3/4" thick standard door | 1 |  | 1 Year | 818.45 | 0.15 | 695.6825
7405 | Salto | A9658L62IP38-C- | XS4 ANSI electronic RF wireless ready SVN escutcheon, Mifare / DESFire deadbolt privacy function, L lever, unhanded, bright stainless steel finish, for use with 1 3/8" - 1 3/4" thick standard door | 1 |  | 1 Year | 743.55 | 0.15 | 632.0175
7406 | Salto | A9658L62IP38-W- | XS4 ANSI electronic RF wireless SVN escutcheon, Mifare / DESFire deadbolt privacy function, L lever, unhanded, bright stainless steel finish, for use with 1 3/8" - 1 3/4" thick standard door | 1 |  | 1 Year | 874.65 | 0.15 | 743.4525
7407 | Salto | A9658L62IP48--- | XS4 ANSI electronic wire-free SVN escutcheon, Mifare / DESFire deadbolt privacy function, L lever, unhanded, bright stainless steel finish, for use with 1 3/4" - 2 1/4" thick door | 1 |  | 1 Year | 689.45 | 0.15 | 586.0325
7408 | Salto | A9658L62IP48-A- | XS4 ANSI electronic AMOK wire-free SVN escutcheon, Mifare / DESFire deadbolt privacy function, L lever, unhanded, bright stainless steel finish, for use with 1 3/4" - 2 1/4" thick door | 1 |  | 1 Year | 818.45 | 0.15 | 695.6825
7409 | Salto | A9658L62IP48-C- | XS4 ANSI electronic RF wireless ready SVN escutcheon, Mifare / DESFire deadbolt privacy function, L lever, unhanded, bright stainless steel finish, for use with 1 3/4" - 2 1/4" thick door | 1 |  | 1 Year | 743.55 | 0.15 | 632.0175
7410 | Salto | A9658L62IP48-W- | XS4 ANSI electronic RF wireless SVN escutcheon, Mifare / DESFire deadbolt privacy function, L lever, unhanded, bright stainless steel finish, for use with 1 3/4" - 2 1/4" thick door | 1 |  | 1 Year | 874.65 | 0.15 | 743.4525
7411 | Salto | A9658L62NE38--- | XS4 ANSI electronic wire-free SVN escutcheon, Mifare / DESFire deadbolt privacy function, L lever, unhanded, black chromium finish, for use with 1 3/8" - 1 3/4" thick standard door | 1 |  | 1 Year | 707.85 | 0.15 | 601.6725
7412 | Salto | A9658L62NE38-A- | XS4 ANSI electronic AMOK wire-free SVN escutcheon, Mifare / DESFire deadbolt privacy function, L lever, unhanded, black chromium finish, for use with 1 3/8" - 1 3/4" thick standard door | 1 |  | 1 Year | 836.85 | 0.15 | 711.3225
7413 | Salto | A9658L62NE38-C- | XS4 ANSI electronic RF wireless ready SVN escutcheon, Mifare / DESFire deadbolt privacy function, L lever, unhanded, black chromium finish, for use with 1 3/8" - 1 3/4" thick standard door | 1 |  | 1 Year | 761.95 | 0.15 | 647.6575
7414 | Salto | A9658L62NE38-W- | XS4 ANSI electronic RF wireless SVN escutcheon, Mifare / DESFire deadbolt privacy function, L lever, unhanded, black chromium finish, for use with 1 3/8" - 1 3/4" thick standard door | 1 |  | 1 Year | 893.05 | 0.15 | 759.0925
7415 | Salto | A9658L62NE48--- | XS4 ANSI electronic wire-free SVN escutcheon, Mifare / DESFire deadbolt privacy function, L lever, unhanded, black chromium finish, for use with 1 3/4" - 2 1/4" thick door | 1 |  | 1 Year | 707.85 | 0.15 | 601.6725
7416 | Salto | A9658L62NE48-A- | XS4 ANSI electronic AMOK wire-free SVN escutcheon, Mifare / DESFire deadbolt privacy function, L lever, unhanded, black chromium finish, for use with 1 3/4" - 2 1/4" thick door | 1 |  | 1 Year | 836.85 | 0.15 | 711.3225
7417 | Salto | A9658L62NE48-C- | XS4 ANSI electronic RF wireless ready SVN escutcheon, Mifare / DESFire deadbolt privacy function, L lever, unhanded, black chromium finish, for use with 1 3/4" - 2 1/4" thick door | 1 |  | 1 Year | 761.95 | 0.15 | 647.6575
7418 | Salto | A9658L62NE48-W- | XS4 ANSI electronic RF wireless SVN escutcheon, Mifare / DESFire deadbolt privacy function, L lever, unhanded, black chromium finish, for use with 1 3/4" - 2 1/4" thick door | 1 |  | 1 Year | 893.05 | 0.15 | 759.0925
7419 | Salto | A9658L62PM38--- | XS4 ANSI electronic wire-free SVN escutcheon, Mifare / DESFire deadbolt privacy function, L lever, unhanded, satin brass finish, for use with 1 3/8" - 1 3/4" thick standard door | 1 |  | 1 Year | 673.15 | 0.15 | 572.1775
7420 | Salto | A9658L62PM38-A- | XS4 ANSI electronic AMOK wire-free SVN escutcheon, Mifare / DESFire deadbolt privacy function, L lever, unhanded, satin brass finish, for use with 1 3/8" - 1 3/4" thick standard door | 1 |  | 1 Year | 802.15 | 0.15 | 681.8275
7421 | Salto | A9658L62PM38-C- | XS4 ANSI electronic RF wireless ready SVN escutcheon, Mifare / DESFire deadbolt privacy function, L lever, unhanded, satin brass finish, for use with 1 3/8" - 1 3/4" thick standard door | 1 |  | 1 Year | 727.25 | 0.15 | 618.1625
7422 | Salto | A9658L62PM38-W- | XS4 ANSI electronic RF wireless SVN escutcheon, Mifare / DESFire deadbolt privacy function, L lever, unhanded, satin brass finish, for use with 1 3/8" - 1 3/4" thick standard door | 1 |  | 1 Year | 858.35 | 0.15 | 729.5975
7423 | Salto | A9658L62PM48--- | XS4 ANSI electronic wire-free SVN escutcheon, Mifare / DESFire deadbolt privacy function, L lever, unhanded, satin brass finish, for use with 1 3/4" - 2 1/4" thick door | 1 |  | 1 Year | 673.15 | 0.15 | 572.1775
7424 | Salto | A9658L62PM48-A- | XS4 ANSI electronic AMOK wire-free SVN escutcheon, Mifare / DESFire deadbolt privacy function, L lever, unhanded, satin brass finish, for use with 1 3/4" - 2 1/4" thick door | 1 |  | 1 Year | 802.15 | 0.15 | 681.8275
7425 | Salto | A9658L62PM48-C- | XS4 ANSI electronic RF wireless ready SVN escutcheon, Mifare / DESFire deadbolt privacy function, L lever, unhanded, satin brass finish, for use with 1 3/4" - 2 1/4" thick door | 1 |  | 1 Year | 727.25 | 0.15 | 618.1625
7426 | Salto | A9658L62PM48-W- | XS4 ANSI electronic RF wireless SVN escutcheon, Mifare / DESFire deadbolt privacy function, L lever, unhanded, satin brass finish, for use with 1 3/4" - 2 1/4" thick door | 1 |  | 1 Year | 858.35 | 0.15 | 729.5975
7427 | Salto | A9658L62PP38--- | XS4 ANSI electronic wire-free SVN escutcheon, Mifare / DESFire deadbolt privacy function, L lever, unhanded, bright brass finish, for use with 1 3/8" - 1 3/4" thick standard door | 1 |  | 1 Year | 689.45 | 0.15 | 586.0325
7428 | Salto | A9658L62PP38-A- | XS4 ANSI electronic AMOK wire-free SVN escutcheon, Mifare / DESFire deadbolt privacy function, L lever, unhanded, bright brass finish, for use with 1 3/8" - 1 3/4" thick standard door | 1 |  | 1 Year | 818.45 | 0.15 | 695.6825
7429 | Salto | A9658L62PP38-C- | XS4 ANSI electronic RF wireless ready SVN escutcheon, Mifare / DESFire deadbolt privacy function, L lever, unhanded, bright brass finish, for use with 1 3/8" - 1 3/4" thick standard door | 1 |  | 1 Year | 743.55 | 0.15 | 632.0175
7430 | Salto | A9658L62PP38-W- | XS4 ANSI electronic RF wireless SVN escutcheon, Mifare / DESFire deadbolt privacy function, L lever, unhanded, bright brass finish, for use with 1 3/8" - 1 3/4" thick standard door | 1 |  | 1 Year | 874.65 | 0.15 | 743.4525
7431 | Salto | A9658L62PP48--- | XS4 ANSI electronic wire-free SVN escutcheon, Mifare / DESFire deadbolt privacy function, L lever, unhanded, bright brass finish, for use with 1 3/4" - 2 1/4" thick door | 1 |  | 1 Year | 689.45 | 0.15 | 586.0325
7432 | Salto | A9658L62PP48-A- | XS4 ANSI electronic AMOK wire-free SVN escutcheon, Mifare / DESFire deadbolt privacy function, L lever, unhanded, bright brass finish, for use with 1 3/4" - 2 1/4" thick door | 1 |  | 1 Year | 818.45 | 0.15 | 695.6825
7433 | Salto | A9658L62PP48-C- | XS4 ANSI electronic RF wireless ready SVN escutcheon, Mifare / DESFire deadbolt privacy function, L lever, unhanded, bright brass finish, for use with 1 3/4" - 2 1/4" thick door | 1 |  | 1 Year | 743.55 | 0.15 | 632.0175
7434 | Salto | A9658L62PP48-W- | XS4 ANSI electronic RF wireless SVN escutcheon, Mifare / DESFire deadbolt privacy function, L lever, unhanded, bright brass finish, for use with 1 3/4" - 2 1/4" thick door | 1 |  | 1 Year | 874.65 | 0.15 | 743.4525
7435 | Salto | A9658L63BC38--- | XS4 ANSI electronic wire-free SVN escutcheon, Mifare / DESFire deadbolt privacy function, L lever, unhanded, BioCote antimicrobial finish, for use with 1 3/8" - 1 3/4" thick standard door | 1 |  | 1 Year | 725.15 | 0.15 | 616.3775
7436 | Salto | A9658L63BC38-A- | XS4 ANSI electronic AMOK wire-free SVN escutcheon, Mifare / DESFire deadbolt privacy function, L lever, unhanded, BioCote antimicrobial finish, for use with 1 3/8" - 1 3/4" thick standard door | 1 |  | 1 Year | 854.15 | 0.15 | 726.0275
7437 | Salto | A9658L63BC38-C- | XS4 ANSI electronic RF wireless ready SVN escutcheon, Mifare / DESFire deadbolt privacy function, L lever, unhanded, BioCote antimicrobial finish, for use with 1 3/8" - 1 3/4" thick standard door | 1 |  | 1 Year | 779.25 | 0.15 | 662.3625
7438 | Salto | A9658L63BC38-W- | XS4 ANSI electronic RF wireless SVN escutcheon, Mifare / DESFire deadbolt privacy function, L lever, unhanded, BioCote antimicrobial finish, for use with 1 3/8" - 1 3/4" thick standard door | 1 |  | 1 Year | 910.35 | 0.15 | 773.7975
7439 | Salto | A9658L63BC48--- | XS4 ANSI electronic wire-free SVN escutcheon, Mifare / DESFire deadbolt privacy function, L lever, unhanded, BioCote antimicrobial finish, for use with 1 3/4" - 2 1/4" thick door | 1 |  | 1 Year | 725.15 | 0.15 | 616.3775
7440 | Salto | A9658L63BC48-A- | XS4 ANSI electronic AMOK wire-free SVN escutcheon, Mifare / DESFire deadbolt privacy function, L lever, unhanded, BioCote antimicrobial finish, for use with 1 3/4" - 2 1/4" thick door | 1 |  | 1 Year | 854.15 | 0.15 | 726.0275
7441 | Salto | A9658L63BC48-C- | XS4 ANSI electronic RF wireless ready SVN escutcheon, Mifare / DESFire deadbolt privacy function, L lever, unhanded, BioCote antimicrobial finish, for use with 1 3/4" - 2 1/4" thick door | 1 |  | 1 Year | 779.25 | 0.15 | 662.3625
7442 | Salto | A9658L63BC48-W- | XS4 ANSI electronic RF wireless SVN escutcheon, Mifare / DESFire deadbolt privacy function, L lever, unhanded, BioCote antimicrobial finish, for use with 1 3/4" - 2 1/4" thick door | 1 |  | 1 Year | 910.35 | 0.15 | 773.7975
7443 | Salto | A9658L63IA38--- | XS4 ANSI electronic wire-free SVN escutcheon, Mifare / DESFire deadbolt privacy function, L lever, unhanded, antique brass finish, for use with 1 3/8" - 1 3/4" thick standard door | 1 |  | 1 Year | 725.15 | 0.15 | 616.3775
7444 | Salto | A9658L63IA38-A- | XS4 ANSI electronic AMOK wire-free SVN escutcheon, Mifare / DESFire deadbolt privacy function, L lever, unhanded, antique brass finish, for use with 1 3/8" - 1 3/4" thick standard door | 1 |  | 1 Year | 854.15 | 0.15 | 726.0275
7445 | Salto | A9658L63IA38-C- | XS4 ANSI electronic RF wireless ready SVN escutcheon, Mifare / DESFire deadbolt privacy function, L lever, unhanded, antique brass finish, for use with 1 3/8" - 1 3/4" thick standard door | 1 |  | 1 Year | 779.25 | 0.15 | 662.3625
7446 | Salto | A9658L63IA38-W- | XS4 ANSI electronic RF wireless SVN escutcheon, Mifare / DESFire deadbolt privacy function, L lever, unhanded, antique brass finish, for use with 1 3/8" - 1 3/4" thick standard door | 1 |  | 1 Year | 910.35 | 0.15 | 773.7975
7447 | Salto | A9658L63IA48--- | XS4 ANSI electronic wire-free SVN escutcheon, Mifare / DESFire deadbolt privacy function, L lever, unhanded, antique brass finish, for use with 1 3/4" - 2 1/4" thick door | 1 |  | 1 Year | 725.15 | 0.15 | 616.3775
7448 | Salto | A9658L63IA48-A- | XS4 ANSI electronic AMOK wire-free SVN escutcheon, Mifare / DESFire deadbolt privacy function, L lever, unhanded, antique brass finish, for use with 1 3/4" - 2 1/4" thick door | 1 |  | 1 Year | 854.15 | 0.15 | 726.0275
7449 | Salto | A9658L63IA48-C- | XS4 ANSI electronic RF wireless ready SVN escutcheon, Mifare / DESFire deadbolt privacy function, L lever, unhanded, antique brass finish, for use with 1 3/4" - 2 1/4" thick door | 1 |  | 1 Year | 779.25 | 0.15 | 662.3625
7450 | Salto | A9658L63IA48-W- | XS4 ANSI electronic RF wireless SVN escutcheon, Mifare / DESFire deadbolt privacy function, L lever, unhanded, antique brass finish, for use with 1 3/4" - 2 1/4" thick door | 1 |  | 1 Year | 910.35 | 0.15 | 773.7975
7451 | Salto | A9658L63IM38--- | XS4 ANSI electronic wire-free SVN escutcheon, Mifare / DESFire deadbolt privacy function, L lever, unhanded, satin stainless finish, for use with 1 3/8" - 1 3/4" thick standard door | 1 |  | 1 Year | 673.15 | 0.15 | 572.1775
7452 | Salto | A9658L63IM38-A- | XS4 ANSI electronic AMOK wire-free SVN escutcheon, Mifare / DESFire deadbolt privacy function, L lever, unhanded, satin stainless finish, for use with 1 3/8" - 1 3/4" thick standard door | 1 |  | 1 Year | 802.15 | 0.15 | 681.8275
7453 | Salto | A9658L63IM38-C- | XS4 ANSI electronic RF wireless ready SVN escutcheon, Mifare / DESFire deadbolt privacy function, L lever, unhanded, satin stainless finish, for use with 1 3/8" - 1 3/4" thick standard door | 1 |  | 1 Year | 727.25 | 0.15 | 618.1625
7454 | Salto | A9658L63IM38-W- | XS4 ANSI electronic RF wireless SVN escutcheon, Mifare / DESFire deadbolt privacy function, L lever, unhanded, satin stainless finish, for use with 1 3/8" - 1 3/4" thick standard door | 1 |  | 1 Year | 858.35 | 0.15 | 729.5975
7455 | Salto | A9658L63IM48--- | XS4 ANSI electronic wire-free SVN escutcheon, Mifare / DESFire deadbolt privacy function, L lever, unhanded, satin stainless finish, for use with 1 3/4" - 2 1/4" thick door | 1 |  | 1 Year | 673.15 | 0.15 | 572.1775
7456 | Salto | A9658L63IM48-A- | XS4 ANSI electronic AMOK wire-free SVN escutcheon, Mifare / DESFire deadbolt privacy function, L lever, unhanded, satin stainless finish, for use with 1 3/4" - 2 1/4" thick door | 1 |  | 1 Year | 802.15 | 0.15 | 681.8275
7457 | Salto | A9658L63IM48-C- | XS4 ANSI electronic RF wireless ready SVN escutcheon, Mifare / DESFire deadbolt privacy function, L lever, unhanded, satin stainless finish, for use with 1 3/4" - 2 1/4" thick door | 1 |  | 1 Year | 727.25 | 0.15 | 618.1625
7458 | Salto | A9658L63IM48-W- | XS4 ANSI electronic RF wireless SVN escutcheon, Mifare / DESFire deadbolt privacy function, L lever, unhanded, satin stainless finish, for use with 1 3/4" - 2 1/4" thick door | 1 |  | 1 Year | 858.35 | 0.15 | 729.5975
7459 | Salto | A9658L63IP38--- | XS4 ANSI electronic wire-free SVN escutcheon, Mifare / DESFire deadbolt privacy function, L lever, unhanded, bright stainless steel finish, for use with 1 3/8" - 1 3/4" thick standard door | 1 |  | 1 Year | 689.45 | 0.15 | 586.0325
7460 | Salto | A9658L63IP38-A- | XS4 ANSI electronic AMOK wire-free SVN escutcheon, Mifare / DESFire deadbolt privacy function, L lever, unhanded, bright stainless steel finish, for use with 1 3/8" - 1 3/4" thick standard door | 1 |  | 1 Year | 818.45 | 0.15 | 695.6825
7461 | Salto | A9658L63IP38-C- | XS4 ANSI electronic RF wireless ready SVN escutcheon, Mifare / DESFire deadbolt privacy function, L lever, unhanded, bright stainless steel finish, for use with 1 3/8" - 1 3/4" thick standard door | 1 |  | 1 Year | 743.55 | 0.15 | 632.0175
7462 | Salto | A9658L63IP38-W- | XS4 ANSI electronic RF wireless SVN escutcheon, Mifare / DESFire deadbolt privacy function, L lever, unhanded, bright stainless steel finish, for use with 1 3/8" - 1 3/4" thick standard door | 1 |  | 1 Year | 874.65 | 0.15 | 743.4525
7463 | Salto | A9658L63IP48--- | XS4 ANSI electronic wire-free SVN escutcheon, Mifare / DESFire deadbolt privacy function, L lever, unhanded, bright stainless steel finish, for use with 1 3/4" - 2 1/4" thick door | 1 |  | 1 Year | 689.45 | 0.15 | 586.0325
7464 | Salto | A9658L63IP48-A- | XS4 ANSI electronic AMOK wire-free SVN escutcheon, Mifare / DESFire deadbolt privacy function, L lever, unhanded, bright stainless steel finish, for use with 1 3/4" - 2 1/4" thick door | 1 |  | 1 Year | 818.45 | 0.15 | 695.6825
7465 | Salto | A9658L63IP48-C- | XS4 ANSI electronic RF wireless ready SVN escutcheon, Mifare / DESFire deadbolt privacy function, L lever, unhanded, bright stainless steel finish, for use with 1 3/4" - 2 1/4" thick door | 1 |  | 1 Year | 743.55 | 0.15 | 632.0175
7466 | Salto | A9658L63IP48-W- | XS4 ANSI electronic RF wireless SVN escutcheon, Mifare / DESFire deadbolt privacy function, L lever, unhanded, bright stainless steel finish, for use with 1 3/4" - 2 1/4" thick door | 1 |  | 1 Year | 874.65 | 0.15 | 743.4525
7467 | Salto | A9658L63NE38--- | XS4 ANSI electronic wire-free SVN escutcheon, Mifare / DESFire deadbolt privacy function, L lever, unhanded, black chromium finish, for use with 1 3/8" - 1 3/4" thick standard door | 1 |  | 1 Year | 707.85 | 0.15 | 601.6725
7468 | Salto | A9658L63NE38-A- | XS4 ANSI electronic AMOK wire-free SVN escutcheon, Mifare / DESFire deadbolt privacy function, L lever, unhanded, black chromium finish, for use with 1 3/8" - 1 3/4" thick standard door | 1 |  | 1 Year | 836.85 | 0.15 | 711.3225
7469 | Salto | A9658L63NE38-C- | XS4 ANSI electronic RF wireless ready SVN escutcheon, Mifare / DESFire deadbolt privacy function, L lever, unhanded, black chromium finish, for use with 1 3/8" - 1 3/4" thick standard door | 1 |  | 1 Year | 761.95 | 0.15 | 647.6575
7470 | Salto | A9658L63NE38-W- | XS4 ANSI electronic RF wireless SVN escutcheon, Mifare / DESFire deadbolt privacy function, L lever, unhanded, black chromium finish, for use with 1 3/8" - 1 3/4" thick standard door | 1 |  | 1 Year | 893.05 | 0.15 | 759.0925
7471 | Salto | A9658L63NE48--- | XS4 ANSI electronic wire-free SVN escutcheon, Mifare / DESFire deadbolt privacy function, L lever, unhanded, black chromium finish, for use with 1 3/4" - 2 1/4" thick door | 1 |  | 1 Year | 707.85 | 0.15 | 601.6725
7472 | Salto | A9658L63NE48-A- | XS4 ANSI electronic AMOK wire-free SVN escutcheon, Mifare / DESFire deadbolt privacy function, L lever, unhanded, black chromium finish, for use with 1 3/4" - 2 1/4" thick door | 1 |  | 1 Year | 836.85 | 0.15 | 711.3225
7473 | Salto | A9658L63NE48-C- | XS4 ANSI electronic RF wireless ready SVN escutcheon, Mifare / DESFire deadbolt privacy function, L lever, unhanded, black chromium finish, for use with 1 3/4" - 2 1/4" thick door | 1 |  | 1 Year | 761.95 | 0.15 | 647.6575
7474 | Salto | A9658L63NE48-W- | XS4 ANSI electronic RF wireless SVN escutcheon, Mifare / DESFire deadbolt privacy function, L lever, unhanded, black chromium finish, for use with 1 3/4" - 2 1/4" thick door | 1 |  | 1 Year | 893.05 | 0.15 | 759.0925
7475 | Salto | A9658L63PM38--- | XS4 ANSI electronic wire-free SVN escutcheon, Mifare / DESFire deadbolt privacy function, L lever, unhanded, satin brass finish, for use with 1 3/8" - 1 3/4" thick standard door | 1 |  | 1 Year | 673.15 | 0.15 | 572.1775
7476 | Salto | A9658L63PM38-A- | XS4 ANSI electronic AMOK wire-free SVN escutcheon, Mifare / DESFire deadbolt privacy function, L lever, unhanded, satin brass finish, for use with 1 3/8" - 1 3/4" thick standard door | 1 |  | 1 Year | 802.15 | 0.15 | 681.8275
7477 | Salto | A9658L63PM38-C- | XS4 ANSI electronic RF wireless ready SVN escutcheon, Mifare / DESFire deadbolt privacy function, L lever, unhanded, satin brass finish, for use with 1 3/8" - 1 3/4" thick standard door | 1 |  | 1 Year | 727.25 | 0.15 | 618.1625
7478 | Salto | A9658L63PM38-W- | XS4 ANSI electronic RF wireless SVN escutcheon, Mifare / DESFire deadbolt privacy function, L lever, unhanded, satin brass finish, for use with 1 3/8" - 1 3/4" thick standard door | 1 |  | 1 Year | 858.35 | 0.15 | 729.5975
7479 | Salto | A9658L63PM48--- | XS4 ANSI electronic wire-free SVN escutcheon, Mifare / DESFire deadbolt privacy function, L lever, unhanded, satin brass finish, for use with 1 3/4" - 2 1/4" thick door | 1 |  | 1 Year | 673.15 | 0.15 | 572.1775
7480 | Salto | A9658L63PM48-A- | XS4 ANSI electronic AMOK wire-free SVN escutcheon, Mifare / DESFire deadbolt privacy function, L lever, unhanded, satin brass finish, for use with 1 3/4" - 2 1/4" thick door | 1 |  | 1 Year | 802.15 | 0.15 | 681.8275
7481 | Salto | A9658L63PM48-C- | XS4 ANSI electronic RF wireless ready SVN escutcheon, Mifare / DESFire deadbolt privacy function, L lever, unhanded, satin brass finish, for use with 1 3/4" - 2 1/4" thick door | 1 |  | 1 Year | 727.25 | 0.15 | 618.1625
7482 | Salto | A9658L63PM48-W- | XS4 ANSI electronic RF wireless SVN escutcheon, Mifare / DESFire deadbolt privacy function, L lever, unhanded, satin brass finish, for use with 1 3/4" - 2 1/4" thick door | 1 |  | 1 Year | 858.35 | 0.15 | 729.5975
7483 | Salto | A9658L63PP38--- | XS4 ANSI electronic wire-free SVN escutcheon, Mifare / DESFire deadbolt privacy function, L lever, unhanded, bright brass finish, for use with 1 3/8" - 1 3/4" thick standard door | 1 |  | 1 Year | 689.45 | 0.15 | 586.0325
7484 | Salto | A9658L63PP38-A- | XS4 ANSI electronic AMOK wire-free SVN escutcheon, Mifare / DESFire deadbolt privacy function, L lever, unhanded, bright brass finish, for use with 1 3/8" - 1 3/4" thick standard door | 1 |  | 1 Year | 818.45 | 0.15 | 695.6825
7485 | Salto | A9658L63PP38-C- | XS4 ANSI electronic RF wireless ready SVN escutcheon, Mifare / DESFire deadbolt privacy function, L lever, unhanded, bright brass finish, for use with 1 3/8" - 1 3/4" thick standard door | 1 |  | 1 Year | 743.55 | 0.15 | 632.0175
7486 | Salto | A9658L63PP38-W- | XS4 ANSI electronic RF wireless SVN escutcheon, Mifare / DESFire deadbolt privacy function, L lever, unhanded, bright brass finish, for use with 1 3/8" - 1 3/4" thick standard door | 1 |  | 1 Year | 874.65 | 0.15 | 743.4525
7487 | Salto | A9658L63PP48--- | XS4 ANSI electronic wire-free SVN escutcheon, Mifare / DESFire deadbolt privacy function, L lever, unhanded, bright brass finish, for use with 1 3/4" - 2 1/4" thick door | 1 |  | 1 Year | 689.45 | 0.15 | 586.0325
7488 | Salto | A9658L63PP48-A- | XS4 ANSI electronic AMOK wire-free SVN escutcheon, Mifare / DESFire deadbolt privacy function, L lever, unhanded, bright brass finish, for use with 1 3/4" - 2 1/4" thick door | 1 |  | 1 Year | 818.45 | 0.15 | 695.6825
7489 | Salto | A9658L63PP48-C- | XS4 ANSI electronic RF wireless ready SVN escutcheon, Mifare / DESFire deadbolt privacy function, L lever, unhanded, bright brass finish, for use with 1 3/4" - 2 1/4" thick door | 1 |  | 1 Year | 743.55 | 0.15 | 632.0175
7490 | Salto | A9658L63PP48-W- | XS4 ANSI electronic RF wireless SVN escutcheon, Mifare / DESFire deadbolt privacy function, L lever, unhanded, bright brass finish, for use with 1 3/4" - 2 1/4" thick door | 1 |  | 1 Year | 874.65 | 0.15 | 743.4525
7491 | Salto | A9658N61BC38--- | XS4 ANSI electronic wire-free SVN escutcheon, Mifare / DESFire deadbolt privacy function, N lever, unhanded, BioCote antimicrobial finish, for use with 1 3/8" - 1 3/4" thick standard door | 1 |  | 1 Year | 725.15 | 0.15 | 616.3775
7492 | Salto | A9658N61BC38-A- | XS4 ANSI electronic AMOK wire-free SVN escutcheon, Mifare / DESFire deadbolt privacy function, N lever, unhanded, BioCote antimicrobial finish, for use with 1 3/8" - 1 3/4" thick standard door | 1 |  | 1 Year | 854.15 | 0.15 | 726.0275
7493 | Salto | A9658N61BC38-C- | XS4 ANSI electronic RF wireless ready SVN escutcheon, Mifare / DESFire deadbolt privacy function, N lever, unhanded, BioCote antimicrobial finish, for use with 1 3/8" - 1 3/4" thick standard door | 1 |  | 1 Year | 779.25 | 0.15 | 662.3625
7494 | Salto | A9658N61BC38-W- | XS4 ANSI electronic RF wireless SVN escutcheon, Mifare / DESFire deadbolt privacy function, N lever, unhanded, BioCote antimicrobial finish, for use with 1 3/8" - 1 3/4" thick standard door | 1 |  | 1 Year | 910.35 | 0.15 | 773.7975
7495 | Salto | A9658N61BC48--- | XS4 ANSI electronic wire-free SVN escutcheon, Mifare / DESFire deadbolt privacy function, N lever, unhanded, BioCote antimicrobial finish, for use with 1 3/4" - 2 1/4" thick door | 1 |  | 1 Year | 725.15 | 0.15 | 616.3775
7496 | Salto | A9658N61BC48-A- | XS4 ANSI electronic AMOK wire-free SVN escutcheon, Mifare / DESFire deadbolt privacy function, N lever, unhanded, BioCote antimicrobial finish, for use with 1 3/4" - 2 1/4" thick door | 1 |  | 1 Year | 854.15 | 0.15 | 726.0275
7497 | Salto | A9658N61BC48-C- | XS4 ANSI electronic RF wireless ready SVN escutcheon, Mifare / DESFire deadbolt privacy function, N lever, unhanded, BioCote antimicrobial finish, for use with 1 3/4" - 2 1/4" thick door | 1 |  | 1 Year | 779.25 | 0.15 | 662.3625
7498 | Salto | A9658N61BC48-W- | XS4 ANSI electronic RF wireless SVN escutcheon, Mifare / DESFire deadbolt privacy function, N lever, unhanded, BioCote antimicrobial finish, for use with 1 3/4" - 2 1/4" thick door | 1 |  | 1 Year | 910.35 | 0.15 | 773.7975
7499 | Salto | A9658N61IM38--- | XS4 ANSI electronic wire-free SVN escutcheon, Mifare / DESFire deadbolt privacy function, N lever, unhanded, satin stainless finish, for use with 1 3/8" - 1 3/4" thick standard door | 1 |  | 1 Year | 673.15 | 0.15 | 572.1775
7500 | Salto | A9658N61IM38-A- | XS4 ANSI electronic AMOK wire-free SVN escutcheon, Mifare / DESFire deadbolt privacy function, N lever, unhanded, satin stainless finish, for use with 1 3/8" - 1 3/4" thick standard door | 1 |  | 1 Year | 802.15 | 0.15 | 681.8275
7501 | Salto | A9658N61IM38-C- | XS4 ANSI electronic RF wireless ready SVN escutcheon, Mifare / DESFire deadbolt privacy function, N lever, unhanded, satin stainless finish, for use with 1 3/8" - 1 3/4" thick standard door | 1 |  | 1 Year | 727.25 | 0.15 | 618.1625
7502 | Salto | A9658N61IM38-W- | XS4 ANSI electronic RF wireless SVN escutcheon, Mifare / DESFire deadbolt privacy function, N lever, unhanded, satin stainless finish, for use with 1 3/8" - 1 3/4" thick standard door | 1 |  | 1 Year | 858.35 | 0.15 | 729.5975
7503 | Salto | A9658N61IM48--- | XS4 ANSI electronic wire-free SVN escutcheon, Mifare / DESFire deadbolt privacy function, N lever, unhanded, satin stainless finish, for use with 1 3/4" - 2 1/4" thick door | 1 |  | 1 Year | 673.15 | 0.15 | 572.1775
7504 | Salto | A9658N61IM48-A- | XS4 ANSI electronic AMOK wire-free SVN escutcheon, Mifare / DESFire deadbolt privacy function, N lever, unhanded, satin stainless finish, for use with 1 3/4" - 2 1/4" thick door | 1 |  | 1 Year | 802.15 | 0.15 | 681.8275
7505 | Salto | A9658N61IM48-C- | XS4 ANSI electronic RF wireless ready SVN escutcheon, Mifare / DESFire deadbolt privacy function, N lever, unhanded, satin stainless finish, for use with 1 3/4" - 2 1/4" thick door | 1 |  | 1 Year | 727.25 | 0.15 | 618.1625
7506 | Salto | A9658N61IM48-W- | XS4 ANSI electronic RF wireless SVN escutcheon, Mifare / DESFire deadbolt privacy function, N lever, unhanded, satin stainless finish, for use with 1 3/4" - 2 1/4" thick door | 1 |  | 1 Year | 858.35 | 0.15 | 729.5975
7507 | Salto | A9658N61PM38--- | XS4 ANSI electronic wire-free SVN escutcheon, Mifare / DESFire deadbolt privacy function, N lever, unhanded, satin brass finish, for use with 1 3/8" - 1 3/4" thick standard door | 1 |  | 1 Year | 673.15 | 0.15 | 572.1775
7508 | Salto | A9658N61PM38-A- | XS4 ANSI electronic AMOK wire-free SVN escutcheon, Mifare / DESFire deadbolt privacy function, N lever, unhanded, satin brass finish, for use with 1 3/8" - 1 3/4" thick standard door | 1 |  | 1 Year | 802.15 | 0.15 | 681.8275
7509 | Salto | A9658N61PM38-C- | XS4 ANSI electronic RF wireless ready SVN escutcheon, Mifare / DESFire deadbolt privacy function, N lever, unhanded, satin brass finish, for use with 1 3/8" - 1 3/4" thick standard door | 1 |  | 1 Year | 727.25 | 0.15 | 618.1625
7510 | Salto | A9658N61PM38-W- | XS4 ANSI electronic RF wireless SVN escutcheon, Mifare / DESFire deadbolt privacy function, N lever, unhanded, satin brass finish, for use with 1 3/8" - 1 3/4" thick standard door | 1 |  | 1 Year | 858.35 | 0.15 | 729.5975
7511 | Salto | A9658N61PM48--- | XS4 ANSI electronic wire-free SVN escutcheon, Mifare / DESFire deadbolt privacy function, N lever, unhanded, satin brass finish, for use with 1 3/4" - 2 1/4" thick door | 1 |  | 1 Year | 673.15 | 0.15 | 572.1775
7512 | Salto | A9658N61PM48-A- | XS4 ANSI electronic AMOK wire-free SVN escutcheon, Mifare / DESFire deadbolt privacy function, N lever, unhanded, satin brass finish, for use with 1 3/4" - 2 1/4" thick door | 1 |  | 1 Year | 802.15 | 0.15 | 681.8275
7513 | Salto | A9658N61PM48-C- | XS4 ANSI electronic RF wireless ready SVN escutcheon, Mifare / DESFire deadbolt privacy function, N lever, unhanded, satin brass finish, for use with 1 3/4" - 2 1/4" thick door | 1 |  | 1 Year | 727.25 | 0.15 | 618.1625
7514 | Salto | A9658N61PM48-W- | XS4 ANSI electronic RF wireless SVN escutcheon, Mifare / DESFire deadbolt privacy function, N lever, unhanded, satin brass finish, for use with 1 3/4" - 2 1/4" thick door | 1 |  | 1 Year | 858.35 | 0.15 | 729.5975
7515 | Salto | A9658N62BC38--- | XS4 ANSI electronic wire-free SVN escutcheon, Mifare / DESFire deadbolt privacy function, N lever, unhanded, BioCote antimicrobial finish, for use with 1 3/8" - 1 3/4" thick standard door | 1 |  | 1 Year | 725.15 | 0.15 | 616.3775
7516 | Salto | A9658N62BC38-A- | XS4 ANSI electronic AMOK wire-free SVN escutcheon, Mifare / DESFire deadbolt privacy function, N lever, unhanded, BioCote antimicrobial finish, for use with 1 3/8" - 1 3/4" thick standard door | 1 |  | 1 Year | 854.15 | 0.15 | 726.0275
7517 | Salto | A9658N62BC38-C- | XS4 ANSI electronic RF wireless ready SVN escutcheon, Mifare / DESFire deadbolt privacy function, N lever, unhanded, BioCote antimicrobial finish, for use with 1 3/8" - 1 3/4" thick standard door | 1 |  | 1 Year | 779.25 | 0.15 | 662.3625
7518 | Salto | A9658N62BC38-W- | XS4 ANSI electronic RF wireless SVN escutcheon, Mifare / DESFire deadbolt privacy function, N lever, unhanded, BioCote antimicrobial finish, for use with 1 3/8" - 1 3/4" thick standard door | 1 |  | 1 Year | 910.35 | 0.15 | 773.7975
7519 | Salto | A9658N62BC48--- | XS4 ANSI electronic wire-free SVN escutcheon, Mifare / DESFire deadbolt privacy function, N lever, unhanded, BioCote antimicrobial finish, for use with 1 3/4" - 2 1/4" thick door | 1 |  | 1 Year | 725.15 | 0.15 | 616.3775
7520 | Salto | A9658N62BC48-A- | XS4 ANSI electronic AMOK wire-free SVN escutcheon, Mifare / DESFire deadbolt privacy function, N lever, unhanded, BioCote antimicrobial finish, for use with 1 3/4" - 2 1/4" thick door | 1 |  | 1 Year | 854.15 | 0.15 | 726.0275
7521 | Salto | A9658N62BC48-C- | XS4 ANSI electronic RF wireless ready SVN escutcheon, Mifare / DESFire deadbolt privacy function, N lever, unhanded, BioCote antimicrobial finish, for use with 1 3/4" - 2 1/4" thick door | 1 |  | 1 Year | 779.25 | 0.15 | 662.3625
7522 | Salto | A9658N62BC48-W- | XS4 ANSI electronic RF wireless SVN escutcheon, Mifare / DESFire deadbolt privacy function, N lever, unhanded, BioCote antimicrobial finish, for use with 1 3/4" - 2 1/4" thick door | 1 |  | 1 Year | 910.35 | 0.15 | 773.7975
7523 | Salto | A9658N62IM38--- | XS4 ANSI electronic wire-free SVN escutcheon, Mifare / DESFire deadbolt privacy function, N lever, unhanded, satin stainless finish, for use with 1 3/8" - 1 3/4" thick standard door | 1 |  | 1 Year | 673.15 | 0.15 | 572.1775
7524 | Salto | A9658N62IM38-A- | XS4 ANSI electronic AMOK wire-free SVN escutcheon, Mifare / DESFire deadbolt privacy function, N lever, unhanded, satin stainless finish, for use with 1 3/8" - 1 3/4" thick standard door | 1 |  | 1 Year | 802.15 | 0.15 | 681.8275
7525 | Salto | A9658N62IM38-C- | XS4 ANSI electronic RF wireless ready SVN escutcheon, Mifare / DESFire deadbolt privacy function, N lever, unhanded, satin stainless finish, for use with 1 3/8" - 1 3/4" thick standard door | 1 |  | 1 Year | 727.25 | 0.15 | 618.1625
7526 | Salto | A9658N62IM38-W- | XS4 ANSI electronic RF wireless SVN escutcheon, Mifare / DESFire deadbolt privacy function, N lever, unhanded, satin stainless finish, for use with 1 3/8" - 1 3/4" thick standard door | 1 |  | 1 Year | 858.35 | 0.15 | 729.5975
7527 | Salto | A9658N62IM48--- | XS4 ANSI electronic wire-free SVN escutcheon, Mifare / DESFire deadbolt privacy function, N lever, unhanded, satin stainless finish, for use with 1 3/4" - 2 1/4" thick door | 1 |  | 1 Year | 673.15 | 0.15 | 572.1775
7528 | Salto | A9658N62IM48-A- | XS4 ANSI electronic AMOK wire-free SVN escutcheon, Mifare / DESFire deadbolt privacy function, N lever, unhanded, satin stainless finish, for use with 1 3/4" - 2 1/4" thick door | 1 |  | 1 Year | 802.15 | 0.15 | 681.8275
7529 | Salto | A9658N62IM48-C- | XS4 ANSI electronic RF wireless ready SVN escutcheon, Mifare / DESFire deadbolt privacy function, N lever, unhanded, satin stainless finish, for use with 1 3/4" - 2 1/4" thick door | 1 |  | 1 Year | 727.25 | 0.15 | 618.1625
7530 | Salto | A9658N62IM48-W- | XS4 ANSI electronic RF wireless SVN escutcheon, Mifare / DESFire deadbolt privacy function, N lever, unhanded, satin stainless finish, for use with 1 3/4" - 2 1/4" thick door | 1 |  | 1 Year | 858.35 | 0.15 | 729.5975
7531 | Salto | A9658N62PM38--- | XS4 ANSI electronic wire-free SVN escutcheon, Mifare / DESFire deadbolt privacy function, N lever, unhanded, satin brass finish, for use with 1 3/8" - 1 3/4" thick standard door | 1 |  | 1 Year | 673.15 | 0.15 | 572.1775
7532 | Salto | A9658N62PM38-A- | XS4 ANSI electronic AMOK wire-free SVN escutcheon, Mifare / DESFire deadbolt privacy function, N lever, unhanded, satin brass finish, for use with 1 3/8" - 1 3/4" thick standard door | 1 |  | 1 Year | 802.15 | 0.15 | 681.8275
7533 | Salto | A9658N62PM38-C- | XS4 ANSI electronic RF wireless ready SVN escutcheon, Mifare / DESFire deadbolt privacy function, N lever, unhanded, satin brass finish, for use with 1 3/8" - 1 3/4" thick standard door | 1 |  | 1 Year | 727.25 | 0.15 | 618.1625
7534 | Salto | A9658N62PM38-W- | XS4 ANSI electronic RF wireless SVN escutcheon, Mifare / DESFire deadbolt privacy function, N lever, unhanded, satin brass finish, for use with 1 3/8" - 1 3/4" thick standard door | 1 |  | 1 Year | 858.35 | 0.15 | 729.5975
7535 | Salto | A9658N62PM48--- | XS4 ANSI electronic wire-free SVN escutcheon, Mifare / DESFire deadbolt privacy function, N lever, unhanded, satin brass finish, for use with 1 3/4" - 2 1/4" thick door | 1 |  | 1 Year | 673.15 | 0.15 | 572.1775
7536 | Salto | A9658N62PM48-A- | XS4 ANSI electronic AMOK wire-free SVN escutcheon, Mifare / DESFire deadbolt privacy function, N lever, unhanded, satin brass finish, for use with 1 3/4" - 2 1/4" thick door | 1 |  | 1 Year | 802.15 | 0.15 | 681.8275
7537 | Salto | A9658N62PM48-C- | XS4 ANSI electronic RF wireless ready SVN escutcheon, Mifare / DESFire deadbolt privacy function, N lever, unhanded, satin brass finish, for use with 1 3/4" - 2 1/4" thick door | 1 |  | 1 Year | 727.25 | 0.15 | 618.1625
7538 | Salto | A9658N62PM48-W- | XS4 ANSI electronic RF wireless SVN escutcheon, Mifare / DESFire deadbolt privacy function, N lever, unhanded, satin brass finish, for use with 1 3/4" - 2 1/4" thick door | 1 |  | 1 Year | 858.35 | 0.15 | 729.5975
7539 | Salto | A9658N63BC38--- | XS4 ANSI electronic wire-free SVN escutcheon, Mifare / DESFire deadbolt privacy function, N lever, unhanded, BioCote antimicrobial finish, for use with 1 3/8" - 1 3/4" thick standard door | 1 |  | 1 Year | 725.15 | 0.15 | 616.3775
7540 | Salto | A9658N63BC38-A- | XS4 ANSI electronic AMOK wire-free SVN escutcheon, Mifare / DESFire deadbolt privacy function, N lever, unhanded, BioCote antimicrobial finish, for use with 1 3/8" - 1 3/4" thick standard door | 1 |  | 1 Year | 854.15 | 0.15 | 726.0275
7541 | Salto | A9658N63BC38-C- | XS4 ANSI electronic RF wireless ready SVN escutcheon, Mifare / DESFire deadbolt privacy function, N lever, unhanded, BioCote antimicrobial finish, for use with 1 3/8" - 1 3/4" thick standard door | 1 |  | 1 Year | 779.25 | 0.15 | 662.3625
7542 | Salto | A9658N63BC38-W- | XS4 ANSI electronic RF wireless SVN escutcheon, Mifare / DESFire deadbolt privacy function, N lever, unhanded, BioCote antimicrobial finish, for use with 1 3/8" - 1 3/4" thick standard door | 1 |  | 1 Year | 910.35 | 0.15 | 773.7975
7543 | Salto | A9658N63BC48--- | XS4 ANSI electronic wire-free SVN escutcheon, Mifare / DESFire deadbolt privacy function, N lever, unhanded, BioCote antimicrobial finish, for use with 1 3/4" - 2 1/4" thick door | 1 |  | 1 Year | 725.15 | 0.15 | 616.3775
7544 | Salto | A9658N63BC48-A- | XS4 ANSI electronic AMOK wire-free SVN escutcheon, Mifare / DESFire deadbolt privacy function, N lever, unhanded, BioCote antimicrobial finish, for use with 1 3/4" - 2 1/4" thick door | 1 |  | 1 Year | 854.15 | 0.15 | 726.0275
7545 | Salto | A9658N63BC48-C- | XS4 ANSI electronic RF wireless ready SVN escutcheon, Mifare / DESFire deadbolt privacy function, N lever, unhanded, BioCote antimicrobial finish, for use with 1 3/4" - 2 1/4" thick door | 1 |  | 1 Year | 779.25 | 0.15 | 662.3625
7546 | Salto | A9658N63BC48-W- | XS4 ANSI electronic RF wireless SVN escutcheon, Mifare / DESFire deadbolt privacy function, N lever, unhanded, BioCote antimicrobial finish, for use with 1 3/4" - 2 1/4" thick door | 1 |  | 1 Year | 910.35 | 0.15 | 773.7975
7547 | Salto | A9658N63IM38--- | XS4 ANSI electronic wire-free SVN escutcheon, Mifare / DESFire deadbolt privacy function, N lever, unhanded, satin stainless finish, for use with 1 3/8" - 1 3/4" thick standard door | 1 |  | 1 Year | 673.15 | 0.15 | 572.1775
7548 | Salto | A9658N63IM38-A- | XS4 ANSI electronic AMOK wire-free SVN escutcheon, Mifare / DESFire deadbolt privacy function, N lever, unhanded, satin stainless finish, for use with 1 3/8" - 1 3/4" thick standard door | 1 |  | 1 Year | 802.15 | 0.15 | 681.8275
7549 | Salto | A9658N63IM38-C- | XS4 ANSI electronic RF wireless ready SVN escutcheon, Mifare / DESFire deadbolt privacy function, N lever, unhanded, satin stainless finish, for use with 1 3/8" - 1 3/4" thick standard door | 1 |  | 1 Year | 727.25 | 0.15 | 618.1625
7550 | Salto | A9658N63IM38-W- | XS4 ANSI electronic RF wireless SVN escutcheon, Mifare / DESFire deadbolt privacy function, N lever, unhanded, satin stainless finish, for use with 1 3/8" - 1 3/4" thick standard door | 1 |  | 1 Year | 858.35 | 0.15 | 729.5975
7551 | Salto | A9658N63IM48--- | XS4 ANSI electronic wire-free SVN escutcheon, Mifare / DESFire deadbolt privacy function, N lever, unhanded, satin stainless finish, for use with 1 3/4" - 2 1/4" thick door | 1 |  | 1 Year | 673.15 | 0.15 | 572.1775
7552 | Salto | A9658N63IM48-A- | XS4 ANSI electronic AMOK wire-free SVN escutcheon, Mifare / DESFire deadbolt privacy function, N lever, unhanded, satin stainless finish, for use with 1 3/4" - 2 1/4" thick door | 1 |  | 1 Year | 802.15 | 0.15 | 681.8275
7553 | Salto | A9658N63IM48-C- | XS4 ANSI electronic RF wireless ready SVN escutcheon, Mifare / DESFire deadbolt privacy function, N lever, unhanded, satin stainless finish, for use with 1 3/4" - 2 1/4" thick door | 1 |  | 1 Year | 727.25 | 0.15 | 618.1625
7554 | Salto | A9658N63IM48-W- | XS4 ANSI electronic RF wireless SVN escutcheon, Mifare / DESFire deadbolt privacy function, N lever, unhanded, satin stainless finish, for use with 1 3/4" - 2 1/4" thick door | 1 |  | 1 Year | 858.35 | 0.15 | 729.5975
7555 | Salto | A9658N63PM38--- | XS4 ANSI electronic wire-free SVN escutcheon, Mifare / DESFire deadbolt privacy function, N lever, unhanded, satin brass finish, for use with 1 3/8" - 1 3/4" thick standard door | 1 |  | 1 Year | 673.15 | 0.15 | 572.1775
7556 | Salto | A9658N63PM38-A- | XS4 ANSI electronic AMOK wire-free SVN escutcheon, Mifare / DESFire deadbolt privacy function, N lever, unhanded, satin brass finish, for use with 1 3/8" - 1 3/4" thick standard door | 1 |  | 1 Year | 802.15 | 0.15 | 681.8275
7557 | Salto | A9658N63PM38-C- | XS4 ANSI electronic RF wireless ready SVN escutcheon, Mifare / DESFire deadbolt privacy function, N lever, unhanded, satin brass finish, for use with 1 3/8" - 1 3/4" thick standard door | 1 |  | 1 Year | 727.25 | 0.15 | 618.1625
7558 | Salto | A9658N63PM38-W- | XS4 ANSI electronic RF wireless SVN escutcheon, Mifare / DESFire deadbolt privacy function, N lever, unhanded, satin brass finish, for use with 1 3/8" - 1 3/4" thick standard door | 1 |  | 1 Year | 858.35 | 0.15 | 729.5975
7559 | Salto | A9658N63PM48--- | XS4 ANSI electronic wire-free SVN escutcheon, Mifare / DESFire deadbolt privacy function, N lever, unhanded, satin brass finish, for use with 1 3/4" - 2 1/4" thick door | 1 |  | 1 Year | 673.15 | 0.15 | 572.1775
7560 | Salto | A9658N63PM48-A- | XS4 ANSI electronic AMOK wire-free SVN escutcheon, Mifare / DESFire deadbolt privacy function, N lever, unhanded, satin brass finish, for use with 1 3/4" - 2 1/4" thick door | 1 |  | 1 Year | 802.15 | 0.15 | 681.8275
7561 | Salto | A9658N63PM48-C- | XS4 ANSI electronic RF wireless ready SVN escutcheon, Mifare / DESFire deadbolt privacy function, N lever, unhanded, satin brass finish, for use with 1 3/4" - 2 1/4" thick door | 1 |  | 1 Year | 727.25 | 0.15 | 618.1625
7562 | Salto | A9658N63PM48-W- | XS4 ANSI electronic RF wireless SVN escutcheon, Mifare / DESFire deadbolt privacy function, N lever, unhanded, satin brass finish, for use with 1 3/4" - 2 1/4" thick door | 1 |  | 1 Year | 858.35 | 0.15 | 729.5975
7563 | Salto | A9658O61IA38L-- | XS4 ANSI electronic wire-free SVN escutcheon, Mifare / DESFire deadbolt privacy function, O lever, left handed, antique brass finish, for use with 1 3/8" - 1 3/4" thick standard door | 1 |  | 1 Year | 735.35 | 0.15 | 625.0475
7564 | Salto | A9658O61IA38LA- | XS4 ANSI electronic AMOK wire-free SVN escutcheon, Mifare / DESFire deadbolt privacy function, O lever, left handed, antique brass finish, for use with 1 3/8" - 1 3/4" thick standard door | 1 |  | 1 Year | 864.35 | 0.15 | 734.6975
7565 | Salto | A9658O61IA38LC- | XS4 ANSI electronic RF wireless ready SVN escutcheon, Mifare / DESFire deadbolt privacy function, O lever, left handed, antique brass finish, for use with 1 3/8" - 1 3/4" thick standard door | 1 |  | 1 Year | 789.45 | 0.15 | 671.0325
7566 | Salto | A9658O61IA38LW- | XS4 ANSI electronic RF wireless SVN escutcheon, Mifare / DESFire deadbolt privacy function, O lever, left handed, antique brass finish, for use with 1 3/8" - 1 3/4" thick standard door | 1 |  | 1 Year | 920.55 | 0.15 | 782.4675
7567 | Salto | A9658O61IA38R-- | XS4 ANSI electronic wire-free SVN escutcheon, Mifare / DESFire deadbolt privacy function, O lever, right handed, antique brass finish, for use with 1 3/8" - 1 3/4" thick standard door | 1 |  | 1 Year | 735.35 | 0.15 | 625.0475
7568 | Salto | A9658O61IA38RA- | XS4 ANSI electronic AMOK wire-free SVN escutcheon, Mifare / DESFire deadbolt privacy function, O lever, right handed, antique brass finish, for use with 1 3/8" - 1 3/4" thick standard door | 1 |  | 1 Year | 864.35 | 0.15 | 734.6975
7569 | Salto | A9658O61IA38RC- | XS4 ANSI electronic RF wireless ready SVN escutcheon, Mifare / DESFire deadbolt privacy function, O lever, right handed, antique brass finish, for use with 1 3/8" - 1 3/4" thick standard door | 1 |  | 1 Year | 789.45 | 0.15 | 671.0325
7570 | Salto | A9658O61IA38RW- | XS4 ANSI electronic RF wireless SVN escutcheon, Mifare / DESFire deadbolt privacy function, O lever, right handed, antique brass finish, for use with 1 3/8" - 1 3/4" thick standard door | 1 |  | 1 Year | 920.55 | 0.15 | 782.4675
7571 | Salto | A9658O61IA48L-- | XS4 ANSI electronic wire-free SVN escutcheon, Mifare / DESFire deadbolt privacy function, O lever, left handed, antique brass finish, for use with 1 3/4" - 2 1/4" thick door | 1 |  | 1 Year | 735.35 | 0.15 | 625.0475
7572 | Salto | A9658O61IA48LA- | XS4 ANSI electronic AMOK wire-free SVN escutcheon, Mifare / DESFire deadbolt privacy function, O lever, left handed, antique brass finish, for use with 1 3/4" - 2 1/4" thick door | 1 |  | 1 Year | 864.35 | 0.15 | 734.6975
7573 | Salto | A9658O61IA48LC- | XS4 ANSI electronic RF wireless ready SVN escutcheon, Mifare / DESFire deadbolt privacy function, O lever, left handed, antique brass finish, for use with 1 3/4" - 2 1/4" thick door | 1 |  | 1 Year | 789.45 | 0.15 | 671.0325
7574 | Salto | A9658O61IA48LW- | XS4 ANSI electronic RF wireless SVN escutcheon, Mifare / DESFire deadbolt privacy function, O lever, left handed, antique brass finish, for use with 1 3/4" - 2 1/4" thick door | 1 |  | 1 Year | 920.55 | 0.15 | 782.4675
7575 | Salto | A9658O61IA48R-- | XS4 ANSI electronic wire-free SVN escutcheon, Mifare / DESFire deadbolt privacy function, O lever, right handed, antique brass finish, for use with 1 3/4" - 2 1/4" thick door | 1 |  | 1 Year | 735.35 | 0.15 | 625.0475
7576 | Salto | A9658O61IA48RA- | XS4 ANSI electronic AMOK wire-free SVN escutcheon, Mifare / DESFire deadbolt privacy function, O lever, right handed, antique brass finish, for use with 1 3/4" - 2 1/4" thick door | 1 |  | 1 Year | 864.35 | 0.15 | 734.6975
7577 | Salto | A9658O61IA48RC- | XS4 ANSI electronic RF wireless ready SVN escutcheon, Mifare / DESFire deadbolt privacy function, O lever, right handed, antique brass finish, for use with 1 3/4" - 2 1/4" thick door | 1 |  | 1 Year | 789.45 | 0.15 | 671.0325
7578 | Salto | A9658O61IA48RW- | XS4 ANSI electronic RF wireless SVN escutcheon, Mifare / DESFire deadbolt privacy function, O lever, right handed, antique brass finish, for use with 1 3/4" - 2 1/4" thick door | 1 |  | 1 Year | 920.55 | 0.15 | 782.4675
7579 | Salto | A9658O61IM38L-- | XS4 ANSI electronic wire-free SVN escutcheon, Mifare / DESFire deadbolt privacy function, O lever, left handed, satin stainless finish, for use with 1 3/8" - 1 3/4" thick standard door | 1 |  | 1 Year | 683.35 | 0.15 | 580.8475
7580 | Salto | A9658O61IM38LA- | XS4 ANSI electronic AMOK wire-free SVN escutcheon, Mifare / DESFire deadbolt privacy function, O lever, left handed, satin stainless finish, for use with 1 3/8" - 1 3/4" thick standard door | 1 |  | 1 Year | 812.35 | 0.15 | 690.4975
7581 | Salto | A9658O61IM38LC- | XS4 ANSI electronic RF wireless ready SVN escutcheon, Mifare / DESFire deadbolt privacy function, O lever, left handed, satin stainless finish, for use with 1 3/8" - 1 3/4" thick standard door | 1 |  | 1 Year | 737.45 | 0.15 | 626.8325
7582 | Salto | A9658O61IM38LW- | XS4 ANSI electronic RF wireless SVN escutcheon, Mifare / DESFire deadbolt privacy function, O lever, left handed, satin stainless finish, for use with 1 3/8" - 1 3/4" thick standard door | 1 |  | 1 Year | 868.55 | 0.15 | 738.2675
7583 | Salto | A9658O61IM38R-- | XS4 ANSI electronic wire-free SVN escutcheon, Mifare / DESFire deadbolt privacy function, O lever, right handed, satin stainless finish, for use with 1 3/8" - 1 3/4" thick standard door | 1 |  | 1 Year | 683.35 | 0.15 | 580.8475
7584 | Salto | A9658O61IM38RA- | XS4 ANSI electronic AMOK wire-free SVN escutcheon, Mifare / DESFire deadbolt privacy function, O lever, right handed, satin stainless finish, for use with 1 3/8" - 1 3/4" thick standard door | 1 |  | 1 Year | 812.35 | 0.15 | 690.4975
7585 | Salto | A9658O61IM38RC- | XS4 ANSI electronic RF wireless ready SVN escutcheon, Mifare / DESFire deadbolt privacy function, O lever, right handed, satin stainless finish, for use with 1 3/8" - 1 3/4" thick standard door | 1 |  | 1 Year | 737.45 | 0.15 | 626.8325
7586 | Salto | A9658O61IM38RW- | XS4 ANSI electronic RF wireless SVN escutcheon, Mifare / DESFire deadbolt privacy function, O lever, right handed, satin stainless finish, for use with 1 3/8" - 1 3/4" thick standard door | 1 |  | 1 Year | 868.55 | 0.15 | 738.2675
7587 | Salto | A9658O61IM48L-- | XS4 ANSI electronic wire-free SVN escutcheon, Mifare / DESFire deadbolt privacy function, O lever, left handed, satin stainless finish, for use with 1 3/4" - 2 1/4" thick door | 1 |  | 1 Year | 683.35 | 0.15 | 580.8475
7588 | Salto | A9658O61IM48LA- | XS4 ANSI electronic AMOK wire-free SVN escutcheon, Mifare / DESFire deadbolt privacy function, O lever, left handed, satin stainless finish, for use with 1 3/4" - 2 1/4" thick door | 1 |  | 1 Year | 812.35 | 0.15 | 690.4975
7589 | Salto | A9658O61IM48LC- | XS4 ANSI electronic RF wireless ready SVN escutcheon, Mifare / DESFire deadbolt privacy function, O lever, left handed, satin stainless finish, for use with 1 3/4" - 2 1/4" thick door | 1 |  | 1 Year | 737.45 | 0.15 | 626.8325
7590 | Salto | A9658O61IM48LW- | XS4 ANSI electronic RF wireless SVN escutcheon, Mifare / DESFire deadbolt privacy function, O lever, left handed, satin stainless finish, for use with 1 3/4" - 2 1/4" thick door | 1 |  | 1 Year | 868.55 | 0.15 | 738.2675
7591 | Salto | A9658O61IM48R-- | XS4 ANSI electronic wire-free SVN escutcheon, Mifare / DESFire deadbolt privacy function, O lever, right handed, satin stainless finish, for use with 1 3/4" - 2 1/4" thick door | 1 |  | 1 Year | 683.35 | 0.15 | 580.8475
7592 | Salto | A9658O61IM48RA- | XS4 ANSI electronic AMOK wire-free SVN escutcheon, Mifare / DESFire deadbolt privacy function, O lever, right handed, satin stainless finish, for use with 1 3/4" - 2 1/4" thick door | 1 |  | 1 Year | 812.35 | 0.15 | 690.4975
7593 | Salto | A9658O61IM48RC- | XS4 ANSI electronic RF wireless ready SVN escutcheon, Mifare / DESFire deadbolt privacy function, O lever, right handed, satin stainless finish, for use with 1 3/4" - 2 1/4" thick door | 1 |  | 1 Year | 737.45 | 0.15 | 626.8325
7594 | Salto | A9658O61IM48RW- | XS4 ANSI electronic RF wireless SVN escutcheon, Mifare / DESFire deadbolt privacy function, O lever, right handed, satin stainless finish, for use with 1 3/4" - 2 1/4" thick door | 1 |  | 1 Year | 868.55 | 0.15 | 738.2675
7595 | Salto | A9658O61IP38L-- | XS4 ANSI electronic wire-free SVN escutcheon, Mifare / DESFire deadbolt privacy function, O lever, left handed, bright stainless steel finish, for use with 1 3/8" - 1 3/4" thick standard door | 1 |  | 1 Year | 699.65 | 0.15 | 594.7025
7596 | Salto | A9658O61IP38LA- | XS4 ANSI electronic AMOK wire-free SVN escutcheon, Mifare / DESFire deadbolt privacy function, O lever, left handed, bright stainless steel finish, for use with 1 3/8" - 1 3/4" thick standard door | 1 |  | 1 Year | 828.65 | 0.15 | 704.3525
7597 | Salto | A9658O61IP38LC- | XS4 ANSI electronic RF wireless ready SVN escutcheon, Mifare / DESFire deadbolt privacy function, O lever, left handed, bright stainless steel finish, for use with 1 3/8" - 1 3/4" thick standard door | 1 |  | 1 Year | 753.75 | 0.15 | 640.6875
7598 | Salto | A9658O61IP38LW- | XS4 ANSI electronic RF wireless SVN escutcheon, Mifare / DESFire deadbolt privacy function, O lever, left handed, bright stainless steel finish, for use with 1 3/8" - 1 3/4" thick standard door | 1 |  | 1 Year | 884.85 | 0.15 | 752.1225
7599 | Salto | A9658O61IP38R-- | XS4 ANSI electronic wire-free SVN escutcheon, Mifare / DESFire deadbolt privacy function, O lever, right handed, bright stainless steel finish, for use with 1 3/8" - 1 3/4" thick standard door | 1 |  | 1 Year | 699.65 | 0.15 | 594.7025
7600 | Salto | A9658O61IP38RA- | XS4 ANSI electronic AMOK wire-free SVN escutcheon, Mifare / DESFire deadbolt privacy function, O lever, right handed, bright stainless steel finish, for use with 1 3/8" - 1 3/4" thick standard door | 1 |  | 1 Year | 828.65 | 0.15 | 704.3525
7601 | Salto | A9658O61IP38RC- | XS4 ANSI electronic RF wireless ready SVN escutcheon, Mifare / DESFire deadbolt privacy function, O lever, right handed, bright stainless steel finish, for use with 1 3/8" - 1 3/4" thick standard door | 1 |  | 1 Year | 753.75 | 0.15 | 640.6875
7602 | Salto | A9658O61IP38RW- | XS4 ANSI electronic RF wireless SVN escutcheon, Mifare / DESFire deadbolt privacy function, O lever, right handed, bright stainless steel finish, for use with 1 3/8" - 1 3/4" thick standard door | 1 |  | 1 Year | 884.85 | 0.15 | 752.1225
7603 | Salto | A9658O61IP48L-- | XS4 ANSI electronic wire-free SVN escutcheon, Mifare / DESFire deadbolt privacy function, O lever, left handed, bright stainless steel finish, for use with 1 3/4" - 2 1/4" thick door | 1 |  | 1 Year | 699.65 | 0.15 | 594.7025
7604 | Salto | A9658O61IP48LA- | XS4 ANSI electronic AMOK wire-free SVN escutcheon, Mifare / DESFire deadbolt privacy function, O lever, left handed, bright stainless steel finish, for use with 1 3/4" - 2 1/4" thick door | 1 |  | 1 Year | 828.65 | 0.15 | 704.3525
7605 | Salto | A9658O61IP48LC- | XS4 ANSI electronic RF wireless ready SVN escutcheon, Mifare / DESFire deadbolt privacy function, O lever, left handed, bright stainless steel finish, for use with 1 3/4" - 2 1/4" thick door | 1 |  | 1 Year | 753.75 | 0.15 | 640.6875
7606 | Salto | A9658O61IP48LW- | XS4 ANSI electronic RF wireless SVN escutcheon, Mifare / DESFire deadbolt privacy function, O lever, left handed, bright stainless steel finish, for use with 1 3/4" - 2 1/4" thick door | 1 |  | 1 Year | 884.85 | 0.15 | 752.1225
7607 | Salto | A9658O61IP48R-- | XS4 ANSI electronic wire-free SVN escutcheon, Mifare / DESFire deadbolt privacy function, O lever, right handed, bright stainless steel finish, for use with 1 3/4" - 2 1/4" thick door | 1 |  | 1 Year | 699.65 | 0.15 | 594.7025
7608 | Salto | A9658O61IP48RA- | XS4 ANSI electronic AMOK wire-free SVN escutcheon, Mifare / DESFire deadbolt privacy function, O lever, right handed, bright stainless steel finish, for use with 1 3/4" - 2 1/4" thick door | 1 |  | 1 Year | 828.65 | 0.15 | 704.3525
7609 | Salto | A9658O61IP48RC- | XS4 ANSI electronic RF wireless ready SVN escutcheon, Mifare / DESFire deadbolt privacy function, O lever, right handed, bright stainless steel finish, for use with 1 3/4" - 2 1/4" thick door | 1 |  | 1 Year | 753.75 | 0.15 | 640.6875
7610 | Salto | A9658O61IP48RW- | XS4 ANSI electronic RF wireless SVN escutcheon, Mifare / DESFire deadbolt privacy function, O lever, right handed, bright stainless steel finish, for use with 1 3/4" - 2 1/4" thick door | 1 |  | 1 Year | 884.85 | 0.15 | 752.1225
7611 | Salto | A9658O61NE38L-- | XS4 ANSI electronic wire-free SVN escutcheon, Mifare / DESFire deadbolt privacy function, O lever, left handed, black chromium finish, for use with 1 3/8" - 1 3/4" thick standard door | 1 |  | 1 Year | 718.05 | 0.15 | 610.3425
7612 | Salto | A9658O61NE38LA- | XS4 ANSI electronic AMOK wire-free SVN escutcheon, Mifare / DESFire deadbolt privacy function, O lever, left handed, black chromium finish, for use with 1 3/8" - 1 3/4" thick standard door | 1 |  | 1 Year | 847.05 | 0.15 | 719.9925
7613 | Salto | A9658O61NE38LC- | XS4 ANSI electronic RF wireless ready SVN escutcheon, Mifare / DESFire deadbolt privacy function, O lever, left handed, black chromium finish, for use with 1 3/8" - 1 3/4" thick standard door | 1 |  | 1 Year | 772.15 | 0.15 | 656.3275
7614 | Salto | A9658O61NE38LW- | XS4 ANSI electronic RF wireless SVN escutcheon, Mifare / DESFire deadbolt privacy function, O lever, left handed, black chromium finish, for use with 1 3/8" - 1 3/4" thick standard door | 1 |  | 1 Year | 903.25 | 0.15 | 767.7625
7615 | Salto | A9658O61NE38R-- | XS4 ANSI electronic wire-free SVN escutcheon, Mifare / DESFire deadbolt privacy function, O lever, right handed, black chromium finish, for use with 1 3/8" - 1 3/4" thick standard door | 1 |  | 1 Year | 718.05 | 0.15 | 610.3425
7616 | Salto | A9658O61NE38RA- | XS4 ANSI electronic AMOK wire-free SVN escutcheon, Mifare / DESFire deadbolt privacy function, O lever, right handed, black chromium finish, for use with 1 3/8" - 1 3/4" thick standard door | 1 |  | 1 Year | 847.05 | 0.15 | 719.9925
7617 | Salto | A9658O61NE38RC- | XS4 ANSI electronic RF wireless ready SVN escutcheon, Mifare / DESFire deadbolt privacy function, O lever, right handed, black chromium finish, for use with 1 3/8" - 1 3/4" thick standard door | 1 |  | 1 Year | 772.15 | 0.15 | 656.3275
7618 | Salto | A9658O61NE38RW- | XS4 ANSI electronic RF wireless SVN escutcheon, Mifare / DESFire deadbolt privacy function, O lever, right handed, black chromium finish, for use with 1 3/8" - 1 3/4" thick standard door | 1 |  | 1 Year | 903.25 | 0.15 | 767.7625
7619 | Salto | A9658O61NE48L-- | XS4 ANSI electronic wire-free SVN escutcheon, Mifare / DESFire deadbolt privacy function, O lever, left handed, black chromium finish, for use with 1 3/4" - 2 1/4" thick door | 1 |  | 1 Year | 718.05 | 0.15 | 610.3425
7620 | Salto | A9658O61NE48LA- | XS4 ANSI electronic AMOK wire-free SVN escutcheon, Mifare / DESFire deadbolt privacy function, O lever, left handed, black chromium finish, for use with 1 3/4" - 2 1/4" thick door | 1 |  | 1 Year | 847.05 | 0.15 | 719.9925
7621 | Salto | A9658O61NE48LC- | XS4 ANSI electronic RF wireless ready SVN escutcheon, Mifare / DESFire deadbolt privacy function, O lever, left handed, black chromium finish, for use with 1 3/4" - 2 1/4" thick door | 1 |  | 1 Year | 772.15 | 0.15 | 656.3275
7622 | Salto | A9658O61NE48LW- | XS4 ANSI electronic RF wireless SVN escutcheon, Mifare / DESFire deadbolt privacy function, O lever, left handed, black chromium finish, for use with 1 3/4" - 2 1/4" thick door | 1 |  | 1 Year | 903.25 | 0.15 | 767.7625
7623 | Salto | A9658O61NE48R-- | XS4 ANSI electronic wire-free SVN escutcheon, Mifare / DESFire deadbolt privacy function, O lever, right handed, black chromium finish, for use with 1 3/4" - 2 1/4" thick door | 1 |  | 1 Year | 718.05 | 0.15 | 610.3425
7624 | Salto | A9658O61NE48RA- | XS4 ANSI electronic AMOK wire-free SVN escutcheon, Mifare / DESFire deadbolt privacy function, O lever, right handed, black chromium finish, for use with 1 3/4" - 2 1/4" thick door | 1 |  | 1 Year | 847.05 | 0.15 | 719.9925
7625 | Salto | A9658O61NE48RC- | XS4 ANSI electronic RF wireless ready SVN escutcheon, Mifare / DESFire deadbolt privacy function, O lever, right handed, black chromium finish, for use with 1 3/4" - 2 1/4" thick door | 1 |  | 1 Year | 772.15 | 0.15 | 656.3275
7626 | Salto | A9658O61NE48RW- | XS4 ANSI electronic RF wireless SVN escutcheon, Mifare / DESFire deadbolt privacy function, O lever, right handed, black chromium finish, for use with 1 3/4" - 2 1/4" thick door | 1 |  | 1 Year | 903.25 | 0.15 | 767.7625
7627 | Salto | A9658O61PM38L-- | XS4 ANSI electronic wire-free SVN escutcheon, Mifare / DESFire deadbolt privacy function, O lever, left handed, satin brass finish, for use with 1 3/8" - 1 3/4" thick standard door | 1 |  | 1 Year | 683.35 | 0.15 | 580.8475
7628 | Salto | A9658O61PM38LA- | XS4 ANSI electronic AMOK wire-free SVN escutcheon, Mifare / DESFire deadbolt privacy function, O lever, left handed, satin brass finish, for use with 1 3/8" - 1 3/4" thick standard door | 1 |  | 1 Year | 812.35 | 0.15 | 690.4975
7629 | Salto | A9658O61PM38LC- | XS4 ANSI electronic RF wireless ready SVN escutcheon, Mifare / DESFire deadbolt privacy function, O lever, left handed, satin brass finish, for use with 1 3/8" - 1 3/4" thick standard door | 1 |  | 1 Year | 737.45 | 0.15 | 626.8325
7630 | Salto | A9658O61PM38LW- | XS4 ANSI electronic RF wireless SVN escutcheon, Mifare / DESFire deadbolt privacy function, O lever, left handed, satin brass finish, for use with 1 3/8" - 1 3/4" thick standard door | 1 |  | 1 Year | 868.55 | 0.15 | 738.2675
7631 | Salto | A9658O61PM38R-- | XS4 ANSI electronic wire-free SVN escutcheon, Mifare / DESFire deadbolt privacy function, O lever, right handed, satin brass finish, for use with 1 3/8" - 1 3/4" thick standard door | 1 |  | 1 Year | 683.35 | 0.15 | 580.8475
7632 | Salto | A9658O61PM38RA- | XS4 ANSI electronic AMOK wire-free SVN escutcheon, Mifare / DESFire deadbolt privacy function, O lever, right handed, satin brass finish, for use with 1 3/8" - 1 3/4" thick standard door | 1 |  | 1 Year | 812.35 | 0.15 | 690.4975
7633 | Salto | A9658O61PM38RC- | XS4 ANSI electronic RF wireless ready SVN escutcheon, Mifare / DESFire deadbolt privacy function, O lever, right handed, satin brass finish, for use with 1 3/8" - 1 3/4" thick standard door | 1 |  | 1 Year | 737.45 | 0.15 | 626.8325
7634 | Salto | A9658O61PM38RW- | XS4 ANSI electronic RF wireless SVN escutcheon, Mifare / DESFire deadbolt privacy function, O lever, right handed, satin brass finish, for use with 1 3/8" - 1 3/4" thick standard door | 1 |  | 1 Year | 868.55 | 0.15 | 738.2675
7635 | Salto | A9658O61PM48L-- | XS4 ANSI electronic wire-free SVN escutcheon, Mifare / DESFire deadbolt privacy function, O lever, left handed, satin brass finish, for use with 1 3/4" - 2 1/4" thick door | 1 |  | 1 Year | 683.35 | 0.15 | 580.8475
7636 | Salto | A9658O61PM48LA- | XS4 ANSI electronic AMOK wire-free SVN escutcheon, Mifare / DESFire deadbolt privacy function, O lever, left handed, satin brass finish, for use with 1 3/4" - 2 1/4" thick door | 1 |  | 1 Year | 812.35 | 0.15 | 690.4975
7637 | Salto | A9658O61PM48LC- | XS4 ANSI electronic RF wireless ready SVN escutcheon, Mifare / DESFire deadbolt privacy function, O lever, left handed, satin brass finish, for use with 1 3/4" - 2 1/4" thick door | 1 |  | 1 Year | 737.45 | 0.15 | 626.8325
7638 | Salto | A9658O61PM48LW- | XS4 ANSI electronic RF wireless SVN escutcheon, Mifare / DESFire deadbolt privacy function, O lever, left handed, satin brass finish, for use with 1 3/4" - 2 1/4" thick door | 1 |  | 1 Year | 868.55 | 0.15 | 738.2675
7639 | Salto | A9658O61PM48R-- | XS4 ANSI electronic wire-free SVN escutcheon, Mifare / DESFire deadbolt privacy function, O lever, right handed, satin brass finish, for use with 1 3/4" - 2 1/4" thick door | 1 |  | 1 Year | 683.35 | 0.15 | 580.8475
7640 | Salto | A9658O61PM48RA- | XS4 ANSI electronic AMOK wire-free SVN escutcheon, Mifare / DESFire deadbolt privacy function, O lever, right handed, satin brass finish, for use with 1 3/4" - 2 1/4" thick door | 1 |  | 1 Year | 812.35 | 0.15 | 690.4975
7641 | Salto | A9658O61PM48RC- | XS4 ANSI electronic RF wireless ready SVN escutcheon, Mifare / DESFire deadbolt privacy function, O lever, right handed, satin brass finish, for use with 1 3/4" - 2 1/4" thick door | 1 |  | 1 Year | 737.45 | 0.15 | 626.8325
7642 | Salto | A9658O61PM48RW- | XS4 ANSI electronic RF wireless SVN escutcheon, Mifare / DESFire deadbolt privacy function, O lever, right handed, satin brass finish, for use with 1 3/4" - 2 1/4" thick door | 1 |  | 1 Year | 868.55 | 0.15 | 738.2675
7643 | Salto | A9658O61PP38L-- | XS4 ANSI electronic wire-free SVN escutcheon, Mifare / DESFire deadbolt privacy function, O lever, left handed, bright brass finish, for use with 1 3/8" - 1 3/4" thick standard door | 1 |  | 1 Year | 699.65 | 0.15 | 594.7025
7644 | Salto | A9658O61PP38LA- | XS4 ANSI electronic AMOK wire-free SVN escutcheon, Mifare / DESFire deadbolt privacy function, O lever, left handed, bright brass finish, for use with 1 3/8" - 1 3/4" thick standard door | 1 |  | 1 Year | 828.65 | 0.15 | 704.3525
7645 | Salto | A9658O61PP38LC- | XS4 ANSI electronic RF wireless ready SVN escutcheon, Mifare / DESFire deadbolt privacy function, O lever, left handed, bright brass finish, for use with 1 3/8" - 1 3/4" thick standard door | 1 |  | 1 Year | 753.75 | 0.15 | 640.6875
7646 | Salto | A9658O61PP38LW- | XS4 ANSI electronic RF wireless SVN escutcheon, Mifare / DESFire deadbolt privacy function, O lever, left handed, bright brass finish, for use with 1 3/8" - 1 3/4" thick standard door | 1 |  | 1 Year | 884.85 | 0.15 | 752.1225
7647 | Salto | A9658O61PP38R-- | XS4 ANSI electronic wire-free SVN escutcheon, Mifare / DESFire deadbolt privacy function, O lever, right handed, bright brass finish, for use with 1 3/8" - 1 3/4" thick standard door | 1 |  | 1 Year | 699.65 | 0.15 | 594.7025
7648 | Salto | A9658O61PP38RA- | XS4 ANSI electronic AMOK wire-free SVN escutcheon, Mifare / DESFire deadbolt privacy function, O lever, right handed, bright brass finish, for use with 1 3/8" - 1 3/4" thick standard door | 1 |  | 1 Year | 828.65 | 0.15 | 704.3525
7649 | Salto | A9658O61PP38RC- | XS4 ANSI electronic RF wireless ready SVN escutcheon, Mifare / DESFire deadbolt privacy function, O lever, right handed, bright brass finish, for use with 1 3/8" - 1 3/4" thick standard door | 1 |  | 1 Year | 753.75 | 0.15 | 640.6875
7650 | Salto | A9658O61PP38RW- | XS4 ANSI electronic RF wireless SVN escutcheon, Mifare / DESFire deadbolt privacy function, O lever, right handed, bright brass finish, for use with 1 3/8" - 1 3/4" thick standard door | 1 |  | 1 Year | 884.85 | 0.15 | 752.1225
7651 | Salto | A9658O61PP48L-- | XS4 ANSI electronic wire-free SVN escutcheon, Mifare / DESFire deadbolt privacy function, O lever, left handed, bright brass finish, for use with 1 3/4" - 2 1/4" thick door | 1 |  | 1 Year | 699.65 | 0.15 | 594.7025
7652 | Salto | A9658O61PP48LA- | XS4 ANSI electronic AMOK wire-free SVN escutcheon, Mifare / DESFire deadbolt privacy function, O lever, left handed, bright brass finish, for use with 1 3/4" - 2 1/4" thick door | 1 |  | 1 Year | 828.65 | 0.15 | 704.3525
7653 | Salto | A9658O61PP48LC- | XS4 ANSI electronic RF wireless ready SVN escutcheon, Mifare / DESFire deadbolt privacy function, O lever, left handed, bright brass finish, for use with 1 3/4" - 2 1/4" thick door | 1 |  | 1 Year | 753.75 | 0.15 | 640.6875
7654 | Salto | A9658O61PP48LW- | XS4 ANSI electronic RF wireless SVN escutcheon, Mifare / DESFire deadbolt privacy function, O lever, left handed, bright brass finish, for use with 1 3/4" - 2 1/4" thick door | 1 |  | 1 Year | 884.85 | 0.15 | 752.1225
7655 | Salto | A9658O61PP48R-- | XS4 ANSI electronic wire-free SVN escutcheon, Mifare / DESFire deadbolt privacy function, O lever, right handed, bright brass finish, for use with 1 3/4" - 2 1/4" thick door | 1 |  | 1 Year | 699.65 | 0.15 | 594.7025
7656 | Salto | A9658O61PP48RA- | XS4 ANSI electronic AMOK wire-free SVN escutcheon, Mifare / DESFire deadbolt privacy function, O lever, right handed, bright brass finish, for use with 1 3/4" - 2 1/4" thick door | 1 |  | 1 Year | 828.65 | 0.15 | 704.3525
7657 | Salto | A9658O61PP48RC- | XS4 ANSI electronic RF wireless ready SVN escutcheon, Mifare / DESFire deadbolt privacy function, O lever, right handed, bright brass finish, for use with 1 3/4" - 2 1/4" thick door | 1 |  | 1 Year | 753.75 | 0.15 | 640.6875
7658 | Salto | A9658O61PP48RW- | XS4 ANSI electronic RF wireless SVN escutcheon, Mifare / DESFire deadbolt privacy function, O lever, right handed, bright brass finish, for use with 1 3/4" - 2 1/4" thick door | 1 |  | 1 Year | 884.85 | 0.15 | 752.1225
7659 | Salto | A9658O62IA38L-- | XS4 ANSI electronic wire-free SVN escutcheon, Mifare / DESFire deadbolt privacy function, O lever, left handed, antique brass finish, for use with 1 3/8" - 1 3/4" thick standard door | 1 |  | 1 Year | 735.35 | 0.15 | 625.0475
7660 | Salto | A9658O62IA38LA- | XS4 ANSI electronic AMOK wire-free SVN escutcheon, Mifare / DESFire deadbolt privacy function, O lever, left handed, antique brass finish, for use with 1 3/8" - 1 3/4" thick standard door | 1 |  | 1 Year | 864.35 | 0.15 | 734.6975
7661 | Salto | A9658O62IA38LC- | XS4 ANSI electronic RF wireless ready SVN escutcheon, Mifare / DESFire deadbolt privacy function, O lever, left handed, antique brass finish, for use with 1 3/8" - 1 3/4" thick standard door | 1 |  | 1 Year | 789.45 | 0.15 | 671.0325
7662 | Salto | A9658O62IA38LW- | XS4 ANSI electronic RF wireless SVN escutcheon, Mifare / DESFire deadbolt privacy function, O lever, left handed, antique brass finish, for use with 1 3/8" - 1 3/4" thick standard door | 1 |  | 1 Year | 920.55 | 0.15 | 782.4675
7663 | Salto | A9658O62IA38R-- | XS4 ANSI electronic wire-free SVN escutcheon, Mifare / DESFire deadbolt privacy function, O lever, right handed, antique brass finish, for use with 1 3/8" - 1 3/4" thick standard door | 1 |  | 1 Year | 735.35 | 0.15 | 625.0475
7664 | Salto | A9658O62IA38RA- | XS4 ANSI electronic AMOK wire-free SVN escutcheon, Mifare / DESFire deadbolt privacy function, O lever, right handed, antique brass finish, for use with 1 3/8" - 1 3/4" thick standard door | 1 |  | 1 Year | 864.35 | 0.15 | 734.6975
7665 | Salto | A9658O62IA38RC- | XS4 ANSI electronic RF wireless ready SVN escutcheon, Mifare / DESFire deadbolt privacy function, O lever, right handed, antique brass finish, for use with 1 3/8" - 1 3/4" thick standard door | 1 |  | 1 Year | 789.45 | 0.15 | 671.0325
7666 | Salto | A9658O62IA38RW- | XS4 ANSI electronic RF wireless SVN escutcheon, Mifare / DESFire deadbolt privacy function, O lever, right handed, antique brass finish, for use with 1 3/8" - 1 3/4" thick standard door | 1 |  | 1 Year | 920.55 | 0.15 | 782.4675
7667 | Salto | A9658O62IA48L-- | XS4 ANSI electronic wire-free SVN escutcheon, Mifare / DESFire deadbolt privacy function, O lever, left handed, antique brass finish, for use with 1 3/4" - 2 1/4" thick door | 1 |  | 1 Year | 735.35 | 0.15 | 625.0475
7668 | Salto | A9658O62IA48LA- | XS4 ANSI electronic AMOK wire-free SVN escutcheon, Mifare / DESFire deadbolt privacy function, O lever, left handed, antique brass finish, for use with 1 3/4" - 2 1/4" thick door | 1 |  | 1 Year | 864.35 | 0.15 | 734.6975
7669 | Salto | A9658O62IA48LC- | XS4 ANSI electronic RF wireless ready SVN escutcheon, Mifare / DESFire deadbolt privacy function, O lever, left handed, antique brass finish, for use with 1 3/4" - 2 1/4" thick door | 1 |  | 1 Year | 789.45 | 0.15 | 671.0325
7670 | Salto | A9658O62IA48LW- | XS4 ANSI electronic RF wireless SVN escutcheon, Mifare / DESFire deadbolt privacy function, O lever, left handed, antique brass finish, for use with 1 3/4" - 2 1/4" thick door | 1 |  | 1 Year | 920.55 | 0.15 | 782.4675
7671 | Salto | A9658O62IA48R-- | XS4 ANSI electronic wire-free SVN escutcheon, Mifare / DESFire deadbolt privacy function, O lever, right handed, antique brass finish, for use with 1 3/4" - 2 1/4" thick door | 1 |  | 1 Year | 735.35 | 0.15 | 625.0475
7672 | Salto | A9658O62IA48RA- | XS4 ANSI electronic AMOK wire-free SVN escutcheon, Mifare / DESFire deadbolt privacy function, O lever, right handed, antique brass finish, for use with 1 3/4" - 2 1/4" thick door | 1 |  | 1 Year | 864.35 | 0.15 | 734.6975
7673 | Salto | A9658O62IA48RC- | XS4 ANSI electronic RF wireless ready SVN escutcheon, Mifare / DESFire deadbolt privacy function, O lever, right handed, antique brass finish, for use with 1 3/4" - 2 1/4" thick door | 1 |  | 1 Year | 789.45 | 0.15 | 671.0325
7674 | Salto | A9658O62IA48RW- | XS4 ANSI electronic RF wireless SVN escutcheon, Mifare / DESFire deadbolt privacy function, O lever, right handed, antique brass finish, for use with 1 3/4" - 2 1/4" thick door | 1 |  | 1 Year | 920.55 | 0.15 | 782.4675
7675 | Salto | A9658O62IM38L-- | XS4 ANSI electronic wire-free SVN escutcheon, Mifare / DESFire deadbolt privacy function, O lever, left handed, satin stainless finish, for use with 1 3/8" - 1 3/4" thick standard door | 1 |  | 1 Year | 683.35 | 0.15 | 580.8475
7676 | Salto | A9658O62IM38LA- | XS4 ANSI electronic AMOK wire-free SVN escutcheon, Mifare / DESFire deadbolt privacy function, O lever, left handed, satin stainless finish, for use with 1 3/8" - 1 3/4" thick standard door | 1 |  | 1 Year | 812.35 | 0.15 | 690.4975
7677 | Salto | A9658O62IM38LC- | XS4 ANSI electronic RF wireless ready SVN escutcheon, Mifare / DESFire deadbolt privacy function, O lever, left handed, satin stainless finish, for use with 1 3/8" - 1 3/4" thick standard door | 1 |  | 1 Year | 737.45 | 0.15 | 626.8325
7678 | Salto | A9658O62IM38LW- | XS4 ANSI electronic RF wireless SVN escutcheon, Mifare / DESFire deadbolt privacy function, O lever, left handed, satin stainless finish, for use with 1 3/8" - 1 3/4" thick standard door | 1 |  | 1 Year | 868.55 | 0.15 | 738.2675
7679 | Salto | A9658O62IM38R-- | XS4 ANSI electronic wire-free SVN escutcheon, Mifare / DESFire deadbolt privacy function, O lever, right handed, satin stainless finish, for use with 1 3/8" - 1 3/4" thick standard door | 1 |  | 1 Year | 683.35 | 0.15 | 580.8475
7680 | Salto | A9658O62IM38RA- | XS4 ANSI electronic AMOK wire-free SVN escutcheon, Mifare / DESFire deadbolt privacy function, O lever, right handed, satin stainless finish, for use with 1 3/8" - 1 3/4" thick standard door | 1 |  | 1 Year | 812.35 | 0.15 | 690.4975
7681 | Salto | A9658O62IM38RC- | XS4 ANSI electronic RF wireless ready SVN escutcheon, Mifare / DESFire deadbolt privacy function, O lever, right handed, satin stainless finish, for use with 1 3/8" - 1 3/4" thick standard door | 1 |  | 1 Year | 737.45 | 0.15 | 626.8325
7682 | Salto | A9658O62IM38RW- | XS4 ANSI electronic RF wireless SVN escutcheon, Mifare / DESFire deadbolt privacy function, O lever, right handed, satin stainless finish, for use with 1 3/8" - 1 3/4" thick standard door | 1 |  | 1 Year | 868.55 | 0.15 | 738.2675
7683 | Salto | A9658O62IM48L-- | XS4 ANSI electronic wire-free SVN escutcheon, Mifare / DESFire deadbolt privacy function, O lever, left handed, satin stainless finish, for use with 1 3/4" - 2 1/4" thick door | 1 |  | 1 Year | 683.35 | 0.15 | 580.8475
7684 | Salto | A9658O62IM48LA- | XS4 ANSI electronic AMOK wire-free SVN escutcheon, Mifare / DESFire deadbolt privacy function, O lever, left handed, satin stainless finish, for use with 1 3/4" - 2 1/4" thick door | 1 |  | 1 Year | 812.35 | 0.15 | 690.4975
7685 | Salto | A9658O62IM48LC- | XS4 ANSI electronic RF wireless ready SVN escutcheon, Mifare / DESFire deadbolt privacy function, O lever, left handed, satin stainless finish, for use with 1 3/4" - 2 1/4" thick door | 1 |  | 1 Year | 737.45 | 0.15 | 626.8325
7686 | Salto | A9658O62IM48LW- | XS4 ANSI electronic RF wireless SVN escutcheon, Mifare / DESFire deadbolt privacy function, O lever, left handed, satin stainless finish, for use with 1 3/4" - 2 1/4" thick door | 1 |  | 1 Year | 868.55 | 0.15 | 738.2675
7687 | Salto | A9658O62IM48R-- | XS4 ANSI electronic wire-free SVN escutcheon, Mifare / DESFire deadbolt privacy function, O lever, right handed, satin stainless finish, for use with 1 3/4" - 2 1/4" thick door | 1 |  | 1 Year | 683.35 | 0.15 | 580.8475
7688 | Salto | A9658O62IM48RA- | XS4 ANSI electronic AMOK wire-free SVN escutcheon, Mifare / DESFire deadbolt privacy function, O lever, right handed, satin stainless finish, for use with 1 3/4" - 2 1/4" thick door | 1 |  | 1 Year | 812.35 | 0.15 | 690.4975
7689 | Salto | A9658O62IM48RC- | XS4 ANSI electronic RF wireless ready SVN escutcheon, Mifare / DESFire deadbolt privacy function, O lever, right handed, satin stainless finish, for use with 1 3/4" - 2 1/4" thick door | 1 |  | 1 Year | 737.45 | 0.15 | 626.8325
7690 | Salto | A9658O62IM48RW- | XS4 ANSI electronic RF wireless SVN escutcheon, Mifare / DESFire deadbolt privacy function, O lever, right handed, satin stainless finish, for use with 1 3/4" - 2 1/4" thick door | 1 |  | 1 Year | 868.55 | 0.15 | 738.2675
7691 | Salto | A9658O62IP38L-- | XS4 ANSI electronic wire-free SVN escutcheon, Mifare / DESFire deadbolt privacy function, O lever, left handed, bright stainless steel finish, for use with 1 3/8" - 1 3/4" thick standard door | 1 |  | 1 Year | 699.65 | 0.15 | 594.7025
7692 | Salto | A9658O62IP38LA- | XS4 ANSI electronic AMOK wire-free SVN escutcheon, Mifare / DESFire deadbolt privacy function, O lever, left handed, bright stainless steel finish, for use with 1 3/8" - 1 3/4" thick standard door | 1 |  | 1 Year | 828.65 | 0.15 | 704.3525
7693 | Salto | A9658O62IP38LC- | XS4 ANSI electronic RF wireless ready SVN escutcheon, Mifare / DESFire deadbolt privacy function, O lever, left handed, bright stainless steel finish, for use with 1 3/8" - 1 3/4" thick standard door | 1 |  | 1 Year | 753.75 | 0.15 | 640.6875
7694 | Salto | A9658O62IP38LW- | XS4 ANSI electronic RF wireless SVN escutcheon, Mifare / DESFire deadbolt privacy function, O lever, left handed, bright stainless steel finish, for use with 1 3/8" - 1 3/4" thick standard door | 1 |  | 1 Year | 884.85 | 0.15 | 752.1225
7695 | Salto | A9658O62IP38R-- | XS4 ANSI electronic wire-free SVN escutcheon, Mifare / DESFire deadbolt privacy function, O lever, right handed, bright stainless steel finish, for use with 1 3/8" - 1 3/4" thick standard door | 1 |  | 1 Year | 699.65 | 0.15 | 594.7025
7696 | Salto | A9658O62IP38RA- | XS4 ANSI electronic AMOK wire-free SVN escutcheon, Mifare / DESFire deadbolt privacy function, O lever, right handed, bright stainless steel finish, for use with 1 3/8" - 1 3/4" thick standard door | 1 |  | 1 Year | 828.65 | 0.15 | 704.3525
7697 | Salto | A9658O62IP38RC- | XS4 ANSI electronic RF wireless ready SVN escutcheon, Mifare / DESFire deadbolt privacy function, O lever, right handed, bright stainless steel finish, for use with 1 3/8" - 1 3/4" thick standard door | 1 |  | 1 Year | 753.75 | 0.15 | 640.6875
7698 | Salto | A9658O62IP38RW- | XS4 ANSI electronic RF wireless SVN escutcheon, Mifare / DESFire deadbolt privacy function, O lever, right handed, bright stainless steel finish, for use with 1 3/8" - 1 3/4" thick standard door | 1 |  | 1 Year | 884.85 | 0.15 | 752.1225
7699 | Salto | A9658O62IP48L-- | XS4 ANSI electronic wire-free SVN escutcheon, Mifare / DESFire deadbolt privacy function, O lever, left handed, bright stainless steel finish, for use with 1 3/4" - 2 1/4" thick door | 1 |  | 1 Year | 699.65 | 0.15 | 594.7025
7700 | Salto | A9658O62IP48LA- | XS4 ANSI electronic AMOK wire-free SVN escutcheon, Mifare / DESFire deadbolt privacy function, O lever, left handed, bright stainless steel finish, for use with 1 3/4" - 2 1/4" thick door | 1 |  | 1 Year | 828.65 | 0.15 | 704.3525
7701 | Salto | A9658O62IP48LC- | XS4 ANSI electronic RF wireless ready SVN escutcheon, Mifare / DESFire deadbolt privacy function, O lever, left handed, bright stainless steel finish, for use with 1 3/4" - 2 1/4" thick door | 1 |  | 1 Year | 753.75 | 0.15 | 640.6875
7702 | Salto | A9658O62IP48LW- | XS4 ANSI electronic RF wireless SVN escutcheon, Mifare / DESFire deadbolt privacy function, O lever, left handed, bright stainless steel finish, for use with 1 3/4" - 2 1/4" thick door | 1 |  | 1 Year | 884.85 | 0.15 | 752.1225
7703 | Salto | A9658O62IP48R-- | XS4 ANSI electronic wire-free SVN escutcheon, Mifare / DESFire deadbolt privacy function, O lever, right handed, bright stainless steel finish, for use with 1 3/4" - 2 1/4" thick door | 1 |  | 1 Year | 699.65 | 0.15 | 594.7025
7704 | Salto | A9658O62IP48RA- | XS4 ANSI electronic AMOK wire-free SVN escutcheon, Mifare / DESFire deadbolt privacy function, O lever, right handed, bright stainless steel finish, for use with 1 3/4" - 2 1/4" thick door | 1 |  | 1 Year | 828.65 | 0.15 | 704.3525
7705 | Salto | A9658O62IP48RC- | XS4 ANSI electronic RF wireless ready SVN escutcheon, Mifare / DESFire deadbolt privacy function, O lever, right handed, bright stainless steel finish, for use with 1 3/4" - 2 1/4" thick door | 1 |  | 1 Year | 753.75 | 0.15 | 640.6875
7706 | Salto | A9658O62IP48RW- | XS4 ANSI electronic RF wireless SVN escutcheon, Mifare / DESFire deadbolt privacy function, O lever, right handed, bright stainless steel finish, for use with 1 3/4" - 2 1/4" thick door | 1 |  | 1 Year | 884.85 | 0.15 | 752.1225
7707 | Salto | A9658O62NE38L-- | XS4 ANSI electronic wire-free SVN escutcheon, Mifare / DESFire deadbolt privacy function, O lever, left handed, black chromium finish, for use with 1 3/8" - 1 3/4" thick standard door | 1 |  | 1 Year | 718.05 | 0.15 | 610.3425
7708 | Salto | A9658O62NE38LA- | XS4 ANSI electronic AMOK wire-free SVN escutcheon, Mifare / DESFire deadbolt privacy function, O lever, left handed, black chromium finish, for use with 1 3/8" - 1 3/4" thick standard door | 1 |  | 1 Year | 847.05 | 0.15 | 719.9925
7709 | Salto | A9658O62NE38LC- | XS4 ANSI electronic RF wireless ready SVN escutcheon, Mifare / DESFire deadbolt privacy function, O lever, left handed, black chromium finish, for use with 1 3/8" - 1 3/4" thick standard door | 1 |  | 1 Year | 772.15 | 0.15 | 656.3275
7710 | Salto | A9658O62NE38LW- | XS4 ANSI electronic RF wireless SVN escutcheon, Mifare / DESFire deadbolt privacy function, O lever, left handed, black chromium finish, for use with 1 3/8" - 1 3/4" thick standard door | 1 |  | 1 Year | 903.25 | 0.15 | 767.7625
7711 | Salto | A9658O62NE38R-- | XS4 ANSI electronic wire-free SVN escutcheon, Mifare / DESFire deadbolt privacy function, O lever, right handed, black chromium finish, for use with 1 3/8" - 1 3/4" thick standard door | 1 |  | 1 Year | 718.05 | 0.15 | 610.3425
7712 | Salto | A9658O62NE38RA- | XS4 ANSI electronic AMOK wire-free SVN escutcheon, Mifare / DESFire deadbolt privacy function, O lever, right handed, black chromium finish, for use with 1 3/8" - 1 3/4" thick standard door | 1 |  | 1 Year | 847.05 | 0.15 | 719.9925
7713 | Salto | A9658O62NE38RC- | XS4 ANSI electronic RF wireless ready SVN escutcheon, Mifare / DESFire deadbolt privacy function, O lever, right handed, black chromium finish, for use with 1 3/8" - 1 3/4" thick standard door | 1 |  | 1 Year | 772.15 | 0.15 | 656.3275
7714 | Salto | A9658O62NE38RW- | XS4 ANSI electronic RF wireless SVN escutcheon, Mifare / DESFire deadbolt privacy function, O lever, right handed, black chromium finish, for use with 1 3/8" - 1 3/4" thick standard door | 1 |  | 1 Year | 903.25 | 0.15 | 767.7625
7715 | Salto | A9658O62NE48L-- | XS4 ANSI electronic wire-free SVN escutcheon, Mifare / DESFire deadbolt privacy function, O lever, left handed, black chromium finish, for use with 1 3/4" - 2 1/4" thick door | 1 |  | 1 Year | 718.05 | 0.15 | 610.3425
7716 | Salto | A9658O62NE48LA- | XS4 ANSI electronic AMOK wire-free SVN escutcheon, Mifare / DESFire deadbolt privacy function, O lever, left handed, black chromium finish, for use with 1 3/4" - 2 1/4" thick door | 1 |  | 1 Year | 847.05 | 0.15 | 719.9925
7717 | Salto | A9658O62NE48LC- | XS4 ANSI electronic RF wireless ready SVN escutcheon, Mifare / DESFire deadbolt privacy function, O lever, left handed, black chromium finish, for use with 1 3/4" - 2 1/4" thick door | 1 |  | 1 Year | 772.15 | 0.15 | 656.3275
7718 | Salto | A9658O62NE48LW- | XS4 ANSI electronic RF wireless SVN escutcheon, Mifare / DESFire deadbolt privacy function, O lever, left handed, black chromium finish, for use with 1 3/4" - 2 1/4" thick door | 1 |  | 1 Year | 903.25 | 0.15 | 767.7625
7719 | Salto | A9658O62NE48R-- | XS4 ANSI electronic wire-free SVN escutcheon, Mifare / DESFire deadbolt privacy function, O lever, right handed, black chromium finish, for use with 1 3/4" - 2 1/4" thick door | 1 |  | 1 Year | 718.05 | 0.15 | 610.3425
7720 | Salto | A9658O62NE48RA- | XS4 ANSI electronic AMOK wire-free SVN escutcheon, Mifare / DESFire deadbolt privacy function, O lever, right handed, black chromium finish, for use with 1 3/4" - 2 1/4" thick door | 1 |  | 1 Year | 847.05 | 0.15 | 719.9925
7721 | Salto | A9658O62NE48RC- | XS4 ANSI electronic RF wireless ready SVN escutcheon, Mifare / DESFire deadbolt privacy function, O lever, right handed, black chromium finish, for use with 1 3/4" - 2 1/4" thick door | 1 |  | 1 Year | 772.15 | 0.15 | 656.3275
7722 | Salto | A9658O62NE48RW- | XS4 ANSI electronic RF wireless SVN escutcheon, Mifare / DESFire deadbolt privacy function, O lever, right handed, black chromium finish, for use with 1 3/4" - 2 1/4" thick door | 1 |  | 1 Year | 903.25 | 0.15 | 767.7625
7723 | Salto | A9658O62PM38L-- | XS4 ANSI electronic wire-free SVN escutcheon, Mifare / DESFire deadbolt privacy function, O lever, left handed, satin brass finish, for use with 1 3/8" - 1 3/4" thick standard door | 1 |  | 1 Year | 683.35 | 0.15 | 580.8475
7724 | Salto | A9658O62PM38LA- | XS4 ANSI electronic AMOK wire-free SVN escutcheon, Mifare / DESFire deadbolt privacy function, O lever, left handed, satin brass finish, for use with 1 3/8" - 1 3/4" thick standard door | 1 |  | 1 Year | 812.35 | 0.15 | 690.4975
7725 | Salto | A9658O62PM38LC- | XS4 ANSI electronic RF wireless ready SVN escutcheon, Mifare / DESFire deadbolt privacy function, O lever, left handed, satin brass finish, for use with 1 3/8" - 1 3/4" thick standard door | 1 |  | 1 Year | 737.45 | 0.15 | 626.8325
7726 | Salto | A9658O62PM38LW- | XS4 ANSI electronic RF wireless SVN escutcheon, Mifare / DESFire deadbolt privacy function, O lever, left handed, satin brass finish, for use with 1 3/8" - 1 3/4" thick standard door | 1 |  | 1 Year | 868.55 | 0.15 | 738.2675
7727 | Salto | A9658O62PM38R-- | XS4 ANSI electronic wire-free SVN escutcheon, Mifare / DESFire deadbolt privacy function, O lever, right handed, satin brass finish, for use with 1 3/8" - 1 3/4" thick standard door | 1 |  | 1 Year | 683.35 | 0.15 | 580.8475
7728 | Salto | A9658O62PM38RA- | XS4 ANSI electronic AMOK wire-free SVN escutcheon, Mifare / DESFire deadbolt privacy function, O lever, right handed, satin brass finish, for use with 1 3/8" - 1 3/4" thick standard door | 1 |  | 1 Year | 812.35 | 0.15 | 690.4975
7729 | Salto | A9658O62PM38RC- | XS4 ANSI electronic RF wireless ready SVN escutcheon, Mifare / DESFire deadbolt privacy function, O lever, right handed, satin brass finish, for use with 1 3/8" - 1 3/4" thick standard door | 1 |  | 1 Year | 737.45 | 0.15 | 626.8325
7730 | Salto | A9658O62PM38RW- | XS4 ANSI electronic RF wireless SVN escutcheon, Mifare / DESFire deadbolt privacy function, O lever, right handed, satin brass finish, for use with 1 3/8" - 1 3/4" thick standard door | 1 |  | 1 Year | 868.55 | 0.15 | 738.2675
7731 | Salto | A9658O62PM48L-- | XS4 ANSI electronic wire-free SVN escutcheon, Mifare / DESFire deadbolt privacy function, O lever, left handed, satin brass finish, for use with 1 3/4" - 2 1/4" thick door | 1 |  | 1 Year | 683.35 | 0.15 | 580.8475
7732 | Salto | A9658O62PM48LA- | XS4 ANSI electronic AMOK wire-free SVN escutcheon, Mifare / DESFire deadbolt privacy function, O lever, left handed, satin brass finish, for use with 1 3/4" - 2 1/4" thick door | 1 |  | 1 Year | 812.35 | 0.15 | 690.4975
7733 | Salto | A9658O62PM48LC- | XS4 ANSI electronic RF wireless ready SVN escutcheon, Mifare / DESFire deadbolt privacy function, O lever, left handed, satin brass finish, for use with 1 3/4" - 2 1/4" thick door | 1 |  | 1 Year | 737.45 | 0.15 | 626.8325
7734 | Salto | A9658O62PM48LW- | XS4 ANSI electronic RF wireless SVN escutcheon, Mifare / DESFire deadbolt privacy function, O lever, left handed, satin brass finish, for use with 1 3/4" - 2 1/4" thick door | 1 |  | 1 Year | 868.55 | 0.15 | 738.2675
7735 | Salto | A9658O62PM48R-- | XS4 ANSI electronic wire-free SVN escutcheon, Mifare / DESFire deadbolt privacy function, O lever, right handed, satin brass finish, for use with 1 3/4" - 2 1/4" thick door | 1 |  | 1 Year | 683.35 | 0.15 | 580.8475
7736 | Salto | A9658O62PM48RA- | XS4 ANSI electronic AMOK wire-free SVN escutcheon, Mifare / DESFire deadbolt privacy function, O lever, right handed, satin brass finish, for use with 1 3/4" - 2 1/4" thick door | 1 |  | 1 Year | 812.35 | 0.15 | 690.4975
7737 | Salto | A9658O62PM48RC- | XS4 ANSI electronic RF wireless ready SVN escutcheon, Mifare / DESFire deadbolt privacy function, O lever, right handed, satin brass finish, for use with 1 3/4" - 2 1/4" thick door | 1 |  | 1 Year | 737.45 | 0.15 | 626.8325
7738 | Salto | A9658O62PM48RW- | XS4 ANSI electronic RF wireless SVN escutcheon, Mifare / DESFire deadbolt privacy function, O lever, right handed, satin brass finish, for use with 1 3/4" - 2 1/4" thick door | 1 |  | 1 Year | 868.55 | 0.15 | 738.2675
7739 | Salto | A9658O62PP38L-- | XS4 ANSI electronic wire-free SVN escutcheon, Mifare / DESFire deadbolt privacy function, O lever, left handed, bright brass finish, for use with 1 3/8" - 1 3/4" thick standard door | 1 |  | 1 Year | 699.65 | 0.15 | 594.7025
7740 | Salto | A9658O62PP38LA- | XS4 ANSI electronic AMOK wire-free SVN escutcheon, Mifare / DESFire deadbolt privacy function, O lever, left handed, bright brass finish, for use with 1 3/8" - 1 3/4" thick standard door | 1 |  | 1 Year | 828.65 | 0.15 | 704.3525
7741 | Salto | A9658O62PP38LC- | XS4 ANSI electronic RF wireless ready SVN escutcheon, Mifare / DESFire deadbolt privacy function, O lever, left handed, bright brass finish, for use with 1 3/8" - 1 3/4" thick standard door | 1 |  | 1 Year | 753.75 | 0.15 | 640.6875
7742 | Salto | A9658O62PP38LW- | XS4 ANSI electronic RF wireless SVN escutcheon, Mifare / DESFire deadbolt privacy function, O lever, left handed, bright brass finish, for use with 1 3/8" - 1 3/4" thick standard door | 1 |  | 1 Year | 884.85 | 0.15 | 752.1225
7743 | Salto | A9658O62PP38R-- | XS4 ANSI electronic wire-free SVN escutcheon, Mifare / DESFire deadbolt privacy function, O lever, right handed, bright brass finish, for use with 1 3/8" - 1 3/4" thick standard door | 1 |  | 1 Year | 699.65 | 0.15 | 594.7025
7744 | Salto | A9658O62PP38RA- | XS4 ANSI electronic AMOK wire-free SVN escutcheon, Mifare / DESFire deadbolt privacy function, O lever, right handed, bright brass finish, for use with 1 3/8" - 1 3/4" thick standard door | 1 |  | 1 Year | 828.65 | 0.15 | 704.3525
7745 | Salto | A9658O62PP38RC- | XS4 ANSI electronic RF wireless ready SVN escutcheon, Mifare / DESFire deadbolt privacy function, O lever, right handed, bright brass finish, for use with 1 3/8" - 1 3/4" thick standard door | 1 |  | 1 Year | 753.75 | 0.15 | 640.6875
7746 | Salto | A9658O62PP38RW- | XS4 ANSI electronic RF wireless SVN escutcheon, Mifare / DESFire deadbolt privacy function, O lever, right handed, bright brass finish, for use with 1 3/8" - 1 3/4" thick standard door | 1 |  | 1 Year | 884.85 | 0.15 | 752.1225
7747 | Salto | A9658O62PP48L-- | XS4 ANSI electronic wire-free SVN escutcheon, Mifare / DESFire deadbolt privacy function, O lever, left handed, bright brass finish, for use with 1 3/4" - 2 1/4" thick door | 1 |  | 1 Year | 699.65 | 0.15 | 594.7025
7748 | Salto | A9658O62PP48LA- | XS4 ANSI electronic AMOK wire-free SVN escutcheon, Mifare / DESFire deadbolt privacy function, O lever, left handed, bright brass finish, for use with 1 3/4" - 2 1/4" thick door | 1 |  | 1 Year | 828.65 | 0.15 | 704.3525
7749 | Salto | A9658O62PP48LC- | XS4 ANSI electronic RF wireless ready SVN escutcheon, Mifare / DESFire deadbolt privacy function, O lever, left handed, bright brass finish, for use with 1 3/4" - 2 1/4" thick door | 1 |  | 1 Year | 753.75 | 0.15 | 640.6875
7750 | Salto | A9658O62PP48LW- | XS4 ANSI electronic RF wireless SVN escutcheon, Mifare / DESFire deadbolt privacy function, O lever, left handed, bright brass finish, for use with 1 3/4" - 2 1/4" thick door | 1 |  | 1 Year | 884.85 | 0.15 | 752.1225
7751 | Salto | A9658O62PP48R-- | XS4 ANSI electronic wire-free SVN escutcheon, Mifare / DESFire deadbolt privacy function, O lever, right handed, bright brass finish, for use with 1 3/4" - 2 1/4" thick door | 1 |  | 1 Year | 699.65 | 0.15 | 594.7025
7752 | Salto | A9658O62PP48RA- | XS4 ANSI electronic AMOK wire-free SVN escutcheon, Mifare / DESFire deadbolt privacy function, O lever, right handed, bright brass finish, for use with 1 3/4" - 2 1/4" thick door | 1 |  | 1 Year | 828.65 | 0.15 | 704.3525
7753 | Salto | A9658O62PP48RC- | XS4 ANSI electronic RF wireless ready SVN escutcheon, Mifare / DESFire deadbolt privacy function, O lever, right handed, bright brass finish, for use with 1 3/4" - 2 1/4" thick door | 1 |  | 1 Year | 753.75 | 0.15 | 640.6875
7754 | Salto | A9658O62PP48RW- | XS4 ANSI electronic RF wireless SVN escutcheon, Mifare / DESFire deadbolt privacy function, O lever, right handed, bright brass finish, for use with 1 3/4" - 2 1/4" thick door | 1 |  | 1 Year | 884.85 | 0.15 | 752.1225
7755 | Salto | A9658O63IA38L-- | XS4 ANSI electronic wire-free SVN escutcheon, Mifare / DESFire deadbolt privacy function, O lever, left handed, antique brass finish, for use with 1 3/8" - 1 3/4" thick standard door | 1 |  | 1 Year | 735.35 | 0.15 | 625.0475
7756 | Salto | A9658O63IA38LA- | XS4 ANSI electronic AMOK wire-free SVN escutcheon, Mifare / DESFire deadbolt privacy function, O lever, left handed, antique brass finish, for use with 1 3/8" - 1 3/4" thick standard door | 1 |  | 1 Year | 864.35 | 0.15 | 734.6975
7757 | Salto | A9658O63IA38LC- | XS4 ANSI electronic RF wireless ready SVN escutcheon, Mifare / DESFire deadbolt privacy function, O lever, left handed, antique brass finish, for use with 1 3/8" - 1 3/4" thick standard door | 1 |  | 1 Year | 789.45 | 0.15 | 671.0325
7758 | Salto | A9658O63IA38LW- | XS4 ANSI electronic RF wireless SVN escutcheon, Mifare / DESFire deadbolt privacy function, O lever, left handed, antique brass finish, for use with 1 3/8" - 1 3/4" thick standard door | 1 |  | 1 Year | 920.55 | 0.15 | 782.4675
7759 | Salto | A9658O63IA38R-- | XS4 ANSI electronic wire-free SVN escutcheon, Mifare / DESFire deadbolt privacy function, O lever, right handed, antique brass finish, for use with 1 3/8" - 1 3/4" thick standard door | 1 |  | 1 Year | 735.35 | 0.15 | 625.0475
7760 | Salto | A9658O63IA38RA- | XS4 ANSI electronic AMOK wire-free SVN escutcheon, Mifare / DESFire deadbolt privacy function, O lever, right handed, antique brass finish, for use with 1 3/8" - 1 3/4" thick standard door | 1 |  | 1 Year | 864.35 | 0.15 | 734.6975
7761 | Salto | A9658O63IA38RC- | XS4 ANSI electronic RF wireless ready SVN escutcheon, Mifare / DESFire deadbolt privacy function, O lever, right handed, antique brass finish, for use with 1 3/8" - 1 3/4" thick standard door | 1 |  | 1 Year | 789.45 | 0.15 | 671.0325
7762 | Salto | A9658O63IA38RW- | XS4 ANSI electronic RF wireless SVN escutcheon, Mifare / DESFire deadbolt privacy function, O lever, right handed, antique brass finish, for use with 1 3/8" - 1 3/4" thick standard door | 1 |  | 1 Year | 920.55 | 0.15 | 782.4675
7763 | Salto | A9658O63IA48L-- | XS4 ANSI electronic wire-free SVN escutcheon, Mifare / DESFire deadbolt privacy function, O lever, left handed, antique brass finish, for use with 1 3/4" - 2 1/4" thick door | 1 |  | 1 Year | 735.35 | 0.15 | 625.0475
7764 | Salto | A9658O63IA48LA- | XS4 ANSI electronic AMOK wire-free SVN escutcheon, Mifare / DESFire deadbolt privacy function, O lever, left handed, antique brass finish, for use with 1 3/4" - 2 1/4" thick door | 1 |  | 1 Year | 864.35 | 0.15 | 734.6975
7765 | Salto | A9658O63IA48LC- | XS4 ANSI electronic RF wireless ready SVN escutcheon, Mifare / DESFire deadbolt privacy function, O lever, left handed, antique brass finish, for use with 1 3/4" - 2 1/4" thick door | 1 |  | 1 Year | 789.45 | 0.15 | 671.0325
7766 | Salto | A9658O63IA48LW- | XS4 ANSI electronic RF wireless SVN escutcheon, Mifare / DESFire deadbolt privacy function, O lever, left handed, antique brass finish, for use with 1 3/4" - 2 1/4" thick door | 1 |  | 1 Year | 920.55 | 0.15 | 782.4675
7767 | Salto | A9658O63IA48R-- | XS4 ANSI electronic wire-free SVN escutcheon, Mifare / DESFire deadbolt privacy function, O lever, right handed, antique brass finish, for use with 1 3/4" - 2 1/4" thick door | 1 |  | 1 Year | 735.35 | 0.15 | 625.0475
7768 | Salto | A9658O63IA48RA- | XS4 ANSI electronic AMOK wire-free SVN escutcheon, Mifare / DESFire deadbolt privacy function, O lever, right handed, antique brass finish, for use with 1 3/4" - 2 1/4" thick door | 1 |  | 1 Year | 864.35 | 0.15 | 734.6975
7769 | Salto | A9658O63IA48RC- | XS4 ANSI electronic RF wireless ready SVN escutcheon, Mifare / DESFire deadbolt privacy function, O lever, right handed, antique brass finish, for use with 1 3/4" - 2 1/4" thick door | 1 |  | 1 Year | 789.45 | 0.15 | 671.0325
7770 | Salto | A9658O63IA48RW- | XS4 ANSI electronic RF wireless SVN escutcheon, Mifare / DESFire deadbolt privacy function, O lever, right handed, antique brass finish, for use with 1 3/4" - 2 1/4" thick door | 1 |  | 1 Year | 920.55 | 0.15 | 782.4675
7771 | Salto | A9658O63IM38L-- | XS4 ANSI electronic wire-free SVN escutcheon, Mifare / DESFire deadbolt privacy function, O lever, left handed, satin stainless finish, for use with 1 3/8" - 1 3/4" thick standard door | 1 |  | 1 Year | 683.35 | 0.15 | 580.8475
7772 | Salto | A9658O63IM38LA- | XS4 ANSI electronic AMOK wire-free SVN escutcheon, Mifare / DESFire deadbolt privacy function, O lever, left handed, satin stainless finish, for use with 1 3/8" - 1 3/4" thick standard door | 1 |  | 1 Year | 812.35 | 0.15 | 690.4975
7773 | Salto | A9658O63IM38LC- | XS4 ANSI electronic RF wireless ready SVN escutcheon, Mifare / DESFire deadbolt privacy function, O lever, left handed, satin stainless finish, for use with 1 3/8" - 1 3/4" thick standard door | 1 |  | 1 Year | 737.45 | 0.15 | 626.8325
7774 | Salto | A9658O63IM38LW- | XS4 ANSI electronic RF wireless SVN escutcheon, Mifare / DESFire deadbolt privacy function, O lever, left handed, satin stainless finish, for use with 1 3/8" - 1 3/4" thick standard door | 1 |  | 1 Year | 868.55 | 0.15 | 738.2675
7775 | Salto | A9658O63IM38R-- | XS4 ANSI electronic wire-free SVN escutcheon, Mifare / DESFire deadbolt privacy function, O lever, right handed, satin stainless finish, for use with 1 3/8" - 1 3/4" thick standard door | 1 |  | 1 Year | 683.35 | 0.15 | 580.8475
7776 | Salto | A9658O63IM38RA- | XS4 ANSI electronic AMOK wire-free SVN escutcheon, Mifare / DESFire deadbolt privacy function, O lever, right handed, satin stainless finish, for use with 1 3/8" - 1 3/4" thick standard door | 1 |  | 1 Year | 812.35 | 0.15 | 690.4975
7777 | Salto | A9658O63IM38RC- | XS4 ANSI electronic RF wireless ready SVN escutcheon, Mifare / DESFire deadbolt privacy function, O lever, right handed, satin stainless finish, for use with 1 3/8" - 1 3/4" thick standard door | 1 |  | 1 Year | 737.45 | 0.15 | 626.8325
7778 | Salto | A9658O63IM38RW- | XS4 ANSI electronic RF wireless SVN escutcheon, Mifare / DESFire deadbolt privacy function, O lever, right handed, satin stainless finish, for use with 1 3/8" - 1 3/4" thick standard door | 1 |  | 1 Year | 868.55 | 0.15 | 738.2675
7779 | Salto | A9658O63IM48L-- | XS4 ANSI electronic wire-free SVN escutcheon, Mifare / DESFire deadbolt privacy function, O lever, left handed, satin stainless finish, for use with 1 3/4" - 2 1/4" thick door | 1 |  | 1 Year | 683.35 | 0.15 | 580.8475
7780 | Salto | A9658O63IM48LA- | XS4 ANSI electronic AMOK wire-free SVN escutcheon, Mifare / DESFire deadbolt privacy function, O lever, left handed, satin stainless finish, for use with 1 3/4" - 2 1/4" thick door | 1 |  | 1 Year | 812.35 | 0.15 | 690.4975
7781 | Salto | A9658O63IM48LC- | XS4 ANSI electronic RF wireless ready SVN escutcheon, Mifare / DESFire deadbolt privacy function, O lever, left handed, satin stainless finish, for use with 1 3/4" - 2 1/4" thick door | 1 |  | 1 Year | 737.45 | 0.15 | 626.8325
7782 | Salto | A9658O63IM48LW- | XS4 ANSI electronic RF wireless SVN escutcheon, Mifare / DESFire deadbolt privacy function, O lever, left handed, satin stainless finish, for use with 1 3/4" - 2 1/4" thick door | 1 |  | 1 Year | 868.55 | 0.15 | 738.2675
7783 | Salto | A9658O63IM48R-- | XS4 ANSI electronic wire-free SVN escutcheon, Mifare / DESFire deadbolt privacy function, O lever, right handed, satin stainless finish, for use with 1 3/4" - 2 1/4" thick door | 1 |  | 1 Year | 683.35 | 0.15 | 580.8475
7784 | Salto | A9658O63IM48RA- | XS4 ANSI electronic AMOK wire-free SVN escutcheon, Mifare / DESFire deadbolt privacy function, O lever, right handed, satin stainless finish, for use with 1 3/4" - 2 1/4" thick door | 1 |  | 1 Year | 812.35 | 0.15 | 690.4975
7785 | Salto | A9658O63IM48RC- | XS4 ANSI electronic RF wireless ready SVN escutcheon, Mifare / DESFire deadbolt privacy function, O lever, right handed, satin stainless finish, for use with 1 3/4" - 2 1/4" thick door | 1 |  | 1 Year | 737.45 | 0.15 | 626.8325
7786 | Salto | A9658O63IM48RW- | XS4 ANSI electronic RF wireless SVN escutcheon, Mifare / DESFire deadbolt privacy function, O lever, right handed, satin stainless finish, for use with 1 3/4" - 2 1/4" thick door | 1 |  | 1 Year | 868.55 | 0.15 | 738.2675
7787 | Salto | A9658O63IP38L-- | XS4 ANSI electronic wire-free SVN escutcheon, Mifare / DESFire deadbolt privacy function, O lever, left handed, bright stainless steel finish, for use with 1 3/8" - 1 3/4" thick standard door | 1 |  | 1 Year | 699.65 | 0.15 | 594.7025
7788 | Salto | A9658O63IP38LA- | XS4 ANSI electronic AMOK wire-free SVN escutcheon, Mifare / DESFire deadbolt privacy function, O lever, left handed, bright stainless steel finish, for use with 1 3/8" - 1 3/4" thick standard door | 1 |  | 1 Year | 828.65 | 0.15 | 704.3525
7789 | Salto | A9658O63IP38LC- | XS4 ANSI electronic RF wireless ready SVN escutcheon, Mifare / DESFire deadbolt privacy function, O lever, left handed, bright stainless steel finish, for use with 1 3/8" - 1 3/4" thick standard door | 1 |  | 1 Year | 753.75 | 0.15 | 640.6875
7790 | Salto | A9658O63IP38LW- | XS4 ANSI electronic RF wireless SVN escutcheon, Mifare / DESFire deadbolt privacy function, O lever, left handed, bright stainless steel finish, for use with 1 3/8" - 1 3/4" thick standard door | 1 |  | 1 Year | 884.85 | 0.15 | 752.1225
7791 | Salto | A9658O63IP38R-- | XS4 ANSI electronic wire-free SVN escutcheon, Mifare / DESFire deadbolt privacy function, O lever, right handed, bright stainless steel finish, for use with 1 3/8" - 1 3/4" thick standard door | 1 |  | 1 Year | 699.65 | 0.15 | 594.7025
7792 | Salto | A9658O63IP38RA- | XS4 ANSI electronic AMOK wire-free SVN escutcheon, Mifare / DESFire deadbolt privacy function, O lever, right handed, bright stainless steel finish, for use with 1 3/8" - 1 3/4" thick standard door | 1 |  | 1 Year | 828.65 | 0.15 | 704.3525
7793 | Salto | A9658O63IP38RC- | XS4 ANSI electronic RF wireless ready SVN escutcheon, Mifare / DESFire deadbolt privacy function, O lever, right handed, bright stainless steel finish, for use with 1 3/8" - 1 3/4" thick standard door | 1 |  | 1 Year | 753.75 | 0.15 | 640.6875
7794 | Salto | A9658O63IP38RW- | XS4 ANSI electronic RF wireless SVN escutcheon, Mifare / DESFire deadbolt privacy function, O lever, right handed, bright stainless steel finish, for use with 1 3/8" - 1 3/4" thick standard door | 1 |  | 1 Year | 884.85 | 0.15 | 752.1225
7795 | Salto | A9658O63IP48L-- | XS4 ANSI electronic wire-free SVN escutcheon, Mifare / DESFire deadbolt privacy function, O lever, left handed, bright stainless steel finish, for use with 1 3/4" - 2 1/4" thick door | 1 |  | 1 Year | 699.65 | 0.15 | 594.7025
7796 | Salto | A9658O63IP48LA- | XS4 ANSI electronic AMOK wire-free SVN escutcheon, Mifare / DESFire deadbolt privacy function, O lever, left handed, bright stainless steel finish, for use with 1 3/4" - 2 1/4" thick door | 1 |  | 1 Year | 828.65 | 0.15 | 704.3525
7797 | Salto | A9658O63IP48LC- | XS4 ANSI electronic RF wireless ready SVN escutcheon, Mifare / DESFire deadbolt privacy function, O lever, left handed, bright stainless steel finish, for use with 1 3/4" - 2 1/4" thick door | 1 |  | 1 Year | 753.75 | 0.15 | 640.6875
7798 | Salto | A9658O63IP48LW- | XS4 ANSI electronic RF wireless SVN escutcheon, Mifare / DESFire deadbolt privacy function, O lever, left handed, bright stainless steel finish, for use with 1 3/4" - 2 1/4" thick door | 1 |  | 1 Year | 884.85 | 0.15 | 752.1225
7799 | Salto | A9658O63IP48R-- | XS4 ANSI electronic wire-free SVN escutcheon, Mifare / DESFire deadbolt privacy function, O lever, right handed, bright stainless steel finish, for use with 1 3/4" - 2 1/4" thick door | 1 |  | 1 Year | 699.65 | 0.15 | 594.7025
7800 | Salto | A9658O63IP48RA- | XS4 ANSI electronic AMOK wire-free SVN escutcheon, Mifare / DESFire deadbolt privacy function, O lever, right handed, bright stainless steel finish, for use with 1 3/4" - 2 1/4" thick door | 1 |  | 1 Year | 828.65 | 0.15 | 704.3525
7801 | Salto | A9658O63IP48RC- | XS4 ANSI electronic RF wireless ready SVN escutcheon, Mifare / DESFire deadbolt privacy function, O lever, right handed, bright stainless steel finish, for use with 1 3/4" - 2 1/4" thick door | 1 |  | 1 Year | 753.75 | 0.15 | 640.6875
7802 | Salto | A9658O63IP48RW- | XS4 ANSI electronic RF wireless SVN escutcheon, Mifare / DESFire deadbolt privacy function, O lever, right handed, bright stainless steel finish, for use with 1 3/4" - 2 1/4" thick door | 1 |  | 1 Year | 884.85 | 0.15 | 752.1225
7803 | Salto | A9658O63NE38L-- | XS4 ANSI electronic wire-free SVN escutcheon, Mifare / DESFire deadbolt privacy function, O lever, left handed, black chromium finish, for use with 1 3/8" - 1 3/4" thick standard door | 1 |  | 1 Year | 718.05 | 0.15 | 610.3425
7804 | Salto | A9658O63NE38LA- | XS4 ANSI electronic AMOK wire-free SVN escutcheon, Mifare / DESFire deadbolt privacy function, O lever, left handed, black chromium finish, for use with 1 3/8" - 1 3/4" thick standard door | 1 |  | 1 Year | 847.05 | 0.15 | 719.9925
7805 | Salto | A9658O63NE38LC- | XS4 ANSI electronic RF wireless ready SVN escutcheon, Mifare / DESFire deadbolt privacy function, O lever, left handed, black chromium finish, for use with 1 3/8" - 1 3/4" thick standard door | 1 |  | 1 Year | 772.15 | 0.15 | 656.3275
7806 | Salto | A9658O63NE38LW- | XS4 ANSI electronic RF wireless SVN escutcheon, Mifare / DESFire deadbolt privacy function, O lever, left handed, black chromium finish, for use with 1 3/8" - 1 3/4" thick standard door | 1 |  | 1 Year | 903.25 | 0.15 | 767.7625
7807 | Salto | A9658O63NE38R-- | XS4 ANSI electronic wire-free SVN escutcheon, Mifare / DESFire deadbolt privacy function, O lever, right handed, black chromium finish, for use with 1 3/8" - 1 3/4" thick standard door | 1 |  | 1 Year | 718.05 | 0.15 | 610.3425
7808 | Salto | A9658O63NE38RA- | XS4 ANSI electronic AMOK wire-free SVN escutcheon, Mifare / DESFire deadbolt privacy function, O lever, right handed, black chromium finish, for use with 1 3/8" - 1 3/4" thick standard door | 1 |  | 1 Year | 847.05 | 0.15 | 719.9925
7809 | Salto | A9658O63NE38RC- | XS4 ANSI electronic RF wireless ready SVN escutcheon, Mifare / DESFire deadbolt privacy function, O lever, right handed, black chromium finish, for use with 1 3/8" - 1 3/4" thick standard door | 1 |  | 1 Year | 772.15 | 0.15 | 656.3275
7810 | Salto | A9658O63NE38RW- | XS4 ANSI electronic RF wireless SVN escutcheon, Mifare / DESFire deadbolt privacy function, O lever, right handed, black chromium finish, for use with 1 3/8" - 1 3/4" thick standard door | 1 |  | 1 Year | 903.25 | 0.15 | 767.7625
7811 | Salto | A9658O63NE48L-- | XS4 ANSI electronic wire-free SVN escutcheon, Mifare / DESFire deadbolt privacy function, O lever, left handed, black chromium finish, for use with 1 3/4" - 2 1/4" thick door | 1 |  | 1 Year | 718.05 | 0.15 | 610.3425
7812 | Salto | A9658O63NE48LA- | XS4 ANSI electronic AMOK wire-free SVN escutcheon, Mifare / DESFire deadbolt privacy function, O lever, left handed, black chromium finish, for use with 1 3/4" - 2 1/4" thick door | 1 |  | 1 Year | 847.05 | 0.15 | 719.9925
7813 | Salto | A9658O63NE48LC- | XS4 ANSI electronic RF wireless ready SVN escutcheon, Mifare / DESFire deadbolt privacy function, O lever, left handed, black chromium finish, for use with 1 3/4" - 2 1/4" thick door | 1 |  | 1 Year | 772.15 | 0.15 | 656.3275
7814 | Salto | A9658O63NE48LW- | XS4 ANSI electronic RF wireless SVN escutcheon, Mifare / DESFire deadbolt privacy function, O lever, left handed, black chromium finish, for use with 1 3/4" - 2 1/4" thick door | 1 |  | 1 Year | 903.25 | 0.15 | 767.7625
7815 | Salto | A9658O63NE48R-- | XS4 ANSI electronic wire-free SVN escutcheon, Mifare / DESFire deadbolt privacy function, O lever, right handed, black chromium finish, for use with 1 3/4" - 2 1/4" thick door | 1 |  | 1 Year | 718.05 | 0.15 | 610.3425
7816 | Salto | A9658O63NE48RA- | XS4 ANSI electronic AMOK wire-free SVN escutcheon, Mifare / DESFire deadbolt privacy function, O lever, right handed, black chromium finish, for use with 1 3/4" - 2 1/4" thick door | 1 |  | 1 Year | 847.05 | 0.15 | 719.9925
7817 | Salto | A9658O63NE48RC- | XS4 ANSI electronic RF wireless ready SVN escutcheon, Mifare / DESFire deadbolt privacy function, O lever, right handed, black chromium finish, for use with 1 3/4" - 2 1/4" thick door | 1 |  | 1 Year | 772.15 | 0.15 | 656.3275
7818 | Salto | A9658O63NE48RW- | XS4 ANSI electronic RF wireless SVN escutcheon, Mifare / DESFire deadbolt privacy function, O lever, right handed, black chromium finish, for use with 1 3/4" - 2 1/4" thick door | 1 |  | 1 Year | 903.25 | 0.15 | 767.7625
7819 | Salto | A9658O63PM38L-- | XS4 ANSI electronic wire-free SVN escutcheon, Mifare / DESFire deadbolt privacy function, O lever, left handed, satin brass finish, for use with 1 3/8" - 1 3/4" thick standard door | 1 |  | 1 Year | 683.35 | 0.15 | 580.8475
7820 | Salto | A9658O63PM38LA- | XS4 ANSI electronic AMOK wire-free SVN escutcheon, Mifare / DESFire deadbolt privacy function, O lever, left handed, satin brass finish, for use with 1 3/8" - 1 3/4" thick standard door | 1 |  | 1 Year | 812.35 | 0.15 | 690.4975
7821 | Salto | A9658O63PM38LC- | XS4 ANSI electronic RF wireless ready SVN escutcheon, Mifare / DESFire deadbolt privacy function, O lever, left handed, satin brass finish, for use with 1 3/8" - 1 3/4" thick standard door | 1 |  | 1 Year | 737.45 | 0.15 | 626.8325
7822 | Salto | A9658O63PM38LW- | XS4 ANSI electronic RF wireless SVN escutcheon, Mifare / DESFire deadbolt privacy function, O lever, left handed, satin brass finish, for use with 1 3/8" - 1 3/4" thick standard door | 1 |  | 1 Year | 868.55 | 0.15 | 738.2675
7823 | Salto | A9658O63PM38R-- | XS4 ANSI electronic wire-free SVN escutcheon, Mifare / DESFire deadbolt privacy function, O lever, right handed, satin brass finish, for use with 1 3/8" - 1 3/4" thick standard door | 1 |  | 1 Year | 683.35 | 0.15 | 580.8475
7824 | Salto | A9658O63PM38RA- | XS4 ANSI electronic AMOK wire-free SVN escutcheon, Mifare / DESFire deadbolt privacy function, O lever, right handed, satin brass finish, for use with 1 3/8" - 1 3/4" thick standard door | 1 |  | 1 Year | 812.35 | 0.15 | 690.4975
7825 | Salto | A9658O63PM38RC- | XS4 ANSI electronic RF wireless ready SVN escutcheon, Mifare / DESFire deadbolt privacy function, O lever, right handed, satin brass finish, for use with 1 3/8" - 1 3/4" thick standard door | 1 |  | 1 Year | 737.45 | 0.15 | 626.8325
7826 | Salto | A9658O63PM38RW- | XS4 ANSI electronic RF wireless SVN escutcheon, Mifare / DESFire deadbolt privacy function, O lever, right handed, satin brass finish, for use with 1 3/8" - 1 3/4" thick standard door | 1 |  | 1 Year | 868.55 | 0.15 | 738.2675
7827 | Salto | A9658O63PM48L-- | XS4 ANSI electronic wire-free SVN escutcheon, Mifare / DESFire deadbolt privacy function, O lever, left handed, satin brass finish, for use with 1 3/4" - 2 1/4" thick door | 1 |  | 1 Year | 683.35 | 0.15 | 580.8475
7828 | Salto | A9658O63PM48LA- | XS4 ANSI electronic AMOK wire-free SVN escutcheon, Mifare / DESFire deadbolt privacy function, O lever, left handed, satin brass finish, for use with 1 3/4" - 2 1/4" thick door | 1 |  | 1 Year | 812.35 | 0.15 | 690.4975
7829 | Salto | A9658O63PM48LC- | XS4 ANSI electronic RF wireless ready SVN escutcheon, Mifare / DESFire deadbolt privacy function, O lever, left handed, satin brass finish, for use with 1 3/4" - 2 1/4" thick door | 1 |  | 1 Year | 737.45 | 0.15 | 626.8325
7830 | Salto | A9658O63PM48LW- | XS4 ANSI electronic RF wireless SVN escutcheon, Mifare / DESFire deadbolt privacy function, O lever, left handed, satin brass finish, for use with 1 3/4" - 2 1/4" thick door | 1 |  | 1 Year | 868.55 | 0.15 | 738.2675
7831 | Salto | A9658O63PM48R-- | XS4 ANSI electronic wire-free SVN escutcheon, Mifare / DESFire deadbolt privacy function, O lever, right handed, satin brass finish, for use with 1 3/4" - 2 1/4" thick door | 1 |  | 1 Year | 683.35 | 0.15 | 580.8475
7832 | Salto | A9658O63PM48RA- | XS4 ANSI electronic AMOK wire-free SVN escutcheon, Mifare / DESFire deadbolt privacy function, O lever, right handed, satin brass finish, for use with 1 3/4" - 2 1/4" thick door | 1 |  | 1 Year | 812.35 | 0.15 | 690.4975
7833 | Salto | A9658O63PM48RC- | XS4 ANSI electronic RF wireless ready SVN escutcheon, Mifare / DESFire deadbolt privacy function, O lever, right handed, satin brass finish, for use with 1 3/4" - 2 1/4" thick door | 1 |  | 1 Year | 737.45 | 0.15 | 626.8325
7834 | Salto | A9658O63PM48RW- | XS4 ANSI electronic RF wireless SVN escutcheon, Mifare / DESFire deadbolt privacy function, O lever, right handed, satin brass finish, for use with 1 3/4" - 2 1/4" thick door | 1 |  | 1 Year | 868.55 | 0.15 | 738.2675
7835 | Salto | A9658O63PP38L-- | XS4 ANSI electronic wire-free SVN escutcheon, Mifare / DESFire deadbolt privacy function, O lever, left handed, bright brass finish, for use with 1 3/8" - 1 3/4" thick standard door | 1 |  | 1 Year | 699.65 | 0.15 | 594.7025
7836 | Salto | A9658O63PP38LA- | XS4 ANSI electronic AMOK wire-free SVN escutcheon, Mifare / DESFire deadbolt privacy function, O lever, left handed, bright brass finish, for use with 1 3/8" - 1 3/4" thick standard door | 1 |  | 1 Year | 828.65 | 0.15 | 704.3525
7837 | Salto | A9658O63PP38LC- | XS4 ANSI electronic RF wireless ready SVN escutcheon, Mifare / DESFire deadbolt privacy function, O lever, left handed, bright brass finish, for use with 1 3/8" - 1 3/4" thick standard door | 1 |  | 1 Year | 753.75 | 0.15 | 640.6875
7838 | Salto | A9658O63PP38LW- | XS4 ANSI electronic RF wireless SVN escutcheon, Mifare / DESFire deadbolt privacy function, O lever, left handed, bright brass finish, for use with 1 3/8" - 1 3/4" thick standard door | 1 |  | 1 Year | 884.85 | 0.15 | 752.1225
7839 | Salto | A9658O63PP38R-- | XS4 ANSI electronic wire-free SVN escutcheon, Mifare / DESFire deadbolt privacy function, O lever, right handed, bright brass finish, for use with 1 3/8" - 1 3/4" thick standard door | 1 |  | 1 Year | 699.65 | 0.15 | 594.7025
7840 | Salto | A9658O63PP38RA- | XS4 ANSI electronic AMOK wire-free SVN escutcheon, Mifare / DESFire deadbolt privacy function, O lever, right handed, bright brass finish, for use with 1 3/8" - 1 3/4" thick standard door | 1 |  | 1 Year | 828.65 | 0.15 | 704.3525
7841 | Salto | A9658O63PP38RC- | XS4 ANSI electronic RF wireless ready SVN escutcheon, Mifare / DESFire deadbolt privacy function, O lever, right handed, bright brass finish, for use with 1 3/8" - 1 3/4" thick standard door | 1 |  | 1 Year | 753.75 | 0.15 | 640.6875
7842 | Salto | A9658O63PP38RW- | XS4 ANSI electronic RF wireless SVN escutcheon, Mifare / DESFire deadbolt privacy function, O lever, right handed, bright brass finish, for use with 1 3/8" - 1 3/4" thick standard door | 1 |  | 1 Year | 884.85 | 0.15 | 752.1225
7843 | Salto | A9658O63PP48L-- | XS4 ANSI electronic wire-free SVN escutcheon, Mifare / DESFire deadbolt privacy function, O lever, left handed, bright brass finish, for use with 1 3/4" - 2 1/4" thick door | 1 |  | 1 Year | 699.65 | 0.15 | 594.7025
7844 | Salto | A9658O63PP48LA- | XS4 ANSI electronic AMOK wire-free SVN escutcheon, Mifare / DESFire deadbolt privacy function, O lever, left handed, bright brass finish, for use with 1 3/4" - 2 1/4" thick door | 1 |  | 1 Year | 828.65 | 0.15 | 704.3525
7845 | Salto | A9658O63PP48LC- | XS4 ANSI electronic RF wireless ready SVN escutcheon, Mifare / DESFire deadbolt privacy function, O lever, left handed, bright brass finish, for use with 1 3/4" - 2 1/4" thick door | 1 |  | 1 Year | 753.75 | 0.15 | 640.6875
7846 | Salto | A9658O63PP48LW- | XS4 ANSI electronic RF wireless SVN escutcheon, Mifare / DESFire deadbolt privacy function, O lever, left handed, bright brass finish, for use with 1 3/4" - 2 1/4" thick door | 1 |  | 1 Year | 884.85 | 0.15 | 752.1225
7847 | Salto | A9658O63PP48R-- | XS4 ANSI electronic wire-free SVN escutcheon, Mifare / DESFire deadbolt privacy function, O lever, right handed, bright brass finish, for use with 1 3/4" - 2 1/4" thick door | 1 |  | 1 Year | 699.65 | 0.15 | 594.7025
7848 | Salto | A9658O63PP48RA- | XS4 ANSI electronic AMOK wire-free SVN escutcheon, Mifare / DESFire deadbolt privacy function, O lever, right handed, bright brass finish, for use with 1 3/4" - 2 1/4" thick door | 1 |  | 1 Year | 828.65 | 0.15 | 704.3525
7849 | Salto | A9658O63PP48RC- | XS4 ANSI electronic RF wireless ready SVN escutcheon, Mifare / DESFire deadbolt privacy function, O lever, right handed, bright brass finish, for use with 1 3/4" - 2 1/4" thick door | 1 |  | 1 Year | 753.75 | 0.15 | 640.6875
7850 | Salto | A9658O63PP48RW- | XS4 ANSI electronic RF wireless SVN escutcheon, Mifare / DESFire deadbolt privacy function, O lever, right handed, bright brass finish, for use with 1 3/4" - 2 1/4" thick door | 1 |  | 1 Year | 884.85 | 0.15 | 752.1225
7851 | Salto | A9658W61BC38--- | XS4 ANSI electronic wire-free SVN escutcheon, Mifare / DESFire deadbolt privacy function, W lever, unhanded, BioCote antimicrobial finish, for use with 1 3/8" - 1 3/4" thick standard door | 1 |  | 1 Year | 725.15 | 0.15 | 616.3775
7852 | Salto | A9658W61BC38-A- | XS4 ANSI electronic AMOK wire-free SVN escutcheon, Mifare / DESFire deadbolt privacy function, W lever, unhanded, BioCote antimicrobial finish, for use with 1 3/8" - 1 3/4" thick standard door | 1 |  | 1 Year | 854.15 | 0.15 | 726.0275
7853 | Salto | A9658W61BC38-C- | XS4 ANSI electronic RF wireless ready SVN escutcheon, Mifare / DESFire deadbolt privacy function, W lever, unhanded, BioCote antimicrobial finish, for use with 1 3/8" - 1 3/4" thick standard door | 1 |  | 1 Year | 779.25 | 0.15 | 662.3625
7854 | Salto | A9658W61BC38-W- | XS4 ANSI electronic RF wireless SVN escutcheon, Mifare / DESFire deadbolt privacy function, W lever, unhanded, BioCote antimicrobial finish, for use with 1 3/8" - 1 3/4" thick standard door | 1 |  | 1 Year | 910.35 | 0.15 | 773.7975
7855 | Salto | A9658W61BC48--- | XS4 ANSI electronic wire-free SVN escutcheon, Mifare / DESFire deadbolt privacy function, W lever, unhanded, BioCote antimicrobial finish, for use with 1 3/4" - 2 1/4" thick door | 1 |  | 1 Year | 725.15 | 0.15 | 616.3775
7856 | Salto | A9658W61BC48-A- | XS4 ANSI electronic AMOK wire-free SVN escutcheon, Mifare / DESFire deadbolt privacy function, W lever, unhanded, BioCote antimicrobial finish, for use with 1 3/4" - 2 1/4" thick door | 1 |  | 1 Year | 854.15 | 0.15 | 726.0275
7857 | Salto | A9658W61BC48-C- | XS4 ANSI electronic RF wireless ready SVN escutcheon, Mifare / DESFire deadbolt privacy function, W lever, unhanded, BioCote antimicrobial finish, for use with 1 3/4" - 2 1/4" thick door | 1 |  | 1 Year | 779.25 | 0.15 | 662.3625
7858 | Salto | A9658W61BC48-W- | XS4 ANSI electronic RF wireless SVN escutcheon, Mifare / DESFire deadbolt privacy function, W lever, unhanded, BioCote antimicrobial finish, for use with 1 3/4" - 2 1/4" thick door | 1 |  | 1 Year | 910.35 | 0.15 | 773.7975
7859 | Salto | A9658W61IA38--- | XS4 ANSI electronic wire-free SVN escutcheon, Mifare / DESFire deadbolt privacy function, W lever, unhanded, antique brass finish, for use with 1 3/8" - 1 3/4" thick standard door | 1 |  | 1 Year | 725.15 | 0.15 | 616.3775
7860 | Salto | A9658W61IA38-A- | XS4 ANSI electronic AMOK wire-free SVN escutcheon, Mifare / DESFire deadbolt privacy function, W lever, unhanded, antique brass finish, for use with 1 3/8" - 1 3/4" thick standard door | 1 |  | 1 Year | 854.15 | 0.15 | 726.0275
7861 | Salto | A9658W61IA38-C- | XS4 ANSI electronic RF wireless ready SVN escutcheon, Mifare / DESFire deadbolt privacy function, W lever, unhanded, antique brass finish, for use with 1 3/8" - 1 3/4" thick standard door | 1 |  | 1 Year | 779.25 | 0.15 | 662.3625
7862 | Salto | A9658W61IA38-W- | XS4 ANSI electronic RF wireless SVN escutcheon, Mifare / DESFire deadbolt privacy function, W lever, unhanded, antique brass finish, for use with 1 3/8" - 1 3/4" thick standard door | 1 |  | 1 Year | 910.35 | 0.15 | 773.7975
7863 | Salto | A9658W61IA48--- | XS4 ANSI electronic wire-free SVN escutcheon, Mifare / DESFire deadbolt privacy function, W lever, unhanded, antique brass finish, for use with 1 3/4" - 2 1/4" thick door | 1 |  | 1 Year | 725.15 | 0.15 | 616.3775
7864 | Salto | A9658W61IA48-A- | XS4 ANSI electronic AMOK wire-free SVN escutcheon, Mifare / DESFire deadbolt privacy function, W lever, unhanded, antique brass finish, for use with 1 3/4" - 2 1/4" thick door | 1 |  | 1 Year | 854.15 | 0.15 | 726.0275
7865 | Salto | A9658W61IA48-C- | XS4 ANSI electronic RF wireless ready SVN escutcheon, Mifare / DESFire deadbolt privacy function, W lever, unhanded, antique brass finish, for use with 1 3/4" - 2 1/4" thick door | 1 |  | 1 Year | 779.25 | 0.15 | 662.3625
7866 | Salto | A9658W61IA48-W- | XS4 ANSI electronic RF wireless SVN escutcheon, Mifare / DESFire deadbolt privacy function, W lever, unhanded, antique brass finish, for use with 1 3/4" - 2 1/4" thick door | 1 |  | 1 Year | 910.35 | 0.15 | 773.7975
7867 | Salto | A9658W61IM38--- | XS4 ANSI electronic wire-free SVN escutcheon, Mifare / DESFire deadbolt privacy function, W lever, unhanded, satin stainless finish, for use with 1 3/8" - 1 3/4" thick standard door | 1 |  | 1 Year | 673.15 | 0.15 | 572.1775
7868 | Salto | A9658W61IM38-A- | XS4 ANSI electronic AMOK wire-free SVN escutcheon, Mifare / DESFire deadbolt privacy function, W lever, unhanded, satin stainless finish, for use with 1 3/8" - 1 3/4" thick standard door | 1 |  | 1 Year | 802.15 | 0.15 | 681.8275
7869 | Salto | A9658W61IM38-C- | XS4 ANSI electronic RF wireless ready SVN escutcheon, Mifare / DESFire deadbolt privacy function, W lever, unhanded, satin stainless finish, for use with 1 3/8" - 1 3/4" thick standard door | 1 |  | 1 Year | 727.25 | 0.15 | 618.1625
7870 | Salto | A9658W61IM38-W- | XS4 ANSI electronic RF wireless SVN escutcheon, Mifare / DESFire deadbolt privacy function, W lever, unhanded, satin stainless finish, for use with 1 3/8" - 1 3/4" thick standard door | 1 |  | 1 Year | 858.35 | 0.15 | 729.5975
7871 | Salto | A9658W61IM48--- | XS4 ANSI electronic wire-free SVN escutcheon, Mifare / DESFire deadbolt privacy function, W lever, unhanded, satin stainless finish, for use with 1 3/4" - 2 1/4" thick door | 1 |  | 1 Year | 673.15 | 0.15 | 572.1775
7872 | Salto | A9658W61IM48-A- | XS4 ANSI electronic AMOK wire-free SVN escutcheon, Mifare / DESFire deadbolt privacy function, W lever, unhanded, satin stainless finish, for use with 1 3/4" - 2 1/4" thick door | 1 |  | 1 Year | 802.15 | 0.15 | 681.8275
7873 | Salto | A9658W61IM48-C- | XS4 ANSI electronic RF wireless ready SVN escutcheon, Mifare / DESFire deadbolt privacy function, W lever, unhanded, satin stainless finish, for use with 1 3/4" - 2 1/4" thick door | 1 |  | 1 Year | 727.25 | 0.15 | 618.1625
7874 | Salto | A9658W61IM48-W- | XS4 ANSI electronic RF wireless SVN escutcheon, Mifare / DESFire deadbolt privacy function, W lever, unhanded, satin stainless finish, for use with 1 3/4" - 2 1/4" thick door | 1 |  | 1 Year | 858.35 | 0.15 | 729.5975
7875 | Salto | A9658W61IP38--- | XS4 ANSI electronic wire-free SVN escutcheon, Mifare / DESFire deadbolt privacy function, W lever, unhanded, bright stainless steel finish, for use with 1 3/8" - 1 3/4" thick standard door | 1 |  | 1 Year | 689.45 | 0.15 | 586.0325
7876 | Salto | A9658W61IP38-A- | XS4 ANSI electronic AMOK wire-free SVN escutcheon, Mifare / DESFire deadbolt privacy function, W lever, unhanded, bright stainless steel finish, for use with 1 3/8" - 1 3/4" thick standard door | 1 |  | 1 Year | 818.45 | 0.15 | 695.6825
7877 | Salto | A9658W61IP38-C- | XS4 ANSI electronic RF wireless ready SVN escutcheon, Mifare / DESFire deadbolt privacy function, W lever, unhanded, bright stainless steel finish, for use with 1 3/8" - 1 3/4" thick standard door | 1 |  | 1 Year | 743.55 | 0.15 | 632.0175
7878 | Salto | A9658W61IP38-W- | XS4 ANSI electronic RF wireless SVN escutcheon, Mifare / DESFire deadbolt privacy function, W lever, unhanded, bright stainless steel finish, for use with 1 3/8" - 1 3/4" thick standard door | 1 |  | 1 Year | 874.65 | 0.15 | 743.4525
7879 | Salto | A9658W61IP48--- | XS4 ANSI electronic wire-free SVN escutcheon, Mifare / DESFire deadbolt privacy function, W lever, unhanded, bright stainless steel finish, for use with 1 3/4" - 2 1/4" thick door | 1 |  | 1 Year | 689.45 | 0.15 | 586.0325
7880 | Salto | A9658W61IP48-A- | XS4 ANSI electronic AMOK wire-free SVN escutcheon, Mifare / DESFire deadbolt privacy function, W lever, unhanded, bright stainless steel finish, for use with 1 3/4" - 2 1/4" thick door | 1 |  | 1 Year | 818.45 | 0.15 | 695.6825
7881 | Salto | A9658W61IP48-C- | XS4 ANSI electronic RF wireless ready SVN escutcheon, Mifare / DESFire deadbolt privacy function, W lever, unhanded, bright stainless steel finish, for use with 1 3/4" - 2 1/4" thick door | 1 |  | 1 Year | 743.55 | 0.15 | 632.0175
7882 | Salto | A9658W61IP48-W- | XS4 ANSI electronic RF wireless SVN escutcheon, Mifare / DESFire deadbolt privacy function, W lever, unhanded, bright stainless steel finish, for use with 1 3/4" - 2 1/4" thick door | 1 |  | 1 Year | 874.65 | 0.15 | 743.4525
7883 | Salto | A9658W61NE38--- | XS4 ANSI electronic wire-free SVN escutcheon, Mifare / DESFire deadbolt privacy function, W lever, unhanded, black chromium finish, for use with 1 3/8" - 1 3/4" thick standard door | 1 |  | 1 Year | 707.85 | 0.15 | 601.6725
7884 | Salto | A9658W61NE38-A- | XS4 ANSI electronic AMOK wire-free SVN escutcheon, Mifare / DESFire deadbolt privacy function, W lever, unhanded, black chromium finish, for use with 1 3/8" - 1 3/4" thick standard door | 1 |  | 1 Year | 836.85 | 0.15 | 711.3225
7885 | Salto | A9658W61NE38-C- | XS4 ANSI electronic RF wireless ready SVN escutcheon, Mifare / DESFire deadbolt privacy function, W lever, unhanded, black chromium finish, for use with 1 3/8" - 1 3/4" thick standard door | 1 |  | 1 Year | 761.95 | 0.15 | 647.6575
7886 | Salto | A9658W61NE38-W- | XS4 ANSI electronic RF wireless SVN escutcheon, Mifare / DESFire deadbolt privacy function, W lever, unhanded, black chromium finish, for use with 1 3/8" - 1 3/4" thick standard door | 1 |  | 1 Year | 893.05 | 0.15 | 759.0925
7887 | Salto | A9658W61NE48--- | XS4 ANSI electronic wire-free SVN escutcheon, Mifare / DESFire deadbolt privacy function, W lever, unhanded, black chromium finish, for use with 1 3/4" - 2 1/4" thick door | 1 |  | 1 Year | 707.85 | 0.15 | 601.6725
7888 | Salto | A9658W61NE48-A- | XS4 ANSI electronic AMOK wire-free SVN escutcheon, Mifare / DESFire deadbolt privacy function, W lever, unhanded, black chromium finish, for use with 1 3/4" - 2 1/4" thick door | 1 |  | 1 Year | 836.85 | 0.15 | 711.3225
7889 | Salto | A9658W61NE48-C- | XS4 ANSI electronic RF wireless ready SVN escutcheon, Mifare / DESFire deadbolt privacy function, W lever, unhanded, black chromium finish, for use with 1 3/4" - 2 1/4" thick door | 1 |  | 1 Year | 761.95 | 0.15 | 647.6575
7890 | Salto | A9658W61NE48-W- | XS4 ANSI electronic RF wireless SVN escutcheon, Mifare / DESFire deadbolt privacy function, W lever, unhanded, black chromium finish, for use with 1 3/4" - 2 1/4" thick door | 1 |  | 1 Year | 893.05 | 0.15 | 759.0925
7891 | Salto | A9658W61PM38--- | XS4 ANSI electronic wire-free SVN escutcheon, Mifare / DESFire deadbolt privacy function, W lever, unhanded, satin brass finish, for use with 1 3/8" - 1 3/4" thick standard door | 1 |  | 1 Year | 673.15 | 0.15 | 572.1775
7892 | Salto | A9658W61PM38-A- | XS4 ANSI electronic AMOK wire-free SVN escutcheon, Mifare / DESFire deadbolt privacy function, W lever, unhanded, satin brass finish, for use with 1 3/8" - 1 3/4" thick standard door | 1 |  | 1 Year | 802.15 | 0.15 | 681.8275
7893 | Salto | A9658W61PM38-C- | XS4 ANSI electronic RF wireless ready SVN escutcheon, Mifare / DESFire deadbolt privacy function, W lever, unhanded, satin brass finish, for use with 1 3/8" - 1 3/4" thick standard door | 1 |  | 1 Year | 727.25 | 0.15 | 618.1625
7894 | Salto | A9658W61PM38-W- | XS4 ANSI electronic RF wireless SVN escutcheon, Mifare / DESFire deadbolt privacy function, W lever, unhanded, satin brass finish, for use with 1 3/8" - 1 3/4" thick standard door | 1 |  | 1 Year | 858.35 | 0.15 | 729.5975
7895 | Salto | A9658W61PM48--- | XS4 ANSI electronic wire-free SVN escutcheon, Mifare / DESFire deadbolt privacy function, W lever, unhanded, satin brass finish, for use with 1 3/4" - 2 1/4" thick door | 1 |  | 1 Year | 673.15 | 0.15 | 572.1775
7896 | Salto | A9658W61PM48-A- | XS4 ANSI electronic AMOK wire-free SVN escutcheon, Mifare / DESFire deadbolt privacy function, W lever, unhanded, satin brass finish, for use with 1 3/4" - 2 1/4" thick door | 1 |  | 1 Year | 802.15 | 0.15 | 681.8275
7897 | Salto | A9658W61PM48-C- | XS4 ANSI electronic RF wireless ready SVN escutcheon, Mifare / DESFire deadbolt privacy function, W lever, unhanded, satin brass finish, for use with 1 3/4" - 2 1/4" thick door | 1 |  | 1 Year | 727.25 | 0.15 | 618.1625
7898 | Salto | A9658W61PM48-W- | XS4 ANSI electronic RF wireless SVN escutcheon, Mifare / DESFire deadbolt privacy function, W lever, unhanded, satin brass finish, for use with 1 3/4" - 2 1/4" thick door | 1 |  | 1 Year | 858.35 | 0.15 | 729.5975
7899 | Salto | A9658W61PP38--- | XS4 ANSI electronic wire-free SVN escutcheon, Mifare / DESFire deadbolt privacy function, W lever, unhanded, bright brass finish, for use with 1 3/8" - 1 3/4" thick standard door | 1 |  | 1 Year | 689.45 | 0.15 | 586.0325
7900 | Salto | A9658W61PP38-A- | XS4 ANSI electronic AMOK wire-free SVN escutcheon, Mifare / DESFire deadbolt privacy function, W lever, unhanded, bright brass finish, for use with 1 3/8" - 1 3/4" thick standard door | 1 |  | 1 Year | 818.45 | 0.15 | 695.6825
7901 | Salto | A9658W61PP38-C- | XS4 ANSI electronic RF wireless ready SVN escutcheon, Mifare / DESFire deadbolt privacy function, W lever, unhanded, bright brass finish, for use with 1 3/8" - 1 3/4" thick standard door | 1 |  | 1 Year | 743.55 | 0.15 | 632.0175
7902 | Salto | A9658W61PP38-W- | XS4 ANSI electronic RF wireless SVN escutcheon, Mifare / DESFire deadbolt privacy function, W lever, unhanded, bright brass finish, for use with 1 3/8" - 1 3/4" thick standard door | 1 |  | 1 Year | 874.65 | 0.15 | 743.4525
7903 | Salto | A9658W61PP48--- | XS4 ANSI electronic wire-free SVN escutcheon, Mifare / DESFire deadbolt privacy function, W lever, unhanded, bright brass finish, for use with 1 3/4" - 2 1/4" thick door | 1 |  | 1 Year | 689.45 | 0.15 | 586.0325
7904 | Salto | A9658W61PP48-A- | XS4 ANSI electronic AMOK wire-free SVN escutcheon, Mifare / DESFire deadbolt privacy function, W lever, unhanded, bright brass finish, for use with 1 3/4" - 2 1/4" thick door | 1 |  | 1 Year | 818.45 | 0.15 | 695.6825
7905 | Salto | A9658W61PP48-C- | XS4 ANSI electronic RF wireless ready SVN escutcheon, Mifare / DESFire deadbolt privacy function, W lever, unhanded, bright brass finish, for use with 1 3/4" - 2 1/4" thick door | 1 |  | 1 Year | 743.55 | 0.15 | 632.0175
7906 | Salto | A9658W61PP48-W- | XS4 ANSI electronic RF wireless SVN escutcheon, Mifare / DESFire deadbolt privacy function, W lever, unhanded, bright brass finish, for use with 1 3/4" - 2 1/4" thick door | 1 |  | 1 Year | 874.65 | 0.15 | 743.4525
7907 | Salto | A9658W62BC38--- | XS4 ANSI electronic wire-free SVN escutcheon, Mifare / DESFire deadbolt privacy function, W lever, unhanded, BioCote antimicrobial finish, for use with 1 3/8" - 1 3/4" thick standard door | 1 |  | 1 Year | 725.15 | 0.15 | 616.3775
7908 | Salto | A9658W62BC38-A- | XS4 ANSI electronic AMOK wire-free SVN escutcheon, Mifare / DESFire deadbolt privacy function, W lever, unhanded, BioCote antimicrobial finish, for use with 1 3/8" - 1 3/4" thick standard door | 1 |  | 1 Year | 854.15 | 0.15 | 726.0275
7909 | Salto | A9658W62BC38-C- | XS4 ANSI electronic RF wireless ready SVN escutcheon, Mifare / DESFire deadbolt privacy function, W lever, unhanded, BioCote antimicrobial finish, for use with 1 3/8" - 1 3/4" thick standard door | 1 |  | 1 Year | 779.25 | 0.15 | 662.3625
7910 | Salto | A9658W62BC38-W- | XS4 ANSI electronic RF wireless SVN escutcheon, Mifare / DESFire deadbolt privacy function, W lever, unhanded, BioCote antimicrobial finish, for use with 1 3/8" - 1 3/4" thick standard door | 1 |  | 1 Year | 910.35 | 0.15 | 773.7975
7911 | Salto | A9658W62BC48--- | XS4 ANSI electronic wire-free SVN escutcheon, Mifare / DESFire deadbolt privacy function, W lever, unhanded, BioCote antimicrobial finish, for use with 1 3/4" - 2 1/4" thick door | 1 |  | 1 Year | 725.15 | 0.15 | 616.3775
7912 | Salto | A9658W62BC48-A- | XS4 ANSI electronic AMOK wire-free SVN escutcheon, Mifare / DESFire deadbolt privacy function, W lever, unhanded, BioCote antimicrobial finish, for use with 1 3/4" - 2 1/4" thick door | 1 |  | 1 Year | 854.15 | 0.15 | 726.0275
7913 | Salto | A9658W62BC48-C- | XS4 ANSI electronic RF wireless ready SVN escutcheon, Mifare / DESFire deadbolt privacy function, W lever, unhanded, BioCote antimicrobial finish, for use with 1 3/4" - 2 1/4" thick door | 1 |  | 1 Year | 779.25 | 0.15 | 662.3625
7914 | Salto | A9658W62BC48-W- | XS4 ANSI electronic RF wireless SVN escutcheon, Mifare / DESFire deadbolt privacy function, W lever, unhanded, BioCote antimicrobial finish, for use with 1 3/4" - 2 1/4" thick door | 1 |  | 1 Year | 910.35 | 0.15 | 773.7975
7915 | Salto | A9658W62IA38--- | XS4 ANSI electronic wire-free SVN escutcheon, Mifare / DESFire deadbolt privacy function, W lever, unhanded, antique brass finish, for use with 1 3/8" - 1 3/4" thick standard door | 1 |  | 1 Year | 725.15 | 0.15 | 616.3775
7916 | Salto | A9658W62IA38-A- | XS4 ANSI electronic AMOK wire-free SVN escutcheon, Mifare / DESFire deadbolt privacy function, W lever, unhanded, antique brass finish, for use with 1 3/8" - 1 3/4" thick standard door | 1 |  | 1 Year | 854.15 | 0.15 | 726.0275
7917 | Salto | A9658W62IA38-C- | XS4 ANSI electronic RF wireless ready SVN escutcheon, Mifare / DESFire deadbolt privacy function, W lever, unhanded, antique brass finish, for use with 1 3/8" - 1 3/4" thick standard door | 1 |  | 1 Year | 779.25 | 0.15 | 662.3625
7918 | Salto | A9658W62IA38-W- | XS4 ANSI electronic RF wireless SVN escutcheon, Mifare / DESFire deadbolt privacy function, W lever, unhanded, antique brass finish, for use with 1 3/8" - 1 3/4" thick standard door | 1 |  | 1 Year | 910.35 | 0.15 | 773.7975
7919 | Salto | A9658W62IA48--- | XS4 ANSI electronic wire-free SVN escutcheon, Mifare / DESFire deadbolt privacy function, W lever, unhanded, antique brass finish, for use with 1 3/4" - 2 1/4" thick door | 1 |  | 1 Year | 725.15 | 0.15 | 616.3775
7920 | Salto | A9658W62IA48-A- | XS4 ANSI electronic AMOK wire-free SVN escutcheon, Mifare / DESFire deadbolt privacy function, W lever, unhanded, antique brass finish, for use with 1 3/4" - 2 1/4" thick door | 1 |  | 1 Year | 854.15 | 0.15 | 726.0275
7921 | Salto | A9658W62IA48-C- | XS4 ANSI electronic RF wireless ready SVN escutcheon, Mifare / DESFire deadbolt privacy function, W lever, unhanded, antique brass finish, for use with 1 3/4" - 2 1/4" thick door | 1 |  | 1 Year | 779.25 | 0.15 | 662.3625
7922 | Salto | A9658W62IA48-W- | XS4 ANSI electronic RF wireless SVN escutcheon, Mifare / DESFire deadbolt privacy function, W lever, unhanded, antique brass finish, for use with 1 3/4" - 2 1/4" thick door | 1 |  | 1 Year | 910.35 | 0.15 | 773.7975
7923 | Salto | A9658W62IM38--- | XS4 ANSI electronic wire-free SVN escutcheon, Mifare / DESFire deadbolt privacy function, W lever, unhanded, satin stainless finish, for use with 1 3/8" - 1 3/4" thick standard door | 1 |  | 1 Year | 673.15 | 0.15 | 572.1775
7924 | Salto | A9658W62IM38-A- | XS4 ANSI electronic AMOK wire-free SVN escutcheon, Mifare / DESFire deadbolt privacy function, W lever, unhanded, satin stainless finish, for use with 1 3/8" - 1 3/4" thick standard door | 1 |  | 1 Year | 802.15 | 0.15 | 681.8275
7925 | Salto | A9658W62IM38-C- | XS4 ANSI electronic RF wireless ready SVN escutcheon, Mifare / DESFire deadbolt privacy function, W lever, unhanded, satin stainless finish, for use with 1 3/8" - 1 3/4" thick standard door | 1 |  | 1 Year | 727.25 | 0.15 | 618.1625
7926 | Salto | A9658W62IM38-W- | XS4 ANSI electronic RF wireless SVN escutcheon, Mifare / DESFire deadbolt privacy function, W lever, unhanded, satin stainless finish, for use with 1 3/8" - 1 3/4" thick standard door | 1 |  | 1 Year | 858.35 | 0.15 | 729.5975
7927 | Salto | A9658W62IM48--- | XS4 ANSI electronic wire-free SVN escutcheon, Mifare / DESFire deadbolt privacy function, W lever, unhanded, satin stainless finish, for use with 1 3/4" - 2 1/4" thick door | 1 |  | 1 Year | 673.15 | 0.15 | 572.1775
7928 | Salto | A9658W62IM48-A- | XS4 ANSI electronic AMOK wire-free SVN escutcheon, Mifare / DESFire deadbolt privacy function, W lever, unhanded, satin stainless finish, for use with 1 3/4" - 2 1/4" thick door | 1 |  | 1 Year | 802.15 | 0.15 | 681.8275
7929 | Salto | A9658W62IM48-C- | XS4 ANSI electronic RF wireless ready SVN escutcheon, Mifare / DESFire deadbolt privacy function, W lever, unhanded, satin stainless finish, for use with 1 3/4" - 2 1/4" thick door | 1 |  | 1 Year | 727.25 | 0.15 | 618.1625
7930 | Salto | A9658W62IM48-W- | XS4 ANSI electronic RF wireless SVN escutcheon, Mifare / DESFire deadbolt privacy function, W lever, unhanded, satin stainless finish, for use with 1 3/4" - 2 1/4" thick door | 1 |  | 1 Year | 858.35 | 0.15 | 729.5975
7931 | Salto | A9658W62IP38--- | XS4 ANSI electronic wire-free SVN escutcheon, Mifare / DESFire deadbolt privacy function, W lever, unhanded, bright stainless steel finish, for use with 1 3/8" - 1 3/4" thick standard door | 1 |  | 1 Year | 689.45 | 0.15 | 586.0325
7932 | Salto | A9658W62IP38-A- | XS4 ANSI electronic AMOK wire-free SVN escutcheon, Mifare / DESFire deadbolt privacy function, W lever, unhanded, bright stainless steel finish, for use with 1 3/8" - 1 3/4" thick standard door | 1 |  | 1 Year | 818.45 | 0.15 | 695.6825
7933 | Salto | A9658W62IP38-C- | XS4 ANSI electronic RF wireless ready SVN escutcheon, Mifare / DESFire deadbolt privacy function, W lever, unhanded, bright stainless steel finish, for use with 1 3/8" - 1 3/4" thick standard door | 1 |  | 1 Year | 743.55 | 0.15 | 632.0175
7934 | Salto | A9658W62IP38-W- | XS4 ANSI electronic RF wireless SVN escutcheon, Mifare / DESFire deadbolt privacy function, W lever, unhanded, bright stainless steel finish, for use with 1 3/8" - 1 3/4" thick standard door | 1 |  | 1 Year | 874.65 | 0.15 | 743.4525
7935 | Salto | A9658W62IP48--- | XS4 ANSI electronic wire-free SVN escutcheon, Mifare / DESFire deadbolt privacy function, W lever, unhanded, bright stainless steel finish, for use with 1 3/4" - 2 1/4" thick door | 1 |  | 1 Year | 689.45 | 0.15 | 586.0325
7936 | Salto | A9658W62IP48-A- | XS4 ANSI electronic AMOK wire-free SVN escutcheon, Mifare / DESFire deadbolt privacy function, W lever, unhanded, bright stainless steel finish, for use with 1 3/4" - 2 1/4" thick door | 1 |  | 1 Year | 818.45 | 0.15 | 695.6825
7937 | Salto | A9658W62IP48-C- | XS4 ANSI electronic RF wireless ready SVN escutcheon, Mifare / DESFire deadbolt privacy function, W lever, unhanded, bright stainless steel finish, for use with 1 3/4" - 2 1/4" thick door | 1 |  | 1 Year | 743.55 | 0.15 | 632.0175
7938 | Salto | A9658W62IP48-W- | XS4 ANSI electronic RF wireless SVN escutcheon, Mifare / DESFire deadbolt privacy function, W lever, unhanded, bright stainless steel finish, for use with 1 3/4" - 2 1/4" thick door | 1 |  | 1 Year | 874.65 | 0.15 | 743.4525
7939 | Salto | A9658W62NE38--- | XS4 ANSI electronic wire-free SVN escutcheon, Mifare / DESFire deadbolt privacy function, W lever, unhanded, black chromium finish, for use with 1 3/8" - 1 3/4" thick standard door | 1 |  | 1 Year | 707.85 | 0.15 | 601.6725
7940 | Salto | A9658W62NE38-A- | XS4 ANSI electronic AMOK wire-free SVN escutcheon, Mifare / DESFire deadbolt privacy function, W lever, unhanded, black chromium finish, for use with 1 3/8" - 1 3/4" thick standard door | 1 |  | 1 Year | 836.85 | 0.15 | 711.3225
7941 | Salto | A9658W62NE38-C- | XS4 ANSI electronic RF wireless ready SVN escutcheon, Mifare / DESFire deadbolt privacy function, W lever, unhanded, black chromium finish, for use with 1 3/8" - 1 3/4" thick standard door | 1 |  | 1 Year | 761.95 | 0.15 | 647.6575
7942 | Salto | A9658W62NE38-W- | XS4 ANSI electronic RF wireless SVN escutcheon, Mifare / DESFire deadbolt privacy function, W lever, unhanded, black chromium finish, for use with 1 3/8" - 1 3/4" thick standard door | 1 |  | 1 Year | 893.05 | 0.15 | 759.0925
7943 | Salto | A9658W62NE48--- | XS4 ANSI electronic wire-free SVN escutcheon, Mifare / DESFire deadbolt privacy function, W lever, unhanded, black chromium finish, for use with 1 3/4" - 2 1/4" thick door | 1 |  | 1 Year | 707.85 | 0.15 | 601.6725
7944 | Salto | A9658W62NE48-A- | XS4 ANSI electronic AMOK wire-free SVN escutcheon, Mifare / DESFire deadbolt privacy function, W lever, unhanded, black chromium finish, for use with 1 3/4" - 2 1/4" thick door | 1 |  | 1 Year | 836.85 | 0.15 | 711.3225
7945 | Salto | A9658W62NE48-C- | XS4 ANSI electronic RF wireless ready SVN escutcheon, Mifare / DESFire deadbolt privacy function, W lever, unhanded, black chromium finish, for use with 1 3/4" - 2 1/4" thick door | 1 |  | 1 Year | 761.95 | 0.15 | 647.6575
7946 | Salto | A9658W62NE48-W- | XS4 ANSI electronic RF wireless SVN escutcheon, Mifare / DESFire deadbolt privacy function, W lever, unhanded, black chromium finish, for use with 1 3/4" - 2 1/4" thick door | 1 |  | 1 Year | 893.05 | 0.15 | 759.0925
7947 | Salto | A9658W62PM38--- | XS4 ANSI electronic wire-free SVN escutcheon, Mifare / DESFire deadbolt privacy function, W lever, unhanded, satin brass finish, for use with 1 3/8" - 1 3/4" thick standard door | 1 |  | 1 Year | 673.15 | 0.15 | 572.1775
7948 | Salto | A9658W62PM38-A- | XS4 ANSI electronic AMOK wire-free SVN escutcheon, Mifare / DESFire deadbolt privacy function, W lever, unhanded, satin brass finish, for use with 1 3/8" - 1 3/4" thick standard door | 1 |  | 1 Year | 802.15 | 0.15 | 681.8275
7949 | Salto | A9658W62PM38-C- | XS4 ANSI electronic RF wireless ready SVN escutcheon, Mifare / DESFire deadbolt privacy function, W lever, unhanded, satin brass finish, for use with 1 3/8" - 1 3/4" thick standard door | 1 |  | 1 Year | 727.25 | 0.15 | 618.1625
7950 | Salto | A9658W62PM38-W- | XS4 ANSI electronic RF wireless SVN escutcheon, Mifare / DESFire deadbolt privacy function, W lever, unhanded, satin brass finish, for use with 1 3/8" - 1 3/4" thick standard door | 1 |  | 1 Year | 858.35 | 0.15 | 729.5975
7951 | Salto | A9658W62PM48--- | XS4 ANSI electronic wire-free SVN escutcheon, Mifare / DESFire deadbolt privacy function, W lever, unhanded, satin brass finish, for use with 1 3/4" - 2 1/4" thick door | 1 |  | 1 Year | 673.15 | 0.15 | 572.1775
7952 | Salto | A9658W62PM48-A- | XS4 ANSI electronic AMOK wire-free SVN escutcheon, Mifare / DESFire deadbolt privacy function, W lever, unhanded, satin brass finish, for use with 1 3/4" - 2 1/4" thick door | 1 |  | 1 Year | 802.15 | 0.15 | 681.8275
7953 | Salto | A9658W62PM48-C- | XS4 ANSI electronic RF wireless ready SVN escutcheon, Mifare / DESFire deadbolt privacy function, W lever, unhanded, satin brass finish, for use with 1 3/4" - 2 1/4" thick door | 1 |  | 1 Year | 727.25 | 0.15 | 618.1625
7954 | Salto | A9658W62PM48-W- | XS4 ANSI electronic RF wireless SVN escutcheon, Mifare / DESFire deadbolt privacy function, W lever, unhanded, satin brass finish, for use with 1 3/4" - 2 1/4" thick door | 1 |  | 1 Year | 858.35 | 0.15 | 729.5975
7955 | Salto | A9658W62PP38--- | XS4 ANSI electronic wire-free SVN escutcheon, Mifare / DESFire deadbolt privacy function, W lever, unhanded, bright brass finish, for use with 1 3/8" - 1 3/4" thick standard door | 1 |  | 1 Year | 689.45 | 0.15 | 586.0325
7956 | Salto | A9658W62PP38-A- | XS4 ANSI electronic AMOK wire-free SVN escutcheon, Mifare / DESFire deadbolt privacy function, W lever, unhanded, bright brass finish, for use with 1 3/8" - 1 3/4" thick standard door | 1 |  | 1 Year | 818.45 | 0.15 | 695.6825
7957 | Salto | A9658W62PP38-C- | XS4 ANSI electronic RF wireless ready SVN escutcheon, Mifare / DESFire deadbolt privacy function, W lever, unhanded, bright brass finish, for use with 1 3/8" - 1 3/4" thick standard door | 1 |  | 1 Year | 743.55 | 0.15 | 632.0175
7958 | Salto | A9658W62PP38-W- | XS4 ANSI electronic RF wireless SVN escutcheon, Mifare / DESFire deadbolt privacy function, W lever, unhanded, bright brass finish, for use with 1 3/8" - 1 3/4" thick standard door | 1 |  | 1 Year | 874.65 | 0.15 | 743.4525
7959 | Salto | A9658W62PP48--- | XS4 ANSI electronic wire-free SVN escutcheon, Mifare / DESFire deadbolt privacy function, W lever, unhanded, bright brass finish, for use with 1 3/4" - 2 1/4" thick door | 1 |  | 1 Year | 689.45 | 0.15 | 586.0325
7960 | Salto | A9658W62PP48-A- | XS4 ANSI electronic AMOK wire-free SVN escutcheon, Mifare / DESFire deadbolt privacy function, W lever, unhanded, bright brass finish, for use with 1 3/4" - 2 1/4" thick door | 1 |  | 1 Year | 818.45 | 0.15 | 695.6825
7961 | Salto | A9658W62PP48-C- | XS4 ANSI electronic RF wireless ready SVN escutcheon, Mifare / DESFire deadbolt privacy function, W lever, unhanded, bright brass finish, for use with 1 3/4" - 2 1/4" thick door | 1 |  | 1 Year | 743.55 | 0.15 | 632.0175
7962 | Salto | A9658W62PP48-W- | XS4 ANSI electronic RF wireless SVN escutcheon, Mifare / DESFire deadbolt privacy function, W lever, unhanded, bright brass finish, for use with 1 3/4" - 2 1/4" thick door | 1 |  | 1 Year | 874.65 | 0.15 | 743.4525
7963 | Salto | A9658W63BC38--- | XS4 ANSI electronic wire-free SVN escutcheon, Mifare / DESFire deadbolt privacy function, W lever, unhanded, BioCote antimicrobial finish, for use with 1 3/8" - 1 3/4" thick standard door | 1 |  | 1 Year | 725.15 | 0.15 | 616.3775
7964 | Salto | A9658W63BC38-A- | XS4 ANSI electronic AMOK wire-free SVN escutcheon, Mifare / DESFire deadbolt privacy function, W lever, unhanded, BioCote antimicrobial finish, for use with 1 3/8" - 1 3/4" thick standard door | 1 |  | 1 Year | 854.15 | 0.15 | 726.0275
7965 | Salto | A9658W63BC38-C- | XS4 ANSI electronic RF wireless ready SVN escutcheon, Mifare / DESFire deadbolt privacy function, W lever, unhanded, BioCote antimicrobial finish, for use with 1 3/8" - 1 3/4" thick standard door | 1 |  | 1 Year | 779.25 | 0.15 | 662.3625
7966 | Salto | A9658W63BC38-W- | XS4 ANSI electronic RF wireless SVN escutcheon, Mifare / DESFire deadbolt privacy function, W lever, unhanded, BioCote antimicrobial finish, for use with 1 3/8" - 1 3/4" thick standard door | 1 |  | 1 Year | 910.35 | 0.15 | 773.7975
7967 | Salto | A9658W63BC48--- | XS4 ANSI electronic wire-free SVN escutcheon, Mifare / DESFire deadbolt privacy function, W lever, unhanded, BioCote antimicrobial finish, for use with 1 3/4" - 2 1/4" thick door | 1 |  | 1 Year | 725.15 | 0.15 | 616.3775
7968 | Salto | A9658W63BC48-A- | XS4 ANSI electronic AMOK wire-free SVN escutcheon, Mifare / DESFire deadbolt privacy function, W lever, unhanded, BioCote antimicrobial finish, for use with 1 3/4" - 2 1/4" thick door | 1 |  | 1 Year | 854.15 | 0.15 | 726.0275
7969 | Salto | A9658W63BC48-C- | XS4 ANSI electronic RF wireless ready SVN escutcheon, Mifare / DESFire deadbolt privacy function, W lever, unhanded, BioCote antimicrobial finish, for use with 1 3/4" - 2 1/4" thick door | 1 |  | 1 Year | 779.25 | 0.15 | 662.3625
7970 | Salto | A9658W63BC48-W- | XS4 ANSI electronic RF wireless SVN escutcheon, Mifare / DESFire deadbolt privacy function, W lever, unhanded, BioCote antimicrobial finish, for use with 1 3/4" - 2 1/4" thick door | 1 |  | 1 Year | 910.35 | 0.15 | 773.7975
7971 | Salto | A9658W63IA38--- | XS4 ANSI electronic wire-free SVN escutcheon, Mifare / DESFire deadbolt privacy function, W lever, unhanded, antique brass finish, for use with 1 3/8" - 1 3/4" thick standard door | 1 |  | 1 Year | 725.15 | 0.15 | 616.3775
7972 | Salto | A9658W63IA38-A- | XS4 ANSI electronic AMOK wire-free SVN escutcheon, Mifare / DESFire deadbolt privacy function, W lever, unhanded, antique brass finish, for use with 1 3/8" - 1 3/4" thick standard door | 1 |  | 1 Year | 854.15 | 0.15 | 726.0275
7973 | Salto | A9658W63IA38-C- | XS4 ANSI electronic RF wireless ready SVN escutcheon, Mifare / DESFire deadbolt privacy function, W lever, unhanded, antique brass finish, for use with 1 3/8" - 1 3/4" thick standard door | 1 |  | 1 Year | 779.25 | 0.15 | 662.3625
7974 | Salto | A9658W63IA38-W- | XS4 ANSI electronic RF wireless SVN escutcheon, Mifare / DESFire deadbolt privacy function, W lever, unhanded, antique brass finish, for use with 1 3/8" - 1 3/4" thick standard door | 1 |  | 1 Year | 910.35 | 0.15 | 773.7975
7975 | Salto | A9658W63IA48--- | XS4 ANSI electronic wire-free SVN escutcheon, Mifare / DESFire deadbolt privacy function, W lever, unhanded, antique brass finish, for use with 1 3/4" - 2 1/4" thick door | 1 |  | 1 Year | 725.15 | 0.15 | 616.3775
7976 | Salto | A9658W63IA48-A- | XS4 ANSI electronic AMOK wire-free SVN escutcheon, Mifare / DESFire deadbolt privacy function, W lever, unhanded, antique brass finish, for use with 1 3/4" - 2 1/4" thick door | 1 |  | 1 Year | 854.15 | 0.15 | 726.0275
7977 | Salto | A9658W63IA48-C- | XS4 ANSI electronic RF wireless ready SVN escutcheon, Mifare / DESFire deadbolt privacy function, W lever, unhanded, antique brass finish, for use with 1 3/4" - 2 1/4" thick door | 1 |  | 1 Year | 779.25 | 0.15 | 662.3625
7978 | Salto | A9658W63IA48-W- | XS4 ANSI electronic RF wireless SVN escutcheon, Mifare / DESFire deadbolt privacy function, W lever, unhanded, antique brass finish, for use with 1 3/4" - 2 1/4" thick door | 1 |  | 1 Year | 910.35 | 0.15 | 773.7975
7979 | Salto | A9658W63IM38--- | XS4 ANSI electronic wire-free SVN escutcheon, Mifare / DESFire deadbolt privacy function, W lever, unhanded, satin stainless finish, for use with 1 3/8" - 1 3/4" thick standard door | 1 |  | 1 Year | 673.15 | 0.15 | 572.1775
7980 | Salto | A9658W63IM38-A- | XS4 ANSI electronic AMOK wire-free SVN escutcheon, Mifare / DESFire deadbolt privacy function, W lever, unhanded, satin stainless finish, for use with 1 3/8" - 1 3/4" thick standard door | 1 |  | 1 Year | 802.15 | 0.15 | 681.8275
7981 | Salto | A9658W63IM38-C- | XS4 ANSI electronic RF wireless ready SVN escutcheon, Mifare / DESFire deadbolt privacy function, W lever, unhanded, satin stainless finish, for use with 1 3/8" - 1 3/4" thick standard door | 1 |  | 1 Year | 727.25 | 0.15 | 618.1625
7982 | Salto | A9658W63IM38-W- | XS4 ANSI electronic RF wireless SVN escutcheon, Mifare / DESFire deadbolt privacy function, W lever, unhanded, satin stainless finish, for use with 1 3/8" - 1 3/4" thick standard door | 1 |  | 1 Year | 858.35 | 0.15 | 729.5975
7983 | Salto | A9658W63IM48--- | XS4 ANSI electronic wire-free SVN escutcheon, Mifare / DESFire deadbolt privacy function, W lever, unhanded, satin stainless finish, for use with 1 3/4" - 2 1/4" thick door | 1 |  | 1 Year | 673.15 | 0.15 | 572.1775
7984 | Salto | A9658W63IM48-A- | XS4 ANSI electronic AMOK wire-free SVN escutcheon, Mifare / DESFire deadbolt privacy function, W lever, unhanded, satin stainless finish, for use with 1 3/4" - 2 1/4" thick door | 1 |  | 1 Year | 802.15 | 0.15 | 681.8275
7985 | Salto | A9658W63IM48-C- | XS4 ANSI electronic RF wireless ready SVN escutcheon, Mifare / DESFire deadbolt privacy function, W lever, unhanded, satin stainless finish, for use with 1 3/4" - 2 1/4" thick door | 1 |  | 1 Year | 727.25 | 0.15 | 618.1625
7986 | Salto | A9658W63IM48-W- | XS4 ANSI electronic RF wireless SVN escutcheon, Mifare / DESFire deadbolt privacy function, W lever, unhanded, satin stainless finish, for use with 1 3/4" - 2 1/4" thick door | 1 |  | 1 Year | 858.35 | 0.15 | 729.5975
7987 | Salto | A9658W63IP38--- | XS4 ANSI electronic wire-free SVN escutcheon, Mifare / DESFire deadbolt privacy function, W lever, unhanded, bright stainless steel finish, for use with 1 3/8" - 1 3/4" thick standard door | 1 |  | 1 Year | 689.45 | 0.15 | 586.0325
7988 | Salto | A9658W63IP38-A- | XS4 ANSI electronic AMOK wire-free SVN escutcheon, Mifare / DESFire deadbolt privacy function, W lever, unhanded, bright stainless steel finish, for use with 1 3/8" - 1 3/4" thick standard door | 1 |  | 1 Year | 818.45 | 0.15 | 695.6825
7989 | Salto | A9658W63IP38-C- | XS4 ANSI electronic RF wireless ready SVN escutcheon, Mifare / DESFire deadbolt privacy function, W lever, unhanded, bright stainless steel finish, for use with 1 3/8" - 1 3/4" thick standard door | 1 |  | 1 Year | 743.55 | 0.15 | 632.0175
7990 | Salto | A9658W63IP38-W- | XS4 ANSI electronic RF wireless SVN escutcheon, Mifare / DESFire deadbolt privacy function, W lever, unhanded, bright stainless steel finish, for use with 1 3/8" - 1 3/4" thick standard door | 1 |  | 1 Year | 874.65 | 0.15 | 743.4525
7991 | Salto | A9658W63IP48--- | XS4 ANSI electronic wire-free SVN escutcheon, Mifare / DESFire deadbolt privacy function, W lever, unhanded, bright stainless steel finish, for use with 1 3/4" - 2 1/4" thick door | 1 |  | 1 Year | 689.45 | 0.15 | 586.0325
7992 | Salto | A9658W63IP48-A- | XS4 ANSI electronic AMOK wire-free SVN escutcheon, Mifare / DESFire deadbolt privacy function, W lever, unhanded, bright stainless steel finish, for use with 1 3/4" - 2 1/4" thick door | 1 |  | 1 Year | 818.45 | 0.15 | 695.6825
7993 | Salto | A9658W63IP48-C- | XS4 ANSI electronic RF wireless ready SVN escutcheon, Mifare / DESFire deadbolt privacy function, W lever, unhanded, bright stainless steel finish, for use with 1 3/4" - 2 1/4" thick door | 1 |  | 1 Year | 743.55 | 0.15 | 632.0175
7994 | Salto | A9658W63IP48-W- | XS4 ANSI electronic RF wireless SVN escutcheon, Mifare / DESFire deadbolt privacy function, W lever, unhanded, bright stainless steel finish, for use with 1 3/4" - 2 1/4" thick door | 1 |  | 1 Year | 874.65 | 0.15 | 743.4525
7995 | Salto | A9658W63NE38--- | XS4 ANSI electronic wire-free SVN escutcheon, Mifare / DESFire deadbolt privacy function, W lever, unhanded, black chromium finish, for use with 1 3/8" - 1 3/4" thick standard door | 1 |  | 1 Year | 707.85 | 0.15 | 601.6725
7996 | Salto | A9658W63NE38-A- | XS4 ANSI electronic AMOK wire-free SVN escutcheon, Mifare / DESFire deadbolt privacy function, W lever, unhanded, black chromium finish, for use with 1 3/8" - 1 3/4" thick standard door | 1 |  | 1 Year | 836.85 | 0.15 | 711.3225
7997 | Salto | A9658W63NE38-C- | XS4 ANSI electronic RF wireless ready SVN escutcheon, Mifare / DESFire deadbolt privacy function, W lever, unhanded, black chromium finish, for use with 1 3/8" - 1 3/4" thick standard door | 1 |  | 1 Year | 761.95 | 0.15 | 647.6575
7998 | Salto | A9658W63NE38-W- | XS4 ANSI electronic RF wireless SVN escutcheon, Mifare / DESFire deadbolt privacy function, W lever, unhanded, black chromium finish, for use with 1 3/8" - 1 3/4" thick standard door | 1 |  | 1 Year | 893.05 | 0.15 | 759.0925
7999 | Salto | A9658W63NE48--- | XS4 ANSI electronic wire-free SVN escutcheon, Mifare / DESFire deadbolt privacy function, W lever, unhanded, black chromium finish, for use with 1 3/4" - 2 1/4" thick door | 1 |  | 1 Year | 707.85 | 0.15 | 601.6725
8000 | Salto | A9658W63NE48-A- | XS4 ANSI electronic AMOK wire-free SVN escutcheon, Mifare / DESFire deadbolt privacy function, W lever, unhanded, black chromium finish, for use with 1 3/4" - 2 1/4" thick door | 1 |  | 1 Year | 836.85 | 0.15 | 711.3225
8001 | Salto | A9658W63NE48-C- | XS4 ANSI electronic RF wireless ready SVN escutcheon, Mifare / DESFire deadbolt privacy function, W lever, unhanded, black chromium finish, for use with 1 3/4" - 2 1/4" thick door | 1 |  | 1 Year | 761.95 | 0.15 | 647.6575
8002 | Salto | A9658W63NE48-W- | XS4 ANSI electronic RF wireless SVN escutcheon, Mifare / DESFire deadbolt privacy function, W lever, unhanded, black chromium finish, for use with 1 3/4" - 2 1/4" thick door | 1 |  | 1 Year | 893.05 | 0.15 | 759.0925
8003 | Salto | A9658W63PM38--- | XS4 ANSI electronic wire-free SVN escutcheon, Mifare / DESFire deadbolt privacy function, W lever, unhanded, satin brass finish, for use with 1 3/8" - 1 3/4" thick standard door | 1 |  | 1 Year | 673.15 | 0.15 | 572.1775
8004 | Salto | A9658W63PM38-A- | XS4 ANSI electronic AMOK wire-free SVN escutcheon, Mifare / DESFire deadbolt privacy function, W lever, unhanded, satin brass finish, for use with 1 3/8" - 1 3/4" thick standard door | 1 |  | 1 Year | 802.15 | 0.15 | 681.8275
8005 | Salto | A9658W63PM38-C- | XS4 ANSI electronic RF wireless ready SVN escutcheon, Mifare / DESFire deadbolt privacy function, W lever, unhanded, satin brass finish, for use with 1 3/8" - 1 3/4" thick standard door | 1 |  | 1 Year | 727.25 | 0.15 | 618.1625
8006 | Salto | A9658W63PM38-W- | XS4 ANSI electronic RF wireless SVN escutcheon, Mifare / DESFire deadbolt privacy function, W lever, unhanded, satin brass finish, for use with 1 3/8" - 1 3/4" thick standard door | 1 |  | 1 Year | 858.35 | 0.15 | 729.5975
8007 | Salto | A9658W63PM48--- | XS4 ANSI electronic wire-free SVN escutcheon, Mifare / DESFire deadbolt privacy function, W lever, unhanded, satin brass finish, for use with 1 3/4" - 2 1/4" thick door | 1 |  | 1 Year | 673.15 | 0.15 | 572.1775
8008 | Salto | A9658W63PM48-A- | XS4 ANSI electronic AMOK wire-free SVN escutcheon, Mifare / DESFire deadbolt privacy function, W lever, unhanded, satin brass finish, for use with 1 3/4" - 2 1/4" thick door | 1 |  | 1 Year | 802.15 | 0.15 | 681.8275
8009 | Salto | A9658W63PM48-C- | XS4 ANSI electronic RF wireless ready SVN escutcheon, Mifare / DESFire deadbolt privacy function, W lever, unhanded, satin brass finish, for use with 1 3/4" - 2 1/4" thick door | 1 |  | 1 Year | 727.25 | 0.15 | 618.1625
8010 | Salto | A9658W63PM48-W- | XS4 ANSI electronic RF wireless SVN escutcheon, Mifare / DESFire deadbolt privacy function, W lever, unhanded, satin brass finish, for use with 1 3/4" - 2 1/4" thick door | 1 |  | 1 Year | 858.35 | 0.15 | 729.5975
8011 | Salto | A9658W63PP38--- | XS4 ANSI electronic wire-free SVN escutcheon, Mifare / DESFire deadbolt privacy function, W lever, unhanded, bright brass finish, for use with 1 3/8" - 1 3/4" thick standard door | 1 |  | 1 Year | 689.45 | 0.15 | 586.0325
8012 | Salto | A9658W63PP38-A- | XS4 ANSI electronic AMOK wire-free SVN escutcheon, Mifare / DESFire deadbolt privacy function, W lever, unhanded, bright brass finish, for use with 1 3/8" - 1 3/4" thick standard door | 1 |  | 1 Year | 818.45 | 0.15 | 695.6825
8013 | Salto | A9658W63PP38-C- | XS4 ANSI electronic RF wireless ready SVN escutcheon, Mifare / DESFire deadbolt privacy function, W lever, unhanded, bright brass finish, for use with 1 3/8" - 1 3/4" thick standard door | 1 |  | 1 Year | 743.55 | 0.15 | 632.0175
8014 | Salto | A9658W63PP38-W- | XS4 ANSI electronic RF wireless SVN escutcheon, Mifare / DESFire deadbolt privacy function, W lever, unhanded, bright brass finish, for use with 1 3/8" - 1 3/4" thick standard door | 1 |  | 1 Year | 874.65 | 0.15 | 743.4525
8015 | Salto | A9658W63PP48--- | XS4 ANSI electronic wire-free SVN escutcheon, Mifare / DESFire deadbolt privacy function, W lever, unhanded, bright brass finish, for use with 1 3/4" - 2 1/4" thick door | 1 |  | 1 Year | 689.45 | 0.15 | 586.0325
8016 | Salto | A9658W63PP48-A- | XS4 ANSI electronic AMOK wire-free SVN escutcheon, Mifare / DESFire deadbolt privacy function, W lever, unhanded, bright brass finish, for use with 1 3/4" - 2 1/4" thick door | 1 |  | 1 Year | 818.45 | 0.15 | 695.6825
8017 | Salto | A9658W63PP48-C- | XS4 ANSI electronic RF wireless ready SVN escutcheon, Mifare / DESFire deadbolt privacy function, W lever, unhanded, bright brass finish, for use with 1 3/4" - 2 1/4" thick door | 1 |  | 1 Year | 743.55 | 0.15 | 632.0175
8018 | Salto | A9658W63PP48-W- | XS4 ANSI electronic RF wireless SVN escutcheon, Mifare / DESFire deadbolt privacy function, W lever, unhanded, bright brass finish, for use with 1 3/4" - 2 1/4" thick door | 1 |  | 1 Year | 874.65 | 0.15 | 743.4525
8019 | Salto | A9660200IM38--- | XS4 ANSI electronic wire-free SVN escutcheon, Mifare / DESFire entrance w/ key override function, Columbo Robodue premium series lever, unhanded, satin stainless finish, for use with 1 3/8" - 1 3/4" thick standard door | 1 |  | 1 Year | 719.05 | 0.15 | 611.1925
8020 | Salto | A9660200IM38-A- | XS4 ANSI electronic AMOK wire-free SVN escutcheon, Mifare / DESFire entrance w/ key override function, Columbo Robodue premium series lever, unhanded, satin stainless finish, for use with 1 3/8" - 1 3/4" thick standard door | 1 |  | 1 Year | 848.05 | 0.15 | 720.8425
8021 | Salto | A9660200IM38-C- | XS4 ANSI electronic RF wireless ready SVN escutcheon, Mifare / DESFire entrance w/ key override function, Columbo Robodue premium series lever, unhanded, satin stainless finish, for use with 1 3/8" - 1 3/4" thick standard door | 1 |  | 1 Year | 773.15 | 0.15 | 657.1775
8022 | Salto | A9660200IM38-W- | XS4 ANSI electronic RF wireless SVN escutcheon, Mifare / DESFire entrance w/ key override function, Columbo Robodue premium series lever, unhanded, satin stainless finish, for use with 1 3/8" - 1 3/4" thick standard door | 1 |  | 1 Year | 904.25 | 0.15 | 768.6125
8023 | Salto | A9660200IM48--- | XS4 ANSI electronic wire-free SVN escutcheon, Mifare / DESFire entrance w/ key override function, Columbo Robodue premium series lever, unhanded, satin stainless finish, for use with 1 3/4" - 2 1/4" thick door | 1 |  | 1 Year | 719.05 | 0.15 | 611.1925
8024 | Salto | A9660200IM48-A- | XS4 ANSI electronic AMOK wire-free SVN escutcheon, Mifare / DESFire entrance w/ key override function, Columbo Robodue premium series lever, unhanded, satin stainless finish, for use with 1 3/4" - 2 1/4" thick door | 1 |  | 1 Year | 848.05 | 0.15 | 720.8425
8025 | Salto | A9660200IM48-C- | XS4 ANSI electronic RF wireless ready SVN escutcheon, Mifare / DESFire entrance w/ key override function, Columbo Robodue premium series lever, unhanded, satin stainless finish, for use with 1 3/4" - 2 1/4" thick door | 1 |  | 1 Year | 773.15 | 0.15 | 657.1775
8026 | Salto | A9660200IM48-W- | XS4 ANSI electronic RF wireless SVN escutcheon, Mifare / DESFire entrance w/ key override function, Columbo Robodue premium series lever, unhanded, satin stainless finish, for use with 1 3/4" - 2 1/4" thick door | 1 |  | 1 Year | 904.25 | 0.15 | 768.6125
8027 | Salto | A9660200IP38--- | XS4 ANSI electronic wire-free SVN escutcheon, Mifare / DESFire entrance w/ key override function, Columbo Robodue premium series lever, unhanded, bright stainless steel finish, for use with 1 3/8" - 1 3/4" thick standard door | 1 |  | 1 Year | 735.35 | 0.15 | 625.0475
8028 | Salto | A9660200IP38-A- | XS4 ANSI electronic AMOK wire-free SVN escutcheon, Mifare / DESFire entrance w/ key override function, Columbo Robodue premium series lever, unhanded, bright stainless steel finish, for use with 1 3/8" - 1 3/4" thick standard door | 1 |  | 1 Year | 864.35 | 0.15 | 734.6975
8029 | Salto | A9660200IP38-C- | XS4 ANSI electronic RF wireless ready SVN escutcheon, Mifare / DESFire entrance w/ key override function, Columbo Robodue premium series lever, unhanded, bright stainless steel finish, for use with 1 3/8" - 1 3/4" thick standard door | 1 |  | 1 Year | 789.45 | 0.15 | 671.0325
8030 | Salto | A9660200IP38-W- | XS4 ANSI electronic RF wireless SVN escutcheon, Mifare / DESFire entrance w/ key override function, Columbo Robodue premium series lever, unhanded, bright stainless steel finish, for use with 1 3/8" - 1 3/4" thick standard door | 1 |  | 1 Year | 920.55 | 0.15 | 782.4675
8031 | Salto | A9660200IP48--- | XS4 ANSI electronic wire-free SVN escutcheon, Mifare / DESFire entrance w/ key override function, Columbo Robodue premium series lever, unhanded, bright stainless steel finish, for use with 1 3/4" - 2 1/4" thick door | 1 |  | 1 Year | 735.35 | 0.15 | 625.0475
8032 | Salto | A9660200IP48-A- | XS4 ANSI electronic AMOK wire-free SVN escutcheon, Mifare / DESFire entrance w/ key override function, Columbo Robodue premium series lever, unhanded, bright stainless steel finish, for use with 1 3/4" - 2 1/4" thick door | 1 |  | 1 Year | 864.35 | 0.15 | 734.6975
8033 | Salto | A9660200IP48-C- | XS4 ANSI electronic RF wireless ready SVN escutcheon, Mifare / DESFire entrance w/ key override function, Columbo Robodue premium series lever, unhanded, bright stainless steel finish, for use with 1 3/4" - 2 1/4" thick door | 1 |  | 1 Year | 789.45 | 0.15 | 671.0325
8034 | Salto | A9660200IP48-W- | XS4 ANSI electronic RF wireless SVN escutcheon, Mifare / DESFire entrance w/ key override function, Columbo Robodue premium series lever, unhanded, bright stainless steel finish, for use with 1 3/4" - 2 1/4" thick door | 1 |  | 1 Year | 920.55 | 0.15 | 782.4675
8035 | Salto | A9660200PP38--- | XS4 ANSI electronic wire-free SVN escutcheon, Mifare / DESFire entrance w/ key override function, Columbo Robodue premium series lever, unhanded, bright brass finish, for use with 1 3/8" - 1 3/4" thick standard door | 1 |  | 1 Year | 735.35 | 0.15 | 625.0475
8036 | Salto | A9660200PP38-A- | XS4 ANSI electronic AMOK wire-free SVN escutcheon, Mifare / DESFire entrance w/ key override function, Columbo Robodue premium series lever, unhanded, bright brass finish, for use with 1 3/8" - 1 3/4" thick standard door | 1 |  | 1 Year | 864.35 | 0.15 | 734.6975
8037 | Salto | A9660200PP38-C- | XS4 ANSI electronic RF wireless ready SVN escutcheon, Mifare / DESFire entrance w/ key override function, Columbo Robodue premium series lever, unhanded, bright brass finish, for use with 1 3/8" - 1 3/4" thick standard door | 1 |  | 1 Year | 789.45 | 0.15 | 671.0325
8038 | Salto | A9660200PP38-W- | XS4 ANSI electronic RF wireless SVN escutcheon, Mifare / DESFire entrance w/ key override function, Columbo Robodue premium series lever, unhanded, bright brass finish, for use with 1 3/8" - 1 3/4" thick standard door | 1 |  | 1 Year | 920.55 | 0.15 | 782.4675
8039 | Salto | A9660200PP48--- | XS4 ANSI electronic wire-free SVN escutcheon, Mifare / DESFire entrance w/ key override function, Columbo Robodue premium series lever, unhanded, bright brass finish, for use with 1 3/4" - 2 1/4" thick door | 1 |  | 1 Year | 735.35 | 0.15 | 625.0475
8040 | Salto | A9660200PP48-A- | XS4 ANSI electronic AMOK wire-free SVN escutcheon, Mifare / DESFire entrance w/ key override function, Columbo Robodue premium series lever, unhanded, bright brass finish, for use with 1 3/4" - 2 1/4" thick door | 1 |  | 1 Year | 864.35 | 0.15 | 734.6975
8041 | Salto | A9660200PP48-C- | XS4 ANSI electronic RF wireless ready SVN escutcheon, Mifare / DESFire entrance w/ key override function, Columbo Robodue premium series lever, unhanded, bright brass finish, for use with 1 3/4" - 2 1/4" thick door | 1 |  | 1 Year | 789.45 | 0.15 | 671.0325
8042 | Salto | A9660200PP48-W- | XS4 ANSI electronic RF wireless SVN escutcheon, Mifare / DESFire entrance w/ key override function, Columbo Robodue premium series lever, unhanded, bright brass finish, for use with 1 3/4" - 2 1/4" thick door | 1 |  | 1 Year | 920.55 | 0.15 | 782.4675
8043 | Salto | A9660300IM38--- | XS4 ANSI electronic wire-free SVN escutcheon, Mifare / DESFire entrance w/ key override function, Columbo Robotre premium series lever, unhanded, satin stainless finish, for use with 1 3/8" - 1 3/4" thick standard door | 1 |  | 1 Year | 719.05 | 0.15 | 611.1925
8044 | Salto | A9660300IM38-A- | XS4 ANSI electronic AMOK wire-free SVN escutcheon, Mifare / DESFire entrance w/ key override function, Columbo Robotre premium series lever, unhanded, satin stainless finish, for use with 1 3/8" - 1 3/4" thick standard door | 1 |  | 1 Year | 848.05 | 0.15 | 720.8425
8045 | Salto | A9660300IM38-C- | XS4 ANSI electronic RF wireless ready SVN escutcheon, Mifare / DESFire entrance w/ key override function, Columbo Robotre premium series lever, unhanded, satin stainless finish, for use with 1 3/8" - 1 3/4" thick standard door | 1 |  | 1 Year | 773.15 | 0.15 | 657.1775
8046 | Salto | A9660300IM38-W- | XS4 ANSI electronic RF wireless SVN escutcheon, Mifare / DESFire entrance w/ key override function, Columbo Robotre premium series lever, unhanded, satin stainless finish, for use with 1 3/8" - 1 3/4" thick standard door | 1 |  | 1 Year | 904.25 | 0.15 | 768.6125
8047 | Salto | A9660300IM48--- | XS4 ANSI electronic wire-free SVN escutcheon, Mifare / DESFire entrance w/ key override function, Columbo Robotre premium series lever, unhanded, satin stainless finish, for use with 1 3/4" - 2 1/4" thick door | 1 |  | 1 Year | 719.05 | 0.15 | 611.1925
8048 | Salto | A9660300IM48-A- | XS4 ANSI electronic AMOK wire-free SVN escutcheon, Mifare / DESFire entrance w/ key override function, Columbo Robotre premium series lever, unhanded, satin stainless finish, for use with 1 3/4" - 2 1/4" thick door | 1 |  | 1 Year | 848.05 | 0.15 | 720.8425
8049 | Salto | A9660300IM48-C- | XS4 ANSI electronic RF wireless ready SVN escutcheon, Mifare / DESFire entrance w/ key override function, Columbo Robotre premium series lever, unhanded, satin stainless finish, for use with 1 3/4" - 2 1/4" thick door | 1 |  | 1 Year | 773.15 | 0.15 | 657.1775
8050 | Salto | A9660300IM48-W- | XS4 ANSI electronic RF wireless SVN escutcheon, Mifare / DESFire entrance w/ key override function, Columbo Robotre premium series lever, unhanded, satin stainless finish, for use with 1 3/4" - 2 1/4" thick door | 1 |  | 1 Year | 904.25 | 0.15 | 768.6125
8051 | Salto | A9660300IP38--- | XS4 ANSI electronic wire-free SVN escutcheon, Mifare / DESFire entrance w/ key override function, Columbo Robotre premium series lever, unhanded, bright stainless steel finish, for use with 1 3/8" - 1 3/4" thick standard door | 1 |  | 1 Year | 735.35 | 0.15 | 625.0475
8052 | Salto | A9660300IP38-A- | XS4 ANSI electronic AMOK wire-free SVN escutcheon, Mifare / DESFire entrance w/ key override function, Columbo Robotre premium series lever, unhanded, bright stainless steel finish, for use with 1 3/8" - 1 3/4" thick standard door | 1 |  | 1 Year | 864.35 | 0.15 | 734.6975
8053 | Salto | A9660300IP38-C- | XS4 ANSI electronic RF wireless ready SVN escutcheon, Mifare / DESFire entrance w/ key override function, Columbo Robotre premium series lever, unhanded, bright stainless steel finish, for use with 1 3/8" - 1 3/4" thick standard door | 1 |  | 1 Year | 789.45 | 0.15 | 671.0325
8054 | Salto | A9660300IP38-W- | XS4 ANSI electronic RF wireless SVN escutcheon, Mifare / DESFire entrance w/ key override function, Columbo Robotre premium series lever, unhanded, bright stainless steel finish, for use with 1 3/8" - 1 3/4" thick standard door | 1 |  | 1 Year | 920.55 | 0.15 | 782.4675
8055 | Salto | A9660300IP48--- | XS4 ANSI electronic wire-free SVN escutcheon, Mifare / DESFire entrance w/ key override function, Columbo Robotre premium series lever, unhanded, bright stainless steel finish, for use with 1 3/4" - 2 1/4" thick door | 1 |  | 1 Year | 735.35 | 0.15 | 625.0475
8056 | Salto | A9660300IP48-A- | XS4 ANSI electronic AMOK wire-free SVN escutcheon, Mifare / DESFire entrance w/ key override function, Columbo Robotre premium series lever, unhanded, bright stainless steel finish, for use with 1 3/4" - 2 1/4" thick door | 1 |  | 1 Year | 864.35 | 0.15 | 734.6975
8057 | Salto | A9660300IP48-C- | XS4 ANSI electronic RF wireless ready SVN escutcheon, Mifare / DESFire entrance w/ key override function, Columbo Robotre premium series lever, unhanded, bright stainless steel finish, for use with 1 3/4" - 2 1/4" thick door | 1 |  | 1 Year | 789.45 | 0.15 | 671.0325
8058 | Salto | A9660300IP48-W- | XS4 ANSI electronic RF wireless SVN escutcheon, Mifare / DESFire entrance w/ key override function, Columbo Robotre premium series lever, unhanded, bright stainless steel finish, for use with 1 3/4" - 2 1/4" thick door | 1 |  | 1 Year | 920.55 | 0.15 | 782.4675
8059 | Salto | A9660300PP38--- | XS4 ANSI electronic wire-free SVN escutcheon, Mifare / DESFire entrance w/ key override function, Columbo Robotre premium series lever, unhanded, bright brass finish, for use with 1 3/8" - 1 3/4" thick standard door | 1 |  | 1 Year | 735.35 | 0.15 | 625.0475
8060 | Salto | A9660300PP38-A- | XS4 ANSI electronic AMOK wire-free SVN escutcheon, Mifare / DESFire entrance w/ key override function, Columbo Robotre premium series lever, unhanded, bright brass finish, for use with 1 3/8" - 1 3/4" thick standard door | 1 |  | 1 Year | 864.35 | 0.15 | 734.6975
8061 | Salto | A9660300PP38-C- | XS4 ANSI electronic RF wireless ready SVN escutcheon, Mifare / DESFire entrance w/ key override function, Columbo Robotre premium series lever, unhanded, bright brass finish, for use with 1 3/8" - 1 3/4" thick standard door | 1 |  | 1 Year | 789.45 | 0.15 | 671.0325
8062 | Salto | A9660300PP38-W- | XS4 ANSI electronic RF wireless SVN escutcheon, Mifare / DESFire entrance w/ key override function, Columbo Robotre premium series lever, unhanded, bright brass finish, for use with 1 3/8" - 1 3/4" thick standard door | 1 |  | 1 Year | 920.55 | 0.15 | 782.4675
8063 | Salto | A9660300PP48--- | XS4 ANSI electronic wire-free SVN escutcheon, Mifare / DESFire entrance w/ key override function, Columbo Robotre premium series lever, unhanded, bright brass finish, for use with 1 3/4" - 2 1/4" thick door | 1 |  | 1 Year | 735.35 | 0.15 | 625.0475
8064 | Salto | A9660300PP48-A- | XS4 ANSI electronic AMOK wire-free SVN escutcheon, Mifare / DESFire entrance w/ key override function, Columbo Robotre premium series lever, unhanded, bright brass finish, for use with 1 3/4" - 2 1/4" thick door | 1 |  | 1 Year | 864.35 | 0.15 | 734.6975
8065 | Salto | A9660300PP48-C- | XS4 ANSI electronic RF wireless ready SVN escutcheon, Mifare / DESFire entrance w/ key override function, Columbo Robotre premium series lever, unhanded, bright brass finish, for use with 1 3/4" - 2 1/4" thick door | 1 |  | 1 Year | 789.45 | 0.15 | 671.0325
8066 | Salto | A9660300PP48-W- | XS4 ANSI electronic RF wireless SVN escutcheon, Mifare / DESFire entrance w/ key override function, Columbo Robotre premium series lever, unhanded, bright brass finish, for use with 1 3/4" - 2 1/4" thick door | 1 |  | 1 Year | 920.55 | 0.15 | 782.4675
8067 | Salto | A9660400IM38--- | XS4 ANSI electronic wire-free SVN escutcheon, Mifare / DESFire entrance w/ key override function, Columbo Roboquattro premium series lever, unhanded, satin stainless finish, for use with 1 3/8" - 1 3/4" thick standard door | 1 |  | 1 Year | 719.05 | 0.15 | 611.1925
8068 | Salto | A9660400IM38-A- | XS4 ANSI electronic AMOK wire-free SVN escutcheon, Mifare / DESFire entrance w/ key override function, Columbo Roboquattro premium series lever, unhanded, satin stainless finish, for use with 1 3/8" - 1 3/4" thick standard door | 1 |  | 1 Year | 848.05 | 0.15 | 720.8425
8069 | Salto | A9660400IM38-C- | XS4 ANSI electronic RF wireless ready SVN escutcheon, Mifare / DESFire entrance w/ key override function, Columbo Roboquattro premium series lever, unhanded, satin stainless finish, for use with 1 3/8" - 1 3/4" thick standard door | 1 |  | 1 Year | 773.15 | 0.15 | 657.1775
8070 | Salto | A9660400IM38-W- | XS4 ANSI electronic RF wireless SVN escutcheon, Mifare / DESFire entrance w/ key override function, Columbo Roboquattro premium series lever, unhanded, satin stainless finish, for use with 1 3/8" - 1 3/4" thick standard door | 1 |  | 1 Year | 904.25 | 0.15 | 768.6125
8071 | Salto | A9660400IM48--- | XS4 ANSI electronic wire-free SVN escutcheon, Mifare / DESFire entrance w/ key override function, Columbo Roboquattro premium series lever, unhanded, satin stainless finish, for use with 1 3/4" - 2 1/4" thick door | 1 |  | 1 Year | 719.05 | 0.15 | 611.1925
8072 | Salto | A9660400IM48-A- | XS4 ANSI electronic AMOK wire-free SVN escutcheon, Mifare / DESFire entrance w/ key override function, Columbo Roboquattro premium series lever, unhanded, satin stainless finish, for use with 1 3/4" - 2 1/4" thick door | 1 |  | 1 Year | 848.05 | 0.15 | 720.8425
8073 | Salto | A9660400IM48-C- | XS4 ANSI electronic RF wireless ready SVN escutcheon, Mifare / DESFire entrance w/ key override function, Columbo Roboquattro premium series lever, unhanded, satin stainless finish, for use with 1 3/4" - 2 1/4" thick door | 1 |  | 1 Year | 773.15 | 0.15 | 657.1775
8074 | Salto | A9660400IM48-W- | XS4 ANSI electronic RF wireless SVN escutcheon, Mifare / DESFire entrance w/ key override function, Columbo Roboquattro premium series lever, unhanded, satin stainless finish, for use with 1 3/4" - 2 1/4" thick door | 1 |  | 1 Year | 904.25 | 0.15 | 768.6125
8075 | Salto | A9660400IP38--- | XS4 ANSI electronic wire-free SVN escutcheon, Mifare / DESFire entrance w/ key override function, Columbo Roboquattro premium series lever, unhanded, bright stainless steel finish, for use with 1 3/8" - 1 3/4" thick standard door | 1 |  | 1 Year | 735.35 | 0.15 | 625.0475
8076 | Salto | A9660400IP38-A- | XS4 ANSI electronic AMOK wire-free SVN escutcheon, Mifare / DESFire entrance w/ key override function, Columbo Roboquattro premium series lever, unhanded, bright stainless steel finish, for use with 1 3/8" - 1 3/4" thick standard door | 1 |  | 1 Year | 864.35 | 0.15 | 734.6975
8077 | Salto | A9660400IP38-C- | XS4 ANSI electronic RF wireless ready SVN escutcheon, Mifare / DESFire entrance w/ key override function, Columbo Roboquattro premium series lever, unhanded, bright stainless steel finish, for use with 1 3/8" - 1 3/4" thick standard door | 1 |  | 1 Year | 789.45 | 0.15 | 671.0325
8078 | Salto | A9660400IP38-W- | XS4 ANSI electronic RF wireless SVN escutcheon, Mifare / DESFire entrance w/ key override function, Columbo Roboquattro premium series lever, unhanded, bright stainless steel finish, for use with 1 3/8" - 1 3/4" thick standard door | 1 |  | 1 Year | 920.55 | 0.15 | 782.4675
8079 | Salto | A9660400IP48--- | XS4 ANSI electronic wire-free SVN escutcheon, Mifare / DESFire entrance w/ key override function, Columbo Roboquattro premium series lever, unhanded, bright stainless steel finish, for use with 1 3/4" - 2 1/4" thick door | 1 |  | 1 Year | 735.35 | 0.15 | 625.0475
8080 | Salto | A9660400IP48-A- | XS4 ANSI electronic AMOK wire-free SVN escutcheon, Mifare / DESFire entrance w/ key override function, Columbo Roboquattro premium series lever, unhanded, bright stainless steel finish, for use with 1 3/4" - 2 1/4" thick door | 1 |  | 1 Year | 864.35 | 0.15 | 734.6975
8081 | Salto | A9660400IP48-C- | XS4 ANSI electronic RF wireless ready SVN escutcheon, Mifare / DESFire entrance w/ key override function, Columbo Roboquattro premium series lever, unhanded, bright stainless steel finish, for use with 1 3/4" - 2 1/4" thick door | 1 |  | 1 Year | 789.45 | 0.15 | 671.0325
8082 | Salto | A9660400IP48-W- | XS4 ANSI electronic RF wireless SVN escutcheon, Mifare / DESFire entrance w/ key override function, Columbo Roboquattro premium series lever, unhanded, bright stainless steel finish, for use with 1 3/4" - 2 1/4" thick door | 1 |  | 1 Year | 920.55 | 0.15 | 782.4675
8083 | Salto | A9660400PP38--- | XS4 ANSI electronic wire-free SVN escutcheon, Mifare / DESFire entrance w/ key override function, Columbo Roboquattro premium series lever, unhanded, bright brass finish, for use with 1 3/8" - 1 3/4" thick standard door | 1 |  | 1 Year | 735.35 | 0.15 | 625.0475
8084 | Salto | A9660400PP38-A- | XS4 ANSI electronic AMOK wire-free SVN escutcheon, Mifare / DESFire entrance w/ key override function, Columbo Roboquattro premium series lever, unhanded, bright brass finish, for use with 1 3/8" - 1 3/4" thick standard door | 1 |  | 1 Year | 864.35 | 0.15 | 734.6975
8085 | Salto | A9660400PP38-C- | XS4 ANSI electronic RF wireless ready SVN escutcheon, Mifare / DESFire entrance w/ key override function, Columbo Roboquattro premium series lever, unhanded, bright brass finish, for use with 1 3/8" - 1 3/4" thick standard door | 1 |  | 1 Year | 789.45 | 0.15 | 671.0325
8086 | Salto | A9660400PP38-W- | XS4 ANSI electronic RF wireless SVN escutcheon, Mifare / DESFire entrance w/ key override function, Columbo Roboquattro premium series lever, unhanded, bright brass finish, for use with 1 3/8" - 1 3/4" thick standard door | 1 |  | 1 Year | 920.55 | 0.15 | 782.4675
8087 | Salto | A9660400PP48--- | XS4 ANSI electronic wire-free SVN escutcheon, Mifare / DESFire entrance w/ key override function, Columbo Roboquattro premium series lever, unhanded, bright brass finish, for use with 1 3/4" - 2 1/4" thick door | 1 |  | 1 Year | 735.35 | 0.15 | 625.0475
8088 | Salto | A9660400PP48-A- | XS4 ANSI electronic AMOK wire-free SVN escutcheon, Mifare / DESFire entrance w/ key override function, Columbo Roboquattro premium series lever, unhanded, bright brass finish, for use with 1 3/4" - 2 1/4" thick door | 1 |  | 1 Year | 864.35 | 0.15 | 734.6975
8089 | Salto | A9660400PP48-C- | XS4 ANSI electronic RF wireless ready SVN escutcheon, Mifare / DESFire entrance w/ key override function, Columbo Roboquattro premium series lever, unhanded, bright brass finish, for use with 1 3/4" - 2 1/4" thick door | 1 |  | 1 Year | 789.45 | 0.15 | 671.0325
8090 | Salto | A9660400PP48-W- | XS4 ANSI electronic RF wireless SVN escutcheon, Mifare / DESFire entrance w/ key override function, Columbo Roboquattro premium series lever, unhanded, bright brass finish, for use with 1 3/4" - 2 1/4" thick door | 1 |  | 1 Year | 920.55 | 0.15 | 782.4675
8091 | Salto | A9660700IM38--- | XS4 ANSI electronic wire-free SVN escutcheon, Mifare / DESFire entrance w/ key override function, Columbo Mach premium series lever, unhanded, satin stainless finish, for use with 1 3/8" - 1 3/4" thick standard door | 1 |  | 1 Year | 719.05 | 0.15 | 611.1925
8092 | Salto | A9660700IM38-A- | XS4 ANSI electronic AMOK wire-free SVN escutcheon, Mifare / DESFire entrance w/ key override function, Columbo Mach premium series lever, unhanded, satin stainless finish, for use with 1 3/8" - 1 3/4" thick standard door | 1 |  | 1 Year | 848.05 | 0.15 | 720.8425
8093 | Salto | A9660700IM38-C- | XS4 ANSI electronic RF wireless ready SVN escutcheon, Mifare / DESFire entrance w/ key override function, Columbo Mach premium series lever, unhanded, satin stainless finish, for use with 1 3/8" - 1 3/4" thick standard door | 1 |  | 1 Year | 773.15 | 0.15 | 657.1775
8094 | Salto | A9660700IM38-W- | XS4 ANSI electronic RF wireless SVN escutcheon, Mifare / DESFire entrance w/ key override function, Columbo Mach premium series lever, unhanded, satin stainless finish, for use with 1 3/8" - 1 3/4" thick standard door | 1 |  | 1 Year | 904.25 | 0.15 | 768.6125
8095 | Salto | A9660700IM48--- | XS4 ANSI electronic wire-free SVN escutcheon, Mifare / DESFire entrance w/ key override function, Columbo Mach premium series lever, unhanded, satin stainless finish, for use with 1 3/4" - 2 1/4" thick door | 1 |  | 1 Year | 719.05 | 0.15 | 611.1925
8096 | Salto | A9660700IM48-A- | XS4 ANSI electronic AMOK wire-free SVN escutcheon, Mifare / DESFire entrance w/ key override function, Columbo Mach premium series lever, unhanded, satin stainless finish, for use with 1 3/4" - 2 1/4" thick door | 1 |  | 1 Year | 848.05 | 0.15 | 720.8425
8097 | Salto | A9660700IM48-C- | XS4 ANSI electronic RF wireless ready SVN escutcheon, Mifare / DESFire entrance w/ key override function, Columbo Mach premium series lever, unhanded, satin stainless finish, for use with 1 3/4" - 2 1/4" thick door | 1 |  | 1 Year | 773.15 | 0.15 | 657.1775
8098 | Salto | A9660700IM48-W- | XS4 ANSI electronic RF wireless SVN escutcheon, Mifare / DESFire entrance w/ key override function, Columbo Mach premium series lever, unhanded, satin stainless finish, for use with 1 3/4" - 2 1/4" thick door | 1 |  | 1 Year | 904.25 | 0.15 | 768.6125
8099 | Salto | A9660700IP38--- | XS4 ANSI electronic wire-free SVN escutcheon, Mifare / DESFire entrance w/ key override function, Columbo Mach premium series lever, unhanded, bright stainless steel finish, for use with 1 3/8" - 1 3/4" thick standard door | 1 |  | 1 Year | 735.35 | 0.15 | 625.0475
8100 | Salto | A9660700IP38-A- | XS4 ANSI electronic AMOK wire-free SVN escutcheon, Mifare / DESFire entrance w/ key override function, Columbo Mach premium series lever, unhanded, bright stainless steel finish, for use with 1 3/8" - 1 3/4" thick standard door | 1 |  | 1 Year | 864.35 | 0.15 | 734.6975
8101 | Salto | A9660700IP38-C- | XS4 ANSI electronic RF wireless ready SVN escutcheon, Mifare / DESFire entrance w/ key override function, Columbo Mach premium series lever, unhanded, bright stainless steel finish, for use with 1 3/8" - 1 3/4" thick standard door | 1 |  | 1 Year | 789.45 | 0.15 | 671.0325
8102 | Salto | A9660700IP38-W- | XS4 ANSI electronic RF wireless SVN escutcheon, Mifare / DESFire entrance w/ key override function, Columbo Mach premium series lever, unhanded, bright stainless steel finish, for use with 1 3/8" - 1 3/4" thick standard door | 1 |  | 1 Year | 920.55 | 0.15 | 782.4675
8103 | Salto | A9660700IP48--- | XS4 ANSI electronic wire-free SVN escutcheon, Mifare / DESFire entrance w/ key override function, Columbo Mach premium series lever, unhanded, bright stainless steel finish, for use with 1 3/4" - 2 1/4" thick door | 1 |  | 1 Year | 735.35 | 0.15 | 625.0475
8104 | Salto | A9660700IP48-A- | XS4 ANSI electronic AMOK wire-free SVN escutcheon, Mifare / DESFire entrance w/ key override function, Columbo Mach premium series lever, unhanded, bright stainless steel finish, for use with 1 3/4" - 2 1/4" thick door | 1 |  | 1 Year | 864.35 | 0.15 | 734.6975
8105 | Salto | A9660700IP48-C- | XS4 ANSI electronic RF wireless ready SVN escutcheon, Mifare / DESFire entrance w/ key override function, Columbo Mach premium series lever, unhanded, bright stainless steel finish, for use with 1 3/4" - 2 1/4" thick door | 1 |  | 1 Year | 789.45 | 0.15 | 671.0325
8106 | Salto | A9660700IP48-W- | XS4 ANSI electronic RF wireless SVN escutcheon, Mifare / DESFire entrance w/ key override function, Columbo Mach premium series lever, unhanded, bright stainless steel finish, for use with 1 3/4" - 2 1/4" thick door | 1 |  | 1 Year | 920.55 | 0.15 | 782.4675
8107 | Salto | A9660700PP38--- | XS4 ANSI electronic wire-free SVN escutcheon, Mifare / DESFire entrance w/ key override function, Columbo Mach premium series lever, unhanded, bright brass finish, for use with 1 3/8" - 1 3/4" thick standard door | 1 |  | 1 Year | 735.35 | 0.15 | 625.0475
8108 | Salto | A9660700PP38-A- | XS4 ANSI electronic AMOK wire-free SVN escutcheon, Mifare / DESFire entrance w/ key override function, Columbo Mach premium series lever, unhanded, bright brass finish, for use with 1 3/8" - 1 3/4" thick standard door | 1 |  | 1 Year | 864.35 | 0.15 | 734.6975
8109 | Salto | A9660700PP38-C- | XS4 ANSI electronic RF wireless ready SVN escutcheon, Mifare / DESFire entrance w/ key override function, Columbo Mach premium series lever, unhanded, bright brass finish, for use with 1 3/8" - 1 3/4" thick standard door | 1 |  | 1 Year | 789.45 | 0.15 | 671.0325
8110 | Salto | A9660700PP38-W- | XS4 ANSI electronic RF wireless SVN escutcheon, Mifare / DESFire entrance w/ key override function, Columbo Mach premium series lever, unhanded, bright brass finish, for use with 1 3/8" - 1 3/4" thick standard door | 1 |  | 1 Year | 920.55 | 0.15 | 782.4675
8111 | Salto | A9660700PP48--- | XS4 ANSI electronic wire-free SVN escutcheon, Mifare / DESFire entrance w/ key override function, Columbo Mach premium series lever, unhanded, bright brass finish, for use with 1 3/4" - 2 1/4" thick door | 1 |  | 1 Year | 735.35 | 0.15 | 625.0475
8112 | Salto | A9660700PP48-A- | XS4 ANSI electronic AMOK wire-free SVN escutcheon, Mifare / DESFire entrance w/ key override function, Columbo Mach premium series lever, unhanded, bright brass finish, for use with 1 3/4" - 2 1/4" thick door | 1 |  | 1 Year | 864.35 | 0.15 | 734.6975
8113 | Salto | A9660700PP48-C- | XS4 ANSI electronic RF wireless ready SVN escutcheon, Mifare / DESFire entrance w/ key override function, Columbo Mach premium series lever, unhanded, bright brass finish, for use with 1 3/4" - 2 1/4" thick door | 1 |  | 1 Year | 789.45 | 0.15 | 671.0325
8114 | Salto | A9660700PP48-W- | XS4 ANSI electronic RF wireless SVN escutcheon, Mifare / DESFire entrance w/ key override function, Columbo Mach premium series lever, unhanded, bright brass finish, for use with 1 3/4" - 2 1/4" thick door | 1 |  | 1 Year | 920.55 | 0.15 | 782.4675
8115 | Salto | A9660A00BC38--- | XS4 ANSI electronic wire-free SVN escutcheon, Mifare / DESFire entrance w/ key override function, A lever, unhanded, BioCote antimicrobial finish, for use with 1 3/8" - 1 3/4" thick standard door | 1 |  | 1 Year | 725.15 | 0.15 | 616.3775
8116 | Salto | A9660A00BC38-A- | XS4 ANSI electronic AMOK wire-free SVN escutcheon, Mifare / DESFire entrance w/ key override function, A lever, unhanded, BioCote antimicrobial finish, for use with 1 3/8" - 1 3/4" thick standard door | 1 |  | 1 Year | 854.15 | 0.15 | 726.0275
8117 | Salto | A9660A00BC38-C- | XS4 ANSI electronic RF wireless ready SVN escutcheon, Mifare / DESFire entrance w/ key override function, A lever, unhanded, BioCote antimicrobial finish, for use with 1 3/8" - 1 3/4" thick standard door | 1 |  | 1 Year | 779.25 | 0.15 | 662.3625
8118 | Salto | A9660A00BC38-W- | XS4 ANSI electronic RF wireless SVN escutcheon, Mifare / DESFire entrance w/ key override function, A lever, unhanded, BioCote antimicrobial finish, for use with 1 3/8" - 1 3/4" thick standard door | 1 |  | 1 Year | 910.35 | 0.15 | 773.7975
8119 | Salto | A9660A00BC48--- | XS4 ANSI electronic wire-free SVN escutcheon, Mifare / DESFire entrance w/ key override function, A lever, unhanded, BioCote antimicrobial finish, for use with 1 3/4" - 2 1/4" thick door | 1 |  | 1 Year | 725.15 | 0.15 | 616.3775
8120 | Salto | A9660A00BC48-A- | XS4 ANSI electronic AMOK wire-free SVN escutcheon, Mifare / DESFire entrance w/ key override function, A lever, unhanded, BioCote antimicrobial finish, for use with 1 3/4" - 2 1/4" thick door | 1 |  | 1 Year | 854.15 | 0.15 | 726.0275
8121 | Salto | A9660A00BC48-C- | XS4 ANSI electronic RF wireless ready SVN escutcheon, Mifare / DESFire entrance w/ key override function, A lever, unhanded, BioCote antimicrobial finish, for use with 1 3/4" - 2 1/4" thick door | 1 |  | 1 Year | 779.25 | 0.15 | 662.3625
8122 | Salto | A9660A00BC48-W- | XS4 ANSI electronic RF wireless SVN escutcheon, Mifare / DESFire entrance w/ key override function, A lever, unhanded, BioCote antimicrobial finish, for use with 1 3/4" - 2 1/4" thick door | 1 |  | 1 Year | 910.35 | 0.15 | 773.7975
8123 | Salto | A9660A00IA38--- | XS4 ANSI electronic wire-free SVN escutcheon, Mifare / DESFire entrance w/ key override function, A lever, unhanded, antique brass finish, for use with 1 3/8" - 1 3/4" thick standard door | 1 |  | 1 Year | 725.15 | 0.15 | 616.3775
8124 | Salto | A9660A00IA38-A- | XS4 ANSI electronic AMOK wire-free SVN escutcheon, Mifare / DESFire entrance w/ key override function, A lever, unhanded, antique brass finish, for use with 1 3/8" - 1 3/4" thick standard door | 1 |  | 1 Year | 854.15 | 0.15 | 726.0275
8125 | Salto | A9660A00IA38-C- | XS4 ANSI electronic RF wireless ready SVN escutcheon, Mifare / DESFire entrance w/ key override function, A lever, unhanded, antique brass finish, for use with 1 3/8" - 1 3/4" thick standard door | 1 |  | 1 Year | 779.25 | 0.15 | 662.3625
8126 | Salto | A9660A00IA38-W- | XS4 ANSI electronic RF wireless SVN escutcheon, Mifare / DESFire entrance w/ key override function, A lever, unhanded, antique brass finish, for use with 1 3/8" - 1 3/4" thick standard door | 1 |  | 1 Year | 910.35 | 0.15 | 773.7975
8127 | Salto | A9660A00IA48--- | XS4 ANSI electronic wire-free SVN escutcheon, Mifare / DESFire entrance w/ key override function, A lever, unhanded, antique brass finish, for use with 1 3/4" - 2 1/4" thick door | 1 |  | 1 Year | 725.15 | 0.15 | 616.3775
8128 | Salto | A9660A00IA48-A- | XS4 ANSI electronic AMOK wire-free SVN escutcheon, Mifare / DESFire entrance w/ key override function, A lever, unhanded, antique brass finish, for use with 1 3/4" - 2 1/4" thick door | 1 |  | 1 Year | 854.15 | 0.15 | 726.0275
8129 | Salto | A9660A00IA48-C- | XS4 ANSI electronic RF wireless ready SVN escutcheon, Mifare / DESFire entrance w/ key override function, A lever, unhanded, antique brass finish, for use with 1 3/4" - 2 1/4" thick door | 1 |  | 1 Year | 779.25 | 0.15 | 662.3625
8130 | Salto | A9660A00IA48-W- | XS4 ANSI electronic RF wireless SVN escutcheon, Mifare / DESFire entrance w/ key override function, A lever, unhanded, antique brass finish, for use with 1 3/4" - 2 1/4" thick door | 1 |  | 1 Year | 910.35 | 0.15 | 773.7975
8131 | Salto | A9660A00IM38--- | XS4 ANSI electronic wire-free SVN escutcheon, Mifare / DESFire entrance w/ key override function, A lever, unhanded, satin stainless finish, for use with 1 3/8" - 1 3/4" thick standard door | 1 |  | 1 Year | 673.15 | 0.15 | 572.1775
8132 | Salto | A9660A00IM38-A- | XS4 ANSI electronic AMOK wire-free SVN escutcheon, Mifare / DESFire entrance w/ key override function, A lever, unhanded, satin stainless finish, for use with 1 3/8" - 1 3/4" thick standard door | 1 |  | 1 Year | 802.15 | 0.15 | 681.8275
8133 | Salto | A9660A00IM38-C- | XS4 ANSI electronic RF wireless ready SVN escutcheon, Mifare / DESFire entrance w/ key override function, A lever, unhanded, satin stainless finish, for use with 1 3/8" - 1 3/4" thick standard door | 1 |  | 1 Year | 727.25 | 0.15 | 618.1625
8134 | Salto | A9660A00IM38-W- | XS4 ANSI electronic RF wireless SVN escutcheon, Mifare / DESFire entrance w/ key override function, A lever, unhanded, satin stainless finish, for use with 1 3/8" - 1 3/4" thick standard door | 1 |  | 1 Year | 858.35 | 0.15 | 729.5975
8135 | Salto | A9660A00IM48--- | XS4 ANSI electronic wire-free SVN escutcheon, Mifare / DESFire entrance w/ key override function, A lever, unhanded, satin stainless finish, for use with 1 3/4" - 2 1/4" thick door | 1 |  | 1 Year | 673.15 | 0.15 | 572.1775
8136 | Salto | A9660A00IM48-A- | XS4 ANSI electronic AMOK wire-free SVN escutcheon, Mifare / DESFire entrance w/ key override function, A lever, unhanded, satin stainless finish, for use with 1 3/4" - 2 1/4" thick door | 1 |  | 1 Year | 802.15 | 0.15 | 681.8275
8137 | Salto | A9660A00IM48-C- | XS4 ANSI electronic RF wireless ready SVN escutcheon, Mifare / DESFire entrance w/ key override function, A lever, unhanded, satin stainless finish, for use with 1 3/4" - 2 1/4" thick door | 1 |  | 1 Year | 727.25 | 0.15 | 618.1625
8138 | Salto | A9660A00IM48-W- | XS4 ANSI electronic RF wireless SVN escutcheon, Mifare / DESFire entrance w/ key override function, A lever, unhanded, satin stainless finish, for use with 1 3/4" - 2 1/4" thick door | 1 |  | 1 Year | 858.35 | 0.15 | 729.5975
8139 | Salto | A9660A00IP38--- | XS4 ANSI electronic wire-free SVN escutcheon, Mifare / DESFire entrance w/ key override function, A lever, unhanded, bright stainless steel finish, for use with 1 3/8" - 1 3/4" thick standard door | 1 |  | 1 Year | 689.45 | 0.15 | 586.0325
8140 | Salto | A9660A00IP38-A- | XS4 ANSI electronic AMOK wire-free SVN escutcheon, Mifare / DESFire entrance w/ key override function, A lever, unhanded, bright stainless steel finish, for use with 1 3/8" - 1 3/4" thick standard door | 1 |  | 1 Year | 818.45 | 0.15 | 695.6825
8141 | Salto | A9660A00IP38-C- | XS4 ANSI electronic RF wireless ready SVN escutcheon, Mifare / DESFire entrance w/ key override function, A lever, unhanded, bright stainless steel finish, for use with 1 3/8" - 1 3/4" thick standard door | 1 |  | 1 Year | 743.55 | 0.15 | 632.0175
8142 | Salto | A9660A00IP38-W- | XS4 ANSI electronic RF wireless SVN escutcheon, Mifare / DESFire entrance w/ key override function, A lever, unhanded, bright stainless steel finish, for use with 1 3/8" - 1 3/4" thick standard door | 1 |  | 1 Year | 874.65 | 0.15 | 743.4525
8143 | Salto | A9660A00IP48--- | XS4 ANSI electronic wire-free SVN escutcheon, Mifare / DESFire entrance w/ key override function, A lever, unhanded, bright stainless steel finish, for use with 1 3/4" - 2 1/4" thick door | 1 |  | 1 Year | 689.45 | 0.15 | 586.0325
8144 | Salto | A9660A00IP48-A- | XS4 ANSI electronic AMOK wire-free SVN escutcheon, Mifare / DESFire entrance w/ key override function, A lever, unhanded, bright stainless steel finish, for use with 1 3/4" - 2 1/4" thick door | 1 |  | 1 Year | 818.45 | 0.15 | 695.6825
8145 | Salto | A9660A00IP48-C- | XS4 ANSI electronic RF wireless ready SVN escutcheon, Mifare / DESFire entrance w/ key override function, A lever, unhanded, bright stainless steel finish, for use with 1 3/4" - 2 1/4" thick door | 1 |  | 1 Year | 743.55 | 0.15 | 632.0175
8146 | Salto | A9660A00IP48-W- | XS4 ANSI electronic RF wireless SVN escutcheon, Mifare / DESFire entrance w/ key override function, A lever, unhanded, bright stainless steel finish, for use with 1 3/4" - 2 1/4" thick door | 1 |  | 1 Year | 874.65 | 0.15 | 743.4525
8147 | Salto | A9660A00NE38--- | XS4 ANSI electronic wire-free SVN escutcheon, Mifare / DESFire entrance w/ key override function, A lever, unhanded, black chromium finish, for use with 1 3/8" - 1 3/4" thick standard door | 1 |  | 1 Year | 707.85 | 0.15 | 601.6725
8148 | Salto | A9660A00NE38-A- | XS4 ANSI electronic AMOK wire-free SVN escutcheon, Mifare / DESFire entrance w/ key override function, A lever, unhanded, black chromium finish, for use with 1 3/8" - 1 3/4" thick standard door | 1 |  | 1 Year | 836.85 | 0.15 | 711.3225
8149 | Salto | A9660A00NE38-C- | XS4 ANSI electronic RF wireless ready SVN escutcheon, Mifare / DESFire entrance w/ key override function, A lever, unhanded, black chromium finish, for use with 1 3/8" - 1 3/4" thick standard door | 1 |  | 1 Year | 761.95 | 0.15 | 647.6575
8150 | Salto | A9660A00NE38-W- | XS4 ANSI electronic RF wireless SVN escutcheon, Mifare / DESFire entrance w/ key override function, A lever, unhanded, black chromium finish, for use with 1 3/8" - 1 3/4" thick standard door | 1 |  | 1 Year | 893.05 | 0.15 | 759.0925
8151 | Salto | A9660A00NE48--- | XS4 ANSI electronic wire-free SVN escutcheon, Mifare / DESFire entrance w/ key override function, A lever, unhanded, black chromium finish, for use with 1 3/4" - 2 1/4" thick door | 1 |  | 1 Year | 707.85 | 0.15 | 601.6725
8152 | Salto | A9660A00NE48-A- | XS4 ANSI electronic AMOK wire-free SVN escutcheon, Mifare / DESFire entrance w/ key override function, A lever, unhanded, black chromium finish, for use with 1 3/4" - 2 1/4" thick door | 1 |  | 1 Year | 836.85 | 0.15 | 711.3225
8153 | Salto | A9660A00NE48-C- | XS4 ANSI electronic RF wireless ready SVN escutcheon, Mifare / DESFire entrance w/ key override function, A lever, unhanded, black chromium finish, for use with 1 3/4" - 2 1/4" thick door | 1 |  | 1 Year | 761.95 | 0.15 | 647.6575
8154 | Salto | A9660A00NE48-W- | XS4 ANSI electronic RF wireless SVN escutcheon, Mifare / DESFire entrance w/ key override function, A lever, unhanded, black chromium finish, for use with 1 3/4" - 2 1/4" thick door | 1 |  | 1 Year | 893.05 | 0.15 | 759.0925
8155 | Salto | A9660A00PM38--- | XS4 ANSI electronic wire-free SVN escutcheon, Mifare / DESFire entrance w/ key override function, A lever, unhanded, satin brass finish, for use with 1 3/8" - 1 3/4" thick standard door | 1 |  | 1 Year | 673.15 | 0.15 | 572.1775
8156 | Salto | A9660A00PM38-A- | XS4 ANSI electronic AMOK wire-free SVN escutcheon, Mifare / DESFire entrance w/ key override function, A lever, unhanded, satin brass finish, for use with 1 3/8" - 1 3/4" thick standard door | 1 |  | 1 Year | 802.15 | 0.15 | 681.8275
8157 | Salto | A9660A00PM38-C- | XS4 ANSI electronic RF wireless ready SVN escutcheon, Mifare / DESFire entrance w/ key override function, A lever, unhanded, satin brass finish, for use with 1 3/8" - 1 3/4" thick standard door | 1 |  | 1 Year | 727.25 | 0.15 | 618.1625
8158 | Salto | A9660A00PM38-W- | XS4 ANSI electronic RF wireless SVN escutcheon, Mifare / DESFire entrance w/ key override function, A lever, unhanded, satin brass finish, for use with 1 3/8" - 1 3/4" thick standard door | 1 |  | 1 Year | 858.35 | 0.15 | 729.5975
8159 | Salto | A9660A00PM48--- | XS4 ANSI electronic wire-free SVN escutcheon, Mifare / DESFire entrance w/ key override function, A lever, unhanded, satin brass finish, for use with 1 3/4" - 2 1/4" thick door | 1 |  | 1 Year | 673.15 | 0.15 | 572.1775
8160 | Salto | A9660A00PM48-A- | XS4 ANSI electronic AMOK wire-free SVN escutcheon, Mifare / DESFire entrance w/ key override function, A lever, unhanded, satin brass finish, for use with 1 3/4" - 2 1/4" thick door | 1 |  | 1 Year | 802.15 | 0.15 | 681.8275
8161 | Salto | A9660A00PM48-C- | XS4 ANSI electronic RF wireless ready SVN escutcheon, Mifare / DESFire entrance w/ key override function, A lever, unhanded, satin brass finish, for use with 1 3/4" - 2 1/4" thick door | 1 |  | 1 Year | 727.25 | 0.15 | 618.1625
8162 | Salto | A9660A00PM48-W- | XS4 ANSI electronic RF wireless SVN escutcheon, Mifare / DESFire entrance w/ key override function, A lever, unhanded, satin brass finish, for use with 1 3/4" - 2 1/4" thick door | 1 |  | 1 Year | 858.35 | 0.15 | 729.5975
8163 | Salto | A9660A00PP38--- | XS4 ANSI electronic wire-free SVN escutcheon, Mifare / DESFire entrance w/ key override function, A lever, unhanded, bright brass finish, for use with 1 3/8" - 1 3/4" thick standard door | 1 |  | 1 Year | 689.45 | 0.15 | 586.0325
8164 | Salto | A9660A00PP38-A- | XS4 ANSI electronic AMOK wire-free SVN escutcheon, Mifare / DESFire entrance w/ key override function, A lever, unhanded, bright brass finish, for use with 1 3/8" - 1 3/4" thick standard door | 1 |  | 1 Year | 818.45 | 0.15 | 695.6825
8165 | Salto | A9660A00PP38-C- | XS4 ANSI electronic RF wireless ready SVN escutcheon, Mifare / DESFire entrance w/ key override function, A lever, unhanded, bright brass finish, for use with 1 3/8" - 1 3/4" thick standard door | 1 |  | 1 Year | 743.55 | 0.15 | 632.0175
8166 | Salto | A9660A00PP38-W- | XS4 ANSI electronic RF wireless SVN escutcheon, Mifare / DESFire entrance w/ key override function, A lever, unhanded, bright brass finish, for use with 1 3/8" - 1 3/4" thick standard door | 1 |  | 1 Year | 874.65 | 0.15 | 743.4525
8167 | Salto | A9660A00PP48--- | XS4 ANSI electronic wire-free SVN escutcheon, Mifare / DESFire entrance w/ key override function, A lever, unhanded, bright brass finish, for use with 1 3/4" - 2 1/4" thick door | 1 |  | 1 Year | 689.45 | 0.15 | 586.0325
8168 | Salto | A9660A00PP48-A- | XS4 ANSI electronic AMOK wire-free SVN escutcheon, Mifare / DESFire entrance w/ key override function, A lever, unhanded, bright brass finish, for use with 1 3/4" - 2 1/4" thick door | 1 |  | 1 Year | 818.45 | 0.15 | 695.6825
8169 | Salto | A9660A00PP48-C- | XS4 ANSI electronic RF wireless ready SVN escutcheon, Mifare / DESFire entrance w/ key override function, A lever, unhanded, bright brass finish, for use with 1 3/4" - 2 1/4" thick door | 1 |  | 1 Year | 743.55 | 0.15 | 632.0175
8170 | Salto | A9660A00PP48-W- | XS4 ANSI electronic RF wireless SVN escutcheon, Mifare / DESFire entrance w/ key override function, A lever, unhanded, bright brass finish, for use with 1 3/4" - 2 1/4" thick door | 1 |  | 1 Year | 874.65 | 0.15 | 743.4525
8171 | Salto | A9660G00BC38--- | XS4 ANSI electronic wire-free SVN escutcheon, Mifare / DESFire entrance w/ key override function, G lever, unhanded, BioCote antimicrobial finish, for use with 1 3/8" - 1 3/4" thick standard door | 1 |  | 1 Year | 725.15 | 0.15 | 616.3775
8172 | Salto | A9660G00BC38-A- | XS4 ANSI electronic AMOK wire-free SVN escutcheon, Mifare / DESFire entrance w/ key override function, G lever, unhanded, BioCote antimicrobial finish, for use with 1 3/8" - 1 3/4" thick standard door | 1 |  | 1 Year | 854.15 | 0.15 | 726.0275
8173 | Salto | A9660G00BC38-C- | XS4 ANSI electronic RF wireless ready SVN escutcheon, Mifare / DESFire entrance w/ key override function, G lever, unhanded, BioCote antimicrobial finish, for use with 1 3/8" - 1 3/4" thick standard door | 1 |  | 1 Year | 779.25 | 0.15 | 662.3625
8174 | Salto | A9660G00BC38-W- | XS4 ANSI electronic RF wireless SVN escutcheon, Mifare / DESFire entrance w/ key override function, G lever, unhanded, BioCote antimicrobial finish, for use with 1 3/8" - 1 3/4" thick standard door | 1 |  | 1 Year | 910.35 | 0.15 | 773.7975
8175 | Salto | A9660G00BC48--- | XS4 ANSI electronic wire-free SVN escutcheon, Mifare / DESFire entrance w/ key override function, G lever, unhanded, BioCote antimicrobial finish, for use with 1 3/4" - 2 1/4" thick door | 1 |  | 1 Year | 725.15 | 0.15 | 616.3775
8176 | Salto | A9660G00BC48-A- | XS4 ANSI electronic AMOK wire-free SVN escutcheon, Mifare / DESFire entrance w/ key override function, G lever, unhanded, BioCote antimicrobial finish, for use with 1 3/4" - 2 1/4" thick door | 1 |  | 1 Year | 854.15 | 0.15 | 726.0275
8177 | Salto | A9660G00BC48-C- | XS4 ANSI electronic RF wireless ready SVN escutcheon, Mifare / DESFire entrance w/ key override function, G lever, unhanded, BioCote antimicrobial finish, for use with 1 3/4" - 2 1/4" thick door | 1 |  | 1 Year | 779.25 | 0.15 | 662.3625
8178 | Salto | A9660G00BC48-W- | XS4 ANSI electronic RF wireless SVN escutcheon, Mifare / DESFire entrance w/ key override function, G lever, unhanded, BioCote antimicrobial finish, for use with 1 3/4" - 2 1/4" thick door | 1 |  | 1 Year | 910.35 | 0.15 | 773.7975
8179 | Salto | A9660G00IM38--- | XS4 ANSI electronic wire-free SVN escutcheon, Mifare / DESFire entrance w/ key override function, G lever, unhanded, satin stainless finish, for use with 1 3/8" - 1 3/4" thick standard door | 1 |  | 1 Year | 673.15 | 0.15 | 572.1775
8180 | Salto | A9660G00IM38-A- | XS4 ANSI electronic AMOK wire-free SVN escutcheon, Mifare / DESFire entrance w/ key override function, G lever, unhanded, satin stainless finish, for use with 1 3/8" - 1 3/4" thick standard door | 1 |  | 1 Year | 802.15 | 0.15 | 681.8275
8181 | Salto | A9660G00IM38-C- | XS4 ANSI electronic RF wireless ready SVN escutcheon, Mifare / DESFire entrance w/ key override function, G lever, unhanded, satin stainless finish, for use with 1 3/8" - 1 3/4" thick standard door | 1 |  | 1 Year | 727.25 | 0.15 | 618.1625
8182 | Salto | A9660G00IM38-W- | XS4 ANSI electronic RF wireless SVN escutcheon, Mifare / DESFire entrance w/ key override function, G lever, unhanded, satin stainless finish, for use with 1 3/8" - 1 3/4" thick standard door | 1 |  | 1 Year | 858.35 | 0.15 | 729.5975
8183 | Salto | A9660G00IM48--- | XS4 ANSI electronic wire-free SVN escutcheon, Mifare / DESFire entrance w/ key override function, G lever, unhanded, satin stainless finish, for use with 1 3/4" - 2 1/4" thick door | 1 |  | 1 Year | 673.15 | 0.15 | 572.1775
8184 | Salto | A9660G00IM48-A- | XS4 ANSI electronic AMOK wire-free SVN escutcheon, Mifare / DESFire entrance w/ key override function, G lever, unhanded, satin stainless finish, for use with 1 3/4" - 2 1/4" thick door | 1 |  | 1 Year | 802.15 | 0.15 | 681.8275
8185 | Salto | A9660G00IM48-C- | XS4 ANSI electronic RF wireless ready SVN escutcheon, Mifare / DESFire entrance w/ key override function, G lever, unhanded, satin stainless finish, for use with 1 3/4" - 2 1/4" thick door | 1 |  | 1 Year | 727.25 | 0.15 | 618.1625
8186 | Salto | A9660G00IM48-W- | XS4 ANSI electronic RF wireless SVN escutcheon, Mifare / DESFire entrance w/ key override function, G lever, unhanded, satin stainless finish, for use with 1 3/4" - 2 1/4" thick door | 1 |  | 1 Year | 858.35 | 0.15 | 729.5975
8187 | Salto | A9660G00PM38--- | XS4 ANSI electronic wire-free SVN escutcheon, Mifare / DESFire entrance w/ key override function, G lever, unhanded, satin brass finish, for use with 1 3/8" - 1 3/4" thick standard door | 1 |  | 1 Year | 673.15 | 0.15 | 572.1775
8188 | Salto | A9660G00PM38-A- | XS4 ANSI electronic AMOK wire-free SVN escutcheon, Mifare / DESFire entrance w/ key override function, G lever, unhanded, satin brass finish, for use with 1 3/8" - 1 3/4" thick standard door | 1 |  | 1 Year | 802.15 | 0.15 | 681.8275
8189 | Salto | A9660G00PM38-C- | XS4 ANSI electronic RF wireless ready SVN escutcheon, Mifare / DESFire entrance w/ key override function, G lever, unhanded, satin brass finish, for use with 1 3/8" - 1 3/4" thick standard door | 1 |  | 1 Year | 727.25 | 0.15 | 618.1625
8190 | Salto | A9660G00PM38-W- | XS4 ANSI electronic RF wireless SVN escutcheon, Mifare / DESFire entrance w/ key override function, G lever, unhanded, satin brass finish, for use with 1 3/8" - 1 3/4" thick standard door | 1 |  | 1 Year | 858.35 | 0.15 | 729.5975
8191 | Salto | A9660G00PM48--- | XS4 ANSI electronic wire-free SVN escutcheon, Mifare / DESFire entrance w/ key override function, G lever, unhanded, satin brass finish, for use with 1 3/4" - 2 1/4" thick door | 1 |  | 1 Year | 673.15 | 0.15 | 572.1775
8192 | Salto | A9660G00PM48-A- | XS4 ANSI electronic AMOK wire-free SVN escutcheon, Mifare / DESFire entrance w/ key override function, G lever, unhanded, satin brass finish, for use with 1 3/4" - 2 1/4" thick door | 1 |  | 1 Year | 802.15 | 0.15 | 681.8275
8193 | Salto | A9660G00PM48-C- | XS4 ANSI electronic RF wireless ready SVN escutcheon, Mifare / DESFire entrance w/ key override function, G lever, unhanded, satin brass finish, for use with 1 3/4" - 2 1/4" thick door | 1 |  | 1 Year | 727.25 | 0.15 | 618.1625
8194 | Salto | A9660G00PM48-W- | XS4 ANSI electronic RF wireless SVN escutcheon, Mifare / DESFire entrance w/ key override function, G lever, unhanded, satin brass finish, for use with 1 3/4" - 2 1/4" thick door | 1 |  | 1 Year | 858.35 | 0.15 | 729.5975
8195 | Salto | A9660J00BC38--- | XS4 ANSI electronic wire-free SVN escutcheon, Mifare / DESFire entrance w/ key override function, J lever, unhanded, BioCote antimicrobial finish, for use with 1 3/8" - 1 3/4" thick standard door | 1 |  | 1 Year | 735.35 | 0.15 | 625.0475
8196 | Salto | A9660J00BC38-A- | XS4 ANSI electronic AMOK wire-free SVN escutcheon, Mifare / DESFire entrance w/ key override function, J lever, unhanded, BioCote antimicrobial finish, for use with 1 3/8" - 1 3/4" thick standard door | 1 |  | 1 Year | 864.35 | 0.15 | 734.6975
8197 | Salto | A9660J00BC38-C- | XS4 ANSI electronic RF wireless ready SVN escutcheon, Mifare / DESFire entrance w/ key override function, J lever, unhanded, BioCote antimicrobial finish, for use with 1 3/8" - 1 3/4" thick standard door | 1 |  | 1 Year | 789.45 | 0.15 | 671.0325
8198 | Salto | A9660J00BC38-W- | XS4 ANSI electronic RF wireless SVN escutcheon, Mifare / DESFire entrance w/ key override function, J lever, unhanded, BioCote antimicrobial finish, for use with 1 3/8" - 1 3/4" thick standard door | 1 |  | 1 Year | 920.55 | 0.15 | 782.4675
8199 | Salto | A9660J00BC48--- | XS4 ANSI electronic wire-free SVN escutcheon, Mifare / DESFire entrance w/ key override function, J lever, unhanded, BioCote antimicrobial finish, for use with 1 3/4" - 2 1/4" thick door | 1 |  | 1 Year | 735.35 | 0.15 | 625.0475
8200 | Salto | A9660J00BC48-A- | XS4 ANSI electronic AMOK wire-free SVN escutcheon, Mifare / DESFire entrance w/ key override function, J lever, unhanded, BioCote antimicrobial finish, for use with 1 3/4" - 2 1/4" thick door | 1 |  | 1 Year | 864.35 | 0.15 | 734.6975
8201 | Salto | A9660J00BC48-C- | XS4 ANSI electronic RF wireless ready SVN escutcheon, Mifare / DESFire entrance w/ key override function, J lever, unhanded, BioCote antimicrobial finish, for use with 1 3/4" - 2 1/4" thick door | 1 |  | 1 Year | 789.45 | 0.15 | 671.0325
8202 | Salto | A9660J00BC48-W- | XS4 ANSI electronic RF wireless SVN escutcheon, Mifare / DESFire entrance w/ key override function, J lever, unhanded, BioCote antimicrobial finish, for use with 1 3/4" - 2 1/4" thick door | 1 |  | 1 Year | 920.55 | 0.15 | 782.4675
8203 | Salto | A9660J00IA38--- | XS4 ANSI electronic wire-free SVN escutcheon, Mifare / DESFire entrance w/ key override function, J lever, unhanded, antique brass finish, for use with 1 3/8" - 1 3/4" thick standard door | 1 |  | 1 Year | 735.35 | 0.15 | 625.0475
8204 | Salto | A9660J00IA38-A- | XS4 ANSI electronic AMOK wire-free SVN escutcheon, Mifare / DESFire entrance w/ key override function, J lever, unhanded, antique brass finish, for use with 1 3/8" - 1 3/4" thick standard door | 1 |  | 1 Year | 864.35 | 0.15 | 734.6975
8205 | Salto | A9660J00IA38-C- | XS4 ANSI electronic RF wireless ready SVN escutcheon, Mifare / DESFire entrance w/ key override function, J lever, unhanded, antique brass finish, for use with 1 3/8" - 1 3/4" thick standard door | 1 |  | 1 Year | 789.45 | 0.15 | 671.0325
8206 | Salto | A9660J00IA38-W- | XS4 ANSI electronic RF wireless SVN escutcheon, Mifare / DESFire entrance w/ key override function, J lever, unhanded, antique brass finish, for use with 1 3/8" - 1 3/4" thick standard door | 1 |  | 1 Year | 920.55 | 0.15 | 782.4675
8207 | Salto | A9660J00IA48--- | XS4 ANSI electronic wire-free SVN escutcheon, Mifare / DESFire entrance w/ key override function, J lever, unhanded, antique brass finish, for use with 1 3/4" - 2 1/4" thick door | 1 |  | 1 Year | 735.35 | 0.15 | 625.0475
8208 | Salto | A9660J00IA48-A- | XS4 ANSI electronic AMOK wire-free SVN escutcheon, Mifare / DESFire entrance w/ key override function, J lever, unhanded, antique brass finish, for use with 1 3/4" - 2 1/4" thick door | 1 |  | 1 Year | 864.35 | 0.15 | 734.6975
8209 | Salto | A9660J00IA48-C- | XS4 ANSI electronic RF wireless ready SVN escutcheon, Mifare / DESFire entrance w/ key override function, J lever, unhanded, antique brass finish, for use with 1 3/4" - 2 1/4" thick door | 1 |  | 1 Year | 789.45 | 0.15 | 671.0325
8210 | Salto | A9660J00IA48-W- | XS4 ANSI electronic RF wireless SVN escutcheon, Mifare / DESFire entrance w/ key override function, J lever, unhanded, antique brass finish, for use with 1 3/4" - 2 1/4" thick door | 1 |  | 1 Year | 920.55 | 0.15 | 782.4675
8211 | Salto | A9660J00IM38--- | XS4 ANSI electronic wire-free SVN escutcheon, Mifare / DESFire entrance w/ key override function, J lever, unhanded, satin stainless finish, for use with 1 3/8" - 1 3/4" thick standard door | 1 |  | 1 Year | 683.35 | 0.15 | 580.8475
8212 | Salto | A9660J00IM38-A- | XS4 ANSI electronic AMOK wire-free SVN escutcheon, Mifare / DESFire entrance w/ key override function, J lever, unhanded, satin stainless finish, for use with 1 3/8" - 1 3/4" thick standard door | 1 |  | 1 Year | 812.35 | 0.15 | 690.4975
8213 | Salto | A9660J00IM38-C- | XS4 ANSI electronic RF wireless ready SVN escutcheon, Mifare / DESFire entrance w/ key override function, J lever, unhanded, satin stainless finish, for use with 1 3/8" - 1 3/4" thick standard door | 1 |  | 1 Year | 737.45 | 0.15 | 626.8325
8214 | Salto | A9660J00IM38-W- | XS4 ANSI electronic RF wireless SVN escutcheon, Mifare / DESFire entrance w/ key override function, J lever, unhanded, satin stainless finish, for use with 1 3/8" - 1 3/4" thick standard door | 1 |  | 1 Year | 868.55 | 0.15 | 738.2675
8215 | Salto | A9660J00IM48--- | XS4 ANSI electronic wire-free SVN escutcheon, Mifare / DESFire entrance w/ key override function, J lever, unhanded, satin stainless finish, for use with 1 3/4" - 2 1/4" thick door | 1 |  | 1 Year | 683.35 | 0.15 | 580.8475
8216 | Salto | A9660J00IM48-A- | XS4 ANSI electronic AMOK wire-free SVN escutcheon, Mifare / DESFire entrance w/ key override function, J lever, unhanded, satin stainless finish, for use with 1 3/4" - 2 1/4" thick door | 1 |  | 1 Year | 812.35 | 0.15 | 690.4975
8217 | Salto | A9660J00IM48-C- | XS4 ANSI electronic RF wireless ready SVN escutcheon, Mifare / DESFire entrance w/ key override function, J lever, unhanded, satin stainless finish, for use with 1 3/4" - 2 1/4" thick door | 1 |  | 1 Year | 737.45 | 0.15 | 626.8325
8218 | Salto | A9660J00IM48-W- | XS4 ANSI electronic RF wireless SVN escutcheon, Mifare / DESFire entrance w/ key override function, J lever, unhanded, satin stainless finish, for use with 1 3/4" - 2 1/4" thick door | 1 |  | 1 Year | 868.55 | 0.15 | 738.2675
8219 | Salto | A9660J00NE38--- | XS4 ANSI electronic wire-free SVN escutcheon, Mifare / DESFire entrance w/ key override function, J lever, unhanded, black chromium finish, for use with 1 3/8" - 1 3/4" thick standard door | 1 |  | 1 Year | 718.05 | 0.15 | 610.3425
8220 | Salto | A9660J00NE38-A- | XS4 ANSI electronic AMOK wire-free SVN escutcheon, Mifare / DESFire entrance w/ key override function, J lever, unhanded, black chromium finish, for use with 1 3/8" - 1 3/4" thick standard door | 1 |  | 1 Year | 847.05 | 0.15 | 719.9925
8221 | Salto | A9660J00NE38-C- | XS4 ANSI electronic RF wireless ready SVN escutcheon, Mifare / DESFire entrance w/ key override function, J lever, unhanded, black chromium finish, for use with 1 3/8" - 1 3/4" thick standard door | 1 |  | 1 Year | 772.15 | 0.15 | 656.3275
8222 | Salto | A9660J00NE38-W- | XS4 ANSI electronic RF wireless SVN escutcheon, Mifare / DESFire entrance w/ key override function, J lever, unhanded, black chromium finish, for use with 1 3/8" - 1 3/4" thick standard door | 1 |  | 1 Year | 903.25 | 0.15 | 767.7625
8223 | Salto | A9660J00NE48--- | XS4 ANSI electronic wire-free SVN escutcheon, Mifare / DESFire entrance w/ key override function, J lever, unhanded, black chromium finish, for use with 1 3/4" - 2 1/4" thick door | 1 |  | 1 Year | 718.05 | 0.15 | 610.3425
8224 | Salto | A9660J00NE48-A- | XS4 ANSI electronic AMOK wire-free SVN escutcheon, Mifare / DESFire entrance w/ key override function, J lever, unhanded, black chromium finish, for use with 1 3/4" - 2 1/4" thick door | 1 |  | 1 Year | 847.05 | 0.15 | 719.9925
8225 | Salto | A9660J00NE48-C- | XS4 ANSI electronic RF wireless ready SVN escutcheon, Mifare / DESFire entrance w/ key override function, J lever, unhanded, black chromium finish, for use with 1 3/4" - 2 1/4" thick door | 1 |  | 1 Year | 772.15 | 0.15 | 656.3275
8226 | Salto | A9660J00NE48-W- | XS4 ANSI electronic RF wireless SVN escutcheon, Mifare / DESFire entrance w/ key override function, J lever, unhanded, black chromium finish, for use with 1 3/4" - 2 1/4" thick door | 1 |  | 1 Year | 903.25 | 0.15 | 767.7625
8227 | Salto | A9660J00PM38--- | XS4 ANSI electronic wire-free SVN escutcheon, Mifare / DESFire entrance w/ key override function, J lever, unhanded, satin brass finish, for use with 1 3/8" - 1 3/4" thick standard door | 1 |  | 1 Year | 683.35 | 0.15 | 580.8475
8228 | Salto | A9660J00PM38-A- | XS4 ANSI electronic AMOK wire-free SVN escutcheon, Mifare / DESFire entrance w/ key override function, J lever, unhanded, satin brass finish, for use with 1 3/8" - 1 3/4" thick standard door | 1 |  | 1 Year | 812.35 | 0.15 | 690.4975
8229 | Salto | A9660J00PM38-C- | XS4 ANSI electronic RF wireless ready SVN escutcheon, Mifare / DESFire entrance w/ key override function, J lever, unhanded, satin brass finish, for use with 1 3/8" - 1 3/4" thick standard door | 1 |  | 1 Year | 737.45 | 0.15 | 626.8325
8230 | Salto | A9660J00PM38-W- | XS4 ANSI electronic RF wireless SVN escutcheon, Mifare / DESFire entrance w/ key override function, J lever, unhanded, satin brass finish, for use with 1 3/8" - 1 3/4" thick standard door | 1 |  | 1 Year | 868.55 | 0.15 | 738.2675
8231 | Salto | A9660J00PM48--- | XS4 ANSI electronic wire-free SVN escutcheon, Mifare / DESFire entrance w/ key override function, J lever, unhanded, satin brass finish, for use with 1 3/4" - 2 1/4" thick door | 1 |  | 1 Year | 683.35 | 0.15 | 580.8475
8232 | Salto | A9660J00PM48-A- | XS4 ANSI electronic AMOK wire-free SVN escutcheon, Mifare / DESFire entrance w/ key override function, J lever, unhanded, satin brass finish, for use with 1 3/4" - 2 1/4" thick door | 1 |  | 1 Year | 812.35 | 0.15 | 690.4975
8233 | Salto | A9660J00PM48-C- | XS4 ANSI electronic RF wireless ready SVN escutcheon, Mifare / DESFire entrance w/ key override function, J lever, unhanded, satin brass finish, for use with 1 3/4" - 2 1/4" thick door | 1 |  | 1 Year | 737.45 | 0.15 | 626.8325
8234 | Salto | A9660J00PM48-W- | XS4 ANSI electronic RF wireless SVN escutcheon, Mifare / DESFire entrance w/ key override function, J lever, unhanded, satin brass finish, for use with 1 3/4" - 2 1/4" thick door | 1 |  | 1 Year | 868.55 | 0.15 | 738.2675
8235 | Salto | A9660K00IM38L-- | XS4 ANSI electronic wire-free SVN escutcheon, Mifare / DESFire entrance w/ key override function, K lever, left handed, satin stainless finish, for use with 1 3/8" - 1 3/4" thick standard door | 1 |  | 1 Year | 683.35 | 0.15 | 580.8475
8236 | Salto | A9660K00IM38LA- | XS4 ANSI electronic AMOK wire-free SVN escutcheon, Mifare / DESFire entrance w/ key override function, K lever, left handed, satin stainless finish, for use with 1 3/8" - 1 3/4" thick standard door | 1 |  | 1 Year | 812.35 | 0.15 | 690.4975
8237 | Salto | A9660K00IM38LC- | XS4 ANSI electronic RF wireless ready SVN escutcheon, Mifare / DESFire entrance w/ key override function, K lever, left handed, satin stainless finish, for use with 1 3/8" - 1 3/4" thick standard door | 1 |  | 1 Year | 737.45 | 0.15 | 626.8325
8238 | Salto | A9660K00IM38LW- | XS4 ANSI electronic RF wireless SVN escutcheon, Mifare / DESFire entrance w/ key override function, K lever, left handed, satin stainless finish, for use with 1 3/8" - 1 3/4" thick standard door | 1 |  | 1 Year | 868.55 | 0.15 | 738.2675
8239 | Salto | A9660K00IM38R-- | XS4 ANSI electronic wire-free SVN escutcheon, Mifare / DESFire entrance w/ key override function, K lever, right handed, satin stainless finish, for use with 1 3/8" - 1 3/4" thick standard door | 1 |  | 1 Year | 683.35 | 0.15 | 580.8475
8240 | Salto | A9660K00IM38RA- | XS4 ANSI electronic AMOK wire-free SVN escutcheon, Mifare / DESFire entrance w/ key override function, K lever, right handed, satin stainless finish, for use with 1 3/8" - 1 3/4" thick standard door | 1 |  | 1 Year | 812.35 | 0.15 | 690.4975
8241 | Salto | A9660K00IM38RC- | XS4 ANSI electronic RF wireless ready SVN escutcheon, Mifare / DESFire entrance w/ key override function, K lever, right handed, satin stainless finish, for use with 1 3/8" - 1 3/4" thick standard door | 1 |  | 1 Year | 737.45 | 0.15 | 626.8325
8242 | Salto | A9660K00IM38RW- | XS4 ANSI electronic RF wireless SVN escutcheon, Mifare / DESFire entrance w/ key override function, K lever, right handed, satin stainless finish, for use with 1 3/8" - 1 3/4" thick standard door | 1 |  | 1 Year | 868.55 | 0.15 | 738.2675
8243 | Salto | A9660K00IM48L-- | XS4 ANSI electronic wire-free SVN escutcheon, Mifare / DESFire entrance w/ key override function, K lever, left handed, satin stainless finish, for use with 1 3/4" - 2 1/4" thick door | 1 |  | 1 Year | 683.35 | 0.15 | 580.8475
8244 | Salto | A9660K00IM48LA- | XS4 ANSI electronic AMOK wire-free SVN escutcheon, Mifare / DESFire entrance w/ key override function, K lever, left handed, satin stainless finish, for use with 1 3/4" - 2 1/4" thick door | 1 |  | 1 Year | 812.35 | 0.15 | 690.4975
8245 | Salto | A9660K00IM48LC- | XS4 ANSI electronic RF wireless ready SVN escutcheon, Mifare / DESFire entrance w/ key override function, K lever, left handed, satin stainless finish, for use with 1 3/4" - 2 1/4" thick door | 1 |  | 1 Year | 737.45 | 0.15 | 626.8325
8246 | Salto | A9660K00IM48LW- | XS4 ANSI electronic RF wireless SVN escutcheon, Mifare / DESFire entrance w/ key override function, K lever, left handed, satin stainless finish, for use with 1 3/4" - 2 1/4" thick door | 1 |  | 1 Year | 868.55 | 0.15 | 738.2675
8247 | Salto | A9660K00IM48R-- | XS4 ANSI electronic wire-free SVN escutcheon, Mifare / DESFire entrance w/ key override function, K lever, right handed, satin stainless finish, for use with 1 3/4" - 2 1/4" thick door | 1 |  | 1 Year | 683.35 | 0.15 | 580.8475
8248 | Salto | A9660K00IM48RA- | XS4 ANSI electronic AMOK wire-free SVN escutcheon, Mifare / DESFire entrance w/ key override function, K lever, right handed, satin stainless finish, for use with 1 3/4" - 2 1/4" thick door | 1 |  | 1 Year | 812.35 | 0.15 | 690.4975
8249 | Salto | A9660K00IM48RC- | XS4 ANSI electronic RF wireless ready SVN escutcheon, Mifare / DESFire entrance w/ key override function, K lever, right handed, satin stainless finish, for use with 1 3/4" - 2 1/4" thick door | 1 |  | 1 Year | 737.45 | 0.15 | 626.8325
8250 | Salto | A9660K00IM48RW- | XS4 ANSI electronic RF wireless SVN escutcheon, Mifare / DESFire entrance w/ key override function, K lever, right handed, satin stainless finish, for use with 1 3/4" - 2 1/4" thick door | 1 |  | 1 Year | 868.55 | 0.15 | 738.2675
8251 | Salto | A9660K00IP38L-- | XS4 ANSI electronic wire-free SVN escutcheon, Mifare / DESFire entrance w/ key override function, K lever, left handed, bright stainless steel finish, for use with 1 3/8" - 1 3/4" thick standard door | 1 |  | 1 Year | 699.65 | 0.15 | 594.7025
8252 | Salto | A9660K00IP38LA- | XS4 ANSI electronic AMOK wire-free SVN escutcheon, Mifare / DESFire entrance w/ key override function, K lever, left handed, bright stainless steel finish, for use with 1 3/8" - 1 3/4" thick standard door | 1 |  | 1 Year | 828.65 | 0.15 | 704.3525
8253 | Salto | A9660K00IP38LC- | XS4 ANSI electronic RF wireless ready SVN escutcheon, Mifare / DESFire entrance w/ key override function, K lever, left handed, bright stainless steel finish, for use with 1 3/8" - 1 3/4" thick standard door | 1 |  | 1 Year | 753.75 | 0.15 | 640.6875
8254 | Salto | A9660K00IP38LW- | XS4 ANSI electronic RF wireless SVN escutcheon, Mifare / DESFire entrance w/ key override function, K lever, left handed, bright stainless steel finish, for use with 1 3/8" - 1 3/4" thick standard door | 1 |  | 1 Year | 884.85 | 0.15 | 752.1225
8255 | Salto | A9660K00IP38R-- | XS4 ANSI electronic wire-free SVN escutcheon, Mifare / DESFire entrance w/ key override function, K lever, right handed, bright stainless steel finish, for use with 1 3/8" - 1 3/4" thick standard door | 1 |  | 1 Year | 699.65 | 0.15 | 594.7025
8256 | Salto | A9660K00IP38RA- | XS4 ANSI electronic AMOK wire-free SVN escutcheon, Mifare / DESFire entrance w/ key override function, K lever, right handed, bright stainless steel finish, for use with 1 3/8" - 1 3/4" thick standard door | 1 |  | 1 Year | 828.65 | 0.15 | 704.3525
8257 | Salto | A9660K00IP38RC- | XS4 ANSI electronic RF wireless ready SVN escutcheon, Mifare / DESFire entrance w/ key override function, K lever, right handed, bright stainless steel finish, for use with 1 3/8" - 1 3/4" thick standard door | 1 |  | 1 Year | 753.75 | 0.15 | 640.6875
8258 | Salto | A9660K00IP38RW- | XS4 ANSI electronic RF wireless SVN escutcheon, Mifare / DESFire entrance w/ key override function, K lever, right handed, bright stainless steel finish, for use with 1 3/8" - 1 3/4" thick standard door | 1 |  | 1 Year | 884.85 | 0.15 | 752.1225
8259 | Salto | A9660K00IP48L-- | XS4 ANSI electronic wire-free SVN escutcheon, Mifare / DESFire entrance w/ key override function, K lever, left handed, bright stainless steel finish, for use with 1 3/4" - 2 1/4" thick door | 1 |  | 1 Year | 699.65 | 0.15 | 594.7025
8260 | Salto | A9660K00IP48LA- | XS4 ANSI electronic AMOK wire-free SVN escutcheon, Mifare / DESFire entrance w/ key override function, K lever, left handed, bright stainless steel finish, for use with 1 3/4" - 2 1/4" thick door | 1 |  | 1 Year | 828.65 | 0.15 | 704.3525
8261 | Salto | A9660K00IP48LC- | XS4 ANSI electronic RF wireless ready SVN escutcheon, Mifare / DESFire entrance w/ key override function, K lever, left handed, bright stainless steel finish, for use with 1 3/4" - 2 1/4" thick door | 1 |  | 1 Year | 753.75 | 0.15 | 640.6875
8262 | Salto | A9660K00IP48LW- | XS4 ANSI electronic RF wireless SVN escutcheon, Mifare / DESFire entrance w/ key override function, K lever, left handed, bright stainless steel finish, for use with 1 3/4" - 2 1/4" thick door | 1 |  | 1 Year | 884.85 | 0.15 | 752.1225
8263 | Salto | A9660K00IP48R-- | XS4 ANSI electronic wire-free SVN escutcheon, Mifare / DESFire entrance w/ key override function, K lever, right handed, bright stainless steel finish, for use with 1 3/4" - 2 1/4" thick door | 1 |  | 1 Year | 699.65 | 0.15 | 594.7025
8264 | Salto | A9660K00IP48RA- | XS4 ANSI electronic AMOK wire-free SVN escutcheon, Mifare / DESFire entrance w/ key override function, K lever, right handed, bright stainless steel finish, for use with 1 3/4" - 2 1/4" thick door | 1 |  | 1 Year | 828.65 | 0.15 | 704.3525
8265 | Salto | A9660K00IP48RC- | XS4 ANSI electronic RF wireless ready SVN escutcheon, Mifare / DESFire entrance w/ key override function, K lever, right handed, bright stainless steel finish, for use with 1 3/4" - 2 1/4" thick door | 1 |  | 1 Year | 753.75 | 0.15 | 640.6875
8266 | Salto | A9660K00IP48RW- | XS4 ANSI electronic RF wireless SVN escutcheon, Mifare / DESFire entrance w/ key override function, K lever, right handed, bright stainless steel finish, for use with 1 3/4" - 2 1/4" thick door | 1 |  | 1 Year | 884.85 | 0.15 | 752.1225
8267 | Salto | A9660K00PP38L-- | XS4 ANSI electronic wire-free SVN escutcheon, Mifare / DESFire entrance w/ key override function, K lever, left handed, bright brass finish, for use with 1 3/8" - 1 3/4" thick standard door | 1 |  | 1 Year | 699.65 | 0.15 | 594.7025
8268 | Salto | A9660K00PP38LA- | XS4 ANSI electronic AMOK wire-free SVN escutcheon, Mifare / DESFire entrance w/ key override function, K lever, left handed, bright brass finish, for use with 1 3/8" - 1 3/4" thick standard door | 1 |  | 1 Year | 828.65 | 0.15 | 704.3525
8269 | Salto | A9660K00PP38LC- | XS4 ANSI electronic RF wireless ready SVN escutcheon, Mifare / DESFire entrance w/ key override function, K lever, left handed, bright brass finish, for use with 1 3/8" - 1 3/4" thick standard door | 1 |  | 1 Year | 753.75 | 0.15 | 640.6875
8270 | Salto | A9660K00PP38LW- | XS4 ANSI electronic RF wireless SVN escutcheon, Mifare / DESFire entrance w/ key override function, K lever, left handed, bright brass finish, for use with 1 3/8" - 1 3/4" thick standard door | 1 |  | 1 Year | 884.85 | 0.15 | 752.1225
8271 | Salto | A9660K00PP38R-- | XS4 ANSI electronic wire-free SVN escutcheon, Mifare / DESFire entrance w/ key override function, K lever, right handed, bright brass finish, for use with 1 3/8" - 1 3/4" thick standard door | 1 |  | 1 Year | 699.65 | 0.15 | 594.7025
8272 | Salto | A9660K00PP38RA- | XS4 ANSI electronic AMOK wire-free SVN escutcheon, Mifare / DESFire entrance w/ key override function, K lever, right handed, bright brass finish, for use with 1 3/8" - 1 3/4" thick standard door | 1 |  | 1 Year | 828.65 | 0.15 | 704.3525
8273 | Salto | A9660K00PP38RC- | XS4 ANSI electronic RF wireless ready SVN escutcheon, Mifare / DESFire entrance w/ key override function, K lever, right handed, bright brass finish, for use with 1 3/8" - 1 3/4" thick standard door | 1 |  | 1 Year | 753.75 | 0.15 | 640.6875
8274 | Salto | A9660K00PP38RW- | XS4 ANSI electronic RF wireless SVN escutcheon, Mifare / DESFire entrance w/ key override function, K lever, right handed, bright brass finish, for use with 1 3/8" - 1 3/4" thick standard door | 1 |  | 1 Year | 884.85 | 0.15 | 752.1225
8275 | Salto | A9660K00PP48L-- | XS4 ANSI electronic wire-free SVN escutcheon, Mifare / DESFire entrance w/ key override function, K lever, left handed, bright brass finish, for use with 1 3/4" - 2 1/4" thick door | 1 |  | 1 Year | 699.65 | 0.15 | 594.7025
8276 | Salto | A9660K00PP48LA- | XS4 ANSI electronic AMOK wire-free SVN escutcheon, Mifare / DESFire entrance w/ key override function, K lever, left handed, bright brass finish, for use with 1 3/4" - 2 1/4" thick door | 1 |  | 1 Year | 828.65 | 0.15 | 704.3525
8277 | Salto | A9660K00PP48LC- | XS4 ANSI electronic RF wireless ready SVN escutcheon, Mifare / DESFire entrance w/ key override function, K lever, left handed, bright brass finish, for use with 1 3/4" - 2 1/4" thick door | 1 |  | 1 Year | 753.75 | 0.15 | 640.6875
8278 | Salto | A9660K00PP48LW- | XS4 ANSI electronic RF wireless SVN escutcheon, Mifare / DESFire entrance w/ key override function, K lever, left handed, bright brass finish, for use with 1 3/4" - 2 1/4" thick door | 1 |  | 1 Year | 884.85 | 0.15 | 752.1225
8279 | Salto | A9660K00PP48R-- | XS4 ANSI electronic wire-free SVN escutcheon, Mifare / DESFire entrance w/ key override function, K lever, right handed, bright brass finish, for use with 1 3/4" - 2 1/4" thick door | 1 |  | 1 Year | 699.65 | 0.15 | 594.7025
8280 | Salto | A9660K00PP48RA- | XS4 ANSI electronic AMOK wire-free SVN escutcheon, Mifare / DESFire entrance w/ key override function, K lever, right handed, bright brass finish, for use with 1 3/4" - 2 1/4" thick door | 1 |  | 1 Year | 828.65 | 0.15 | 704.3525
8281 | Salto | A9660K00PP48RC- | XS4 ANSI electronic RF wireless ready SVN escutcheon, Mifare / DESFire entrance w/ key override function, K lever, right handed, bright brass finish, for use with 1 3/4" - 2 1/4" thick door | 1 |  | 1 Year | 753.75 | 0.15 | 640.6875
8282 | Salto | A9660K00PP48RW- | XS4 ANSI electronic RF wireless SVN escutcheon, Mifare / DESFire entrance w/ key override function, K lever, right handed, bright brass finish, for use with 1 3/4" - 2 1/4" thick door | 1 |  | 1 Year | 884.85 | 0.15 | 752.1225
8283 | Salto | A9660L00BC38--- | XS4 ANSI electronic wire-free SVN escutcheon, Mifare / DESFire entrance w/ key override function, L lever, unhanded, BioCote antimicrobial finish, for use with 1 3/8" - 1 3/4" thick standard door | 1 |  | 1 Year | 725.15 | 0.15 | 616.3775
8284 | Salto | A9660L00BC38-A- | XS4 ANSI electronic AMOK wire-free SVN escutcheon, Mifare / DESFire entrance w/ key override function, L lever, unhanded, BioCote antimicrobial finish, for use with 1 3/8" - 1 3/4" thick standard door | 1 |  | 1 Year | 854.15 | 0.15 | 726.0275
8285 | Salto | A9660L00BC38-C- | XS4 ANSI electronic RF wireless ready SVN escutcheon, Mifare / DESFire entrance w/ key override function, L lever, unhanded, BioCote antimicrobial finish, for use with 1 3/8" - 1 3/4" thick standard door | 1 |  | 1 Year | 779.25 | 0.15 | 662.3625
8286 | Salto | A9660L00BC38-W- | XS4 ANSI electronic RF wireless SVN escutcheon, Mifare / DESFire entrance w/ key override function, L lever, unhanded, BioCote antimicrobial finish, for use with 1 3/8" - 1 3/4" thick standard door | 1 |  | 1 Year | 910.35 | 0.15 | 773.7975
8287 | Salto | A9660L00BC48--- | XS4 ANSI electronic wire-free SVN escutcheon, Mifare / DESFire entrance w/ key override function, L lever, unhanded, BioCote antimicrobial finish, for use with 1 3/4" - 2 1/4" thick door | 1 |  | 1 Year | 725.15 | 0.15 | 616.3775
8288 | Salto | A9660L00BC48-A- | XS4 ANSI electronic AMOK wire-free SVN escutcheon, Mifare / DESFire entrance w/ key override function, L lever, unhanded, BioCote antimicrobial finish, for use with 1 3/4" - 2 1/4" thick door | 1 |  | 1 Year | 854.15 | 0.15 | 726.0275
8289 | Salto | A9660L00BC48-C- | XS4 ANSI electronic RF wireless ready SVN escutcheon, Mifare / DESFire entrance w/ key override function, L lever, unhanded, BioCote antimicrobial finish, for use with 1 3/4" - 2 1/4" thick door | 1 |  | 1 Year | 779.25 | 0.15 | 662.3625
8290 | Salto | A9660L00BC48-W- | XS4 ANSI electronic RF wireless SVN escutcheon, Mifare / DESFire entrance w/ key override function, L lever, unhanded, BioCote antimicrobial finish, for use with 1 3/4" - 2 1/4" thick door | 1 |  | 1 Year | 910.35 | 0.15 | 773.7975
8291 | Salto | A9660L00IA38--- | XS4 ANSI electronic wire-free SVN escutcheon, Mifare / DESFire entrance w/ key override function, L lever, unhanded, antique brass finish, for use with 1 3/8" - 1 3/4" thick standard door | 1 |  | 1 Year | 725.15 | 0.15 | 616.3775
8292 | Salto | A9660L00IA38-A- | XS4 ANSI electronic AMOK wire-free SVN escutcheon, Mifare / DESFire entrance w/ key override function, L lever, unhanded, antique brass finish, for use with 1 3/8" - 1 3/4" thick standard door | 1 |  | 1 Year | 854.15 | 0.15 | 726.0275
8293 | Salto | A9660L00IA38-C- | XS4 ANSI electronic RF wireless ready SVN escutcheon, Mifare / DESFire entrance w/ key override function, L lever, unhanded, antique brass finish, for use with 1 3/8" - 1 3/4" thick standard door | 1 |  | 1 Year | 779.25 | 0.15 | 662.3625
8294 | Salto | A9660L00IA38-W- | XS4 ANSI electronic RF wireless SVN escutcheon, Mifare / DESFire entrance w/ key override function, L lever, unhanded, antique brass finish, for use with 1 3/8" - 1 3/4" thick standard door | 1 |  | 1 Year | 910.35 | 0.15 | 773.7975
8295 | Salto | A9660L00IA48--- | XS4 ANSI electronic wire-free SVN escutcheon, Mifare / DESFire entrance w/ key override function, L lever, unhanded, antique brass finish, for use with 1 3/4" - 2 1/4" thick door | 1 |  | 1 Year | 725.15 | 0.15 | 616.3775
8296 | Salto | A9660L00IA48-A- | XS4 ANSI electronic AMOK wire-free SVN escutcheon, Mifare / DESFire entrance w/ key override function, L lever, unhanded, antique brass finish, for use with 1 3/4" - 2 1/4" thick door | 1 |  | 1 Year | 854.15 | 0.15 | 726.0275
8297 | Salto | A9660L00IA48-C- | XS4 ANSI electronic RF wireless ready SVN escutcheon, Mifare / DESFire entrance w/ key override function, L lever, unhanded, antique brass finish, for use with 1 3/4" - 2 1/4" thick door | 1 |  | 1 Year | 779.25 | 0.15 | 662.3625
8298 | Salto | A9660L00IA48-W- | XS4 ANSI electronic RF wireless SVN escutcheon, Mifare / DESFire entrance w/ key override function, L lever, unhanded, antique brass finish, for use with 1 3/4" - 2 1/4" thick door | 1 |  | 1 Year | 910.35 | 0.15 | 773.7975
8299 | Salto | A9660L00IM38--- | XS4 ANSI electronic wire-free SVN escutcheon, Mifare / DESFire entrance w/ key override function, L lever, unhanded, satin stainless finish, for use with 1 3/8" - 1 3/4" thick standard door | 1 |  | 1 Year | 673.15 | 0.15 | 572.1775
8300 | Salto | A9660L00IM38-A- | XS4 ANSI electronic AMOK wire-free SVN escutcheon, Mifare / DESFire entrance w/ key override function, L lever, unhanded, satin stainless finish, for use with 1 3/8" - 1 3/4" thick standard door | 1 |  | 1 Year | 802.15 | 0.15 | 681.8275
8301 | Salto | A9660L00IM38-C- | XS4 ANSI electronic RF wireless ready SVN escutcheon, Mifare / DESFire entrance w/ key override function, L lever, unhanded, satin stainless finish, for use with 1 3/8" - 1 3/4" thick standard door | 1 |  | 1 Year | 727.25 | 0.15 | 618.1625
8302 | Salto | A9660L00IM38-W- | XS4 ANSI electronic RF wireless SVN escutcheon, Mifare / DESFire entrance w/ key override function, L lever, unhanded, satin stainless finish, for use with 1 3/8" - 1 3/4" thick standard door | 1 |  | 1 Year | 858.35 | 0.15 | 729.5975
8303 | Salto | A9660L00IM48--- | XS4 ANSI electronic wire-free SVN escutcheon, Mifare / DESFire entrance w/ key override function, L lever, unhanded, satin stainless finish, for use with 1 3/4" - 2 1/4" thick door | 1 |  | 1 Year | 673.15 | 0.15 | 572.1775
8304 | Salto | A9660L00IM48-A- | XS4 ANSI electronic AMOK wire-free SVN escutcheon, Mifare / DESFire entrance w/ key override function, L lever, unhanded, satin stainless finish, for use with 1 3/4" - 2 1/4" thick door | 1 |  | 1 Year | 802.15 | 0.15 | 681.8275
8305 | Salto | A9660L00IM48-C- | XS4 ANSI electronic RF wireless ready SVN escutcheon, Mifare / DESFire entrance w/ key override function, L lever, unhanded, satin stainless finish, for use with 1 3/4" - 2 1/4" thick door | 1 |  | 1 Year | 727.25 | 0.15 | 618.1625
8306 | Salto | A9660L00IM48-W- | XS4 ANSI electronic RF wireless SVN escutcheon, Mifare / DESFire entrance w/ key override function, L lever, unhanded, satin stainless finish, for use with 1 3/4" - 2 1/4" thick door | 1 |  | 1 Year | 858.35 | 0.15 | 729.5975
8307 | Salto | A9660L00IP38--- | XS4 ANSI electronic wire-free SVN escutcheon, Mifare / DESFire entrance w/ key override function, L lever, unhanded, bright stainless steel finish, for use with 1 3/8" - 1 3/4" thick standard door | 1 |  | 1 Year | 689.45 | 0.15 | 586.0325
8308 | Salto | A9660L00IP38-A- | XS4 ANSI electronic AMOK wire-free SVN escutcheon, Mifare / DESFire entrance w/ key override function, L lever, unhanded, bright stainless steel finish, for use with 1 3/8" - 1 3/4" thick standard door | 1 |  | 1 Year | 818.45 | 0.15 | 695.6825
8309 | Salto | A9660L00IP38-C- | XS4 ANSI electronic RF wireless ready SVN escutcheon, Mifare / DESFire entrance w/ key override function, L lever, unhanded, bright stainless steel finish, for use with 1 3/8" - 1 3/4" thick standard door | 1 |  | 1 Year | 743.55 | 0.15 | 632.0175
8310 | Salto | A9660L00IP38-W- | XS4 ANSI electronic RF wireless SVN escutcheon, Mifare / DESFire entrance w/ key override function, L lever, unhanded, bright stainless steel finish, for use with 1 3/8" - 1 3/4" thick standard door | 1 |  | 1 Year | 874.65 | 0.15 | 743.4525
8311 | Salto | A9660L00IP48--- | XS4 ANSI electronic wire-free SVN escutcheon, Mifare / DESFire entrance w/ key override function, L lever, unhanded, bright stainless steel finish, for use with 1 3/4" - 2 1/4" thick door | 1 |  | 1 Year | 689.45 | 0.15 | 586.0325
8312 | Salto | A9660L00IP48-A- | XS4 ANSI electronic AMOK wire-free SVN escutcheon, Mifare / DESFire entrance w/ key override function, L lever, unhanded, bright stainless steel finish, for use with 1 3/4" - 2 1/4" thick door | 1 |  | 1 Year | 818.45 | 0.15 | 695.6825
8313 | Salto | A9660L00IP48-C- | XS4 ANSI electronic RF wireless ready SVN escutcheon, Mifare / DESFire entrance w/ key override function, L lever, unhanded, bright stainless steel finish, for use with 1 3/4" - 2 1/4" thick door | 1 |  | 1 Year | 743.55 | 0.15 | 632.0175
8314 | Salto | A9660L00IP48-W- | XS4 ANSI electronic RF wireless SVN escutcheon, Mifare / DESFire entrance w/ key override function, L lever, unhanded, bright stainless steel finish, for use with 1 3/4" - 2 1/4" thick door | 1 |  | 1 Year | 874.65 | 0.15 | 743.4525
8315 | Salto | A9660L00NE38--- | XS4 ANSI electronic wire-free SVN escutcheon, Mifare / DESFire entrance w/ key override function, L lever, unhanded, black chromium finish, for use with 1 3/8" - 1 3/4" thick standard door | 1 |  | 1 Year | 707.85 | 0.15 | 601.6725
8316 | Salto | A9660L00NE38-A- | XS4 ANSI electronic AMOK wire-free SVN escutcheon, Mifare / DESFire entrance w/ key override function, L lever, unhanded, black chromium finish, for use with 1 3/8" - 1 3/4" thick standard door | 1 |  | 1 Year | 836.85 | 0.15 | 711.3225
8317 | Salto | A9660L00NE38-C- | XS4 ANSI electronic RF wireless ready SVN escutcheon, Mifare / DESFire entrance w/ key override function, L lever, unhanded, black chromium finish, for use with 1 3/8" - 1 3/4" thick standard door | 1 |  | 1 Year | 761.95 | 0.15 | 647.6575
8318 | Salto | A9660L00NE38-W- | XS4 ANSI electronic RF wireless SVN escutcheon, Mifare / DESFire entrance w/ key override function, L lever, unhanded, black chromium finish, for use with 1 3/8" - 1 3/4" thick standard door | 1 |  | 1 Year | 893.05 | 0.15 | 759.0925
8319 | Salto | A9660L00NE48--- | XS4 ANSI electronic wire-free SVN escutcheon, Mifare / DESFire entrance w/ key override function, L lever, unhanded, black chromium finish, for use with 1 3/4" - 2 1/4" thick door | 1 |  | 1 Year | 707.85 | 0.15 | 601.6725
8320 | Salto | A9660L00NE48-A- | XS4 ANSI electronic AMOK wire-free SVN escutcheon, Mifare / DESFire entrance w/ key override function, L lever, unhanded, black chromium finish, for use with 1 3/4" - 2 1/4" thick door | 1 |  | 1 Year | 836.85 | 0.15 | 711.3225
8321 | Salto | A9660L00NE48-C- | XS4 ANSI electronic RF wireless ready SVN escutcheon, Mifare / DESFire entrance w/ key override function, L lever, unhanded, black chromium finish, for use with 1 3/4" - 2 1/4" thick door | 1 |  | 1 Year | 761.95 | 0.15 | 647.6575
8322 | Salto | A9660L00NE48-W- | XS4 ANSI electronic RF wireless SVN escutcheon, Mifare / DESFire entrance w/ key override function, L lever, unhanded, black chromium finish, for use with 1 3/4" - 2 1/4" thick door | 1 |  | 1 Year | 893.05 | 0.15 | 759.0925
8323 | Salto | A9660L00PM38--- | XS4 ANSI electronic wire-free SVN escutcheon, Mifare / DESFire entrance w/ key override function, L lever, unhanded, satin brass finish, for use with 1 3/8" - 1 3/4" thick standard door | 1 |  | 1 Year | 673.15 | 0.15 | 572.1775
8324 | Salto | A9660L00PM38-A- | XS4 ANSI electronic AMOK wire-free SVN escutcheon, Mifare / DESFire entrance w/ key override function, L lever, unhanded, satin brass finish, for use with 1 3/8" - 1 3/4" thick standard door | 1 |  | 1 Year | 802.15 | 0.15 | 681.8275
8325 | Salto | A9660L00PM38-C- | XS4 ANSI electronic RF wireless ready SVN escutcheon, Mifare / DESFire entrance w/ key override function, L lever, unhanded, satin brass finish, for use with 1 3/8" - 1 3/4" thick standard door | 1 |  | 1 Year | 727.25 | 0.15 | 618.1625
8326 | Salto | A9660L00PM38-W- | XS4 ANSI electronic RF wireless SVN escutcheon, Mifare / DESFire entrance w/ key override function, L lever, unhanded, satin brass finish, for use with 1 3/8" - 1 3/4" thick standard door | 1 |  | 1 Year | 858.35 | 0.15 | 729.5975
8327 | Salto | A9660L00PM48--- | XS4 ANSI electronic wire-free SVN escutcheon, Mifare / DESFire entrance w/ key override function, L lever, unhanded, satin brass finish, for use with 1 3/4" - 2 1/4" thick door | 1 |  | 1 Year | 673.15 | 0.15 | 572.1775
8328 | Salto | A9660L00PM48-A- | XS4 ANSI electronic AMOK wire-free SVN escutcheon, Mifare / DESFire entrance w/ key override function, L lever, unhanded, satin brass finish, for use with 1 3/4" - 2 1/4" thick door | 1 |  | 1 Year | 802.15 | 0.15 | 681.8275
8329 | Salto | A9660L00PM48-C- | XS4 ANSI electronic RF wireless ready SVN escutcheon, Mifare / DESFire entrance w/ key override function, L lever, unhanded, satin brass finish, for use with 1 3/4" - 2 1/4" thick door | 1 |  | 1 Year | 727.25 | 0.15 | 618.1625
8330 | Salto | A9660L00PM48-W- | XS4 ANSI electronic RF wireless SVN escutcheon, Mifare / DESFire entrance w/ key override function, L lever, unhanded, satin brass finish, for use with 1 3/4" - 2 1/4" thick door | 1 |  | 1 Year | 858.35 | 0.15 | 729.5975
8331 | Salto | A9660L00PP38--- | XS4 ANSI electronic wire-free SVN escutcheon, Mifare / DESFire entrance w/ key override function, L lever, unhanded, bright brass finish, for use with 1 3/8" - 1 3/4" thick standard door | 1 |  | 1 Year | 689.45 | 0.15 | 586.0325
8332 | Salto | A9660L00PP38-A- | XS4 ANSI electronic AMOK wire-free SVN escutcheon, Mifare / DESFire entrance w/ key override function, L lever, unhanded, bright brass finish, for use with 1 3/8" - 1 3/4" thick standard door | 1 |  | 1 Year | 818.45 | 0.15 | 695.6825
8333 | Salto | A9660L00PP38-C- | XS4 ANSI electronic RF wireless ready SVN escutcheon, Mifare / DESFire entrance w/ key override function, L lever, unhanded, bright brass finish, for use with 1 3/8" - 1 3/4" thick standard door | 1 |  | 1 Year | 743.55 | 0.15 | 632.0175
8334 | Salto | A9660L00PP38-W- | XS4 ANSI electronic RF wireless SVN escutcheon, Mifare / DESFire entrance w/ key override function, L lever, unhanded, bright brass finish, for use with 1 3/8" - 1 3/4" thick standard door | 1 |  | 1 Year | 874.65 | 0.15 | 743.4525
8335 | Salto | A9660L00PP48--- | XS4 ANSI electronic wire-free SVN escutcheon, Mifare / DESFire entrance w/ key override function, L lever, unhanded, bright brass finish, for use with 1 3/4" - 2 1/4" thick door | 1 |  | 1 Year | 689.45 | 0.15 | 586.0325
8336 | Salto | A9660L00PP48-A- | XS4 ANSI electronic AMOK wire-free SVN escutcheon, Mifare / DESFire entrance w/ key override function, L lever, unhanded, bright brass finish, for use with 1 3/4" - 2 1/4" thick door | 1 |  | 1 Year | 818.45 | 0.15 | 695.6825
8337 | Salto | A9660L00PP48-C- | XS4 ANSI electronic RF wireless ready SVN escutcheon, Mifare / DESFire entrance w/ key override function, L lever, unhanded, bright brass finish, for use with 1 3/4" - 2 1/4" thick door | 1 |  | 1 Year | 743.55 | 0.15 | 632.0175
8338 | Salto | A9660L00PP48-W- | XS4 ANSI electronic RF wireless SVN escutcheon, Mifare / DESFire entrance w/ key override function, L lever, unhanded, bright brass finish, for use with 1 3/4" - 2 1/4" thick door | 1 |  | 1 Year | 874.65 | 0.15 | 743.4525
8339 | Salto | A9660N00BC38--- | XS4 ANSI electronic wire-free SVN escutcheon, Mifare / DESFire entrance w/ key override function, N lever, unhanded, BioCote antimicrobial finish, for use with 1 3/8" - 1 3/4" thick standard door | 1 |  | 1 Year | 725.15 | 0.15 | 616.3775
8340 | Salto | A9660N00BC38-A- | XS4 ANSI electronic AMOK wire-free SVN escutcheon, Mifare / DESFire entrance w/ key override function, N lever, unhanded, BioCote antimicrobial finish, for use with 1 3/8" - 1 3/4" thick standard door | 1 |  | 1 Year | 854.15 | 0.15 | 726.0275
8341 | Salto | A9660N00BC38-C- | XS4 ANSI electronic RF wireless ready SVN escutcheon, Mifare / DESFire entrance w/ key override function, N lever, unhanded, BioCote antimicrobial finish, for use with 1 3/8" - 1 3/4" thick standard door | 1 |  | 1 Year | 779.25 | 0.15 | 662.3625
8342 | Salto | A9660N00BC38-W- | XS4 ANSI electronic RF wireless SVN escutcheon, Mifare / DESFire entrance w/ key override function, N lever, unhanded, BioCote antimicrobial finish, for use with 1 3/8" - 1 3/4" thick standard door | 1 |  | 1 Year | 910.35 | 0.15 | 773.7975
8343 | Salto | A9660N00BC48--- | XS4 ANSI electronic wire-free SVN escutcheon, Mifare / DESFire entrance w/ key override function, N lever, unhanded, BioCote antimicrobial finish, for use with 1 3/4" - 2 1/4" thick door | 1 |  | 1 Year | 725.15 | 0.15 | 616.3775
8344 | Salto | A9660N00BC48-A- | XS4 ANSI electronic AMOK wire-free SVN escutcheon, Mifare / DESFire entrance w/ key override function, N lever, unhanded, BioCote antimicrobial finish, for use with 1 3/4" - 2 1/4" thick door | 1 |  | 1 Year | 854.15 | 0.15 | 726.0275
8345 | Salto | A9660N00BC48-C- | XS4 ANSI electronic RF wireless ready SVN escutcheon, Mifare / DESFire entrance w/ key override function, N lever, unhanded, BioCote antimicrobial finish, for use with 1 3/4" - 2 1/4" thick door | 1 |  | 1 Year | 779.25 | 0.15 | 662.3625
8346 | Salto | A9660N00BC48-W- | XS4 ANSI electronic RF wireless SVN escutcheon, Mifare / DESFire entrance w/ key override function, N lever, unhanded, BioCote antimicrobial finish, for use with 1 3/4" - 2 1/4" thick door | 1 |  | 1 Year | 910.35 | 0.15 | 773.7975
8347 | Salto | A9660N00IM38--- | XS4 ANSI electronic wire-free SVN escutcheon, Mifare / DESFire entrance w/ key override function, N lever, unhanded, satin stainless finish, for use with 1 3/8" - 1 3/4" thick standard door | 1 |  | 1 Year | 673.15 | 0.15 | 572.1775
8348 | Salto | A9660N00IM38-A- | XS4 ANSI electronic AMOK wire-free SVN escutcheon, Mifare / DESFire entrance w/ key override function, N lever, unhanded, satin stainless finish, for use with 1 3/8" - 1 3/4" thick standard door | 1 |  | 1 Year | 802.15 | 0.15 | 681.8275
8349 | Salto | A9660N00IM38-C- | XS4 ANSI electronic RF wireless ready SVN escutcheon, Mifare / DESFire entrance w/ key override function, N lever, unhanded, satin stainless finish, for use with 1 3/8" - 1 3/4" thick standard door | 1 |  | 1 Year | 727.25 | 0.15 | 618.1625
8350 | Salto | A9660N00IM38-W- | XS4 ANSI electronic RF wireless SVN escutcheon, Mifare / DESFire entrance w/ key override function, N lever, unhanded, satin stainless finish, for use with 1 3/8" - 1 3/4" thick standard door | 1 |  | 1 Year | 858.35 | 0.15 | 729.5975
8351 | Salto | A9660N00IM48--- | XS4 ANSI electronic wire-free SVN escutcheon, Mifare / DESFire entrance w/ key override function, N lever, unhanded, satin stainless finish, for use with 1 3/4" - 2 1/4" thick door | 1 |  | 1 Year | 673.15 | 0.15 | 572.1775
8352 | Salto | A9660N00IM48-A- | XS4 ANSI electronic AMOK wire-free SVN escutcheon, Mifare / DESFire entrance w/ key override function, N lever, unhanded, satin stainless finish, for use with 1 3/4" - 2 1/4" thick door | 1 |  | 1 Year | 802.15 | 0.15 | 681.8275
8353 | Salto | A9660N00IM48-C- | XS4 ANSI electronic RF wireless ready SVN escutcheon, Mifare / DESFire entrance w/ key override function, N lever, unhanded, satin stainless finish, for use with 1 3/4" - 2 1/4" thick door | 1 |  | 1 Year | 727.25 | 0.15 | 618.1625
8354 | Salto | A9660N00IM48-W- | XS4 ANSI electronic RF wireless SVN escutcheon, Mifare / DESFire entrance w/ key override function, N lever, unhanded, satin stainless finish, for use with 1 3/4" - 2 1/4" thick door | 1 |  | 1 Year | 858.35 | 0.15 | 729.5975
8355 | Salto | A9660N00PM38--- | XS4 ANSI electronic wire-free SVN escutcheon, Mifare / DESFire entrance w/ key override function, N lever, unhanded, satin brass finish, for use with 1 3/8" - 1 3/4" thick standard door | 1 |  | 1 Year | 673.15 | 0.15 | 572.1775
8356 | Salto | A9660N00PM38-A- | XS4 ANSI electronic AMOK wire-free SVN escutcheon, Mifare / DESFire entrance w/ key override function, N lever, unhanded, satin brass finish, for use with 1 3/8" - 1 3/4" thick standard door | 1 |  | 1 Year | 802.15 | 0.15 | 681.8275
8357 | Salto | A9660N00PM38-C- | XS4 ANSI electronic RF wireless ready SVN escutcheon, Mifare / DESFire entrance w/ key override function, N lever, unhanded, satin brass finish, for use with 1 3/8" - 1 3/4" thick standard door | 1 |  | 1 Year | 727.25 | 0.15 | 618.1625
8358 | Salto | A9660N00PM38-W- | XS4 ANSI electronic RF wireless SVN escutcheon, Mifare / DESFire entrance w/ key override function, N lever, unhanded, satin brass finish, for use with 1 3/8" - 1 3/4" thick standard door | 1 |  | 1 Year | 858.35 | 0.15 | 729.5975
8359 | Salto | A9660N00PM48--- | XS4 ANSI electronic wire-free SVN escutcheon, Mifare / DESFire entrance w/ key override function, N lever, unhanded, satin brass finish, for use with 1 3/4" - 2 1/4" thick door | 1 |  | 1 Year | 673.15 | 0.15 | 572.1775
8360 | Salto | A9660N00PM48-A- | XS4 ANSI electronic AMOK wire-free SVN escutcheon, Mifare / DESFire entrance w/ key override function, N lever, unhanded, satin brass finish, for use with 1 3/4" - 2 1/4" thick door | 1 |  | 1 Year | 802.15 | 0.15 | 681.8275
8361 | Salto | A9660N00PM48-C- | XS4 ANSI electronic RF wireless ready SVN escutcheon, Mifare / DESFire entrance w/ key override function, N lever, unhanded, satin brass finish, for use with 1 3/4" - 2 1/4" thick door | 1 |  | 1 Year | 727.25 | 0.15 | 618.1625
8362 | Salto | A9660N00PM48-W- | XS4 ANSI electronic RF wireless SVN escutcheon, Mifare / DESFire entrance w/ key override function, N lever, unhanded, satin brass finish, for use with 1 3/4" - 2 1/4" thick door | 1 |  | 1 Year | 858.35 | 0.15 | 729.5975
8363 | Salto | A9660O00IA38L-- | XS4 ANSI electronic wire-free SVN escutcheon, Mifare / DESFire entrance w/ key override function, O lever, left handed, antique brass finish, for use with 1 3/8" - 1 3/4" thick standard door | 1 |  | 1 Year | 735.35 | 0.15 | 625.0475
8364 | Salto | A9660O00IA38LA- | XS4 ANSI electronic AMOK wire-free SVN escutcheon, Mifare / DESFire entrance w/ key override function, O lever, left handed, antique brass finish, for use with 1 3/8" - 1 3/4" thick standard door | 1 |  | 1 Year | 864.35 | 0.15 | 734.6975
8365 | Salto | A9660O00IA38LC- | XS4 ANSI electronic RF wireless ready SVN escutcheon, Mifare / DESFire entrance w/ key override function, O lever, left handed, antique brass finish, for use with 1 3/8" - 1 3/4" thick standard door | 1 |  | 1 Year | 789.45 | 0.15 | 671.0325
8366 | Salto | A9660O00IA38LW- | XS4 ANSI electronic RF wireless SVN escutcheon, Mifare / DESFire entrance w/ key override function, O lever, left handed, antique brass finish, for use with 1 3/8" - 1 3/4" thick standard door | 1 |  | 1 Year | 920.55 | 0.15 | 782.4675
8367 | Salto | A9660O00IA38R-- | XS4 ANSI electronic wire-free SVN escutcheon, Mifare / DESFire entrance w/ key override function, O lever, right handed, antique brass finish, for use with 1 3/8" - 1 3/4" thick standard door | 1 |  | 1 Year | 735.35 | 0.15 | 625.0475
8368 | Salto | A9660O00IA38RA- | XS4 ANSI electronic AMOK wire-free SVN escutcheon, Mifare / DESFire entrance w/ key override function, O lever, right handed, antique brass finish, for use with 1 3/8" - 1 3/4" thick standard door | 1 |  | 1 Year | 864.35 | 0.15 | 734.6975
8369 | Salto | A9660O00IA38RC- | XS4 ANSI electronic RF wireless ready SVN escutcheon, Mifare / DESFire entrance w/ key override function, O lever, right handed, antique brass finish, for use with 1 3/8" - 1 3/4" thick standard door | 1 |  | 1 Year | 789.45 | 0.15 | 671.0325
8370 | Salto | A9660O00IA38RW- | XS4 ANSI electronic RF wireless SVN escutcheon, Mifare / DESFire entrance w/ key override function, O lever, right handed, antique brass finish, for use with 1 3/8" - 1 3/4" thick standard door | 1 |  | 1 Year | 920.55 | 0.15 | 782.4675
8371 | Salto | A9660O00IA48L-- | XS4 ANSI electronic wire-free SVN escutcheon, Mifare / DESFire entrance w/ key override function, O lever, left handed, antique brass finish, for use with 1 3/4" - 2 1/4" thick door | 1 |  | 1 Year | 735.35 | 0.15 | 625.0475
8372 | Salto | A9660O00IA48LA- | XS4 ANSI electronic AMOK wire-free SVN escutcheon, Mifare / DESFire entrance w/ key override function, O lever, left handed, antique brass finish, for use with 1 3/4" - 2 1/4" thick door | 1 |  | 1 Year | 864.35 | 0.15 | 734.6975
8373 | Salto | A9660O00IA48LC- | XS4 ANSI electronic RF wireless ready SVN escutcheon, Mifare / DESFire entrance w/ key override function, O lever, left handed, antique brass finish, for use with 1 3/4" - 2 1/4" thick door | 1 |  | 1 Year | 789.45 | 0.15 | 671.0325
8374 | Salto | A9660O00IA48LW- | XS4 ANSI electronic RF wireless SVN escutcheon, Mifare / DESFire entrance w/ key override function, O lever, left handed, antique brass finish, for use with 1 3/4" - 2 1/4" thick door | 1 |  | 1 Year | 920.55 | 0.15 | 782.4675
8375 | Salto | A9660O00IA48R-- | XS4 ANSI electronic wire-free SVN escutcheon, Mifare / DESFire entrance w/ key override function, O lever, right handed, antique brass finish, for use with 1 3/4" - 2 1/4" thick door | 1 |  | 1 Year | 735.35 | 0.15 | 625.0475
8376 | Salto | A9660O00IA48RA- | XS4 ANSI electronic AMOK wire-free SVN escutcheon, Mifare / DESFire entrance w/ key override function, O lever, right handed, antique brass finish, for use with 1 3/4" - 2 1/4" thick door | 1 |  | 1 Year | 864.35 | 0.15 | 734.6975
8377 | Salto | A9660O00IA48RC- | XS4 ANSI electronic RF wireless ready SVN escutcheon, Mifare / DESFire entrance w/ key override function, O lever, right handed, antique brass finish, for use with 1 3/4" - 2 1/4" thick door | 1 |  | 1 Year | 789.45 | 0.15 | 671.0325
8378 | Salto | A9660O00IA48RW- | XS4 ANSI electronic RF wireless SVN escutcheon, Mifare / DESFire entrance w/ key override function, O lever, right handed, antique brass finish, for use with 1 3/4" - 2 1/4" thick door | 1 |  | 1 Year | 920.55 | 0.15 | 782.4675
8379 | Salto | A9660O00IM38L-- | XS4 ANSI electronic wire-free SVN escutcheon, Mifare / DESFire entrance w/ key override function, O lever, left handed, satin stainless finish, for use with 1 3/8" - 1 3/4" thick standard door | 1 |  | 1 Year | 683.35 | 0.15 | 580.8475
8380 | Salto | A9660O00IM38LA- | XS4 ANSI electronic AMOK wire-free SVN escutcheon, Mifare / DESFire entrance w/ key override function, O lever, left handed, satin stainless finish, for use with 1 3/8" - 1 3/4" thick standard door | 1 |  | 1 Year | 812.35 | 0.15 | 690.4975
8381 | Salto | A9660O00IM38LC- | XS4 ANSI electronic RF wireless ready SVN escutcheon, Mifare / DESFire entrance w/ key override function, O lever, left handed, satin stainless finish, for use with 1 3/8" - 1 3/4" thick standard door | 1 |  | 1 Year | 737.45 | 0.15 | 626.8325
8382 | Salto | A9660O00IM38LW- | XS4 ANSI electronic RF wireless SVN escutcheon, Mifare / DESFire entrance w/ key override function, O lever, left handed, satin stainless finish, for use with 1 3/8" - 1 3/4" thick standard door | 1 |  | 1 Year | 868.55 | 0.15 | 738.2675
8383 | Salto | A9660O00IM38R-- | XS4 ANSI electronic wire-free SVN escutcheon, Mifare / DESFire entrance w/ key override function, O lever, right handed, satin stainless finish, for use with 1 3/8" - 1 3/4" thick standard door | 1 |  | 1 Year | 683.35 | 0.15 | 580.8475
8384 | Salto | A9660O00IM38RA- | XS4 ANSI electronic AMOK wire-free SVN escutcheon, Mifare / DESFire entrance w/ key override function, O lever, right handed, satin stainless finish, for use with 1 3/8" - 1 3/4" thick standard door | 1 |  | 1 Year | 812.35 | 0.15 | 690.4975
8385 | Salto | A9660O00IM38RC- | XS4 ANSI electronic RF wireless ready SVN escutcheon, Mifare / DESFire entrance w/ key override function, O lever, right handed, satin stainless finish, for use with 1 3/8" - 1 3/4" thick standard door | 1 |  | 1 Year | 737.45 | 0.15 | 626.8325
8386 | Salto | A9660O00IM38RW- | XS4 ANSI electronic RF wireless SVN escutcheon, Mifare / DESFire entrance w/ key override function, O lever, right handed, satin stainless finish, for use with 1 3/8" - 1 3/4" thick standard door | 1 |  | 1 Year | 868.55 | 0.15 | 738.2675
8387 | Salto | A9660O00IM48L-- | XS4 ANSI electronic wire-free SVN escutcheon, Mifare / DESFire entrance w/ key override function, O lever, left handed, satin stainless finish, for use with 1 3/4" - 2 1/4" thick door | 1 |  | 1 Year | 683.35 | 0.15 | 580.8475
8388 | Salto | A9660O00IM48LA- | XS4 ANSI electronic AMOK wire-free SVN escutcheon, Mifare / DESFire entrance w/ key override function, O lever, left handed, satin stainless finish, for use with 1 3/4" - 2 1/4" thick door | 1 |  | 1 Year | 812.35 | 0.15 | 690.4975
8389 | Salto | A9660O00IM48LC- | XS4 ANSI electronic RF wireless ready SVN escutcheon, Mifare / DESFire entrance w/ key override function, O lever, left handed, satin stainless finish, for use with 1 3/4" - 2 1/4" thick door | 1 |  | 1 Year | 737.45 | 0.15 | 626.8325
8390 | Salto | A9660O00IM48LW- | XS4 ANSI electronic RF wireless SVN escutcheon, Mifare / DESFire entrance w/ key override function, O lever, left handed, satin stainless finish, for use with 1 3/4" - 2 1/4" thick door | 1 |  | 1 Year | 868.55 | 0.15 | 738.2675
8391 | Salto | A9660O00IM48R-- | XS4 ANSI electronic wire-free SVN escutcheon, Mifare / DESFire entrance w/ key override function, O lever, right handed, satin stainless finish, for use with 1 3/4" - 2 1/4" thick door | 1 |  | 1 Year | 683.35 | 0.15 | 580.8475
8392 | Salto | A9660O00IM48RA- | XS4 ANSI electronic AMOK wire-free SVN escutcheon, Mifare / DESFire entrance w/ key override function, O lever, right handed, satin stainless finish, for use with 1 3/4" - 2 1/4" thick door | 1 |  | 1 Year | 812.35 | 0.15 | 690.4975
8393 | Salto | A9660O00IM48RC- | XS4 ANSI electronic RF wireless ready SVN escutcheon, Mifare / DESFire entrance w/ key override function, O lever, right handed, satin stainless finish, for use with 1 3/4" - 2 1/4" thick door | 1 |  | 1 Year | 737.45 | 0.15 | 626.8325
8394 | Salto | A9660O00IM48RW- | XS4 ANSI electronic RF wireless SVN escutcheon, Mifare / DESFire entrance w/ key override function, O lever, right handed, satin stainless finish, for use with 1 3/4" - 2 1/4" thick door | 1 |  | 1 Year | 868.55 | 0.15 | 738.2675
8395 | Salto | A9660O00IP38L-- | XS4 ANSI electronic wire-free SVN escutcheon, Mifare / DESFire entrance w/ key override function, O lever, left handed, bright stainless steel finish, for use with 1 3/8" - 1 3/4" thick standard door | 1 |  | 1 Year | 699.65 | 0.15 | 594.7025
8396 | Salto | A9660O00IP38LA- | XS4 ANSI electronic AMOK wire-free SVN escutcheon, Mifare / DESFire entrance w/ key override function, O lever, left handed, bright stainless steel finish, for use with 1 3/8" - 1 3/4" thick standard door | 1 |  | 1 Year | 828.65 | 0.15 | 704.3525
8397 | Salto | A9660O00IP38LC- | XS4 ANSI electronic RF wireless ready SVN escutcheon, Mifare / DESFire entrance w/ key override function, O lever, left handed, bright stainless steel finish, for use with 1 3/8" - 1 3/4" thick standard door | 1 |  | 1 Year | 753.75 | 0.15 | 640.6875
8398 | Salto | A9660O00IP38LW- | XS4 ANSI electronic RF wireless SVN escutcheon, Mifare / DESFire entrance w/ key override function, O lever, left handed, bright stainless steel finish, for use with 1 3/8" - 1 3/4" thick standard door | 1 |  | 1 Year | 884.85 | 0.15 | 752.1225
8399 | Salto | A9660O00IP38R-- | XS4 ANSI electronic wire-free SVN escutcheon, Mifare / DESFire entrance w/ key override function, O lever, right handed, bright stainless steel finish, for use with 1 3/8" - 1 3/4" thick standard door | 1 |  | 1 Year | 699.65 | 0.15 | 594.7025
8400 | Salto | A9660O00IP38RA- | XS4 ANSI electronic AMOK wire-free SVN escutcheon, Mifare / DESFire entrance w/ key override function, O lever, right handed, bright stainless steel finish, for use with 1 3/8" - 1 3/4" thick standard door | 1 |  | 1 Year | 828.65 | 0.15 | 704.3525
8401 | Salto | A9660O00IP38RC- | XS4 ANSI electronic RF wireless ready SVN escutcheon, Mifare / DESFire entrance w/ key override function, O lever, right handed, bright stainless steel finish, for use with 1 3/8" - 1 3/4" thick standard door | 1 |  | 1 Year | 753.75 | 0.15 | 640.6875
8402 | Salto | A9660O00IP38RW- | XS4 ANSI electronic RF wireless SVN escutcheon, Mifare / DESFire entrance w/ key override function, O lever, right handed, bright stainless steel finish, for use with 1 3/8" - 1 3/4" thick standard door | 1 |  | 1 Year | 884.85 | 0.15 | 752.1225
8403 | Salto | A9660O00IP48L-- | XS4 ANSI electronic wire-free SVN escutcheon, Mifare / DESFire entrance w/ key override function, O lever, left handed, bright stainless steel finish, for use with 1 3/4" - 2 1/4" thick door | 1 |  | 1 Year | 699.65 | 0.15 | 594.7025
8404 | Salto | A9660O00IP48LA- | XS4 ANSI electronic AMOK wire-free SVN escutcheon, Mifare / DESFire entrance w/ key override function, O lever, left handed, bright stainless steel finish, for use with 1 3/4" - 2 1/4" thick door | 1 |  | 1 Year | 828.65 | 0.15 | 704.3525
8405 | Salto | A9660O00IP48LC- | XS4 ANSI electronic RF wireless ready SVN escutcheon, Mifare / DESFire entrance w/ key override function, O lever, left handed, bright stainless steel finish, for use with 1 3/4" - 2 1/4" thick door | 1 |  | 1 Year | 753.75 | 0.15 | 640.6875
8406 | Salto | A9660O00IP48LW- | XS4 ANSI electronic RF wireless SVN escutcheon, Mifare / DESFire entrance w/ key override function, O lever, left handed, bright stainless steel finish, for use with 1 3/4" - 2 1/4" thick door | 1 |  | 1 Year | 884.85 | 0.15 | 752.1225
8407 | Salto | A9660O00IP48R-- | XS4 ANSI electronic wire-free SVN escutcheon, Mifare / DESFire entrance w/ key override function, O lever, right handed, bright stainless steel finish, for use with 1 3/4" - 2 1/4" thick door | 1 |  | 1 Year | 699.65 | 0.15 | 594.7025
8408 | Salto | A9660O00IP48RA- | XS4 ANSI electronic AMOK wire-free SVN escutcheon, Mifare / DESFire entrance w/ key override function, O lever, right handed, bright stainless steel finish, for use with 1 3/4" - 2 1/4" thick door | 1 |  | 1 Year | 828.65 | 0.15 | 704.3525
8409 | Salto | A9660O00IP48RC- | XS4 ANSI electronic RF wireless ready SVN escutcheon, Mifare / DESFire entrance w/ key override function, O lever, right handed, bright stainless steel finish, for use with 1 3/4" - 2 1/4" thick door | 1 |  | 1 Year | 753.75 | 0.15 | 640.6875
8410 | Salto | A9660O00IP48RW- | XS4 ANSI electronic RF wireless SVN escutcheon, Mifare / DESFire entrance w/ key override function, O lever, right handed, bright stainless steel finish, for use with 1 3/4" - 2 1/4" thick door | 1 |  | 1 Year | 884.85 | 0.15 | 752.1225
8411 | Salto | A9660O00NE38L-- | XS4 ANSI electronic wire-free SVN escutcheon, Mifare / DESFire entrance w/ key override function, O lever, left handed, black chromium finish, for use with 1 3/8" - 1 3/4" thick standard door | 1 |  | 1 Year | 718.05 | 0.15 | 610.3425
8412 | Salto | A9660O00NE38LA- | XS4 ANSI electronic AMOK wire-free SVN escutcheon, Mifare / DESFire entrance w/ key override function, O lever, left handed, black chromium finish, for use with 1 3/8" - 1 3/4" thick standard door | 1 |  | 1 Year | 847.05 | 0.15 | 719.9925
8413 | Salto | A9660O00NE38LC- | XS4 ANSI electronic RF wireless ready SVN escutcheon, Mifare / DESFire entrance w/ key override function, O lever, left handed, black chromium finish, for use with 1 3/8" - 1 3/4" thick standard door | 1 |  | 1 Year | 772.15 | 0.15 | 656.3275
8414 | Salto | A9660O00NE38LW- | XS4 ANSI electronic RF wireless SVN escutcheon, Mifare / DESFire entrance w/ key override function, O lever, left handed, black chromium finish, for use with 1 3/8" - 1 3/4" thick standard door | 1 |  | 1 Year | 903.25 | 0.15 | 767.7625
8415 | Salto | A9660O00NE38R-- | XS4 ANSI electronic wire-free SVN escutcheon, Mifare / DESFire entrance w/ key override function, O lever, right handed, black chromium finish, for use with 1 3/8" - 1 3/4" thick standard door | 1 |  | 1 Year | 718.05 | 0.15 | 610.3425
8416 | Salto | A9660O00NE38RA- | XS4 ANSI electronic AMOK wire-free SVN escutcheon, Mifare / DESFire entrance w/ key override function, O lever, right handed, black chromium finish, for use with 1 3/8" - 1 3/4" thick standard door | 1 |  | 1 Year | 847.05 | 0.15 | 719.9925
8417 | Salto | A9660O00NE38RC- | XS4 ANSI electronic RF wireless ready SVN escutcheon, Mifare / DESFire entrance w/ key override function, O lever, right handed, black chromium finish, for use with 1 3/8" - 1 3/4" thick standard door | 1 |  | 1 Year | 772.15 | 0.15 | 656.3275
8418 | Salto | A9660O00NE38RW- | XS4 ANSI electronic RF wireless SVN escutcheon, Mifare / DESFire entrance w/ key override function, O lever, right handed, black chromium finish, for use with 1 3/8" - 1 3/4" thick standard door | 1 |  | 1 Year | 903.25 | 0.15 | 767.7625
8419 | Salto | A9660O00NE48L-- | XS4 ANSI electronic wire-free SVN escutcheon, Mifare / DESFire entrance w/ key override function, O lever, left handed, black chromium finish, for use with 1 3/4" - 2 1/4" thick door | 1 |  | 1 Year | 718.05 | 0.15 | 610.3425
8420 | Salto | A9660O00NE48LA- | XS4 ANSI electronic AMOK wire-free SVN escutcheon, Mifare / DESFire entrance w/ key override function, O lever, left handed, black chromium finish, for use with 1 3/4" - 2 1/4" thick door | 1 |  | 1 Year | 847.05 | 0.15 | 719.9925
8421 | Salto | A9660O00NE48LC- | XS4 ANSI electronic RF wireless ready SVN escutcheon, Mifare / DESFire entrance w/ key override function, O lever, left handed, black chromium finish, for use with 1 3/4" - 2 1/4" thick door | 1 |  | 1 Year | 772.15 | 0.15 | 656.3275
8422 | Salto | A9660O00NE48LW- | XS4 ANSI electronic RF wireless SVN escutcheon, Mifare / DESFire entrance w/ key override function, O lever, left handed, black chromium finish, for use with 1 3/4" - 2 1/4" thick door | 1 |  | 1 Year | 903.25 | 0.15 | 767.7625
8423 | Salto | A9660O00NE48R-- | XS4 ANSI electronic wire-free SVN escutcheon, Mifare / DESFire entrance w/ key override function, O lever, right handed, black chromium finish, for use with 1 3/4" - 2 1/4" thick door | 1 |  | 1 Year | 718.05 | 0.15 | 610.3425
8424 | Salto | A9660O00NE48RA- | XS4 ANSI electronic AMOK wire-free SVN escutcheon, Mifare / DESFire entrance w/ key override function, O lever, right handed, black chromium finish, for use with 1 3/4" - 2 1/4" thick door | 1 |  | 1 Year | 847.05 | 0.15 | 719.9925
8425 | Salto | A9660O00NE48RC- | XS4 ANSI electronic RF wireless ready SVN escutcheon, Mifare / DESFire entrance w/ key override function, O lever, right handed, black chromium finish, for use with 1 3/4" - 2 1/4" thick door | 1 |  | 1 Year | 772.15 | 0.15 | 656.3275
8426 | Salto | A9660O00NE48RW- | XS4 ANSI electronic RF wireless SVN escutcheon, Mifare / DESFire entrance w/ key override function, O lever, right handed, black chromium finish, for use with 1 3/4" - 2 1/4" thick door | 1 |  | 1 Year | 903.25 | 0.15 | 767.7625
8427 | Salto | A9660O00PM38L-- | XS4 ANSI electronic wire-free SVN escutcheon, Mifare / DESFire entrance w/ key override function, O lever, left handed, satin brass finish, for use with 1 3/8" - 1 3/4" thick standard door | 1 |  | 1 Year | 683.35 | 0.15 | 580.8475
8428 | Salto | A9660O00PM38LA- | XS4 ANSI electronic AMOK wire-free SVN escutcheon, Mifare / DESFire entrance w/ key override function, O lever, left handed, satin brass finish, for use with 1 3/8" - 1 3/4" thick standard door | 1 |  | 1 Year | 812.35 | 0.15 | 690.4975
8429 | Salto | A9660O00PM38LC- | XS4 ANSI electronic RF wireless ready SVN escutcheon, Mifare / DESFire entrance w/ key override function, O lever, left handed, satin brass finish, for use with 1 3/8" - 1 3/4" thick standard door | 1 |  | 1 Year | 737.45 | 0.15 | 626.8325
8430 | Salto | A9660O00PM38LW- | XS4 ANSI electronic RF wireless SVN escutcheon, Mifare / DESFire entrance w/ key override function, O lever, left handed, satin brass finish, for use with 1 3/8" - 1 3/4" thick standard door | 1 |  | 1 Year | 868.55 | 0.15 | 738.2675
8431 | Salto | A9660O00PM38R-- | XS4 ANSI electronic wire-free SVN escutcheon, Mifare / DESFire entrance w/ key override function, O lever, right handed, satin brass finish, for use with 1 3/8" - 1 3/4" thick standard door | 1 |  | 1 Year | 683.35 | 0.15 | 580.8475
8432 | Salto | A9660O00PM38RA- | XS4 ANSI electronic AMOK wire-free SVN escutcheon, Mifare / DESFire entrance w/ key override function, O lever, right handed, satin brass finish, for use with 1 3/8" - 1 3/4" thick standard door | 1 |  | 1 Year | 812.35 | 0.15 | 690.4975
8433 | Salto | A9660O00PM38RC- | XS4 ANSI electronic RF wireless ready SVN escutcheon, Mifare / DESFire entrance w/ key override function, O lever, right handed, satin brass finish, for use with 1 3/8" - 1 3/4" thick standard door | 1 |  | 1 Year | 737.45 | 0.15 | 626.8325
8434 | Salto | A9660O00PM38RW- | XS4 ANSI electronic RF wireless SVN escutcheon, Mifare / DESFire entrance w/ key override function, O lever, right handed, satin brass finish, for use with 1 3/8" - 1 3/4" thick standard door | 1 |  | 1 Year | 868.55 | 0.15 | 738.2675
8435 | Salto | A9660O00PM48L-- | XS4 ANSI electronic wire-free SVN escutcheon, Mifare / DESFire entrance w/ key override function, O lever, left handed, satin brass finish, for use with 1 3/4" - 2 1/4" thick door | 1 |  | 1 Year | 683.35 | 0.15 | 580.8475
8436 | Salto | A9660O00PM48LA- | XS4 ANSI electronic AMOK wire-free SVN escutcheon, Mifare / DESFire entrance w/ key override function, O lever, left handed, satin brass finish, for use with 1 3/4" - 2 1/4" thick door | 1 |  | 1 Year | 812.35 | 0.15 | 690.4975
8437 | Salto | A9660O00PM48LC- | XS4 ANSI electronic RF wireless ready SVN escutcheon, Mifare / DESFire entrance w/ key override function, O lever, left handed, satin brass finish, for use with 1 3/4" - 2 1/4" thick door | 1 |  | 1 Year | 737.45 | 0.15 | 626.8325
8438 | Salto | A9660O00PM48LW- | XS4 ANSI electronic RF wireless SVN escutcheon, Mifare / DESFire entrance w/ key override function, O lever, left handed, satin brass finish, for use with 1 3/4" - 2 1/4" thick door | 1 |  | 1 Year | 868.55 | 0.15 | 738.2675
8439 | Salto | A9660O00PM48R-- | XS4 ANSI electronic wire-free SVN escutcheon, Mifare / DESFire entrance w/ key override function, O lever, right handed, satin brass finish, for use with 1 3/4" - 2 1/4" thick door | 1 |  | 1 Year | 683.35 | 0.15 | 580.8475
8440 | Salto | A9660O00PM48RA- | XS4 ANSI electronic AMOK wire-free SVN escutcheon, Mifare / DESFire entrance w/ key override function, O lever, right handed, satin brass finish, for use with 1 3/4" - 2 1/4" thick door | 1 |  | 1 Year | 812.35 | 0.15 | 690.4975
8441 | Salto | A9660O00PM48RC- | XS4 ANSI electronic RF wireless ready SVN escutcheon, Mifare / DESFire entrance w/ key override function, O lever, right handed, satin brass finish, for use with 1 3/4" - 2 1/4" thick door | 1 |  | 1 Year | 737.45 | 0.15 | 626.8325
8442 | Salto | A9660O00PM48RW- | XS4 ANSI electronic RF wireless SVN escutcheon, Mifare / DESFire entrance w/ key override function, O lever, right handed, satin brass finish, for use with 1 3/4" - 2 1/4" thick door | 1 |  | 1 Year | 868.55 | 0.15 | 738.2675
8443 | Salto | A9660O00PP38L-- | XS4 ANSI electronic wire-free SVN escutcheon, Mifare / DESFire entrance w/ key override function, O lever, left handed, bright brass finish, for use with 1 3/8" - 1 3/4" thick standard door | 1 |  | 1 Year | 699.65 | 0.15 | 594.7025
8444 | Salto | A9660O00PP38LA- | XS4 ANSI electronic AMOK wire-free SVN escutcheon, Mifare / DESFire entrance w/ key override function, O lever, left handed, bright brass finish, for use with 1 3/8" - 1 3/4" thick standard door | 1 |  | 1 Year | 828.65 | 0.15 | 704.3525
8445 | Salto | A9660O00PP38LC- | XS4 ANSI electronic RF wireless ready SVN escutcheon, Mifare / DESFire entrance w/ key override function, O lever, left handed, bright brass finish, for use with 1 3/8" - 1 3/4" thick standard door | 1 |  | 1 Year | 753.75 | 0.15 | 640.6875
8446 | Salto | A9660O00PP38LW- | XS4 ANSI electronic RF wireless SVN escutcheon, Mifare / DESFire entrance w/ key override function, O lever, left handed, bright brass finish, for use with 1 3/8" - 1 3/4" thick standard door | 1 |  | 1 Year | 884.85 | 0.15 | 752.1225
8447 | Salto | A9660O00PP38R-- | XS4 ANSI electronic wire-free SVN escutcheon, Mifare / DESFire entrance w/ key override function, O lever, right handed, bright brass finish, for use with 1 3/8" - 1 3/4" thick standard door | 1 |  | 1 Year | 699.65 | 0.15 | 594.7025
8448 | Salto | A9660O00PP38RA- | XS4 ANSI electronic AMOK wire-free SVN escutcheon, Mifare / DESFire entrance w/ key override function, O lever, right handed, bright brass finish, for use with 1 3/8" - 1 3/4" thick standard door | 1 |  | 1 Year | 828.65 | 0.15 | 704.3525
8449 | Salto | A9660O00PP38RC- | XS4 ANSI electronic RF wireless ready SVN escutcheon, Mifare / DESFire entrance w/ key override function, O lever, right handed, bright brass finish, for use with 1 3/8" - 1 3/4" thick standard door | 1 |  | 1 Year | 753.75 | 0.15 | 640.6875
8450 | Salto | A9660O00PP38RW- | XS4 ANSI electronic RF wireless SVN escutcheon, Mifare / DESFire entrance w/ key override function, O lever, right handed, bright brass finish, for use with 1 3/8" - 1 3/4" thick standard door | 1 |  | 1 Year | 884.85 | 0.15 | 752.1225
8451 | Salto | A9660O00PP48L-- | XS4 ANSI electronic wire-free SVN escutcheon, Mifare / DESFire entrance w/ key override function, O lever, left handed, bright brass finish, for use with 1 3/4" - 2 1/4" thick door | 1 |  | 1 Year | 699.65 | 0.15 | 594.7025
8452 | Salto | A9660O00PP48LA- | XS4 ANSI electronic AMOK wire-free SVN escutcheon, Mifare / DESFire entrance w/ key override function, O lever, left handed, bright brass finish, for use with 1 3/4" - 2 1/4" thick door | 1 |  | 1 Year | 828.65 | 0.15 | 704.3525
8453 | Salto | A9660O00PP48LC- | XS4 ANSI electronic RF wireless ready SVN escutcheon, Mifare / DESFire entrance w/ key override function, O lever, left handed, bright brass finish, for use with 1 3/4" - 2 1/4" thick door | 1 |  | 1 Year | 753.75 | 0.15 | 640.6875
8454 | Salto | A9660O00PP48LW- | XS4 ANSI electronic RF wireless SVN escutcheon, Mifare / DESFire entrance w/ key override function, O lever, left handed, bright brass finish, for use with 1 3/4" - 2 1/4" thick door | 1 |  | 1 Year | 884.85 | 0.15 | 752.1225
8455 | Salto | A9660O00PP48R-- | XS4 ANSI electronic wire-free SVN escutcheon, Mifare / DESFire entrance w/ key override function, O lever, right handed, bright brass finish, for use with 1 3/4" - 2 1/4" thick door | 1 |  | 1 Year | 699.65 | 0.15 | 594.7025
8456 | Salto | A9660O00PP48RA- | XS4 ANSI electronic AMOK wire-free SVN escutcheon, Mifare / DESFire entrance w/ key override function, O lever, right handed, bright brass finish, for use with 1 3/4" - 2 1/4" thick door | 1 |  | 1 Year | 828.65 | 0.15 | 704.3525
8457 | Salto | A9660O00PP48RC- | XS4 ANSI electronic RF wireless ready SVN escutcheon, Mifare / DESFire entrance w/ key override function, O lever, right handed, bright brass finish, for use with 1 3/4" - 2 1/4" thick door | 1 |  | 1 Year | 753.75 | 0.15 | 640.6875
8458 | Salto | A9660O00PP48RW- | XS4 ANSI electronic RF wireless SVN escutcheon, Mifare / DESFire entrance w/ key override function, O lever, right handed, bright brass finish, for use with 1 3/4" - 2 1/4" thick door | 1 |  | 1 Year | 884.85 | 0.15 | 752.1225
8459 | Salto | A9660W00BC38--- | XS4 ANSI electronic wire-free SVN escutcheon, Mifare / DESFire entrance w/ key override function, W lever, unhanded, BioCote antimicrobial finish, for use with 1 3/8" - 1 3/4" thick standard door | 1 |  | 1 Year | 725.15 | 0.15 | 616.3775
8460 | Salto | A9660W00BC38-A- | XS4 ANSI electronic AMOK wire-free SVN escutcheon, Mifare / DESFire entrance w/ key override function, W lever, unhanded, BioCote antimicrobial finish, for use with 1 3/8" - 1 3/4" thick standard door | 1 |  | 1 Year | 854.15 | 0.15 | 726.0275
8461 | Salto | A9660W00BC38-C- | XS4 ANSI electronic RF wireless ready SVN escutcheon, Mifare / DESFire entrance w/ key override function, W lever, unhanded, BioCote antimicrobial finish, for use with 1 3/8" - 1 3/4" thick standard door | 1 |  | 1 Year | 779.25 | 0.15 | 662.3625
8462 | Salto | A9660W00BC38-W- | XS4 ANSI electronic RF wireless SVN escutcheon, Mifare / DESFire entrance w/ key override function, W lever, unhanded, BioCote antimicrobial finish, for use with 1 3/8" - 1 3/4" thick standard door | 1 |  | 1 Year | 910.35 | 0.15 | 773.7975
8463 | Salto | A9660W00BC48--- | XS4 ANSI electronic wire-free SVN escutcheon, Mifare / DESFire entrance w/ key override function, W lever, unhanded, BioCote antimicrobial finish, for use with 1 3/4" - 2 1/4" thick door | 1 |  | 1 Year | 725.15 | 0.15 | 616.3775
8464 | Salto | A9660W00BC48-A- | XS4 ANSI electronic AMOK wire-free SVN escutcheon, Mifare / DESFire entrance w/ key override function, W lever, unhanded, BioCote antimicrobial finish, for use with 1 3/4" - 2 1/4" thick door | 1 |  | 1 Year | 854.15 | 0.15 | 726.0275
8465 | Salto | A9660W00BC48-C- | XS4 ANSI electronic RF wireless ready SVN escutcheon, Mifare / DESFire entrance w/ key override function, W lever, unhanded, BioCote antimicrobial finish, for use with 1 3/4" - 2 1/4" thick door | 1 |  | 1 Year | 779.25 | 0.15 | 662.3625
8466 | Salto | A9660W00BC48-W- | XS4 ANSI electronic RF wireless SVN escutcheon, Mifare / DESFire entrance w/ key override function, W lever, unhanded, BioCote antimicrobial finish, for use with 1 3/4" - 2 1/4" thick door | 1 |  | 1 Year | 910.35 | 0.15 | 773.7975
8467 | Salto | A9660W00IA38--- | XS4 ANSI electronic wire-free SVN escutcheon, Mifare / DESFire entrance w/ key override function, W lever, unhanded, antique brass finish, for use with 1 3/8" - 1 3/4" thick standard door | 1 |  | 1 Year | 725.15 | 0.15 | 616.3775
8468 | Salto | A9660W00IA38-A- | XS4 ANSI electronic AMOK wire-free SVN escutcheon, Mifare / DESFire entrance w/ key override function, W lever, unhanded, antique brass finish, for use with 1 3/8" - 1 3/4" thick standard door | 1 |  | 1 Year | 854.15 | 0.15 | 726.0275
8469 | Salto | A9660W00IA38-C- | XS4 ANSI electronic RF wireless ready SVN escutcheon, Mifare / DESFire entrance w/ key override function, W lever, unhanded, antique brass finish, for use with 1 3/8" - 1 3/4" thick standard door | 1 |  | 1 Year | 779.25 | 0.15 | 662.3625
8470 | Salto | A9660W00IA38-W- | XS4 ANSI electronic RF wireless SVN escutcheon, Mifare / DESFire entrance w/ key override function, W lever, unhanded, antique brass finish, for use with 1 3/8" - 1 3/4" thick standard door | 1 |  | 1 Year | 910.35 | 0.15 | 773.7975
8471 | Salto | A9660W00IA48--- | XS4 ANSI electronic wire-free SVN escutcheon, Mifare / DESFire entrance w/ key override function, W lever, unhanded, antique brass finish, for use with 1 3/4" - 2 1/4" thick door | 1 |  | 1 Year | 725.15 | 0.15 | 616.3775
8472 | Salto | A9660W00IA48-A- | XS4 ANSI electronic AMOK wire-free SVN escutcheon, Mifare / DESFire entrance w/ key override function, W lever, unhanded, antique brass finish, for use with 1 3/4" - 2 1/4" thick door | 1 |  | 1 Year | 854.15 | 0.15 | 726.0275
8473 | Salto | A9660W00IA48-C- | XS4 ANSI electronic RF wireless ready SVN escutcheon, Mifare / DESFire entrance w/ key override function, W lever, unhanded, antique brass finish, for use with 1 3/4" - 2 1/4" thick door | 1 |  | 1 Year | 779.25 | 0.15 | 662.3625
8474 | Salto | A9660W00IA48-W- | XS4 ANSI electronic RF wireless SVN escutcheon, Mifare / DESFire entrance w/ key override function, W lever, unhanded, antique brass finish, for use with 1 3/4" - 2 1/4" thick door | 1 |  | 1 Year | 910.35 | 0.15 | 773.7975
8475 | Salto | A9660W00IM38--- | XS4 ANSI electronic wire-free SVN escutcheon, Mifare / DESFire entrance w/ key override function, W lever, unhanded, satin stainless finish, for use with 1 3/8" - 1 3/4" thick standard door | 1 |  | 1 Year | 673.15 | 0.15 | 572.1775
8476 | Salto | A9660W00IM38-A- | XS4 ANSI electronic AMOK wire-free SVN escutcheon, Mifare / DESFire entrance w/ key override function, W lever, unhanded, satin stainless finish, for use with 1 3/8" - 1 3/4" thick standard door | 1 |  | 1 Year | 802.15 | 0.15 | 681.8275
8477 | Salto | A9660W00IM38-C- | XS4 ANSI electronic RF wireless ready SVN escutcheon, Mifare / DESFire entrance w/ key override function, W lever, unhanded, satin stainless finish, for use with 1 3/8" - 1 3/4" thick standard door | 1 |  | 1 Year | 727.25 | 0.15 | 618.1625
8478 | Salto | A9660W00IM38-W- | XS4 ANSI electronic RF wireless SVN escutcheon, Mifare / DESFire entrance w/ key override function, W lever, unhanded, satin stainless finish, for use with 1 3/8" - 1 3/4" thick standard door | 1 |  | 1 Year | 858.35 | 0.15 | 729.5975
8479 | Salto | A9660W00IM48--- | XS4 ANSI electronic wire-free SVN escutcheon, Mifare / DESFire entrance w/ key override function, W lever, unhanded, satin stainless finish, for use with 1 3/4" - 2 1/4" thick door | 1 |  | 1 Year | 673.15 | 0.15 | 572.1775
8480 | Salto | A9660W00IM48-A- | XS4 ANSI electronic AMOK wire-free SVN escutcheon, Mifare / DESFire entrance w/ key override function, W lever, unhanded, satin stainless finish, for use with 1 3/4" - 2 1/4" thick door | 1 |  | 1 Year | 802.15 | 0.15 | 681.8275
8481 | Salto | A9660W00IM48-C- | XS4 ANSI electronic RF wireless ready SVN escutcheon, Mifare / DESFire entrance w/ key override function, W lever, unhanded, satin stainless finish, for use with 1 3/4" - 2 1/4" thick door | 1 |  | 1 Year | 727.25 | 0.15 | 618.1625
8482 | Salto | A9660W00IM48-W- | XS4 ANSI electronic RF wireless SVN escutcheon, Mifare / DESFire entrance w/ key override function, W lever, unhanded, satin stainless finish, for use with 1 3/4" - 2 1/4" thick door | 1 |  | 1 Year | 858.35 | 0.15 | 729.5975
8483 | Salto | A9660W00IP38--- | XS4 ANSI electronic wire-free SVN escutcheon, Mifare / DESFire entrance w/ key override function, W lever, unhanded, bright stainless steel finish, for use with 1 3/8" - 1 3/4" thick standard door | 1 |  | 1 Year | 689.45 | 0.15 | 586.0325
8484 | Salto | A9660W00IP38-A- | XS4 ANSI electronic AMOK wire-free SVN escutcheon, Mifare / DESFire entrance w/ key override function, W lever, unhanded, bright stainless steel finish, for use with 1 3/8" - 1 3/4" thick standard door | 1 |  | 1 Year | 818.45 | 0.15 | 695.6825
8485 | Salto | A9660W00IP38-C- | XS4 ANSI electronic RF wireless ready SVN escutcheon, Mifare / DESFire entrance w/ key override function, W lever, unhanded, bright stainless steel finish, for use with 1 3/8" - 1 3/4" thick standard door | 1 |  | 1 Year | 743.55 | 0.15 | 632.0175
8486 | Salto | A9660W00IP38-W- | XS4 ANSI electronic RF wireless SVN escutcheon, Mifare / DESFire entrance w/ key override function, W lever, unhanded, bright stainless steel finish, for use with 1 3/8" - 1 3/4" thick standard door | 1 |  | 1 Year | 874.65 | 0.15 | 743.4525
8487 | Salto | A9660W00IP48--- | XS4 ANSI electronic wire-free SVN escutcheon, Mifare / DESFire entrance w/ key override function, W lever, unhanded, bright stainless steel finish, for use with 1 3/4" - 2 1/4" thick door | 1 |  | 1 Year | 689.45 | 0.15 | 586.0325
8488 | Salto | A9660W00IP48-A- | XS4 ANSI electronic AMOK wire-free SVN escutcheon, Mifare / DESFire entrance w/ key override function, W lever, unhanded, bright stainless steel finish, for use with 1 3/4" - 2 1/4" thick door | 1 |  | 1 Year | 818.45 | 0.15 | 695.6825
8489 | Salto | A9660W00IP48-C- | XS4 ANSI electronic RF wireless ready SVN escutcheon, Mifare / DESFire entrance w/ key override function, W lever, unhanded, bright stainless steel finish, for use with 1 3/4" - 2 1/4" thick door | 1 |  | 1 Year | 743.55 | 0.15 | 632.0175
8490 | Salto | A9660W00IP48-W- | XS4 ANSI electronic RF wireless SVN escutcheon, Mifare / DESFire entrance w/ key override function, W lever, unhanded, bright stainless steel finish, for use with 1 3/4" - 2 1/4" thick door | 1 |  | 1 Year | 874.65 | 0.15 | 743.4525
8491 | Salto | A9660W00NE38--- | XS4 ANSI electronic wire-free SVN escutcheon, Mifare / DESFire entrance w/ key override function, W lever, unhanded, black chromium finish, for use with 1 3/8" - 1 3/4" thick standard door | 1 |  | 1 Year | 707.85 | 0.15 | 601.6725
8492 | Salto | A9660W00NE38-A- | XS4 ANSI electronic AMOK wire-free SVN escutcheon, Mifare / DESFire entrance w/ key override function, W lever, unhanded, black chromium finish, for use with 1 3/8" - 1 3/4" thick standard door | 1 |  | 1 Year | 836.85 | 0.15 | 711.3225
8493 | Salto | A9660W00NE38-C- | XS4 ANSI electronic RF wireless ready SVN escutcheon, Mifare / DESFire entrance w/ key override function, W lever, unhanded, black chromium finish, for use with 1 3/8" - 1 3/4" thick standard door | 1 |  | 1 Year | 761.95 | 0.15 | 647.6575
8494 | Salto | A9660W00NE38-W- | XS4 ANSI electronic RF wireless SVN escutcheon, Mifare / DESFire entrance w/ key override function, W lever, unhanded, black chromium finish, for use with 1 3/8" - 1 3/4" thick standard door | 1 |  | 1 Year | 893.05 | 0.15 | 759.0925
8495 | Salto | A9660W00NE48--- | XS4 ANSI electronic wire-free SVN escutcheon, Mifare / DESFire entrance w/ key override function, W lever, unhanded, black chromium finish, for use with 1 3/4" - 2 1/4" thick door | 1 |  | 1 Year | 707.85 | 0.15 | 601.6725
8496 | Salto | A9660W00NE48-A- | XS4 ANSI electronic AMOK wire-free SVN escutcheon, Mifare / DESFire entrance w/ key override function, W lever, unhanded, black chromium finish, for use with 1 3/4" - 2 1/4" thick door | 1 |  | 1 Year | 836.85 | 0.15 | 711.3225
8497 | Salto | A9660W00NE48-C- | XS4 ANSI electronic RF wireless ready SVN escutcheon, Mifare / DESFire entrance w/ key override function, W lever, unhanded, black chromium finish, for use with 1 3/4" - 2 1/4" thick door | 1 |  | 1 Year | 761.95 | 0.15 | 647.6575
8498 | Salto | A9660W00NE48-W- | XS4 ANSI electronic RF wireless SVN escutcheon, Mifare / DESFire entrance w/ key override function, W lever, unhanded, black chromium finish, for use with 1 3/4" - 2 1/4" thick door | 1 |  | 1 Year | 893.05 | 0.15 | 759.0925
8499 | Salto | A9660W00PM38--- | XS4 ANSI electronic wire-free SVN escutcheon, Mifare / DESFire entrance w/ key override function, W lever, unhanded, satin brass finish, for use with 1 3/8" - 1 3/4" thick standard door | 1 |  | 1 Year | 673.15 | 0.15 | 572.1775
8500 | Salto | A9660W00PM38-A- | XS4 ANSI electronic AMOK wire-free SVN escutcheon, Mifare / DESFire entrance w/ key override function, W lever, unhanded, satin brass finish, for use with 1 3/8" - 1 3/4" thick standard door | 1 |  | 1 Year | 802.15 | 0.15 | 681.8275
8501 | Salto | A9660W00PM38-C- | XS4 ANSI electronic RF wireless ready SVN escutcheon, Mifare / DESFire entrance w/ key override function, W lever, unhanded, satin brass finish, for use with 1 3/8" - 1 3/4" thick standard door | 1 |  | 1 Year | 727.25 | 0.15 | 618.1625
8502 | Salto | A9660W00PM38-W- | XS4 ANSI electronic RF wireless SVN escutcheon, Mifare / DESFire entrance w/ key override function, W lever, unhanded, satin brass finish, for use with 1 3/8" - 1 3/4" thick standard door | 1 |  | 1 Year | 858.35 | 0.15 | 729.5975
8503 | Salto | A9660W00PM48--- | XS4 ANSI electronic wire-free SVN escutcheon, Mifare / DESFire entrance w/ key override function, W lever, unhanded, satin brass finish, for use with 1 3/4" - 2 1/4" thick door | 1 |  | 1 Year | 673.15 | 0.15 | 572.1775
8504 | Salto | A9660W00PM48-A- | XS4 ANSI electronic AMOK wire-free SVN escutcheon, Mifare / DESFire entrance w/ key override function, W lever, unhanded, satin brass finish, for use with 1 3/4" - 2 1/4" thick door | 1 |  | 1 Year | 802.15 | 0.15 | 681.8275
8505 | Salto | A9660W00PM48-C- | XS4 ANSI electronic RF wireless ready SVN escutcheon, Mifare / DESFire entrance w/ key override function, W lever, unhanded, satin brass finish, for use with 1 3/4" - 2 1/4" thick door | 1 |  | 1 Year | 727.25 | 0.15 | 618.1625
8506 | Salto | A9660W00PM48-W- | XS4 ANSI electronic RF wireless SVN escutcheon, Mifare / DESFire entrance w/ key override function, W lever, unhanded, satin brass finish, for use with 1 3/4" - 2 1/4" thick door | 1 |  | 1 Year | 858.35 | 0.15 | 729.5975
8507 | Salto | A9660W00PP38--- | XS4 ANSI electronic wire-free SVN escutcheon, Mifare / DESFire entrance w/ key override function, W lever, unhanded, bright brass finish, for use with 1 3/8" - 1 3/4" thick standard door | 1 |  | 1 Year | 689.45 | 0.15 | 586.0325
8508 | Salto | A9660W00PP38-A- | XS4 ANSI electronic AMOK wire-free SVN escutcheon, Mifare / DESFire entrance w/ key override function, W lever, unhanded, bright brass finish, for use with 1 3/8" - 1 3/4" thick standard door | 1 |  | 1 Year | 818.45 | 0.15 | 695.6825
8509 | Salto | A9660W00PP38-C- | XS4 ANSI electronic RF wireless ready SVN escutcheon, Mifare / DESFire entrance w/ key override function, W lever, unhanded, bright brass finish, for use with 1 3/8" - 1 3/4" thick standard door | 1 |  | 1 Year | 743.55 | 0.15 | 632.0175
8510 | Salto | A9660W00PP38-W- | XS4 ANSI electronic RF wireless SVN escutcheon, Mifare / DESFire entrance w/ key override function, W lever, unhanded, bright brass finish, for use with 1 3/8" - 1 3/4" thick standard door | 1 |  | 1 Year | 874.65 | 0.15 | 743.4525
8511 | Salto | A9660W00PP48--- | XS4 ANSI electronic wire-free SVN escutcheon, Mifare / DESFire entrance w/ key override function, W lever, unhanded, bright brass finish, for use with 1 3/4" - 2 1/4" thick door | 1 |  | 1 Year | 689.45 | 0.15 | 586.0325
8512 | Salto | A9660W00PP48-A- | XS4 ANSI electronic AMOK wire-free SVN escutcheon, Mifare / DESFire entrance w/ key override function, W lever, unhanded, bright brass finish, for use with 1 3/4" - 2 1/4" thick door | 1 |  | 1 Year | 818.45 | 0.15 | 695.6825
8513 | Salto | A9660W00PP48-C- | XS4 ANSI electronic RF wireless ready SVN escutcheon, Mifare / DESFire entrance w/ key override function, W lever, unhanded, bright brass finish, for use with 1 3/4" - 2 1/4" thick door | 1 |  | 1 Year | 743.55 | 0.15 | 632.0175
8514 | Salto | A9660W00PP48-W- | XS4 ANSI electronic RF wireless SVN escutcheon, Mifare / DESFire entrance w/ key override function, W lever, unhanded, bright brass finish, for use with 1 3/4" - 2 1/4" thick door | 1 |  | 1 Year | 874.65 | 0.15 | 743.4525
8515 | Salto | A9666200IM38--- | XS4 ANSI electronic wire-free SVN escutcheon, Mifare / DESFire push buttonprivacy w/ key override function, Columbo Robodue premium series lever, unhanded, satin stainless finish, for use with 1 3/8" - 1 3/4" thick standard door | 1 |  | 1 Year | 719.05 | 0.15 | 611.1925
8516 | Salto | A9666200IM38-A- | XS4 ANSI electronic AMOK wire-free SVN escutcheon, Mifare / DESFire push buttonprivacy w/ key override function, Columbo Robodue premium series lever, unhanded, satin stainless finish, for use with 1 3/8" - 1 3/4" thick standard door | 1 |  | 1 Year | 848.05 | 0.15 | 720.8425
8517 | Salto | A9666200IM38-C- | XS4 ANSI electronic RF wireless ready SVN escutcheon, Mifare / DESFire push buttonprivacy w/ key override function, Columbo Robodue premium series lever, unhanded, satin stainless finish, for use with 1 3/8" - 1 3/4" thick standard door | 1 |  | 1 Year | 773.15 | 0.15 | 657.1775
8518 | Salto | A9666200IM38-W- | XS4 ANSI electronic RF wireless SVN escutcheon, Mifare / DESFire push buttonprivacy w/ key override function, Columbo Robodue premium series lever, unhanded, satin stainless finish, for use with 1 3/8" - 1 3/4" thick standard door | 1 |  | 1 Year | 904.25 | 0.15 | 768.6125
8519 | Salto | A9666200IM48--- | XS4 ANSI electronic wire-free SVN escutcheon, Mifare / DESFire push buttonprivacy w/ key override function, Columbo Robodue premium series lever, unhanded, satin stainless finish, for use with 1 3/4" - 2 1/4" thick door | 1 |  | 1 Year | 719.05 | 0.15 | 611.1925
8520 | Salto | A9666200IM48-A- | XS4 ANSI electronic AMOK wire-free SVN escutcheon, Mifare / DESFire push buttonprivacy w/ key override function, Columbo Robodue premium series lever, unhanded, satin stainless finish, for use with 1 3/4" - 2 1/4" thick door | 1 |  | 1 Year | 848.05 | 0.15 | 720.8425
8521 | Salto | A9666200IM48-C- | XS4 ANSI electronic RF wireless ready SVN escutcheon, Mifare / DESFire push buttonprivacy w/ key override function, Columbo Robodue premium series lever, unhanded, satin stainless finish, for use with 1 3/4" - 2 1/4" thick door | 1 |  | 1 Year | 773.15 | 0.15 | 657.1775
8522 | Salto | A9666200IM48-W- | XS4 ANSI electronic RF wireless SVN escutcheon, Mifare / DESFire push buttonprivacy w/ key override function, Columbo Robodue premium series lever, unhanded, satin stainless finish, for use with 1 3/4" - 2 1/4" thick door | 1 |  | 1 Year | 904.25 | 0.15 | 768.6125
8523 | Salto | A9666200IP38--- | XS4 ANSI electronic wire-free SVN escutcheon, Mifare / DESFire push buttonprivacy w/ key override function, Columbo Robodue premium series lever, unhanded, bright stainless steel finish, for use with 1 3/8" - 1 3/4" thick standard door | 1 |  | 1 Year | 735.35 | 0.15 | 625.0475
8524 | Salto | A9666200IP38-A- | XS4 ANSI electronic AMOK wire-free SVN escutcheon, Mifare / DESFire push buttonprivacy w/ key override function, Columbo Robodue premium series lever, unhanded, bright stainless steel finish, for use with 1 3/8" - 1 3/4" thick standard door | 1 |  | 1 Year | 864.35 | 0.15 | 734.6975
8525 | Salto | A9666200IP38-C- | XS4 ANSI electronic RF wireless ready SVN escutcheon, Mifare / DESFire push buttonprivacy w/ key override function, Columbo Robodue premium series lever, unhanded, bright stainless steel finish, for use with 1 3/8" - 1 3/4" thick standard door | 1 |  | 1 Year | 789.45 | 0.15 | 671.0325
8526 | Salto | A9666200IP38-W- | XS4 ANSI electronic RF wireless SVN escutcheon, Mifare / DESFire push buttonprivacy w/ key override function, Columbo Robodue premium series lever, unhanded, bright stainless steel finish, for use with 1 3/8" - 1 3/4" thick standard door | 1 |  | 1 Year | 920.55 | 0.15 | 782.4675
8527 | Salto | A9666200IP48--- | XS4 ANSI electronic wire-free SVN escutcheon, Mifare / DESFire push buttonprivacy w/ key override function, Columbo Robodue premium series lever, unhanded, bright stainless steel finish, for use with 1 3/4" - 2 1/4" thick door | 1 |  | 1 Year | 735.35 | 0.15 | 625.0475
8528 | Salto | A9666200IP48-A- | XS4 ANSI electronic AMOK wire-free SVN escutcheon, Mifare / DESFire push buttonprivacy w/ key override function, Columbo Robodue premium series lever, unhanded, bright stainless steel finish, for use with 1 3/4" - 2 1/4" thick door | 1 |  | 1 Year | 864.35 | 0.15 | 734.6975
8529 | Salto | A9666200IP48-C- | XS4 ANSI electronic RF wireless ready SVN escutcheon, Mifare / DESFire push buttonprivacy w/ key override function, Columbo Robodue premium series lever, unhanded, bright stainless steel finish, for use with 1 3/4" - 2 1/4" thick door | 1 |  | 1 Year | 789.45 | 0.15 | 671.0325
8530 | Salto | A9666200IP48-W- | XS4 ANSI electronic RF wireless SVN escutcheon, Mifare / DESFire push buttonprivacy w/ key override function, Columbo Robodue premium series lever, unhanded, bright stainless steel finish, for use with 1 3/4" - 2 1/4" thick door | 1 |  | 1 Year | 920.55 | 0.15 | 782.4675
8531 | Salto | A9666200PP38--- | XS4 ANSI electronic wire-free SVN escutcheon, Mifare / DESFire push buttonprivacy w/ key override function, Columbo Robodue premium series lever, unhanded, bright brass finish, for use with 1 3/8" - 1 3/4" thick standard door | 1 |  | 1 Year | 735.35 | 0.15 | 625.0475
8532 | Salto | A9666200PP38-A- | XS4 ANSI electronic AMOK wire-free SVN escutcheon, Mifare / DESFire push buttonprivacy w/ key override function, Columbo Robodue premium series lever, unhanded, bright brass finish, for use with 1 3/8" - 1 3/4" thick standard door | 1 |  | 1 Year | 864.35 | 0.15 | 734.6975
8533 | Salto | A9666200PP38-C- | XS4 ANSI electronic RF wireless ready SVN escutcheon, Mifare / DESFire push buttonprivacy w/ key override function, Columbo Robodue premium series lever, unhanded, bright brass finish, for use with 1 3/8" - 1 3/4" thick standard door | 1 |  | 1 Year | 789.45 | 0.15 | 671.0325
8534 | Salto | A9666200PP38-W- | XS4 ANSI electronic RF wireless SVN escutcheon, Mifare / DESFire push buttonprivacy w/ key override function, Columbo Robodue premium series lever, unhanded, bright brass finish, for use with 1 3/8" - 1 3/4" thick standard door | 1 |  | 1 Year | 920.55 | 0.15 | 782.4675
8535 | Salto | A9666200PP48--- | XS4 ANSI electronic wire-free SVN escutcheon, Mifare / DESFire push buttonprivacy w/ key override function, Columbo Robodue premium series lever, unhanded, bright brass finish, for use with 1 3/4" - 2 1/4" thick door | 1 |  | 1 Year | 735.35 | 0.15 | 625.0475
8536 | Salto | A9666200PP48-A- | XS4 ANSI electronic AMOK wire-free SVN escutcheon, Mifare / DESFire push buttonprivacy w/ key override function, Columbo Robodue premium series lever, unhanded, bright brass finish, for use with 1 3/4" - 2 1/4" thick door | 1 |  | 1 Year | 864.35 | 0.15 | 734.6975
8537 | Salto | A9666200PP48-C- | XS4 ANSI electronic RF wireless ready SVN escutcheon, Mifare / DESFire push buttonprivacy w/ key override function, Columbo Robodue premium series lever, unhanded, bright brass finish, for use with 1 3/4" - 2 1/4" thick door | 1 |  | 1 Year | 789.45 | 0.15 | 671.0325
8538 | Salto | A9666200PP48-W- | XS4 ANSI electronic RF wireless SVN escutcheon, Mifare / DESFire push buttonprivacy w/ key override function, Columbo Robodue premium series lever, unhanded, bright brass finish, for use with 1 3/4" - 2 1/4" thick door | 1 |  | 1 Year | 920.55 | 0.15 | 782.4675
8539 | Salto | A9666300IM38--- | XS4 ANSI electronic wire-free SVN escutcheon, Mifare / DESFire push buttonprivacy w/ key override function, Columbo Robotre premium series lever, unhanded, satin stainless finish, for use with 1 3/8" - 1 3/4" thick standard door | 1 |  | 1 Year | 719.05 | 0.15 | 611.1925
8540 | Salto | A9666300IM38-A- | XS4 ANSI electronic AMOK wire-free SVN escutcheon, Mifare / DESFire push buttonprivacy w/ key override function, Columbo Robotre premium series lever, unhanded, satin stainless finish, for use with 1 3/8" - 1 3/4" thick standard door | 1 |  | 1 Year | 848.05 | 0.15 | 720.8425
8541 | Salto | A9666300IM38-C- | XS4 ANSI electronic RF wireless ready SVN escutcheon, Mifare / DESFire push buttonprivacy w/ key override function, Columbo Robotre premium series lever, unhanded, satin stainless finish, for use with 1 3/8" - 1 3/4" thick standard door | 1 |  | 1 Year | 773.15 | 0.15 | 657.1775
8542 | Salto | A9666300IM38-W- | XS4 ANSI electronic RF wireless SVN escutcheon, Mifare / DESFire push buttonprivacy w/ key override function, Columbo Robotre premium series lever, unhanded, satin stainless finish, for use with 1 3/8" - 1 3/4" thick standard door | 1 |  | 1 Year | 904.25 | 0.15 | 768.6125
8543 | Salto | A9666300IM48--- | XS4 ANSI electronic wire-free SVN escutcheon, Mifare / DESFire push buttonprivacy w/ key override function, Columbo Robotre premium series lever, unhanded, satin stainless finish, for use with 1 3/4" - 2 1/4" thick door | 1 |  | 1 Year | 719.05 | 0.15 | 611.1925
8544 | Salto | A9666300IM48-A- | XS4 ANSI electronic AMOK wire-free SVN escutcheon, Mifare / DESFire push buttonprivacy w/ key override function, Columbo Robotre premium series lever, unhanded, satin stainless finish, for use with 1 3/4" - 2 1/4" thick door | 1 |  | 1 Year | 848.05 | 0.15 | 720.8425
8545 | Salto | A9666300IM48-C- | XS4 ANSI electronic RF wireless ready SVN escutcheon, Mifare / DESFire push buttonprivacy w/ key override function, Columbo Robotre premium series lever, unhanded, satin stainless finish, for use with 1 3/4" - 2 1/4" thick door | 1 |  | 1 Year | 773.15 | 0.15 | 657.1775
8546 | Salto | A9666300IM48-W- | XS4 ANSI electronic RF wireless SVN escutcheon, Mifare / DESFire push buttonprivacy w/ key override function, Columbo Robotre premium series lever, unhanded, satin stainless finish, for use with 1 3/4" - 2 1/4" thick door | 1 |  | 1 Year | 904.25 | 0.15 | 768.6125
8547 | Salto | A9666300IP38--- | XS4 ANSI electronic wire-free SVN escutcheon, Mifare / DESFire push buttonprivacy w/ key override function, Columbo Robotre premium series lever, unhanded, bright stainless steel finish, for use with 1 3/8" - 1 3/4" thick standard door | 1 |  | 1 Year | 735.35 | 0.15 | 625.0475
8548 | Salto | A9666300IP38-A- | XS4 ANSI electronic AMOK wire-free SVN escutcheon, Mifare / DESFire push buttonprivacy w/ key override function, Columbo Robotre premium series lever, unhanded, bright stainless steel finish, for use with 1 3/8" - 1 3/4" thick standard door | 1 |  | 1 Year | 864.35 | 0.15 | 734.6975
8549 | Salto | A9666300IP38-C- | XS4 ANSI electronic RF wireless ready SVN escutcheon, Mifare / DESFire push buttonprivacy w/ key override function, Columbo Robotre premium series lever, unhanded, bright stainless steel finish, for use with 1 3/8" - 1 3/4" thick standard door | 1 |  | 1 Year | 789.45 | 0.15 | 671.0325
8550 | Salto | A9666300IP38-W- | XS4 ANSI electronic RF wireless SVN escutcheon, Mifare / DESFire push buttonprivacy w/ key override function, Columbo Robotre premium series lever, unhanded, bright stainless steel finish, for use with 1 3/8" - 1 3/4" thick standard door | 1 |  | 1 Year | 920.55 | 0.15 | 782.4675
8551 | Salto | A9666300IP48--- | XS4 ANSI electronic wire-free SVN escutcheon, Mifare / DESFire push buttonprivacy w/ key override function, Columbo Robotre premium series lever, unhanded, bright stainless steel finish, for use with 1 3/4" - 2 1/4" thick door | 1 |  | 1 Year | 735.35 | 0.15 | 625.0475
8552 | Salto | A9666300IP48-A- | XS4 ANSI electronic AMOK wire-free SVN escutcheon, Mifare / DESFire push buttonprivacy w/ key override function, Columbo Robotre premium series lever, unhanded, bright stainless steel finish, for use with 1 3/4" - 2 1/4" thick door | 1 |  | 1 Year | 864.35 | 0.15 | 734.6975
8553 | Salto | A9666300IP48-C- | XS4 ANSI electronic RF wireless ready SVN escutcheon, Mifare / DESFire push buttonprivacy w/ key override function, Columbo Robotre premium series lever, unhanded, bright stainless steel finish, for use with 1 3/4" - 2 1/4" thick door | 1 |  | 1 Year | 789.45 | 0.15 | 671.0325
8554 | Salto | A9666300IP48-W- | XS4 ANSI electronic RF wireless SVN escutcheon, Mifare / DESFire push buttonprivacy w/ key override function, Columbo Robotre premium series lever, unhanded, bright stainless steel finish, for use with 1 3/4" - 2 1/4" thick door | 1 |  | 1 Year | 920.55 | 0.15 | 782.4675
8555 | Salto | A9666300PP38--- | XS4 ANSI electronic wire-free SVN escutcheon, Mifare / DESFire push buttonprivacy w/ key override function, Columbo Robotre premium series lever, unhanded, bright brass finish, for use with 1 3/8" - 1 3/4" thick standard door | 1 |  | 1 Year | 735.35 | 0.15 | 625.0475
8556 | Salto | A9666300PP38-A- | XS4 ANSI electronic AMOK wire-free SVN escutcheon, Mifare / DESFire push buttonprivacy w/ key override function, Columbo Robotre premium series lever, unhanded, bright brass finish, for use with 1 3/8" - 1 3/4" thick standard door | 1 |  | 1 Year | 864.35 | 0.15 | 734.6975
8557 | Salto | A9666300PP38-C- | XS4 ANSI electronic RF wireless ready SVN escutcheon, Mifare / DESFire push buttonprivacy w/ key override function, Columbo Robotre premium series lever, unhanded, bright brass finish, for use with 1 3/8" - 1 3/4" thick standard door | 1 |  | 1 Year | 789.45 | 0.15 | 671.0325
8558 | Salto | A9666300PP38-W- | XS4 ANSI electronic RF wireless SVN escutcheon, Mifare / DESFire push buttonprivacy w/ key override function, Columbo Robotre premium series lever, unhanded, bright brass finish, for use with 1 3/8" - 1 3/4" thick standard door | 1 |  | 1 Year | 920.55 | 0.15 | 782.4675
8559 | Salto | A9666300PP48--- | XS4 ANSI electronic wire-free SVN escutcheon, Mifare / DESFire push buttonprivacy w/ key override function, Columbo Robotre premium series lever, unhanded, bright brass finish, for use with 1 3/4" - 2 1/4" thick door | 1 |  | 1 Year | 735.35 | 0.15 | 625.0475
8560 | Salto | A9666300PP48-A- | XS4 ANSI electronic AMOK wire-free SVN escutcheon, Mifare / DESFire push buttonprivacy w/ key override function, Columbo Robotre premium series lever, unhanded, bright brass finish, for use with 1 3/4" - 2 1/4" thick door | 1 |  | 1 Year | 864.35 | 0.15 | 734.6975
8561 | Salto | A9666300PP48-C- | XS4 ANSI electronic RF wireless ready SVN escutcheon, Mifare / DESFire push buttonprivacy w/ key override function, Columbo Robotre premium series lever, unhanded, bright brass finish, for use with 1 3/4" - 2 1/4" thick door | 1 |  | 1 Year | 789.45 | 0.15 | 671.0325
8562 | Salto | A9666300PP48-W- | XS4 ANSI electronic RF wireless SVN escutcheon, Mifare / DESFire push buttonprivacy w/ key override function, Columbo Robotre premium series lever, unhanded, bright brass finish, for use with 1 3/4" - 2 1/4" thick door | 1 |  | 1 Year | 920.55 | 0.15 | 782.4675
8563 | Salto | A9666400IM38--- | XS4 ANSI electronic wire-free SVN escutcheon, Mifare / DESFire push buttonprivacy w/ key override function, Columbo Roboquattro premium series lever, unhanded, satin stainless finish, for use with 1 3/8" - 1 3/4" thick standard door | 1 |  | 1 Year | 719.05 | 0.15 | 611.1925
8564 | Salto | A9666400IM38-A- | XS4 ANSI electronic AMOK wire-free SVN escutcheon, Mifare / DESFire push buttonprivacy w/ key override function, Columbo Roboquattro premium series lever, unhanded, satin stainless finish, for use with 1 3/8" - 1 3/4" thick standard door | 1 |  | 1 Year | 848.05 | 0.15 | 720.8425
8565 | Salto | A9666400IM38-C- | XS4 ANSI electronic RF wireless ready SVN escutcheon, Mifare / DESFire push buttonprivacy w/ key override function, Columbo Roboquattro premium series lever, unhanded, satin stainless finish, for use with 1 3/8" - 1 3/4" thick standard door | 1 |  | 1 Year | 773.15 | 0.15 | 657.1775
8566 | Salto | A9666400IM38-W- | XS4 ANSI electronic RF wireless SVN escutcheon, Mifare / DESFire push buttonprivacy w/ key override function, Columbo Roboquattro premium series lever, unhanded, satin stainless finish, for use with 1 3/8" - 1 3/4" thick standard door | 1 |  | 1 Year | 904.25 | 0.15 | 768.6125
8567 | Salto | A9666400IM48--- | XS4 ANSI electronic wire-free SVN escutcheon, Mifare / DESFire push buttonprivacy w/ key override function, Columbo Roboquattro premium series lever, unhanded, satin stainless finish, for use with 1 3/4" - 2 1/4" thick door | 1 |  | 1 Year | 719.05 | 0.15 | 611.1925
8568 | Salto | A9666400IM48-A- | XS4 ANSI electronic AMOK wire-free SVN escutcheon, Mifare / DESFire push buttonprivacy w/ key override function, Columbo Roboquattro premium series lever, unhanded, satin stainless finish, for use with 1 3/4" - 2 1/4" thick door | 1 |  | 1 Year | 848.05 | 0.15 | 720.8425
8569 | Salto | A9666400IM48-C- | XS4 ANSI electronic RF wireless ready SVN escutcheon, Mifare / DESFire push buttonprivacy w/ key override function, Columbo Roboquattro premium series lever, unhanded, satin stainless finish, for use with 1 3/4" - 2 1/4" thick door | 1 |  | 1 Year | 773.15 | 0.15 | 657.1775
8570 | Salto | A9666400IM48-W- | XS4 ANSI electronic RF wireless SVN escutcheon, Mifare / DESFire push buttonprivacy w/ key override function, Columbo Roboquattro premium series lever, unhanded, satin stainless finish, for use with 1 3/4" - 2 1/4" thick door | 1 |  | 1 Year | 904.25 | 0.15 | 768.6125
8571 | Salto | A9666400IP38--- | XS4 ANSI electronic wire-free SVN escutcheon, Mifare / DESFire push buttonprivacy w/ key override function, Columbo Roboquattro premium series lever, unhanded, bright stainless steel finish, for use with 1 3/8" - 1 3/4" thick standard door | 1 |  | 1 Year | 735.35 | 0.15 | 625.0475
8572 | Salto | A9666400IP38-A- | XS4 ANSI electronic AMOK wire-free SVN escutcheon, Mifare / DESFire push buttonprivacy w/ key override function, Columbo Roboquattro premium series lever, unhanded, bright stainless steel finish, for use with 1 3/8" - 1 3/4" thick standard door | 1 |  | 1 Year | 864.35 | 0.15 | 734.6975
8573 | Salto | A9666400IP38-C- | XS4 ANSI electronic RF wireless ready SVN escutcheon, Mifare / DESFire push buttonprivacy w/ key override function, Columbo Roboquattro premium series lever, unhanded, bright stainless steel finish, for use with 1 3/8" - 1 3/4" thick standard door | 1 |  | 1 Year | 789.45 | 0.15 | 671.0325
8574 | Salto | A9666400IP38-W- | XS4 ANSI electronic RF wireless SVN escutcheon, Mifare / DESFire push buttonprivacy w/ key override function, Columbo Roboquattro premium series lever, unhanded, bright stainless steel finish, for use with 1 3/8" - 1 3/4" thick standard door | 1 |  | 1 Year | 920.55 | 0.15 | 782.4675
8575 | Salto | A9666400IP48--- | XS4 ANSI electronic wire-free SVN escutcheon, Mifare / DESFire push buttonprivacy w/ key override function, Columbo Roboquattro premium series lever, unhanded, bright stainless steel finish, for use with 1 3/4" - 2 1/4" thick door | 1 |  | 1 Year | 735.35 | 0.15 | 625.0475
8576 | Salto | A9666400IP48-A- | XS4 ANSI electronic AMOK wire-free SVN escutcheon, Mifare / DESFire push buttonprivacy w/ key override function, Columbo Roboquattro premium series lever, unhanded, bright stainless steel finish, for use with 1 3/4" - 2 1/4" thick door | 1 |  | 1 Year | 864.35 | 0.15 | 734.6975
8577 | Salto | A9666400IP48-C- | XS4 ANSI electronic RF wireless ready SVN escutcheon, Mifare / DESFire push buttonprivacy w/ key override function, Columbo Roboquattro premium series lever, unhanded, bright stainless steel finish, for use with 1 3/4" - 2 1/4" thick door | 1 |  | 1 Year | 789.45 | 0.15 | 671.0325
8578 | Salto | A9666400IP48-W- | XS4 ANSI electronic RF wireless SVN escutcheon, Mifare / DESFire push buttonprivacy w/ key override function, Columbo Roboquattro premium series lever, unhanded, bright stainless steel finish, for use with 1 3/4" - 2 1/4" thick door | 1 |  | 1 Year | 920.55 | 0.15 | 782.4675
8579 | Salto | A9666400PP38--- | XS4 ANSI electronic wire-free SVN escutcheon, Mifare / DESFire push buttonprivacy w/ key override function, Columbo Roboquattro premium series lever, unhanded, bright brass finish, for use with 1 3/8" - 1 3/4" thick standard door | 1 |  | 1 Year | 735.35 | 0.15 | 625.0475
8580 | Salto | A9666400PP38-A- | XS4 ANSI electronic AMOK wire-free SVN escutcheon, Mifare / DESFire push buttonprivacy w/ key override function, Columbo Roboquattro premium series lever, unhanded, bright brass finish, for use with 1 3/8" - 1 3/4" thick standard door | 1 |  | 1 Year | 864.35 | 0.15 | 734.6975
8581 | Salto | A9666400PP38-C- | XS4 ANSI electronic RF wireless ready SVN escutcheon, Mifare / DESFire push buttonprivacy w/ key override function, Columbo Roboquattro premium series lever, unhanded, bright brass finish, for use with 1 3/8" - 1 3/4" thick standard door | 1 |  | 1 Year | 789.45 | 0.15 | 671.0325
8582 | Salto | A9666400PP38-W- | XS4 ANSI electronic RF wireless SVN escutcheon, Mifare / DESFire push buttonprivacy w/ key override function, Columbo Roboquattro premium series lever, unhanded, bright brass finish, for use with 1 3/8" - 1 3/4" thick standard door | 1 |  | 1 Year | 920.55 | 0.15 | 782.4675
8583 | Salto | A9666400PP48--- | XS4 ANSI electronic wire-free SVN escutcheon, Mifare / DESFire push buttonprivacy w/ key override function, Columbo Roboquattro premium series lever, unhanded, bright brass finish, for use with 1 3/4" - 2 1/4" thick door | 1 |  | 1 Year | 735.35 | 0.15 | 625.0475
8584 | Salto | A9666400PP48-A- | XS4 ANSI electronic AMOK wire-free SVN escutcheon, Mifare / DESFire push buttonprivacy w/ key override function, Columbo Roboquattro premium series lever, unhanded, bright brass finish, for use with 1 3/4" - 2 1/4" thick door | 1 |  | 1 Year | 864.35 | 0.15 | 734.6975
8585 | Salto | A9666400PP48-C- | XS4 ANSI electronic RF wireless ready SVN escutcheon, Mifare / DESFire push buttonprivacy w/ key override function, Columbo Roboquattro premium series lever, unhanded, bright brass finish, for use with 1 3/4" - 2 1/4" thick door | 1 |  | 1 Year | 789.45 | 0.15 | 671.0325
8586 | Salto | A9666400PP48-W- | XS4 ANSI electronic RF wireless SVN escutcheon, Mifare / DESFire push buttonprivacy w/ key override function, Columbo Roboquattro premium series lever, unhanded, bright brass finish, for use with 1 3/4" - 2 1/4" thick door | 1 |  | 1 Year | 920.55 | 0.15 | 782.4675
8587 | Salto | A9666700IM38--- | XS4 ANSI electronic wire-free SVN escutcheon, Mifare / DESFire push buttonprivacy w/ key override function, Columbo Mach premium series lever, unhanded, satin stainless finish, for use with 1 3/8" - 1 3/4" thick standard door | 1 |  | 1 Year | 719.05 | 0.15 | 611.1925
8588 | Salto | A9666700IM38-A- | XS4 ANSI electronic AMOK wire-free SVN escutcheon, Mifare / DESFire push buttonprivacy w/ key override function, Columbo Mach premium series lever, unhanded, satin stainless finish, for use with 1 3/8" - 1 3/4" thick standard door | 1 |  | 1 Year | 848.05 | 0.15 | 720.8425
8589 | Salto | A9666700IM38-C- | XS4 ANSI electronic RF wireless ready SVN escutcheon, Mifare / DESFire push buttonprivacy w/ key override function, Columbo Mach premium series lever, unhanded, satin stainless finish, for use with 1 3/8" - 1 3/4" thick standard door | 1 |  | 1 Year | 773.15 | 0.15 | 657.1775
8590 | Salto | A9666700IM38-W- | XS4 ANSI electronic RF wireless SVN escutcheon, Mifare / DESFire push buttonprivacy w/ key override function, Columbo Mach premium series lever, unhanded, satin stainless finish, for use with 1 3/8" - 1 3/4" thick standard door | 1 |  | 1 Year | 904.25 | 0.15 | 768.6125
8591 | Salto | A9666700IM48--- | XS4 ANSI electronic wire-free SVN escutcheon, Mifare / DESFire push buttonprivacy w/ key override function, Columbo Mach premium series lever, unhanded, satin stainless finish, for use with 1 3/4" - 2 1/4" thick door | 1 |  | 1 Year | 719.05 | 0.15 | 611.1925
8592 | Salto | A9666700IM48-A- | XS4 ANSI electronic AMOK wire-free SVN escutcheon, Mifare / DESFire push buttonprivacy w/ key override function, Columbo Mach premium series lever, unhanded, satin stainless finish, for use with 1 3/4" - 2 1/4" thick door | 1 |  | 1 Year | 848.05 | 0.15 | 720.8425
8593 | Salto | A9666700IM48-C- | XS4 ANSI electronic RF wireless ready SVN escutcheon, Mifare / DESFire push buttonprivacy w/ key override function, Columbo Mach premium series lever, unhanded, satin stainless finish, for use with 1 3/4" - 2 1/4" thick door | 1 |  | 1 Year | 773.15 | 0.15 | 657.1775
8594 | Salto | A9666700IM48-W- | XS4 ANSI electronic RF wireless SVN escutcheon, Mifare / DESFire push buttonprivacy w/ key override function, Columbo Mach premium series lever, unhanded, satin stainless finish, for use with 1 3/4" - 2 1/4" thick door | 1 |  | 1 Year | 904.25 | 0.15 | 768.6125
8595 | Salto | A9666700IP38--- | XS4 ANSI electronic wire-free SVN escutcheon, Mifare / DESFire push buttonprivacy w/ key override function, Columbo Mach premium series lever, unhanded, bright stainless steel finish, for use with 1 3/8" - 1 3/4" thick standard door | 1 |  | 1 Year | 735.35 | 0.15 | 625.0475
8596 | Salto | A9666700IP38-A- | XS4 ANSI electronic AMOK wire-free SVN escutcheon, Mifare / DESFire push buttonprivacy w/ key override function, Columbo Mach premium series lever, unhanded, bright stainless steel finish, for use with 1 3/8" - 1 3/4" thick standard door | 1 |  | 1 Year | 864.35 | 0.15 | 734.6975
8597 | Salto | A9666700IP38-C- | XS4 ANSI electronic RF wireless ready SVN escutcheon, Mifare / DESFire push buttonprivacy w/ key override function, Columbo Mach premium series lever, unhanded, bright stainless steel finish, for use with 1 3/8" - 1 3/4" thick standard door | 1 |  | 1 Year | 789.45 | 0.15 | 671.0325
8598 | Salto | A9666700IP38-W- | XS4 ANSI electronic RF wireless SVN escutcheon, Mifare / DESFire push buttonprivacy w/ key override function, Columbo Mach premium series lever, unhanded, bright stainless steel finish, for use with 1 3/8" - 1 3/4" thick standard door | 1 |  | 1 Year | 920.55 | 0.15 | 782.4675
8599 | Salto | A9666700IP48--- | XS4 ANSI electronic wire-free SVN escutcheon, Mifare / DESFire push buttonprivacy w/ key override function, Columbo Mach premium series lever, unhanded, bright stainless steel finish, for use with 1 3/4" - 2 1/4" thick door | 1 |  | 1 Year | 735.35 | 0.15 | 625.0475
8600 | Salto | A9666700IP48-A- | XS4 ANSI electronic AMOK wire-free SVN escutcheon, Mifare / DESFire push buttonprivacy w/ key override function, Columbo Mach premium series lever, unhanded, bright stainless steel finish, for use with 1 3/4" - 2 1/4" thick door | 1 |  | 1 Year | 864.35 | 0.15 | 734.6975
8601 | Salto | A9666700IP48-C- | XS4 ANSI electronic RF wireless ready SVN escutcheon, Mifare / DESFire push buttonprivacy w/ key override function, Columbo Mach premium series lever, unhanded, bright stainless steel finish, for use with 1 3/4" - 2 1/4" thick door | 1 |  | 1 Year | 789.45 | 0.15 | 671.0325
8602 | Salto | A9666700IP48-W- | XS4 ANSI electronic RF wireless SVN escutcheon, Mifare / DESFire push buttonprivacy w/ key override function, Columbo Mach premium series lever, unhanded, bright stainless steel finish, for use with 1 3/4" - 2 1/4" thick door | 1 |  | 1 Year | 920.55 | 0.15 | 782.4675
8603 | Salto | A9666700PP38--- | XS4 ANSI electronic wire-free SVN escutcheon, Mifare / DESFire push buttonprivacy w/ key override function, Columbo Mach premium series lever, unhanded, bright brass finish, for use with 1 3/8" - 1 3/4" thick standard door | 1 |  | 1 Year | 735.35 | 0.15 | 625.0475
8604 | Salto | A9666700PP38-A- | XS4 ANSI electronic AMOK wire-free SVN escutcheon, Mifare / DESFire push buttonprivacy w/ key override function, Columbo Mach premium series lever, unhanded, bright brass finish, for use with 1 3/8" - 1 3/4" thick standard door | 1 |  | 1 Year | 864.35 | 0.15 | 734.6975
8605 | Salto | A9666700PP38-C- | XS4 ANSI electronic RF wireless ready SVN escutcheon, Mifare / DESFire push buttonprivacy w/ key override function, Columbo Mach premium series lever, unhanded, bright brass finish, for use with 1 3/8" - 1 3/4" thick standard door | 1 |  | 1 Year | 789.45 | 0.15 | 671.0325
8606 | Salto | A9666700PP38-W- | XS4 ANSI electronic RF wireless SVN escutcheon, Mifare / DESFire push buttonprivacy w/ key override function, Columbo Mach premium series lever, unhanded, bright brass finish, for use with 1 3/8" - 1 3/4" thick standard door | 1 |  | 1 Year | 920.55 | 0.15 | 782.4675
8607 | Salto | A9666700PP48--- | XS4 ANSI electronic wire-free SVN escutcheon, Mifare / DESFire push buttonprivacy w/ key override function, Columbo Mach premium series lever, unhanded, bright brass finish, for use with 1 3/4" - 2 1/4" thick door | 1 |  | 1 Year | 735.35 | 0.15 | 625.0475
8608 | Salto | A9666700PP48-A- | XS4 ANSI electronic AMOK wire-free SVN escutcheon, Mifare / DESFire push buttonprivacy w/ key override function, Columbo Mach premium series lever, unhanded, bright brass finish, for use with 1 3/4" - 2 1/4" thick door | 1 |  | 1 Year | 864.35 | 0.15 | 734.6975
8609 | Salto | A9666700PP48-C- | XS4 ANSI electronic RF wireless ready SVN escutcheon, Mifare / DESFire push buttonprivacy w/ key override function, Columbo Mach premium series lever, unhanded, bright brass finish, for use with 1 3/4" - 2 1/4" thick door | 1 |  | 1 Year | 789.45 | 0.15 | 671.0325
8610 | Salto | A9666700PP48-W- | XS4 ANSI electronic RF wireless SVN escutcheon, Mifare / DESFire push buttonprivacy w/ key override function, Columbo Mach premium series lever, unhanded, bright brass finish, for use with 1 3/4" - 2 1/4" thick door | 1 |  | 1 Year | 920.55 | 0.15 | 782.4675
8611 | Salto | A9666A00BC38--- | XS4 ANSI electronic wire-free SVN escutcheon, Mifare / DESFire push buttonprivacy w/ key override function, A lever, unhanded, BioCote antimicrobial finish, for use with 1 3/8" - 1 3/4" thick standard door | 1 |  | 1 Year | 725.15 | 0.15 | 616.3775
8612 | Salto | A9666A00BC38-A- | XS4 ANSI electronic AMOK wire-free SVN escutcheon, Mifare / DESFire push buttonprivacy w/ key override function, A lever, unhanded, BioCote antimicrobial finish, for use with 1 3/8" - 1 3/4" thick standard door | 1 |  | 1 Year | 854.15 | 0.15 | 726.0275
8613 | Salto | A9666A00BC38-C- | XS4 ANSI electronic RF wireless ready SVN escutcheon, Mifare / DESFire push buttonprivacy w/ key override function, A lever, unhanded, BioCote antimicrobial finish, for use with 1 3/8" - 1 3/4" thick standard door | 1 |  | 1 Year | 779.25 | 0.15 | 662.3625
8614 | Salto | A9666A00BC38-W- | XS4 ANSI electronic RF wireless SVN escutcheon, Mifare / DESFire push buttonprivacy w/ key override function, A lever, unhanded, BioCote antimicrobial finish, for use with 1 3/8" - 1 3/4" thick standard door | 1 |  | 1 Year | 910.35 | 0.15 | 773.7975
8615 | Salto | A9666A00BC48--- | XS4 ANSI electronic wire-free SVN escutcheon, Mifare / DESFire push buttonprivacy w/ key override function, A lever, unhanded, BioCote antimicrobial finish, for use with 1 3/4" - 2 1/4" thick door | 1 |  | 1 Year | 725.15 | 0.15 | 616.3775
8616 | Salto | A9666A00BC48-A- | XS4 ANSI electronic AMOK wire-free SVN escutcheon, Mifare / DESFire push buttonprivacy w/ key override function, A lever, unhanded, BioCote antimicrobial finish, for use with 1 3/4" - 2 1/4" thick door | 1 |  | 1 Year | 854.15 | 0.15 | 726.0275
8617 | Salto | A9666A00BC48-C- | XS4 ANSI electronic RF wireless ready SVN escutcheon, Mifare / DESFire push buttonprivacy w/ key override function, A lever, unhanded, BioCote antimicrobial finish, for use with 1 3/4" - 2 1/4" thick door | 1 |  | 1 Year | 779.25 | 0.15 | 662.3625
8618 | Salto | A9666A00BC48-W- | XS4 ANSI electronic RF wireless SVN escutcheon, Mifare / DESFire push buttonprivacy w/ key override function, A lever, unhanded, BioCote antimicrobial finish, for use with 1 3/4" - 2 1/4" thick door | 1 |  | 1 Year | 910.35 | 0.15 | 773.7975
8619 | Salto | A9666A00IA38--- | XS4 ANSI electronic wire-free SVN escutcheon, Mifare / DESFire push buttonprivacy w/ key override function, A lever, unhanded, antique brass finish, for use with 1 3/8" - 1 3/4" thick standard door | 1 |  | 1 Year | 725.15 | 0.15 | 616.3775
8620 | Salto | A9666A00IA38-A- | XS4 ANSI electronic AMOK wire-free SVN escutcheon, Mifare / DESFire push buttonprivacy w/ key override function, A lever, unhanded, antique brass finish, for use with 1 3/8" - 1 3/4" thick standard door | 1 |  | 1 Year | 854.15 | 0.15 | 726.0275
8621 | Salto | A9666A00IA38-C- | XS4 ANSI electronic RF wireless ready SVN escutcheon, Mifare / DESFire push buttonprivacy w/ key override function, A lever, unhanded, antique brass finish, for use with 1 3/8" - 1 3/4" thick standard door | 1 |  | 1 Year | 779.25 | 0.15 | 662.3625
8622 | Salto | A9666A00IA38-W- | XS4 ANSI electronic RF wireless SVN escutcheon, Mifare / DESFire push buttonprivacy w/ key override function, A lever, unhanded, antique brass finish, for use with 1 3/8" - 1 3/4" thick standard door | 1 |  | 1 Year | 910.35 | 0.15 | 773.7975
8623 | Salto | A9666A00IA48--- | XS4 ANSI electronic wire-free SVN escutcheon, Mifare / DESFire push buttonprivacy w/ key override function, A lever, unhanded, antique brass finish, for use with 1 3/4" - 2 1/4" thick door | 1 |  | 1 Year | 725.15 | 0.15 | 616.3775
8624 | Salto | A9666A00IA48-A- | XS4 ANSI electronic AMOK wire-free SVN escutcheon, Mifare / DESFire push buttonprivacy w/ key override function, A lever, unhanded, antique brass finish, for use with 1 3/4" - 2 1/4" thick door | 1 |  | 1 Year | 854.15 | 0.15 | 726.0275
8625 | Salto | A9666A00IA48-C- | XS4 ANSI electronic RF wireless ready SVN escutcheon, Mifare / DESFire push buttonprivacy w/ key override function, A lever, unhanded, antique brass finish, for use with 1 3/4" - 2 1/4" thick door | 1 |  | 1 Year | 779.25 | 0.15 | 662.3625
8626 | Salto | A9666A00IA48-W- | XS4 ANSI electronic RF wireless SVN escutcheon, Mifare / DESFire push buttonprivacy w/ key override function, A lever, unhanded, antique brass finish, for use with 1 3/4" - 2 1/4" thick door | 1 |  | 1 Year | 910.35 | 0.15 | 773.7975
8627 | Salto | A9666A00IM38--- | XS4 ANSI electronic wire-free SVN escutcheon, Mifare / DESFire push buttonprivacy w/ key override function, A lever, unhanded, satin stainless finish, for use with 1 3/8" - 1 3/4" thick standard door | 1 |  | 1 Year | 673.15 | 0.15 | 572.1775
8628 | Salto | A9666A00IM38-A- | XS4 ANSI electronic AMOK wire-free SVN escutcheon, Mifare / DESFire push buttonprivacy w/ key override function, A lever, unhanded, satin stainless finish, for use with 1 3/8" - 1 3/4" thick standard door | 1 |  | 1 Year | 802.15 | 0.15 | 681.8275
8629 | Salto | A9666A00IM38-C- | XS4 ANSI electronic RF wireless ready SVN escutcheon, Mifare / DESFire push buttonprivacy w/ key override function, A lever, unhanded, satin stainless finish, for use with 1 3/8" - 1 3/4" thick standard door | 1 |  | 1 Year | 727.25 | 0.15 | 618.1625
8630 | Salto | A9666A00IM38-W- | XS4 ANSI electronic RF wireless SVN escutcheon, Mifare / DESFire push buttonprivacy w/ key override function, A lever, unhanded, satin stainless finish, for use with 1 3/8" - 1 3/4" thick standard door | 1 |  | 1 Year | 858.35 | 0.15 | 729.5975
8631 | Salto | A9666A00IM48--- | XS4 ANSI electronic wire-free SVN escutcheon, Mifare / DESFire push buttonprivacy w/ key override function, A lever, unhanded, satin stainless finish, for use with 1 3/4" - 2 1/4" thick door | 1 |  | 1 Year | 673.15 | 0.15 | 572.1775
8632 | Salto | A9666A00IM48-A- | XS4 ANSI electronic AMOK wire-free SVN escutcheon, Mifare / DESFire push buttonprivacy w/ key override function, A lever, unhanded, satin stainless finish, for use with 1 3/4" - 2 1/4" thick door | 1 |  | 1 Year | 802.15 | 0.15 | 681.8275
8633 | Salto | A9666A00IM48-C- | XS4 ANSI electronic RF wireless ready SVN escutcheon, Mifare / DESFire push buttonprivacy w/ key override function, A lever, unhanded, satin stainless finish, for use with 1 3/4" - 2 1/4" thick door | 1 |  | 1 Year | 727.25 | 0.15 | 618.1625
8634 | Salto | A9666A00IM48-W- | XS4 ANSI electronic RF wireless SVN escutcheon, Mifare / DESFire push buttonprivacy w/ key override function, A lever, unhanded, satin stainless finish, for use with 1 3/4" - 2 1/4" thick door | 1 |  | 1 Year | 858.35 | 0.15 | 729.5975
8635 | Salto | A9666A00IP38--- | XS4 ANSI electronic wire-free SVN escutcheon, Mifare / DESFire push buttonprivacy w/ key override function, A lever, unhanded, bright stainless steel finish, for use with 1 3/8" - 1 3/4" thick standard door | 1 |  | 1 Year | 689.45 | 0.15 | 586.0325
8636 | Salto | A9666A00IP38-A- | XS4 ANSI electronic AMOK wire-free SVN escutcheon, Mifare / DESFire push buttonprivacy w/ key override function, A lever, unhanded, bright stainless steel finish, for use with 1 3/8" - 1 3/4" thick standard door | 1 |  | 1 Year | 818.45 | 0.15 | 695.6825
8637 | Salto | A9666A00IP38-C- | XS4 ANSI electronic RF wireless ready SVN escutcheon, Mifare / DESFire push buttonprivacy w/ key override function, A lever, unhanded, bright stainless steel finish, for use with 1 3/8" - 1 3/4" thick standard door | 1 |  | 1 Year | 743.55 | 0.15 | 632.0175
8638 | Salto | A9666A00IP38-W- | XS4 ANSI electronic RF wireless SVN escutcheon, Mifare / DESFire push buttonprivacy w/ key override function, A lever, unhanded, bright stainless steel finish, for use with 1 3/8" - 1 3/4" thick standard door | 1 |  | 1 Year | 874.65 | 0.15 | 743.4525
8639 | Salto | A9666A00IP48--- | XS4 ANSI electronic wire-free SVN escutcheon, Mifare / DESFire push buttonprivacy w/ key override function, A lever, unhanded, bright stainless steel finish, for use with 1 3/4" - 2 1/4" thick door | 1 |  | 1 Year | 689.45 | 0.15 | 586.0325
8640 | Salto | A9666A00IP48-A- | XS4 ANSI electronic AMOK wire-free SVN escutcheon, Mifare / DESFire push buttonprivacy w/ key override function, A lever, unhanded, bright stainless steel finish, for use with 1 3/4" - 2 1/4" thick door | 1 |  | 1 Year | 818.45 | 0.15 | 695.6825
8641 | Salto | A9666A00IP48-C- | XS4 ANSI electronic RF wireless ready SVN escutcheon, Mifare / DESFire push buttonprivacy w/ key override function, A lever, unhanded, bright stainless steel finish, for use with 1 3/4" - 2 1/4" thick door | 1 |  | 1 Year | 743.55 | 0.15 | 632.0175
8642 | Salto | A9666A00IP48-W- | XS4 ANSI electronic RF wireless SVN escutcheon, Mifare / DESFire push buttonprivacy w/ key override function, A lever, unhanded, bright stainless steel finish, for use with 1 3/4" - 2 1/4" thick door | 1 |  | 1 Year | 874.65 | 0.15 | 743.4525
8643 | Salto | A9666A00NE38--- | XS4 ANSI electronic wire-free SVN escutcheon, Mifare / DESFire push buttonprivacy w/ key override function, A lever, unhanded, black chromium finish, for use with 1 3/8" - 1 3/4" thick standard door | 1 |  | 1 Year | 707.85 | 0.15 | 601.6725
8644 | Salto | A9666A00NE38-A- | XS4 ANSI electronic AMOK wire-free SVN escutcheon, Mifare / DESFire push buttonprivacy w/ key override function, A lever, unhanded, black chromium finish, for use with 1 3/8" - 1 3/4" thick standard door | 1 |  | 1 Year | 836.85 | 0.15 | 711.3225
8645 | Salto | A9666A00NE38-C- | XS4 ANSI electronic RF wireless ready SVN escutcheon, Mifare / DESFire push buttonprivacy w/ key override function, A lever, unhanded, black chromium finish, for use with 1 3/8" - 1 3/4" thick standard door | 1 |  | 1 Year | 761.95 | 0.15 | 647.6575
8646 | Salto | A9666A00NE38-W- | XS4 ANSI electronic RF wireless SVN escutcheon, Mifare / DESFire push buttonprivacy w/ key override function, A lever, unhanded, black chromium finish, for use with 1 3/8" - 1 3/4" thick standard door | 1 |  | 1 Year | 893.05 | 0.15 | 759.0925
8647 | Salto | A9666A00NE48--- | XS4 ANSI electronic wire-free SVN escutcheon, Mifare / DESFire push buttonprivacy w/ key override function, A lever, unhanded, black chromium finish, for use with 1 3/4" - 2 1/4" thick door | 1 |  | 1 Year | 707.85 | 0.15 | 601.6725
8648 | Salto | A9666A00NE48-A- | XS4 ANSI electronic AMOK wire-free SVN escutcheon, Mifare / DESFire push buttonprivacy w/ key override function, A lever, unhanded, black chromium finish, for use with 1 3/4" - 2 1/4" thick door | 1 |  | 1 Year | 836.85 | 0.15 | 711.3225
8649 | Salto | A9666A00NE48-C- | XS4 ANSI electronic RF wireless ready SVN escutcheon, Mifare / DESFire push buttonprivacy w/ key override function, A lever, unhanded, black chromium finish, for use with 1 3/4" - 2 1/4" thick door | 1 |  | 1 Year | 761.95 | 0.15 | 647.6575
8650 | Salto | A9666A00NE48-W- | XS4 ANSI electronic RF wireless SVN escutcheon, Mifare / DESFire push buttonprivacy w/ key override function, A lever, unhanded, black chromium finish, for use with 1 3/4" - 2 1/4" thick door | 1 |  | 1 Year | 893.05 | 0.15 | 759.0925
8651 | Salto | A9666A00PM38--- | XS4 ANSI electronic wire-free SVN escutcheon, Mifare / DESFire push buttonprivacy w/ key override function, A lever, unhanded, satin brass finish, for use with 1 3/8" - 1 3/4" thick standard door | 1 |  | 1 Year | 673.15 | 0.15 | 572.1775
8652 | Salto | A9666A00PM38-A- | XS4 ANSI electronic AMOK wire-free SVN escutcheon, Mifare / DESFire push buttonprivacy w/ key override function, A lever, unhanded, satin brass finish, for use with 1 3/8" - 1 3/4" thick standard door | 1 |  | 1 Year | 802.15 | 0.15 | 681.8275
8653 | Salto | A9666A00PM38-C- | XS4 ANSI electronic RF wireless ready SVN escutcheon, Mifare / DESFire push buttonprivacy w/ key override function, A lever, unhanded, satin brass finish, for use with 1 3/8" - 1 3/4" thick standard door | 1 |  | 1 Year | 727.25 | 0.15 | 618.1625
8654 | Salto | A9666A00PM38-W- | XS4 ANSI electronic RF wireless SVN escutcheon, Mifare / DESFire push buttonprivacy w/ key override function, A lever, unhanded, satin brass finish, for use with 1 3/8" - 1 3/4" thick standard door | 1 |  | 1 Year | 858.35 | 0.15 | 729.5975
8655 | Salto | A9666A00PM48--- | XS4 ANSI electronic wire-free SVN escutcheon, Mifare / DESFire push buttonprivacy w/ key override function, A lever, unhanded, satin brass finish, for use with 1 3/4" - 2 1/4" thick door | 1 |  | 1 Year | 673.15 | 0.15 | 572.1775
8656 | Salto | A9666A00PM48-A- | XS4 ANSI electronic AMOK wire-free SVN escutcheon, Mifare / DESFire push buttonprivacy w/ key override function, A lever, unhanded, satin brass finish, for use with 1 3/4" - 2 1/4" thick door | 1 |  | 1 Year | 802.15 | 0.15 | 681.8275
8657 | Salto | A9666A00PM48-C- | XS4 ANSI electronic RF wireless ready SVN escutcheon, Mifare / DESFire push buttonprivacy w/ key override function, A lever, unhanded, satin brass finish, for use with 1 3/4" - 2 1/4" thick door | 1 |  | 1 Year | 727.25 | 0.15 | 618.1625
8658 | Salto | A9666A00PM48-W- | XS4 ANSI electronic RF wireless SVN escutcheon, Mifare / DESFire push buttonprivacy w/ key override function, A lever, unhanded, satin brass finish, for use with 1 3/4" - 2 1/4" thick door | 1 |  | 1 Year | 858.35 | 0.15 | 729.5975
8659 | Salto | A9666A00PP38--- | XS4 ANSI electronic wire-free SVN escutcheon, Mifare / DESFire push buttonprivacy w/ key override function, A lever, unhanded, bright brass finish, for use with 1 3/8" - 1 3/4" thick standard door | 1 |  | 1 Year | 689.45 | 0.15 | 586.0325
8660 | Salto | A9666A00PP38-A- | XS4 ANSI electronic AMOK wire-free SVN escutcheon, Mifare / DESFire push buttonprivacy w/ key override function, A lever, unhanded, bright brass finish, for use with 1 3/8" - 1 3/4" thick standard door | 1 |  | 1 Year | 818.45 | 0.15 | 695.6825
8661 | Salto | A9666A00PP38-C- | XS4 ANSI electronic RF wireless ready SVN escutcheon, Mifare / DESFire push buttonprivacy w/ key override function, A lever, unhanded, bright brass finish, for use with 1 3/8" - 1 3/4" thick standard door | 1 |  | 1 Year | 743.55 | 0.15 | 632.0175
8662 | Salto | A9666A00PP38-W- | XS4 ANSI electronic RF wireless SVN escutcheon, Mifare / DESFire push buttonprivacy w/ key override function, A lever, unhanded, bright brass finish, for use with 1 3/8" - 1 3/4" thick standard door | 1 |  | 1 Year | 874.65 | 0.15 | 743.4525
8663 | Salto | A9666A00PP48--- | XS4 ANSI electronic wire-free SVN escutcheon, Mifare / DESFire push buttonprivacy w/ key override function, A lever, unhanded, bright brass finish, for use with 1 3/4" - 2 1/4" thick door | 1 |  | 1 Year | 689.45 | 0.15 | 586.0325
8664 | Salto | A9666A00PP48-A- | XS4 ANSI electronic AMOK wire-free SVN escutcheon, Mifare / DESFire push buttonprivacy w/ key override function, A lever, unhanded, bright brass finish, for use with 1 3/4" - 2 1/4" thick door | 1 |  | 1 Year | 818.45 | 0.15 | 695.6825
8665 | Salto | A9666A00PP48-C- | XS4 ANSI electronic RF wireless ready SVN escutcheon, Mifare / DESFire push buttonprivacy w/ key override function, A lever, unhanded, bright brass finish, for use with 1 3/4" - 2 1/4" thick door | 1 |  | 1 Year | 743.55 | 0.15 | 632.0175
8666 | Salto | A9666A00PP48-W- | XS4 ANSI electronic RF wireless SVN escutcheon, Mifare / DESFire push buttonprivacy w/ key override function, A lever, unhanded, bright brass finish, for use with 1 3/4" - 2 1/4" thick door | 1 |  | 1 Year | 874.65 | 0.15 | 743.4525
8667 | Salto | A9666G00BC38--- | XS4 ANSI electronic wire-free SVN escutcheon, Mifare / DESFire push buttonprivacy w/ key override function, G lever, unhanded, BioCote antimicrobial finish, for use with 1 3/8" - 1 3/4" thick standard door | 1 |  | 1 Year | 725.15 | 0.15 | 616.3775
8668 | Salto | A9666G00BC38-A- | XS4 ANSI electronic AMOK wire-free SVN escutcheon, Mifare / DESFire push buttonprivacy w/ key override function, G lever, unhanded, BioCote antimicrobial finish, for use with 1 3/8" - 1 3/4" thick standard door | 1 |  | 1 Year | 854.15 | 0.15 | 726.0275
8669 | Salto | A9666G00BC38-C- | XS4 ANSI electronic RF wireless ready SVN escutcheon, Mifare / DESFire push buttonprivacy w/ key override function, G lever, unhanded, BioCote antimicrobial finish, for use with 1 3/8" - 1 3/4" thick standard door | 1 |  | 1 Year | 779.25 | 0.15 | 662.3625
8670 | Salto | A9666G00BC38-W- | XS4 ANSI electronic RF wireless SVN escutcheon, Mifare / DESFire push buttonprivacy w/ key override function, G lever, unhanded, BioCote antimicrobial finish, for use with 1 3/8" - 1 3/4" thick standard door | 1 |  | 1 Year | 910.35 | 0.15 | 773.7975
8671 | Salto | A9666G00BC48--- | XS4 ANSI electronic wire-free SVN escutcheon, Mifare / DESFire push buttonprivacy w/ key override function, G lever, unhanded, BioCote antimicrobial finish, for use with 1 3/4" - 2 1/4" thick door | 1 |  | 1 Year | 725.15 | 0.15 | 616.3775
8672 | Salto | A9666G00BC48-A- | XS4 ANSI electronic AMOK wire-free SVN escutcheon, Mifare / DESFire push buttonprivacy w/ key override function, G lever, unhanded, BioCote antimicrobial finish, for use with 1 3/4" - 2 1/4" thick door | 1 |  | 1 Year | 854.15 | 0.15 | 726.0275
8673 | Salto | A9666G00BC48-C- | XS4 ANSI electronic RF wireless ready SVN escutcheon, Mifare / DESFire push buttonprivacy w/ key override function, G lever, unhanded, BioCote antimicrobial finish, for use with 1 3/4" - 2 1/4" thick door | 1 |  | 1 Year | 779.25 | 0.15 | 662.3625
8674 | Salto | A9666G00BC48-W- | XS4 ANSI electronic RF wireless SVN escutcheon, Mifare / DESFire push buttonprivacy w/ key override function, G lever, unhanded, BioCote antimicrobial finish, for use with 1 3/4" - 2 1/4" thick door | 1 |  | 1 Year | 910.35 | 0.15 | 773.7975
8675 | Salto | A9666G00IM38--- | XS4 ANSI electronic wire-free SVN escutcheon, Mifare / DESFire push buttonprivacy w/ key override function, G lever, unhanded, satin stainless finish, for use with 1 3/8" - 1 3/4" thick standard door | 1 |  | 1 Year | 673.15 | 0.15 | 572.1775
8676 | Salto | A9666G00IM38-A- | XS4 ANSI electronic AMOK wire-free SVN escutcheon, Mifare / DESFire push buttonprivacy w/ key override function, G lever, unhanded, satin stainless finish, for use with 1 3/8" - 1 3/4" thick standard door | 1 |  | 1 Year | 802.15 | 0.15 | 681.8275
8677 | Salto | A9666G00IM38-C- | XS4 ANSI electronic RF wireless ready SVN escutcheon, Mifare / DESFire push buttonprivacy w/ key override function, G lever, unhanded, satin stainless finish, for use with 1 3/8" - 1 3/4" thick standard door | 1 |  | 1 Year | 727.25 | 0.15 | 618.1625
8678 | Salto | A9666G00IM38-W- | XS4 ANSI electronic RF wireless SVN escutcheon, Mifare / DESFire push buttonprivacy w/ key override function, G lever, unhanded, satin stainless finish, for use with 1 3/8" - 1 3/4" thick standard door | 1 |  | 1 Year | 858.35 | 0.15 | 729.5975
8679 | Salto | A9666G00IM48--- | XS4 ANSI electronic wire-free SVN escutcheon, Mifare / DESFire push buttonprivacy w/ key override function, G lever, unhanded, satin stainless finish, for use with 1 3/4" - 2 1/4" thick door | 1 |  | 1 Year | 673.15 | 0.15 | 572.1775
8680 | Salto | A9666G00IM48-A- | XS4 ANSI electronic AMOK wire-free SVN escutcheon, Mifare / DESFire push buttonprivacy w/ key override function, G lever, unhanded, satin stainless finish, for use with 1 3/4" - 2 1/4" thick door | 1 |  | 1 Year | 802.15 | 0.15 | 681.8275
8681 | Salto | A9666G00IM48-C- | XS4 ANSI electronic RF wireless ready SVN escutcheon, Mifare / DESFire push buttonprivacy w/ key override function, G lever, unhanded, satin stainless finish, for use with 1 3/4" - 2 1/4" thick door | 1 |  | 1 Year | 727.25 | 0.15 | 618.1625
8682 | Salto | A9666G00IM48-W- | XS4 ANSI electronic RF wireless SVN escutcheon, Mifare / DESFire push buttonprivacy w/ key override function, G lever, unhanded, satin stainless finish, for use with 1 3/4" - 2 1/4" thick door | 1 |  | 1 Year | 858.35 | 0.15 | 729.5975
8683 | Salto | A9666G00PM38--- | XS4 ANSI electronic wire-free SVN escutcheon, Mifare / DESFire push buttonprivacy w/ key override function, G lever, unhanded, satin brass finish, for use with 1 3/8" - 1 3/4" thick standard door | 1 |  | 1 Year | 673.15 | 0.15 | 572.1775
8684 | Salto | A9666G00PM38-A- | XS4 ANSI electronic AMOK wire-free SVN escutcheon, Mifare / DESFire push buttonprivacy w/ key override function, G lever, unhanded, satin brass finish, for use with 1 3/8" - 1 3/4" thick standard door | 1 |  | 1 Year | 802.15 | 0.15 | 681.8275
8685 | Salto | A9666G00PM38-C- | XS4 ANSI electronic RF wireless ready SVN escutcheon, Mifare / DESFire push buttonprivacy w/ key override function, G lever, unhanded, satin brass finish, for use with 1 3/8" - 1 3/4" thick standard door | 1 |  | 1 Year | 727.25 | 0.15 | 618.1625
8686 | Salto | A9666G00PM38-W- | XS4 ANSI electronic RF wireless SVN escutcheon, Mifare / DESFire push buttonprivacy w/ key override function, G lever, unhanded, satin brass finish, for use with 1 3/8" - 1 3/4" thick standard door | 1 |  | 1 Year | 858.35 | 0.15 | 729.5975
8687 | Salto | A9666G00PM48--- | XS4 ANSI electronic wire-free SVN escutcheon, Mifare / DESFire push buttonprivacy w/ key override function, G lever, unhanded, satin brass finish, for use with 1 3/4" - 2 1/4" thick door | 1 |  | 1 Year | 673.15 | 0.15 | 572.1775
8688 | Salto | A9666G00PM48-A- | XS4 ANSI electronic AMOK wire-free SVN escutcheon, Mifare / DESFire push buttonprivacy w/ key override function, G lever, unhanded, satin brass finish, for use with 1 3/4" - 2 1/4" thick door | 1 |  | 1 Year | 802.15 | 0.15 | 681.8275
8689 | Salto | A9666G00PM48-C- | XS4 ANSI electronic RF wireless ready SVN escutcheon, Mifare / DESFire push buttonprivacy w/ key override function, G lever, unhanded, satin brass finish, for use with 1 3/4" - 2 1/4" thick door | 1 |  | 1 Year | 727.25 | 0.15 | 618.1625
8690 | Salto | A9666G00PM48-W- | XS4 ANSI electronic RF wireless SVN escutcheon, Mifare / DESFire push buttonprivacy w/ key override function, G lever, unhanded, satin brass finish, for use with 1 3/4" - 2 1/4" thick door | 1 |  | 1 Year | 858.35 | 0.15 | 729.5975
8691 | Salto | A9666J00BC38--- | XS4 ANSI electronic wire-free SVN escutcheon, Mifare / DESFire push buttonprivacy w/ key override function, J lever, unhanded, BioCote antimicrobial finish, for use with 1 3/8" - 1 3/4" thick standard door | 1 |  | 1 Year | 735.35 | 0.15 | 625.0475
8692 | Salto | A9666J00BC38-A- | XS4 ANSI electronic AMOK wire-free SVN escutcheon, Mifare / DESFire push buttonprivacy w/ key override function, J lever, unhanded, BioCote antimicrobial finish, for use with 1 3/8" - 1 3/4" thick standard door | 1 |  | 1 Year | 864.35 | 0.15 | 734.6975
8693 | Salto | A9666J00BC38-C- | XS4 ANSI electronic RF wireless ready SVN escutcheon, Mifare / DESFire push buttonprivacy w/ key override function, J lever, unhanded, BioCote antimicrobial finish, for use with 1 3/8" - 1 3/4" thick standard door | 1 |  | 1 Year | 789.45 | 0.15 | 671.0325
8694 | Salto | A9666J00BC38-W- | XS4 ANSI electronic RF wireless SVN escutcheon, Mifare / DESFire push buttonprivacy w/ key override function, J lever, unhanded, BioCote antimicrobial finish, for use with 1 3/8" - 1 3/4" thick standard door | 1 |  | 1 Year | 920.55 | 0.15 | 782.4675
8695 | Salto | A9666J00BC48--- | XS4 ANSI electronic wire-free SVN escutcheon, Mifare / DESFire push buttonprivacy w/ key override function, J lever, unhanded, BioCote antimicrobial finish, for use with 1 3/4" - 2 1/4" thick door | 1 |  | 1 Year | 735.35 | 0.15 | 625.0475
8696 | Salto | A9666J00BC48-A- | XS4 ANSI electronic AMOK wire-free SVN escutcheon, Mifare / DESFire push buttonprivacy w/ key override function, J lever, unhanded, BioCote antimicrobial finish, for use with 1 3/4" - 2 1/4" thick door | 1 |  | 1 Year | 864.35 | 0.15 | 734.6975
8697 | Salto | A9666J00BC48-C- | XS4 ANSI electronic RF wireless ready SVN escutcheon, Mifare / DESFire push buttonprivacy w/ key override function, J lever, unhanded, BioCote antimicrobial finish, for use with 1 3/4" - 2 1/4" thick door | 1 |  | 1 Year | 789.45 | 0.15 | 671.0325
8698 | Salto | A9666J00BC48-W- | XS4 ANSI electronic RF wireless SVN escutcheon, Mifare / DESFire push buttonprivacy w/ key override function, J lever, unhanded, BioCote antimicrobial finish, for use with 1 3/4" - 2 1/4" thick door | 1 |  | 1 Year | 920.55 | 0.15 | 782.4675
8699 | Salto | A9666J00IA38--- | XS4 ANSI electronic wire-free SVN escutcheon, Mifare / DESFire push buttonprivacy w/ key override function, J lever, unhanded, antique brass finish, for use with 1 3/8" - 1 3/4" thick standard door | 1 |  | 1 Year | 735.35 | 0.15 | 625.0475
8700 | Salto | A9666J00IA38-A- | XS4 ANSI electronic AMOK wire-free SVN escutcheon, Mifare / DESFire push buttonprivacy w/ key override function, J lever, unhanded, antique brass finish, for use with 1 3/8" - 1 3/4" thick standard door | 1 |  | 1 Year | 864.35 | 0.15 | 734.6975
8701 | Salto | A9666J00IA38-C- | XS4 ANSI electronic RF wireless ready SVN escutcheon, Mifare / DESFire push buttonprivacy w/ key override function, J lever, unhanded, antique brass finish, for use with 1 3/8" - 1 3/4" thick standard door | 1 |  | 1 Year | 789.45 | 0.15 | 671.0325
8702 | Salto | A9666J00IA38-W- | XS4 ANSI electronic RF wireless SVN escutcheon, Mifare / DESFire push buttonprivacy w/ key override function, J lever, unhanded, antique brass finish, for use with 1 3/8" - 1 3/4" thick standard door | 1 |  | 1 Year | 920.55 | 0.15 | 782.4675
8703 | Salto | A9666J00IA48--- | XS4 ANSI electronic wire-free SVN escutcheon, Mifare / DESFire push buttonprivacy w/ key override function, J lever, unhanded, antique brass finish, for use with 1 3/4" - 2 1/4" thick door | 1 |  | 1 Year | 735.35 | 0.15 | 625.0475
8704 | Salto | A9666J00IA48-A- | XS4 ANSI electronic AMOK wire-free SVN escutcheon, Mifare / DESFire push buttonprivacy w/ key override function, J lever, unhanded, antique brass finish, for use with 1 3/4" - 2 1/4" thick door | 1 |  | 1 Year | 864.35 | 0.15 | 734.6975
8705 | Salto | A9666J00IA48-C- | XS4 ANSI electronic RF wireless ready SVN escutcheon, Mifare / DESFire push buttonprivacy w/ key override function, J lever, unhanded, antique brass finish, for use with 1 3/4" - 2 1/4" thick door | 1 |  | 1 Year | 789.45 | 0.15 | 671.0325
8706 | Salto | A9666J00IA48-W- | XS4 ANSI electronic RF wireless SVN escutcheon, Mifare / DESFire push buttonprivacy w/ key override function, J lever, unhanded, antique brass finish, for use with 1 3/4" - 2 1/4" thick door | 1 |  | 1 Year | 920.55 | 0.15 | 782.4675
8707 | Salto | A9666J00IM38--- | XS4 ANSI electronic wire-free SVN escutcheon, Mifare / DESFire push buttonprivacy w/ key override function, J lever, unhanded, satin stainless finish, for use with 1 3/8" - 1 3/4" thick standard door | 1 |  | 1 Year | 683.35 | 0.15 | 580.8475
8708 | Salto | A9666J00IM38-A- | XS4 ANSI electronic AMOK wire-free SVN escutcheon, Mifare / DESFire push buttonprivacy w/ key override function, J lever, unhanded, satin stainless finish, for use with 1 3/8" - 1 3/4" thick standard door | 1 |  | 1 Year | 812.35 | 0.15 | 690.4975
8709 | Salto | A9666J00IM38-C- | XS4 ANSI electronic RF wireless ready SVN escutcheon, Mifare / DESFire push buttonprivacy w/ key override function, J lever, unhanded, satin stainless finish, for use with 1 3/8" - 1 3/4" thick standard door | 1 |  | 1 Year | 737.45 | 0.15 | 626.8325
8710 | Salto | A9666J00IM38-W- | XS4 ANSI electronic RF wireless SVN escutcheon, Mifare / DESFire push buttonprivacy w/ key override function, J lever, unhanded, satin stainless finish, for use with 1 3/8" - 1 3/4" thick standard door | 1 |  | 1 Year | 868.55 | 0.15 | 738.2675
8711 | Salto | A9666J00IM48--- | XS4 ANSI electronic wire-free SVN escutcheon, Mifare / DESFire push buttonprivacy w/ key override function, J lever, unhanded, satin stainless finish, for use with 1 3/4" - 2 1/4" thick door | 1 |  | 1 Year | 683.35 | 0.15 | 580.8475
8712 | Salto | A9666J00IM48-A- | XS4 ANSI electronic AMOK wire-free SVN escutcheon, Mifare / DESFire push buttonprivacy w/ key override function, J lever, unhanded, satin stainless finish, for use with 1 3/4" - 2 1/4" thick door | 1 |  | 1 Year | 812.35 | 0.15 | 690.4975
8713 | Salto | A9666J00IM48-C- | XS4 ANSI electronic RF wireless ready SVN escutcheon, Mifare / DESFire push buttonprivacy w/ key override function, J lever, unhanded, satin stainless finish, for use with 1 3/4" - 2 1/4" thick door | 1 |  | 1 Year | 737.45 | 0.15 | 626.8325
8714 | Salto | A9666J00IM48-W- | XS4 ANSI electronic RF wireless SVN escutcheon, Mifare / DESFire push buttonprivacy w/ key override function, J lever, unhanded, satin stainless finish, for use with 1 3/4" - 2 1/4" thick door | 1 |  | 1 Year | 868.55 | 0.15 | 738.2675
8715 | Salto | A9666J00NE38--- | XS4 ANSI electronic wire-free SVN escutcheon, Mifare / DESFire push buttonprivacy w/ key override function, J lever, unhanded, black chromium finish, for use with 1 3/8" - 1 3/4" thick standard door | 1 |  | 1 Year | 718.05 | 0.15 | 610.3425
8716 | Salto | A9666J00NE38-A- | XS4 ANSI electronic AMOK wire-free SVN escutcheon, Mifare / DESFire push buttonprivacy w/ key override function, J lever, unhanded, black chromium finish, for use with 1 3/8" - 1 3/4" thick standard door | 1 |  | 1 Year | 847.05 | 0.15 | 719.9925
8717 | Salto | A9666J00NE38-C- | XS4 ANSI electronic RF wireless ready SVN escutcheon, Mifare / DESFire push buttonprivacy w/ key override function, J lever, unhanded, black chromium finish, for use with 1 3/8" - 1 3/4" thick standard door | 1 |  | 1 Year | 772.15 | 0.15 | 656.3275
8718 | Salto | A9666J00NE38-W- | XS4 ANSI electronic RF wireless SVN escutcheon, Mifare / DESFire push buttonprivacy w/ key override function, J lever, unhanded, black chromium finish, for use with 1 3/8" - 1 3/4" thick standard door | 1 |  | 1 Year | 903.25 | 0.15 | 767.7625
8719 | Salto | A9666J00NE48--- | XS4 ANSI electronic wire-free SVN escutcheon, Mifare / DESFire push buttonprivacy w/ key override function, J lever, unhanded, black chromium finish, for use with 1 3/4" - 2 1/4" thick door | 1 |  | 1 Year | 718.05 | 0.15 | 610.3425
8720 | Salto | A9666J00NE48-A- | XS4 ANSI electronic AMOK wire-free SVN escutcheon, Mifare / DESFire push buttonprivacy w/ key override function, J lever, unhanded, black chromium finish, for use with 1 3/4" - 2 1/4" thick door | 1 |  | 1 Year | 847.05 | 0.15 | 719.9925
8721 | Salto | A9666J00NE48-C- | XS4 ANSI electronic RF wireless ready SVN escutcheon, Mifare / DESFire push buttonprivacy w/ key override function, J lever, unhanded, black chromium finish, for use with 1 3/4" - 2 1/4" thick door | 1 |  | 1 Year | 772.15 | 0.15 | 656.3275
8722 | Salto | A9666J00NE48-W- | XS4 ANSI electronic RF wireless SVN escutcheon, Mifare / DESFire push buttonprivacy w/ key override function, J lever, unhanded, black chromium finish, for use with 1 3/4" - 2 1/4" thick door | 1 |  | 1 Year | 903.25 | 0.15 | 767.7625
8723 | Salto | A9666J00PM38--- | XS4 ANSI electronic wire-free SVN escutcheon, Mifare / DESFire push buttonprivacy w/ key override function, J lever, unhanded, satin brass finish, for use with 1 3/8" - 1 3/4" thick standard door | 1 |  | 1 Year | 683.35 | 0.15 | 580.8475
8724 | Salto | A9666J00PM38-A- | XS4 ANSI electronic AMOK wire-free SVN escutcheon, Mifare / DESFire push buttonprivacy w/ key override function, J lever, unhanded, satin brass finish, for use with 1 3/8" - 1 3/4" thick standard door | 1 |  | 1 Year | 812.35 | 0.15 | 690.4975
8725 | Salto | A9666J00PM38-C- | XS4 ANSI electronic RF wireless ready SVN escutcheon, Mifare / DESFire push buttonprivacy w/ key override function, J lever, unhanded, satin brass finish, for use with 1 3/8" - 1 3/4" thick standard door | 1 |  | 1 Year | 737.45 | 0.15 | 626.8325
8726 | Salto | A9666J00PM38-W- | XS4 ANSI electronic RF wireless SVN escutcheon, Mifare / DESFire push buttonprivacy w/ key override function, J lever, unhanded, satin brass finish, for use with 1 3/8" - 1 3/4" thick standard door | 1 |  | 1 Year | 868.55 | 0.15 | 738.2675
8727 | Salto | A9666J00PM48--- | XS4 ANSI electronic wire-free SVN escutcheon, Mifare / DESFire push buttonprivacy w/ key override function, J lever, unhanded, satin brass finish, for use with 1 3/4" - 2 1/4" thick door | 1 |  | 1 Year | 683.35 | 0.15 | 580.8475
8728 | Salto | A9666J00PM48-A- | XS4 ANSI electronic AMOK wire-free SVN escutcheon, Mifare / DESFire push buttonprivacy w/ key override function, J lever, unhanded, satin brass finish, for use with 1 3/4" - 2 1/4" thick door | 1 |  | 1 Year | 812.35 | 0.15 | 690.4975
8729 | Salto | A9666J00PM48-C- | XS4 ANSI electronic RF wireless ready SVN escutcheon, Mifare / DESFire push buttonprivacy w/ key override function, J lever, unhanded, satin brass finish, for use with 1 3/4" - 2 1/4" thick door | 1 |  | 1 Year | 737.45 | 0.15 | 626.8325
8730 | Salto | A9666J00PM48-W- | XS4 ANSI electronic RF wireless SVN escutcheon, Mifare / DESFire push buttonprivacy w/ key override function, J lever, unhanded, satin brass finish, for use with 1 3/4" - 2 1/4" thick door | 1 |  | 1 Year | 868.55 | 0.15 | 738.2675
8731 | Salto | A9666K00IM38L-- | XS4 ANSI electronic wire-free SVN escutcheon, Mifare / DESFire push buttonprivacy w/ key override function, K lever, left handed, satin stainless finish, for use with 1 3/8" - 1 3/4" thick standard door | 1 |  | 1 Year | 683.35 | 0.15 | 580.8475
8732 | Salto | A9666K00IM38LA- | XS4 ANSI electronic AMOK wire-free SVN escutcheon, Mifare / DESFire push buttonprivacy w/ key override function, K lever, left handed, satin stainless finish, for use with 1 3/8" - 1 3/4" thick standard door | 1 |  | 1 Year | 812.35 | 0.15 | 690.4975
8733 | Salto | A9666K00IM38LC- | XS4 ANSI electronic RF wireless ready SVN escutcheon, Mifare / DESFire push buttonprivacy w/ key override function, K lever, left handed, satin stainless finish, for use with 1 3/8" - 1 3/4" thick standard door | 1 |  | 1 Year | 737.45 | 0.15 | 626.8325
8734 | Salto | A9666K00IM38LW- | XS4 ANSI electronic RF wireless SVN escutcheon, Mifare / DESFire push buttonprivacy w/ key override function, K lever, left handed, satin stainless finish, for use with 1 3/8" - 1 3/4" thick standard door | 1 |  | 1 Year | 868.55 | 0.15 | 738.2675
8735 | Salto | A9666K00IM38R-- | XS4 ANSI electronic wire-free SVN escutcheon, Mifare / DESFire push buttonprivacy w/ key override function, K lever, right handed, satin stainless finish, for use with 1 3/8" - 1 3/4" thick standard door | 1 |  | 1 Year | 683.35 | 0.15 | 580.8475
8736 | Salto | A9666K00IM38RA- | XS4 ANSI electronic AMOK wire-free SVN escutcheon, Mifare / DESFire push buttonprivacy w/ key override function, K lever, right handed, satin stainless finish, for use with 1 3/8" - 1 3/4" thick standard door | 1 |  | 1 Year | 812.35 | 0.15 | 690.4975
8737 | Salto | A9666K00IM38RC- | XS4 ANSI electronic RF wireless ready SVN escutcheon, Mifare / DESFire push buttonprivacy w/ key override function, K lever, right handed, satin stainless finish, for use with 1 3/8" - 1 3/4" thick standard door | 1 |  | 1 Year | 737.45 | 0.15 | 626.8325
8738 | Salto | A9666K00IM38RW- | XS4 ANSI electronic RF wireless SVN escutcheon, Mifare / DESFire push buttonprivacy w/ key override function, K lever, right handed, satin stainless finish, for use with 1 3/8" - 1 3/4" thick standard door | 1 |  | 1 Year | 868.55 | 0.15 | 738.2675
8739 | Salto | A9666K00IM48L-- | XS4 ANSI electronic wire-free SVN escutcheon, Mifare / DESFire push buttonprivacy w/ key override function, K lever, left handed, satin stainless finish, for use with 1 3/4" - 2 1/4" thick door | 1 |  | 1 Year | 683.35 | 0.15 | 580.8475
8740 | Salto | A9666K00IM48LA- | XS4 ANSI electronic AMOK wire-free SVN escutcheon, Mifare / DESFire push buttonprivacy w/ key override function, K lever, left handed, satin stainless finish, for use with 1 3/4" - 2 1/4" thick door | 1 |  | 1 Year | 812.35 | 0.15 | 690.4975
8741 | Salto | A9666K00IM48LC- | XS4 ANSI electronic RF wireless ready SVN escutcheon, Mifare / DESFire push buttonprivacy w/ key override function, K lever, left handed, satin stainless finish, for use with 1 3/4" - 2 1/4" thick door | 1 |  | 1 Year | 737.45 | 0.15 | 626.8325
8742 | Salto | A9666K00IM48LW- | XS4 ANSI electronic RF wireless SVN escutcheon, Mifare / DESFire push buttonprivacy w/ key override function, K lever, left handed, satin stainless finish, for use with 1 3/4" - 2 1/4" thick door | 1 |  | 1 Year | 868.55 | 0.15 | 738.2675
8743 | Salto | A9666K00IM48R-- | XS4 ANSI electronic wire-free SVN escutcheon, Mifare / DESFire push buttonprivacy w/ key override function, K lever, right handed, satin stainless finish, for use with 1 3/4" - 2 1/4" thick door | 1 |  | 1 Year | 683.35 | 0.15 | 580.8475
8744 | Salto | A9666K00IM48RA- | XS4 ANSI electronic AMOK wire-free SVN escutcheon, Mifare / DESFire push buttonprivacy w/ key override function, K lever, right handed, satin stainless finish, for use with 1 3/4" - 2 1/4" thick door | 1 |  | 1 Year | 812.35 | 0.15 | 690.4975
8745 | Salto | A9666K00IM48RC- | XS4 ANSI electronic RF wireless ready SVN escutcheon, Mifare / DESFire push buttonprivacy w/ key override function, K lever, right handed, satin stainless finish, for use with 1 3/4" - 2 1/4" thick door | 1 |  | 1 Year | 737.45 | 0.15 | 626.8325
8746 | Salto | A9666K00IM48RW- | XS4 ANSI electronic RF wireless SVN escutcheon, Mifare / DESFire push buttonprivacy w/ key override function, K lever, right handed, satin stainless finish, for use with 1 3/4" - 2 1/4" thick door | 1 |  | 1 Year | 868.55 | 0.15 | 738.2675
8747 | Salto | A9666K00IP38L-- | XS4 ANSI electronic wire-free SVN escutcheon, Mifare / DESFire push buttonprivacy w/ key override function, K lever, left handed, bright stainless steel finish, for use with 1 3/8" - 1 3/4" thick standard door | 1 |  | 1 Year | 699.65 | 0.15 | 594.7025
8748 | Salto | A9666K00IP38LA- | XS4 ANSI electronic AMOK wire-free SVN escutcheon, Mifare / DESFire push buttonprivacy w/ key override function, K lever, left handed, bright stainless steel finish, for use with 1 3/8" - 1 3/4" thick standard door | 1 |  | 1 Year | 828.65 | 0.15 | 704.3525
8749 | Salto | A9666K00IP38LC- | XS4 ANSI electronic RF wireless ready SVN escutcheon, Mifare / DESFire push buttonprivacy w/ key override function, K lever, left handed, bright stainless steel finish, for use with 1 3/8" - 1 3/4" thick standard door | 1 |  | 1 Year | 753.75 | 0.15 | 640.6875
8750 | Salto | A9666K00IP38LW- | XS4 ANSI electronic RF wireless SVN escutcheon, Mifare / DESFire push buttonprivacy w/ key override function, K lever, left handed, bright stainless steel finish, for use with 1 3/8" - 1 3/4" thick standard door | 1 |  | 1 Year | 884.85 | 0.15 | 752.1225
8751 | Salto | A9666K00IP38R-- | XS4 ANSI electronic wire-free SVN escutcheon, Mifare / DESFire push buttonprivacy w/ key override function, K lever, right handed, bright stainless steel finish, for use with 1 3/8" - 1 3/4" thick standard door | 1 |  | 1 Year | 699.65 | 0.15 | 594.7025
8752 | Salto | A9666K00IP38RA- | XS4 ANSI electronic AMOK wire-free SVN escutcheon, Mifare / DESFire push buttonprivacy w/ key override function, K lever, right handed, bright stainless steel finish, for use with 1 3/8" - 1 3/4" thick standard door | 1 |  | 1 Year | 828.65 | 0.15 | 704.3525
8753 | Salto | A9666K00IP38RC- | XS4 ANSI electronic RF wireless ready SVN escutcheon, Mifare / DESFire push buttonprivacy w/ key override function, K lever, right handed, bright stainless steel finish, for use with 1 3/8" - 1 3/4" thick standard door | 1 |  | 1 Year | 753.75 | 0.15 | 640.6875
8754 | Salto | A9666K00IP38RW- | XS4 ANSI electronic RF wireless SVN escutcheon, Mifare / DESFire push buttonprivacy w/ key override function, K lever, right handed, bright stainless steel finish, for use with 1 3/8" - 1 3/4" thick standard door | 1 |  | 1 Year | 884.85 | 0.15 | 752.1225
8755 | Salto | A9666K00IP48L-- | XS4 ANSI electronic wire-free SVN escutcheon, Mifare / DESFire push buttonprivacy w/ key override function, K lever, left handed, bright stainless steel finish, for use with 1 3/4" - 2 1/4" thick door | 1 |  | 1 Year | 699.65 | 0.15 | 594.7025
8756 | Salto | A9666K00IP48LA- | XS4 ANSI electronic AMOK wire-free SVN escutcheon, Mifare / DESFire push buttonprivacy w/ key override function, K lever, left handed, bright stainless steel finish, for use with 1 3/4" - 2 1/4" thick door | 1 |  | 1 Year | 828.65 | 0.15 | 704.3525
8757 | Salto | A9666K00IP48LC- | XS4 ANSI electronic RF wireless ready SVN escutcheon, Mifare / DESFire push buttonprivacy w/ key override function, K lever, left handed, bright stainless steel finish, for use with 1 3/4" - 2 1/4" thick door | 1 |  | 1 Year | 753.75 | 0.15 | 640.6875
8758 | Salto | A9666K00IP48LW- | XS4 ANSI electronic RF wireless SVN escutcheon, Mifare / DESFire push buttonprivacy w/ key override function, K lever, left handed, bright stainless steel finish, for use with 1 3/4" - 2 1/4" thick door | 1 |  | 1 Year | 884.85 | 0.15 | 752.1225
8759 | Salto | A9666K00IP48R-- | XS4 ANSI electronic wire-free SVN escutcheon, Mifare / DESFire push buttonprivacy w/ key override function, K lever, right handed, bright stainless steel finish, for use with 1 3/4" - 2 1/4" thick door | 1 |  | 1 Year | 699.65 | 0.15 | 594.7025
8760 | Salto | A9666K00IP48RA- | XS4 ANSI electronic AMOK wire-free SVN escutcheon, Mifare / DESFire push buttonprivacy w/ key override function, K lever, right handed, bright stainless steel finish, for use with 1 3/4" - 2 1/4" thick door | 1 |  | 1 Year | 828.65 | 0.15 | 704.3525
8761 | Salto | A9666K00IP48RC- | XS4 ANSI electronic RF wireless ready SVN escutcheon, Mifare / DESFire push buttonprivacy w/ key override function, K lever, right handed, bright stainless steel finish, for use with 1 3/4" - 2 1/4" thick door | 1 |  | 1 Year | 753.75 | 0.15 | 640.6875
8762 | Salto | A9666K00IP48RW- | XS4 ANSI electronic RF wireless SVN escutcheon, Mifare / DESFire push buttonprivacy w/ key override function, K lever, right handed, bright stainless steel finish, for use with 1 3/4" - 2 1/4" thick door | 1 |  | 1 Year | 884.85 | 0.15 | 752.1225
8763 | Salto | A9666K00PP38L-- | XS4 ANSI electronic wire-free SVN escutcheon, Mifare / DESFire push buttonprivacy w/ key override function, K lever, left handed, bright brass finish, for use with 1 3/8" - 1 3/4" thick standard door | 1 |  | 1 Year | 699.65 | 0.15 | 594.7025
8764 | Salto | A9666K00PP38LA- | XS4 ANSI electronic AMOK wire-free SVN escutcheon, Mifare / DESFire push buttonprivacy w/ key override function, K lever, left handed, bright brass finish, for use with 1 3/8" - 1 3/4" thick standard door | 1 |  | 1 Year | 828.65 | 0.15 | 704.3525
8765 | Salto | A9666K00PP38LC- | XS4 ANSI electronic RF wireless ready SVN escutcheon, Mifare / DESFire push buttonprivacy w/ key override function, K lever, left handed, bright brass finish, for use with 1 3/8" - 1 3/4" thick standard door | 1 |  | 1 Year | 753.75 | 0.15 | 640.6875
8766 | Salto | A9666K00PP38LW- | XS4 ANSI electronic RF wireless SVN escutcheon, Mifare / DESFire push buttonprivacy w/ key override function, K lever, left handed, bright brass finish, for use with 1 3/8" - 1 3/4" thick standard door | 1 |  | 1 Year | 884.85 | 0.15 | 752.1225
8767 | Salto | A9666K00PP38R-- | XS4 ANSI electronic wire-free SVN escutcheon, Mifare / DESFire push buttonprivacy w/ key override function, K lever, right handed, bright brass finish, for use with 1 3/8" - 1 3/4" thick standard door | 1 |  | 1 Year | 699.65 | 0.15 | 594.7025
8768 | Salto | A9666K00PP38RA- | XS4 ANSI electronic AMOK wire-free SVN escutcheon, Mifare / DESFire push buttonprivacy w/ key override function, K lever, right handed, bright brass finish, for use with 1 3/8" - 1 3/4" thick standard door | 1 |  | 1 Year | 828.65 | 0.15 | 704.3525
8769 | Salto | A9666K00PP38RC- | XS4 ANSI electronic RF wireless ready SVN escutcheon, Mifare / DESFire push buttonprivacy w/ key override function, K lever, right handed, bright brass finish, for use with 1 3/8" - 1 3/4" thick standard door | 1 |  | 1 Year | 753.75 | 0.15 | 640.6875
8770 | Salto | A9666K00PP38RW- | XS4 ANSI electronic RF wireless SVN escutcheon, Mifare / DESFire push buttonprivacy w/ key override function, K lever, right handed, bright brass finish, for use with 1 3/8" - 1 3/4" thick standard door | 1 |  | 1 Year | 884.85 | 0.15 | 752.1225
8771 | Salto | A9666K00PP48L-- | XS4 ANSI electronic wire-free SVN escutcheon, Mifare / DESFire push buttonprivacy w/ key override function, K lever, left handed, bright brass finish, for use with 1 3/4" - 2 1/4" thick door | 1 |  | 1 Year | 699.65 | 0.15 | 594.7025
8772 | Salto | A9666K00PP48LA- | XS4 ANSI electronic AMOK wire-free SVN escutcheon, Mifare / DESFire push buttonprivacy w/ key override function, K lever, left handed, bright brass finish, for use with 1 3/4" - 2 1/4" thick door | 1 |  | 1 Year | 828.65 | 0.15 | 704.3525
8773 | Salto | A9666K00PP48LC- | XS4 ANSI electronic RF wireless ready SVN escutcheon, Mifare / DESFire push buttonprivacy w/ key override function, K lever, left handed, bright brass finish, for use with 1 3/4" - 2 1/4" thick door | 1 |  | 1 Year | 753.75 | 0.15 | 640.6875
8774 | Salto | A9666K00PP48LW- | XS4 ANSI electronic RF wireless SVN escutcheon, Mifare / DESFire push buttonprivacy w/ key override function, K lever, left handed, bright brass finish, for use with 1 3/4" - 2 1/4" thick door | 1 |  | 1 Year | 884.85 | 0.15 | 752.1225
8775 | Salto | A9666K00PP48R-- | XS4 ANSI electronic wire-free SVN escutcheon, Mifare / DESFire push buttonprivacy w/ key override function, K lever, right handed, bright brass finish, for use with 1 3/4" - 2 1/4" thick door | 1 |  | 1 Year | 699.65 | 0.15 | 594.7025
8776 | Salto | A9666K00PP48RA- | XS4 ANSI electronic AMOK wire-free SVN escutcheon, Mifare / DESFire push buttonprivacy w/ key override function, K lever, right handed, bright brass finish, for use with 1 3/4" - 2 1/4" thick door | 1 |  | 1 Year | 828.65 | 0.15 | 704.3525
8777 | Salto | A9666K00PP48RC- | XS4 ANSI electronic RF wireless ready SVN escutcheon, Mifare / DESFire push buttonprivacy w/ key override function, K lever, right handed, bright brass finish, for use with 1 3/4" - 2 1/4" thick door | 1 |  | 1 Year | 753.75 | 0.15 | 640.6875
8778 | Salto | A9666K00PP48RW- | XS4 ANSI electronic RF wireless SVN escutcheon, Mifare / DESFire push buttonprivacy w/ key override function, K lever, right handed, bright brass finish, for use with 1 3/4" - 2 1/4" thick door | 1 |  | 1 Year | 884.85 | 0.15 | 752.1225
8779 | Salto | A9666L00BC38--- | XS4 ANSI electronic wire-free SVN escutcheon, Mifare / DESFire push buttonprivacy w/ key override function, L lever, unhanded, BioCote antimicrobial finish, for use with 1 3/8" - 1 3/4" thick standard door | 1 |  | 1 Year | 725.15 | 0.15 | 616.3775
8780 | Salto | A9666L00BC38-A- | XS4 ANSI electronic AMOK wire-free SVN escutcheon, Mifare / DESFire push buttonprivacy w/ key override function, L lever, unhanded, BioCote antimicrobial finish, for use with 1 3/8" - 1 3/4" thick standard door | 1 |  | 1 Year | 854.15 | 0.15 | 726.0275
8781 | Salto | A9666L00BC38-C- | XS4 ANSI electronic RF wireless ready SVN escutcheon, Mifare / DESFire push buttonprivacy w/ key override function, L lever, unhanded, BioCote antimicrobial finish, for use with 1 3/8" - 1 3/4" thick standard door | 1 |  | 1 Year | 779.25 | 0.15 | 662.3625
8782 | Salto | A9666L00BC38-W- | XS4 ANSI electronic RF wireless SVN escutcheon, Mifare / DESFire push buttonprivacy w/ key override function, L lever, unhanded, BioCote antimicrobial finish, for use with 1 3/8" - 1 3/4" thick standard door | 1 |  | 1 Year | 910.35 | 0.15 | 773.7975
8783 | Salto | A9666L00BC48--- | XS4 ANSI electronic wire-free SVN escutcheon, Mifare / DESFire push buttonprivacy w/ key override function, L lever, unhanded, BioCote antimicrobial finish, for use with 1 3/4" - 2 1/4" thick door | 1 |  | 1 Year | 725.15 | 0.15 | 616.3775
8784 | Salto | A9666L00BC48-A- | XS4 ANSI electronic AMOK wire-free SVN escutcheon, Mifare / DESFire push buttonprivacy w/ key override function, L lever, unhanded, BioCote antimicrobial finish, for use with 1 3/4" - 2 1/4" thick door | 1 |  | 1 Year | 854.15 | 0.15 | 726.0275
8785 | Salto | A9666L00BC48-C- | XS4 ANSI electronic RF wireless ready SVN escutcheon, Mifare / DESFire push buttonprivacy w/ key override function, L lever, unhanded, BioCote antimicrobial finish, for use with 1 3/4" - 2 1/4" thick door | 1 |  | 1 Year | 779.25 | 0.15 | 662.3625
8786 | Salto | A9666L00BC48-W- | XS4 ANSI electronic RF wireless SVN escutcheon, Mifare / DESFire push buttonprivacy w/ key override function, L lever, unhanded, BioCote antimicrobial finish, for use with 1 3/4" - 2 1/4" thick door | 1 |  | 1 Year | 910.35 | 0.15 | 773.7975
8787 | Salto | A9666L00IA38--- | XS4 ANSI electronic wire-free SVN escutcheon, Mifare / DESFire push buttonprivacy w/ key override function, L lever, unhanded, antique brass finish, for use with 1 3/8" - 1 3/4" thick standard door | 1 |  | 1 Year | 725.15 | 0.15 | 616.3775
8788 | Salto | A9666L00IA38-A- | XS4 ANSI electronic AMOK wire-free SVN escutcheon, Mifare / DESFire push buttonprivacy w/ key override function, L lever, unhanded, antique brass finish, for use with 1 3/8" - 1 3/4" thick standard door | 1 |  | 1 Year | 854.15 | 0.15 | 726.0275
8789 | Salto | A9666L00IA38-C- | XS4 ANSI electronic RF wireless ready SVN escutcheon, Mifare / DESFire push buttonprivacy w/ key override function, L lever, unhanded, antique brass finish, for use with 1 3/8" - 1 3/4" thick standard door | 1 |  | 1 Year | 779.25 | 0.15 | 662.3625
8790 | Salto | A9666L00IA38-W- | XS4 ANSI electronic RF wireless SVN escutcheon, Mifare / DESFire push buttonprivacy w/ key override function, L lever, unhanded, antique brass finish, for use with 1 3/8" - 1 3/4" thick standard door | 1 |  | 1 Year | 910.35 | 0.15 | 773.7975
8791 | Salto | A9666L00IA48--- | XS4 ANSI electronic wire-free SVN escutcheon, Mifare / DESFire push buttonprivacy w/ key override function, L lever, unhanded, antique brass finish, for use with 1 3/4" - 2 1/4" thick door | 1 |  | 1 Year | 725.15 | 0.15 | 616.3775
8792 | Salto | A9666L00IA48-A- | XS4 ANSI electronic AMOK wire-free SVN escutcheon, Mifare / DESFire push buttonprivacy w/ key override function, L lever, unhanded, antique brass finish, for use with 1 3/4" - 2 1/4" thick door | 1 |  | 1 Year | 854.15 | 0.15 | 726.0275
8793 | Salto | A9666L00IA48-C- | XS4 ANSI electronic RF wireless ready SVN escutcheon, Mifare / DESFire push buttonprivacy w/ key override function, L lever, unhanded, antique brass finish, for use with 1 3/4" - 2 1/4" thick door | 1 |  | 1 Year | 779.25 | 0.15 | 662.3625
8794 | Salto | A9666L00IA48-W- | XS4 ANSI electronic RF wireless SVN escutcheon, Mifare / DESFire push buttonprivacy w/ key override function, L lever, unhanded, antique brass finish, for use with 1 3/4" - 2 1/4" thick door | 1 |  | 1 Year | 910.35 | 0.15 | 773.7975
8795 | Salto | A9666L00IM38--- | XS4 ANSI electronic wire-free SVN escutcheon, Mifare / DESFire push buttonprivacy w/ key override function, L lever, unhanded, satin stainless finish, for use with 1 3/8" - 1 3/4" thick standard door | 1 |  | 1 Year | 673.15 | 0.15 | 572.1775
8796 | Salto | A9666L00IM38-A- | XS4 ANSI electronic AMOK wire-free SVN escutcheon, Mifare / DESFire push buttonprivacy w/ key override function, L lever, unhanded, satin stainless finish, for use with 1 3/8" - 1 3/4" thick standard door | 1 |  | 1 Year | 802.15 | 0.15 | 681.8275
8797 | Salto | A9666L00IM38-C- | XS4 ANSI electronic RF wireless ready SVN escutcheon, Mifare / DESFire push buttonprivacy w/ key override function, L lever, unhanded, satin stainless finish, for use with 1 3/8" - 1 3/4" thick standard door | 1 |  | 1 Year | 727.25 | 0.15 | 618.1625
8798 | Salto | A9666L00IM38-W- | XS4 ANSI electronic RF wireless SVN escutcheon, Mifare / DESFire push buttonprivacy w/ key override function, L lever, unhanded, satin stainless finish, for use with 1 3/8" - 1 3/4" thick standard door | 1 |  | 1 Year | 858.35 | 0.15 | 729.5975
8799 | Salto | A9666L00IM48--- | XS4 ANSI electronic wire-free SVN escutcheon, Mifare / DESFire push buttonprivacy w/ key override function, L lever, unhanded, satin stainless finish, for use with 1 3/4" - 2 1/4" thick door | 1 |  | 1 Year | 673.15 | 0.15 | 572.1775
8800 | Salto | A9666L00IM48-A- | XS4 ANSI electronic AMOK wire-free SVN escutcheon, Mifare / DESFire push buttonprivacy w/ key override function, L lever, unhanded, satin stainless finish, for use with 1 3/4" - 2 1/4" thick door | 1 |  | 1 Year | 802.15 | 0.15 | 681.8275
8801 | Salto | A9666L00IM48-C- | XS4 ANSI electronic RF wireless ready SVN escutcheon, Mifare / DESFire push buttonprivacy w/ key override function, L lever, unhanded, satin stainless finish, for use with 1 3/4" - 2 1/4" thick door | 1 |  | 1 Year | 727.25 | 0.15 | 618.1625
8802 | Salto | A9666L00IM48-W- | XS4 ANSI electronic RF wireless SVN escutcheon, Mifare / DESFire push buttonprivacy w/ key override function, L lever, unhanded, satin stainless finish, for use with 1 3/4" - 2 1/4" thick door | 1 |  | 1 Year | 858.35 | 0.15 | 729.5975
8803 | Salto | A9666L00IP38--- | XS4 ANSI electronic wire-free SVN escutcheon, Mifare / DESFire push buttonprivacy w/ key override function, L lever, unhanded, bright stainless steel finish, for use with 1 3/8" - 1 3/4" thick standard door | 1 |  | 1 Year | 689.45 | 0.15 | 586.0325
8804 | Salto | A9666L00IP38-A- | XS4 ANSI electronic AMOK wire-free SVN escutcheon, Mifare / DESFire push buttonprivacy w/ key override function, L lever, unhanded, bright stainless steel finish, for use with 1 3/8" - 1 3/4" thick standard door | 1 |  | 1 Year | 818.45 | 0.15 | 695.6825
8805 | Salto | A9666L00IP38-C- | XS4 ANSI electronic RF wireless ready SVN escutcheon, Mifare / DESFire push buttonprivacy w/ key override function, L lever, unhanded, bright stainless steel finish, for use with 1 3/8" - 1 3/4" thick standard door | 1 |  | 1 Year | 743.55 | 0.15 | 632.0175
8806 | Salto | A9666L00IP38-W- | XS4 ANSI electronic RF wireless SVN escutcheon, Mifare / DESFire push buttonprivacy w/ key override function, L lever, unhanded, bright stainless steel finish, for use with 1 3/8" - 1 3/4" thick standard door | 1 |  | 1 Year | 874.65 | 0.15 | 743.4525
8807 | Salto | A9666L00IP48--- | XS4 ANSI electronic wire-free SVN escutcheon, Mifare / DESFire push buttonprivacy w/ key override function, L lever, unhanded, bright stainless steel finish, for use with 1 3/4" - 2 1/4" thick door | 1 |  | 1 Year | 689.45 | 0.15 | 586.0325
8808 | Salto | A9666L00IP48-A- | XS4 ANSI electronic AMOK wire-free SVN escutcheon, Mifare / DESFire push buttonprivacy w/ key override function, L lever, unhanded, bright stainless steel finish, for use with 1 3/4" - 2 1/4" thick door | 1 |  | 1 Year | 818.45 | 0.15 | 695.6825
8809 | Salto | A9666L00IP48-C- | XS4 ANSI electronic RF wireless ready SVN escutcheon, Mifare / DESFire push buttonprivacy w/ key override function, L lever, unhanded, bright stainless steel finish, for use with 1 3/4" - 2 1/4" thick door | 1 |  | 1 Year | 743.55 | 0.15 | 632.0175
8810 | Salto | A9666L00IP48-W- | XS4 ANSI electronic RF wireless SVN escutcheon, Mifare / DESFire push buttonprivacy w/ key override function, L lever, unhanded, bright stainless steel finish, for use with 1 3/4" - 2 1/4" thick door | 1 |  | 1 Year | 874.65 | 0.15 | 743.4525
8811 | Salto | A9666L00NE38--- | XS4 ANSI electronic wire-free SVN escutcheon, Mifare / DESFire push buttonprivacy w/ key override function, L lever, unhanded, black chromium finish, for use with 1 3/8" - 1 3/4" thick standard door | 1 |  | 1 Year | 707.85 | 0.15 | 601.6725
8812 | Salto | A9666L00NE38-A- | XS4 ANSI electronic AMOK wire-free SVN escutcheon, Mifare / DESFire push buttonprivacy w/ key override function, L lever, unhanded, black chromium finish, for use with 1 3/8" - 1 3/4" thick standard door | 1 |  | 1 Year | 836.85 | 0.15 | 711.3225
8813 | Salto | A9666L00NE38-C- | XS4 ANSI electronic RF wireless ready SVN escutcheon, Mifare / DESFire push buttonprivacy w/ key override function, L lever, unhanded, black chromium finish, for use with 1 3/8" - 1 3/4" thick standard door | 1 |  | 1 Year | 761.95 | 0.15 | 647.6575
8814 | Salto | A9666L00NE38-W- | XS4 ANSI electronic RF wireless SVN escutcheon, Mifare / DESFire push buttonprivacy w/ key override function, L lever, unhanded, black chromium finish, for use with 1 3/8" - 1 3/4" thick standard door | 1 |  | 1 Year | 893.05 | 0.15 | 759.0925
8815 | Salto | A9666L00NE48--- | XS4 ANSI electronic wire-free SVN escutcheon, Mifare / DESFire push buttonprivacy w/ key override function, L lever, unhanded, black chromium finish, for use with 1 3/4" - 2 1/4" thick door | 1 |  | 1 Year | 707.85 | 0.15 | 601.6725
8816 | Salto | A9666L00NE48-A- | XS4 ANSI electronic AMOK wire-free SVN escutcheon, Mifare / DESFire push buttonprivacy w/ key override function, L lever, unhanded, black chromium finish, for use with 1 3/4" - 2 1/4" thick door | 1 |  | 1 Year | 836.85 | 0.15 | 711.3225
8817 | Salto | A9666L00NE48-C- | XS4 ANSI electronic RF wireless ready SVN escutcheon, Mifare / DESFire push buttonprivacy w/ key override function, L lever, unhanded, black chromium finish, for use with 1 3/4" - 2 1/4" thick door | 1 |  | 1 Year | 761.95 | 0.15 | 647.6575
8818 | Salto | A9666L00NE48-W- | XS4 ANSI electronic RF wireless SVN escutcheon, Mifare / DESFire push buttonprivacy w/ key override function, L lever, unhanded, black chromium finish, for use with 1 3/4" - 2 1/4" thick door | 1 |  | 1 Year | 893.05 | 0.15 | 759.0925
8819 | Salto | A9666L00PM38--- | XS4 ANSI electronic wire-free SVN escutcheon, Mifare / DESFire push buttonprivacy w/ key override function, L lever, unhanded, satin brass finish, for use with 1 3/8" - 1 3/4" thick standard door | 1 |  | 1 Year | 673.15 | 0.15 | 572.1775
8820 | Salto | A9666L00PM38-A- | XS4 ANSI electronic AMOK wire-free SVN escutcheon, Mifare / DESFire push buttonprivacy w/ key override function, L lever, unhanded, satin brass finish, for use with 1 3/8" - 1 3/4" thick standard door | 1 |  | 1 Year | 802.15 | 0.15 | 681.8275
8821 | Salto | A9666L00PM38-C- | XS4 ANSI electronic RF wireless ready SVN escutcheon, Mifare / DESFire push buttonprivacy w/ key override function, L lever, unhanded, satin brass finish, for use with 1 3/8" - 1 3/4" thick standard door | 1 |  | 1 Year | 727.25 | 0.15 | 618.1625
8822 | Salto | A9666L00PM38-W- | XS4 ANSI electronic RF wireless SVN escutcheon, Mifare / DESFire push buttonprivacy w/ key override function, L lever, unhanded, satin brass finish, for use with 1 3/8" - 1 3/4" thick standard door | 1 |  | 1 Year | 858.35 | 0.15 | 729.5975
8823 | Salto | A9666L00PM48--- | XS4 ANSI electronic wire-free SVN escutcheon, Mifare / DESFire push buttonprivacy w/ key override function, L lever, unhanded, satin brass finish, for use with 1 3/4" - 2 1/4" thick door | 1 |  | 1 Year | 673.15 | 0.15 | 572.1775
8824 | Salto | A9666L00PM48-A- | XS4 ANSI electronic AMOK wire-free SVN escutcheon, Mifare / DESFire push buttonprivacy w/ key override function, L lever, unhanded, satin brass finish, for use with 1 3/4" - 2 1/4" thick door | 1 |  | 1 Year | 802.15 | 0.15 | 681.8275
8825 | Salto | A9666L00PM48-C- | XS4 ANSI electronic RF wireless ready SVN escutcheon, Mifare / DESFire push buttonprivacy w/ key override function, L lever, unhanded, satin brass finish, for use with 1 3/4" - 2 1/4" thick door | 1 |  | 1 Year | 727.25 | 0.15 | 618.1625
8826 | Salto | A9666L00PM48-W- | XS4 ANSI electronic RF wireless SVN escutcheon, Mifare / DESFire push buttonprivacy w/ key override function, L lever, unhanded, satin brass finish, for use with 1 3/4" - 2 1/4" thick door | 1 |  | 1 Year | 858.35 | 0.15 | 729.5975
8827 | Salto | A9666L00PP38--- | XS4 ANSI electronic wire-free SVN escutcheon, Mifare / DESFire push buttonprivacy w/ key override function, L lever, unhanded, bright brass finish, for use with 1 3/8" - 1 3/4" thick standard door | 1 |  | 1 Year | 689.45 | 0.15 | 586.0325
8828 | Salto | A9666L00PP38-A- | XS4 ANSI electronic AMOK wire-free SVN escutcheon, Mifare / DESFire push buttonprivacy w/ key override function, L lever, unhanded, bright brass finish, for use with 1 3/8" - 1 3/4" thick standard door | 1 |  | 1 Year | 818.45 | 0.15 | 695.6825
8829 | Salto | A9666L00PP38-C- | XS4 ANSI electronic RF wireless ready SVN escutcheon, Mifare / DESFire push buttonprivacy w/ key override function, L lever, unhanded, bright brass finish, for use with 1 3/8" - 1 3/4" thick standard door | 1 |  | 1 Year | 743.55 | 0.15 | 632.0175
8830 | Salto | A9666L00PP38-W- | XS4 ANSI electronic RF wireless SVN escutcheon, Mifare / DESFire push buttonprivacy w/ key override function, L lever, unhanded, bright brass finish, for use with 1 3/8" - 1 3/4" thick standard door | 1 |  | 1 Year | 874.65 | 0.15 | 743.4525
8831 | Salto | A9666L00PP48--- | XS4 ANSI electronic wire-free SVN escutcheon, Mifare / DESFire push buttonprivacy w/ key override function, L lever, unhanded, bright brass finish, for use with 1 3/4" - 2 1/4" thick door | 1 |  | 1 Year | 689.45 | 0.15 | 586.0325
8832 | Salto | A9666L00PP48-A- | XS4 ANSI electronic AMOK wire-free SVN escutcheon, Mifare / DESFire push buttonprivacy w/ key override function, L lever, unhanded, bright brass finish, for use with 1 3/4" - 2 1/4" thick door | 1 |  | 1 Year | 818.45 | 0.15 | 695.6825
8833 | Salto | A9666L00PP48-C- | XS4 ANSI electronic RF wireless ready SVN escutcheon, Mifare / DESFire push buttonprivacy w/ key override function, L lever, unhanded, bright brass finish, for use with 1 3/4" - 2 1/4" thick door | 1 |  | 1 Year | 743.55 | 0.15 | 632.0175
8834 | Salto | A9666L00PP48-W- | XS4 ANSI electronic RF wireless SVN escutcheon, Mifare / DESFire push buttonprivacy w/ key override function, L lever, unhanded, bright brass finish, for use with 1 3/4" - 2 1/4" thick door | 1 |  | 1 Year | 874.65 | 0.15 | 743.4525
8835 | Salto | A9666N00BC38--- | XS4 ANSI electronic wire-free SVN escutcheon, Mifare / DESFire push buttonprivacy w/ key override function, N lever, unhanded, BioCote antimicrobial finish, for use with 1 3/8" - 1 3/4" thick standard door | 1 |  | 1 Year | 725.15 | 0.15 | 616.3775
8836 | Salto | A9666N00BC38-A- | XS4 ANSI electronic AMOK wire-free SVN escutcheon, Mifare / DESFire push buttonprivacy w/ key override function, N lever, unhanded, BioCote antimicrobial finish, for use with 1 3/8" - 1 3/4" thick standard door | 1 |  | 1 Year | 854.15 | 0.15 | 726.0275
8837 | Salto | A9666N00BC38-C- | XS4 ANSI electronic RF wireless ready SVN escutcheon, Mifare / DESFire push buttonprivacy w/ key override function, N lever, unhanded, BioCote antimicrobial finish, for use with 1 3/8" - 1 3/4" thick standard door | 1 |  | 1 Year | 779.25 | 0.15 | 662.3625
8838 | Salto | A9666N00BC38-W- | XS4 ANSI electronic RF wireless SVN escutcheon, Mifare / DESFire push buttonprivacy w/ key override function, N lever, unhanded, BioCote antimicrobial finish, for use with 1 3/8" - 1 3/4" thick standard door | 1 |  | 1 Year | 910.35 | 0.15 | 773.7975
8839 | Salto | A9666N00BC48--- | XS4 ANSI electronic wire-free SVN escutcheon, Mifare / DESFire push buttonprivacy w/ key override function, N lever, unhanded, BioCote antimicrobial finish, for use with 1 3/4" - 2 1/4" thick door | 1 |  | 1 Year | 725.15 | 0.15 | 616.3775
8840 | Salto | A9666N00BC48-A- | XS4 ANSI electronic AMOK wire-free SVN escutcheon, Mifare / DESFire push buttonprivacy w/ key override function, N lever, unhanded, BioCote antimicrobial finish, for use with 1 3/4" - 2 1/4" thick door | 1 |  | 1 Year | 854.15 | 0.15 | 726.0275
8841 | Salto | A9666N00BC48-C- | XS4 ANSI electronic RF wireless ready SVN escutcheon, Mifare / DESFire push buttonprivacy w/ key override function, N lever, unhanded, BioCote antimicrobial finish, for use with 1 3/4" - 2 1/4" thick door | 1 |  | 1 Year | 779.25 | 0.15 | 662.3625
8842 | Salto | A9666N00BC48-W- | XS4 ANSI electronic RF wireless SVN escutcheon, Mifare / DESFire push buttonprivacy w/ key override function, N lever, unhanded, BioCote antimicrobial finish, for use with 1 3/4" - 2 1/4" thick door | 1 |  | 1 Year | 910.35 | 0.15 | 773.7975
8843 | Salto | A9666N00IM38--- | XS4 ANSI electronic wire-free SVN escutcheon, Mifare / DESFire push buttonprivacy w/ key override function, N lever, unhanded, satin stainless finish, for use with 1 3/8" - 1 3/4" thick standard door | 1 |  | 1 Year | 673.15 | 0.15 | 572.1775
8844 | Salto | A9666N00IM38-A- | XS4 ANSI electronic AMOK wire-free SVN escutcheon, Mifare / DESFire push buttonprivacy w/ key override function, N lever, unhanded, satin stainless finish, for use with 1 3/8" - 1 3/4" thick standard door | 1 |  | 1 Year | 802.15 | 0.15 | 681.8275
8845 | Salto | A9666N00IM38-C- | XS4 ANSI electronic RF wireless ready SVN escutcheon, Mifare / DESFire push buttonprivacy w/ key override function, N lever, unhanded, satin stainless finish, for use with 1 3/8" - 1 3/4" thick standard door | 1 |  | 1 Year | 727.25 | 0.15 | 618.1625
8846 | Salto | A9666N00IM38-W- | XS4 ANSI electronic RF wireless SVN escutcheon, Mifare / DESFire push buttonprivacy w/ key override function, N lever, unhanded, satin stainless finish, for use with 1 3/8" - 1 3/4" thick standard door | 1 |  | 1 Year | 858.35 | 0.15 | 729.5975
8847 | Salto | A9666N00IM48--- | XS4 ANSI electronic wire-free SVN escutcheon, Mifare / DESFire push buttonprivacy w/ key override function, N lever, unhanded, satin stainless finish, for use with 1 3/4" - 2 1/4" thick door | 1 |  | 1 Year | 673.15 | 0.15 | 572.1775
8848 | Salto | A9666N00IM48-A- | XS4 ANSI electronic AMOK wire-free SVN escutcheon, Mifare / DESFire push buttonprivacy w/ key override function, N lever, unhanded, satin stainless finish, for use with 1 3/4" - 2 1/4" thick door | 1 |  | 1 Year | 802.15 | 0.15 | 681.8275
8849 | Salto | A9666N00IM48-C- | XS4 ANSI electronic RF wireless ready SVN escutcheon, Mifare / DESFire push buttonprivacy w/ key override function, N lever, unhanded, satin stainless finish, for use with 1 3/4" - 2 1/4" thick door | 1 |  | 1 Year | 727.25 | 0.15 | 618.1625
8850 | Salto | A9666N00IM48-W- | XS4 ANSI electronic RF wireless SVN escutcheon, Mifare / DESFire push buttonprivacy w/ key override function, N lever, unhanded, satin stainless finish, for use with 1 3/4" - 2 1/4" thick door | 1 |  | 1 Year | 858.35 | 0.15 | 729.5975
8851 | Salto | A9666N00PM38--- | XS4 ANSI electronic wire-free SVN escutcheon, Mifare / DESFire push buttonprivacy w/ key override function, N lever, unhanded, satin brass finish, for use with 1 3/8" - 1 3/4" thick standard door | 1 |  | 1 Year | 673.15 | 0.15 | 572.1775
8852 | Salto | A9666N00PM38-A- | XS4 ANSI electronic AMOK wire-free SVN escutcheon, Mifare / DESFire push buttonprivacy w/ key override function, N lever, unhanded, satin brass finish, for use with 1 3/8" - 1 3/4" thick standard door | 1 |  | 1 Year | 802.15 | 0.15 | 681.8275
8853 | Salto | A9666N00PM38-C- | XS4 ANSI electronic RF wireless ready SVN escutcheon, Mifare / DESFire push buttonprivacy w/ key override function, N lever, unhanded, satin brass finish, for use with 1 3/8" - 1 3/4" thick standard door | 1 |  | 1 Year | 727.25 | 0.15 | 618.1625
8854 | Salto | A9666N00PM38-W- | XS4 ANSI electronic RF wireless SVN escutcheon, Mifare / DESFire push buttonprivacy w/ key override function, N lever, unhanded, satin brass finish, for use with 1 3/8" - 1 3/4" thick standard door | 1 |  | 1 Year | 858.35 | 0.15 | 729.5975
8855 | Salto | A9666N00PM48--- | XS4 ANSI electronic wire-free SVN escutcheon, Mifare / DESFire push buttonprivacy w/ key override function, N lever, unhanded, satin brass finish, for use with 1 3/4" - 2 1/4" thick door | 1 |  | 1 Year | 673.15 | 0.15 | 572.1775
8856 | Salto | A9666N00PM48-A- | XS4 ANSI electronic AMOK wire-free SVN escutcheon, Mifare / DESFire push buttonprivacy w/ key override function, N lever, unhanded, satin brass finish, for use with 1 3/4" - 2 1/4" thick door | 1 |  | 1 Year | 802.15 | 0.15 | 681.8275
8857 | Salto | A9666N00PM48-C- | XS4 ANSI electronic RF wireless ready SVN escutcheon, Mifare / DESFire push buttonprivacy w/ key override function, N lever, unhanded, satin brass finish, for use with 1 3/4" - 2 1/4" thick door | 1 |  | 1 Year | 727.25 | 0.15 | 618.1625
8858 | Salto | A9666N00PM48-W- | XS4 ANSI electronic RF wireless SVN escutcheon, Mifare / DESFire push buttonprivacy w/ key override function, N lever, unhanded, satin brass finish, for use with 1 3/4" - 2 1/4" thick door | 1 |  | 1 Year | 858.35 | 0.15 | 729.5975
8859 | Salto | A9666O00IA38L-- | XS4 ANSI electronic wire-free SVN escutcheon, Mifare / DESFire push buttonprivacy w/ key override function, O lever, left handed, antique brass finish, for use with 1 3/8" - 1 3/4" thick standard door | 1 |  | 1 Year | 735.35 | 0.15 | 625.0475
8860 | Salto | A9666O00IA38LA- | XS4 ANSI electronic AMOK wire-free SVN escutcheon, Mifare / DESFire push buttonprivacy w/ key override function, O lever, left handed, antique brass finish, for use with 1 3/8" - 1 3/4" thick standard door | 1 |  | 1 Year | 864.35 | 0.15 | 734.6975
8861 | Salto | A9666O00IA38LC- | XS4 ANSI electronic RF wireless ready SVN escutcheon, Mifare / DESFire push buttonprivacy w/ key override function, O lever, left handed, antique brass finish, for use with 1 3/8" - 1 3/4" thick standard door | 1 |  | 1 Year | 789.45 | 0.15 | 671.0325
8862 | Salto | A9666O00IA38LW- | XS4 ANSI electronic RF wireless SVN escutcheon, Mifare / DESFire push buttonprivacy w/ key override function, O lever, left handed, antique brass finish, for use with 1 3/8" - 1 3/4" thick standard door | 1 |  | 1 Year | 920.55 | 0.15 | 782.4675
8863 | Salto | A9666O00IA38R-- | XS4 ANSI electronic wire-free SVN escutcheon, Mifare / DESFire push buttonprivacy w/ key override function, O lever, right handed, antique brass finish, for use with 1 3/8" - 1 3/4" thick standard door | 1 |  | 1 Year | 735.35 | 0.15 | 625.0475
8864 | Salto | A9666O00IA38RA- | XS4 ANSI electronic AMOK wire-free SVN escutcheon, Mifare / DESFire push buttonprivacy w/ key override function, O lever, right handed, antique brass finish, for use with 1 3/8" - 1 3/4" thick standard door | 1 |  | 1 Year | 864.35 | 0.15 | 734.6975
8865 | Salto | A9666O00IA38RC- | XS4 ANSI electronic RF wireless ready SVN escutcheon, Mifare / DESFire push buttonprivacy w/ key override function, O lever, right handed, antique brass finish, for use with 1 3/8" - 1 3/4" thick standard door | 1 |  | 1 Year | 789.45 | 0.15 | 671.0325
8866 | Salto | A9666O00IA38RW- | XS4 ANSI electronic RF wireless SVN escutcheon, Mifare / DESFire push buttonprivacy w/ key override function, O lever, right handed, antique brass finish, for use with 1 3/8" - 1 3/4" thick standard door | 1 |  | 1 Year | 920.55 | 0.15 | 782.4675
8867 | Salto | A9666O00IA48L-- | XS4 ANSI electronic wire-free SVN escutcheon, Mifare / DESFire push buttonprivacy w/ key override function, O lever, left handed, antique brass finish, for use with 1 3/4" - 2 1/4" thick door | 1 |  | 1 Year | 735.35 | 0.15 | 625.0475
8868 | Salto | A9666O00IA48LA- | XS4 ANSI electronic AMOK wire-free SVN escutcheon, Mifare / DESFire push buttonprivacy w/ key override function, O lever, left handed, antique brass finish, for use with 1 3/4" - 2 1/4" thick door | 1 |  | 1 Year | 864.35 | 0.15 | 734.6975
8869 | Salto | A9666O00IA48LC- | XS4 ANSI electronic RF wireless ready SVN escutcheon, Mifare / DESFire push buttonprivacy w/ key override function, O lever, left handed, antique brass finish, for use with 1 3/4" - 2 1/4" thick door | 1 |  | 1 Year | 789.45 | 0.15 | 671.0325
8870 | Salto | A9666O00IA48LW- | XS4 ANSI electronic RF wireless SVN escutcheon, Mifare / DESFire push buttonprivacy w/ key override function, O lever, left handed, antique brass finish, for use with 1 3/4" - 2 1/4" thick door | 1 |  | 1 Year | 920.55 | 0.15 | 782.4675
8871 | Salto | A9666O00IA48R-- | XS4 ANSI electronic wire-free SVN escutcheon, Mifare / DESFire push buttonprivacy w/ key override function, O lever, right handed, antique brass finish, for use with 1 3/4" - 2 1/4" thick door | 1 |  | 1 Year | 735.35 | 0.15 | 625.0475
8872 | Salto | A9666O00IA48RA- | XS4 ANSI electronic AMOK wire-free SVN escutcheon, Mifare / DESFire push buttonprivacy w/ key override function, O lever, right handed, antique brass finish, for use with 1 3/4" - 2 1/4" thick door | 1 |  | 1 Year | 864.35 | 0.15 | 734.6975
8873 | Salto | A9666O00IA48RC- | XS4 ANSI electronic RF wireless ready SVN escutcheon, Mifare / DESFire push buttonprivacy w/ key override function, O lever, right handed, antique brass finish, for use with 1 3/4" - 2 1/4" thick door | 1 |  | 1 Year | 789.45 | 0.15 | 671.0325
8874 | Salto | A9666O00IA48RW- | XS4 ANSI electronic RF wireless SVN escutcheon, Mifare / DESFire push buttonprivacy w/ key override function, O lever, right handed, antique brass finish, for use with 1 3/4" - 2 1/4" thick door | 1 |  | 1 Year | 920.55 | 0.15 | 782.4675
8875 | Salto | A9666O00IM38L-- | XS4 ANSI electronic wire-free SVN escutcheon, Mifare / DESFire push buttonprivacy w/ key override function, O lever, left handed, satin stainless finish, for use with 1 3/8" - 1 3/4" thick standard door | 1 |  | 1 Year | 683.35 | 0.15 | 580.8475
8876 | Salto | A9666O00IM38LA- | XS4 ANSI electronic AMOK wire-free SVN escutcheon, Mifare / DESFire push buttonprivacy w/ key override function, O lever, left handed, satin stainless finish, for use with 1 3/8" - 1 3/4" thick standard door | 1 |  | 1 Year | 812.35 | 0.15 | 690.4975
8877 | Salto | A9666O00IM38LC- | XS4 ANSI electronic RF wireless ready SVN escutcheon, Mifare / DESFire push buttonprivacy w/ key override function, O lever, left handed, satin stainless finish, for use with 1 3/8" - 1 3/4" thick standard door | 1 |  | 1 Year | 737.45 | 0.15 | 626.8325
8878 | Salto | A9666O00IM38LW- | XS4 ANSI electronic RF wireless SVN escutcheon, Mifare / DESFire push buttonprivacy w/ key override function, O lever, left handed, satin stainless finish, for use with 1 3/8" - 1 3/4" thick standard door | 1 |  | 1 Year | 868.55 | 0.15 | 738.2675
8879 | Salto | A9666O00IM38R-- | XS4 ANSI electronic wire-free SVN escutcheon, Mifare / DESFire push buttonprivacy w/ key override function, O lever, right handed, satin stainless finish, for use with 1 3/8" - 1 3/4" thick standard door | 1 |  | 1 Year | 683.35 | 0.15 | 580.8475
8880 | Salto | A9666O00IM38RA- | XS4 ANSI electronic AMOK wire-free SVN escutcheon, Mifare / DESFire push buttonprivacy w/ key override function, O lever, right handed, satin stainless finish, for use with 1 3/8" - 1 3/4" thick standard door | 1 |  | 1 Year | 812.35 | 0.15 | 690.4975
8881 | Salto | A9666O00IM38RC- | XS4 ANSI electronic RF wireless ready SVN escutcheon, Mifare / DESFire push buttonprivacy w/ key override function, O lever, right handed, satin stainless finish, for use with 1 3/8" - 1 3/4" thick standard door | 1 |  | 1 Year | 737.45 | 0.15 | 626.8325
8882 | Salto | A9666O00IM38RW- | XS4 ANSI electronic RF wireless SVN escutcheon, Mifare / DESFire push buttonprivacy w/ key override function, O lever, right handed, satin stainless finish, for use with 1 3/8" - 1 3/4" thick standard door | 1 |  | 1 Year | 868.55 | 0.15 | 738.2675
8883 | Salto | A9666O00IM48L-- | XS4 ANSI electronic wire-free SVN escutcheon, Mifare / DESFire push buttonprivacy w/ key override function, O lever, left handed, satin stainless finish, for use with 1 3/4" - 2 1/4" thick door | 1 |  | 1 Year | 683.35 | 0.15 | 580.8475
8884 | Salto | A9666O00IM48LA- | XS4 ANSI electronic AMOK wire-free SVN escutcheon, Mifare / DESFire push buttonprivacy w/ key override function, O lever, left handed, satin stainless finish, for use with 1 3/4" - 2 1/4" thick door | 1 |  | 1 Year | 812.35 | 0.15 | 690.4975
8885 | Salto | A9666O00IM48LC- | XS4 ANSI electronic RF wireless ready SVN escutcheon, Mifare / DESFire push buttonprivacy w/ key override function, O lever, left handed, satin stainless finish, for use with 1 3/4" - 2 1/4" thick door | 1 |  | 1 Year | 737.45 | 0.15 | 626.8325
8886 | Salto | A9666O00IM48LW- | XS4 ANSI electronic RF wireless SVN escutcheon, Mifare / DESFire push buttonprivacy w/ key override function, O lever, left handed, satin stainless finish, for use with 1 3/4" - 2 1/4" thick door | 1 |  | 1 Year | 868.55 | 0.15 | 738.2675
8887 | Salto | A9666O00IM48R-- | XS4 ANSI electronic wire-free SVN escutcheon, Mifare / DESFire push buttonprivacy w/ key override function, O lever, right handed, satin stainless finish, for use with 1 3/4" - 2 1/4" thick door | 1 |  | 1 Year | 683.35 | 0.15 | 580.8475
8888 | Salto | A9666O00IM48RA- | XS4 ANSI electronic AMOK wire-free SVN escutcheon, Mifare / DESFire push buttonprivacy w/ key override function, O lever, right handed, satin stainless finish, for use with 1 3/4" - 2 1/4" thick door | 1 |  | 1 Year | 812.35 | 0.15 | 690.4975
8889 | Salto | A9666O00IM48RC- | XS4 ANSI electronic RF wireless ready SVN escutcheon, Mifare / DESFire push buttonprivacy w/ key override function, O lever, right handed, satin stainless finish, for use with 1 3/4" - 2 1/4" thick door | 1 |  | 1 Year | 737.45 | 0.15 | 626.8325
8890 | Salto | A9666O00IM48RW- | XS4 ANSI electronic RF wireless SVN escutcheon, Mifare / DESFire push buttonprivacy w/ key override function, O lever, right handed, satin stainless finish, for use with 1 3/4" - 2 1/4" thick door | 1 |  | 1 Year | 868.55 | 0.15 | 738.2675
8891 | Salto | A9666O00IP38L-- | XS4 ANSI electronic wire-free SVN escutcheon, Mifare / DESFire push buttonprivacy w/ key override function, O lever, left handed, bright stainless steel finish, for use with 1 3/8" - 1 3/4" thick standard door | 1 |  | 1 Year | 699.65 | 0.15 | 594.7025
8892 | Salto | A9666O00IP38LA- | XS4 ANSI electronic AMOK wire-free SVN escutcheon, Mifare / DESFire push buttonprivacy w/ key override function, O lever, left handed, bright stainless steel finish, for use with 1 3/8" - 1 3/4" thick standard door | 1 |  | 1 Year | 828.65 | 0.15 | 704.3525
8893 | Salto | A9666O00IP38LC- | XS4 ANSI electronic RF wireless ready SVN escutcheon, Mifare / DESFire push buttonprivacy w/ key override function, O lever, left handed, bright stainless steel finish, for use with 1 3/8" - 1 3/4" thick standard door | 1 |  | 1 Year | 753.75 | 0.15 | 640.6875
8894 | Salto | A9666O00IP38LW- | XS4 ANSI electronic RF wireless SVN escutcheon, Mifare / DESFire push buttonprivacy w/ key override function, O lever, left handed, bright stainless steel finish, for use with 1 3/8" - 1 3/4" thick standard door | 1 |  | 1 Year | 884.85 | 0.15 | 752.1225
8895 | Salto | A9666O00IP38R-- | XS4 ANSI electronic wire-free SVN escutcheon, Mifare / DESFire push buttonprivacy w/ key override function, O lever, right handed, bright stainless steel finish, for use with 1 3/8" - 1 3/4" thick standard door | 1 |  | 1 Year | 699.65 | 0.15 | 594.7025
8896 | Salto | A9666O00IP38RA- | XS4 ANSI electronic AMOK wire-free SVN escutcheon, Mifare / DESFire push buttonprivacy w/ key override function, O lever, right handed, bright stainless steel finish, for use with 1 3/8" - 1 3/4" thick standard door | 1 |  | 1 Year | 828.65 | 0.15 | 704.3525
8897 | Salto | A9666O00IP38RC- | XS4 ANSI electronic RF wireless ready SVN escutcheon, Mifare / DESFire push buttonprivacy w/ key override function, O lever, right handed, bright stainless steel finish, for use with 1 3/8" - 1 3/4" thick standard door | 1 |  | 1 Year | 753.75 | 0.15 | 640.6875
8898 | Salto | A9666O00IP38RW- | XS4 ANSI electronic RF wireless SVN escutcheon, Mifare / DESFire push buttonprivacy w/ key override function, O lever, right handed, bright stainless steel finish, for use with 1 3/8" - 1 3/4" thick standard door | 1 |  | 1 Year | 884.85 | 0.15 | 752.1225
8899 | Salto | A9666O00IP48L-- | XS4 ANSI electronic wire-free SVN escutcheon, Mifare / DESFire push buttonprivacy w/ key override function, O lever, left handed, bright stainless steel finish, for use with 1 3/4" - 2 1/4" thick door | 1 |  | 1 Year | 699.65 | 0.15 | 594.7025
8900 | Salto | A9666O00IP48LA- | XS4 ANSI electronic AMOK wire-free SVN escutcheon, Mifare / DESFire push buttonprivacy w/ key override function, O lever, left handed, bright stainless steel finish, for use with 1 3/4" - 2 1/4" thick door | 1 |  | 1 Year | 828.65 | 0.15 | 704.3525
8901 | Salto | A9666O00IP48LC- | XS4 ANSI electronic RF wireless ready SVN escutcheon, Mifare / DESFire push buttonprivacy w/ key override function, O lever, left handed, bright stainless steel finish, for use with 1 3/4" - 2 1/4" thick door | 1 |  | 1 Year | 753.75 | 0.15 | 640.6875
8902 | Salto | A9666O00IP48LW- | XS4 ANSI electronic RF wireless SVN escutcheon, Mifare / DESFire push buttonprivacy w/ key override function, O lever, left handed, bright stainless steel finish, for use with 1 3/4" - 2 1/4" thick door | 1 |  | 1 Year | 884.85 | 0.15 | 752.1225
8903 | Salto | A9666O00IP48R-- | XS4 ANSI electronic wire-free SVN escutcheon, Mifare / DESFire push buttonprivacy w/ key override function, O lever, right handed, bright stainless steel finish, for use with 1 3/4" - 2 1/4" thick door | 1 |  | 1 Year | 699.65 | 0.15 | 594.7025
8904 | Salto | A9666O00IP48RA- | XS4 ANSI electronic AMOK wire-free SVN escutcheon, Mifare / DESFire push buttonprivacy w/ key override function, O lever, right handed, bright stainless steel finish, for use with 1 3/4" - 2 1/4" thick door | 1 |  | 1 Year | 828.65 | 0.15 | 704.3525
8905 | Salto | A9666O00IP48RC- | XS4 ANSI electronic RF wireless ready SVN escutcheon, Mifare / DESFire push buttonprivacy w/ key override function, O lever, right handed, bright stainless steel finish, for use with 1 3/4" - 2 1/4" thick door | 1 |  | 1 Year | 753.75 | 0.15 | 640.6875
8906 | Salto | A9666O00IP48RW- | XS4 ANSI electronic RF wireless SVN escutcheon, Mifare / DESFire push buttonprivacy w/ key override function, O lever, right handed, bright stainless steel finish, for use with 1 3/4" - 2 1/4" thick door | 1 |  | 1 Year | 884.85 | 0.15 | 752.1225
8907 | Salto | A9666O00NE38L-- | XS4 ANSI electronic wire-free SVN escutcheon, Mifare / DESFire push buttonprivacy w/ key override function, O lever, left handed, black chromium finish, for use with 1 3/8" - 1 3/4" thick standard door | 1 |  | 1 Year | 718.05 | 0.15 | 610.3425
8908 | Salto | A9666O00NE38LA- | XS4 ANSI electronic AMOK wire-free SVN escutcheon, Mifare / DESFire push buttonprivacy w/ key override function, O lever, left handed, black chromium finish, for use with 1 3/8" - 1 3/4" thick standard door | 1 |  | 1 Year | 847.05 | 0.15 | 719.9925
8909 | Salto | A9666O00NE38LC- | XS4 ANSI electronic RF wireless ready SVN escutcheon, Mifare / DESFire push buttonprivacy w/ key override function, O lever, left handed, black chromium finish, for use with 1 3/8" - 1 3/4" thick standard door | 1 |  | 1 Year | 772.15 | 0.15 | 656.3275
8910 | Salto | A9666O00NE38LW- | XS4 ANSI electronic RF wireless SVN escutcheon, Mifare / DESFire push buttonprivacy w/ key override function, O lever, left handed, black chromium finish, for use with 1 3/8" - 1 3/4" thick standard door | 1 |  | 1 Year | 903.25 | 0.15 | 767.7625
8911 | Salto | A9666O00NE38R-- | XS4 ANSI electronic wire-free SVN escutcheon, Mifare / DESFire push buttonprivacy w/ key override function, O lever, right handed, black chromium finish, for use with 1 3/8" - 1 3/4" thick standard door | 1 |  | 1 Year | 718.05 | 0.15 | 610.3425
8912 | Salto | A9666O00NE38RA- | XS4 ANSI electronic AMOK wire-free SVN escutcheon, Mifare / DESFire push buttonprivacy w/ key override function, O lever, right handed, black chromium finish, for use with 1 3/8" - 1 3/4" thick standard door | 1 |  | 1 Year | 847.05 | 0.15 | 719.9925
8913 | Salto | A9666O00NE38RC- | XS4 ANSI electronic RF wireless ready SVN escutcheon, Mifare / DESFire push buttonprivacy w/ key override function, O lever, right handed, black chromium finish, for use with 1 3/8" - 1 3/4" thick standard door | 1 |  | 1 Year | 772.15 | 0.15 | 656.3275
8914 | Salto | A9666O00NE38RW- | XS4 ANSI electronic RF wireless SVN escutcheon, Mifare / DESFire push buttonprivacy w/ key override function, O lever, right handed, black chromium finish, for use with 1 3/8" - 1 3/4" thick standard door | 1 |  | 1 Year | 903.25 | 0.15 | 767.7625
8915 | Salto | A9666O00NE48L-- | XS4 ANSI electronic wire-free SVN escutcheon, Mifare / DESFire push buttonprivacy w/ key override function, O lever, left handed, black chromium finish, for use with 1 3/4" - 2 1/4" thick door | 1 |  | 1 Year | 718.05 | 0.15 | 610.3425
8916 | Salto | A9666O00NE48LA- | XS4 ANSI electronic AMOK wire-free SVN escutcheon, Mifare / DESFire push buttonprivacy w/ key override function, O lever, left handed, black chromium finish, for use with 1 3/4" - 2 1/4" thick door | 1 |  | 1 Year | 847.05 | 0.15 | 719.9925
8917 | Salto | A9666O00NE48LC- | XS4 ANSI electronic RF wireless ready SVN escutcheon, Mifare / DESFire push buttonprivacy w/ key override function, O lever, left handed, black chromium finish, for use with 1 3/4" - 2 1/4" thick door | 1 |  | 1 Year | 772.15 | 0.15 | 656.3275
8918 | Salto | A9666O00NE48LW- | XS4 ANSI electronic RF wireless SVN escutcheon, Mifare / DESFire push buttonprivacy w/ key override function, O lever, left handed, black chromium finish, for use with 1 3/4" - 2 1/4" thick door | 1 |  | 1 Year | 903.25 | 0.15 | 767.7625
8919 | Salto | A9666O00NE48R-- | XS4 ANSI electronic wire-free SVN escutcheon, Mifare / DESFire push buttonprivacy w/ key override function, O lever, right handed, black chromium finish, for use with 1 3/4" - 2 1/4" thick door | 1 |  | 1 Year | 718.05 | 0.15 | 610.3425
8920 | Salto | A9666O00NE48RA- | XS4 ANSI electronic AMOK wire-free SVN escutcheon, Mifare / DESFire push buttonprivacy w/ key override function, O lever, right handed, black chromium finish, for use with 1 3/4" - 2 1/4" thick door | 1 |  | 1 Year | 847.05 | 0.15 | 719.9925
8921 | Salto | A9666O00NE48RC- | XS4 ANSI electronic RF wireless ready SVN escutcheon, Mifare / DESFire push buttonprivacy w/ key override function, O lever, right handed, black chromium finish, for use with 1 3/4" - 2 1/4" thick door | 1 |  | 1 Year | 772.15 | 0.15 | 656.3275
8922 | Salto | A9666O00NE48RW- | XS4 ANSI electronic RF wireless SVN escutcheon, Mifare / DESFire push buttonprivacy w/ key override function, O lever, right handed, black chromium finish, for use with 1 3/4" - 2 1/4" thick door | 1 |  | 1 Year | 903.25 | 0.15 | 767.7625
8923 | Salto | A9666O00PM38L-- | XS4 ANSI electronic wire-free SVN escutcheon, Mifare / DESFire push buttonprivacy w/ key override function, O lever, left handed, satin brass finish, for use with 1 3/8" - 1 3/4" thick standard door | 1 |  | 1 Year | 683.35 | 0.15 | 580.8475
8924 | Salto | A9666O00PM38LA- | XS4 ANSI electronic AMOK wire-free SVN escutcheon, Mifare / DESFire push buttonprivacy w/ key override function, O lever, left handed, satin brass finish, for use with 1 3/8" - 1 3/4" thick standard door | 1 |  | 1 Year | 812.35 | 0.15 | 690.4975
8925 | Salto | A9666O00PM38LC- | XS4 ANSI electronic RF wireless ready SVN escutcheon, Mifare / DESFire push buttonprivacy w/ key override function, O lever, left handed, satin brass finish, for use with 1 3/8" - 1 3/4" thick standard door | 1 |  | 1 Year | 737.45 | 0.15 | 626.8325
8926 | Salto | A9666O00PM38LW- | XS4 ANSI electronic RF wireless SVN escutcheon, Mifare / DESFire push buttonprivacy w/ key override function, O lever, left handed, satin brass finish, for use with 1 3/8" - 1 3/4" thick standard door | 1 |  | 1 Year | 868.55 | 0.15 | 738.2675
8927 | Salto | A9666O00PM38R-- | XS4 ANSI electronic wire-free SVN escutcheon, Mifare / DESFire push buttonprivacy w/ key override function, O lever, right handed, satin brass finish, for use with 1 3/8" - 1 3/4" thick standard door | 1 |  | 1 Year | 683.35 | 0.15 | 580.8475
8928 | Salto | A9666O00PM38RA- | XS4 ANSI electronic AMOK wire-free SVN escutcheon, Mifare / DESFire push buttonprivacy w/ key override function, O lever, right handed, satin brass finish, for use with 1 3/8" - 1 3/4" thick standard door | 1 |  | 1 Year | 812.35 | 0.15 | 690.4975
8929 | Salto | A9666O00PM38RC- | XS4 ANSI electronic RF wireless ready SVN escutcheon, Mifare / DESFire push buttonprivacy w/ key override function, O lever, right handed, satin brass finish, for use with 1 3/8" - 1 3/4" thick standard door | 1 |  | 1 Year | 737.45 | 0.15 | 626.8325
8930 | Salto | A9666O00PM38RW- | XS4 ANSI electronic RF wireless SVN escutcheon, Mifare / DESFire push buttonprivacy w/ key override function, O lever, right handed, satin brass finish, for use with 1 3/8" - 1 3/4" thick standard door | 1 |  | 1 Year | 868.55 | 0.15 | 738.2675
8931 | Salto | A9666O00PM48L-- | XS4 ANSI electronic wire-free SVN escutcheon, Mifare / DESFire push buttonprivacy w/ key override function, O lever, left handed, satin brass finish, for use with 1 3/4" - 2 1/4" thick door | 1 |  | 1 Year | 683.35 | 0.15 | 580.8475
8932 | Salto | A9666O00PM48LA- | XS4 ANSI electronic AMOK wire-free SVN escutcheon, Mifare / DESFire push buttonprivacy w/ key override function, O lever, left handed, satin brass finish, for use with 1 3/4" - 2 1/4" thick door | 1 |  | 1 Year | 812.35 | 0.15 | 690.4975
8933 | Salto | A9666O00PM48LC- | XS4 ANSI electronic RF wireless ready SVN escutcheon, Mifare / DESFire push buttonprivacy w/ key override function, O lever, left handed, satin brass finish, for use with 1 3/4" - 2 1/4" thick door | 1 |  | 1 Year | 737.45 | 0.15 | 626.8325
8934 | Salto | A9666O00PM48LW- | XS4 ANSI electronic RF wireless SVN escutcheon, Mifare / DESFire push buttonprivacy w/ key override function, O lever, left handed, satin brass finish, for use with 1 3/4" - 2 1/4" thick door | 1 |  | 1 Year | 868.55 | 0.15 | 738.2675
8935 | Salto | A9666O00PM48R-- | XS4 ANSI electronic wire-free SVN escutcheon, Mifare / DESFire push buttonprivacy w/ key override function, O lever, right handed, satin brass finish, for use with 1 3/4" - 2 1/4" thick door | 1 |  | 1 Year | 683.35 | 0.15 | 580.8475
8936 | Salto | A9666O00PM48RA- | XS4 ANSI electronic AMOK wire-free SVN escutcheon, Mifare / DESFire push buttonprivacy w/ key override function, O lever, right handed, satin brass finish, for use with 1 3/4" - 2 1/4" thick door | 1 |  | 1 Year | 812.35 | 0.15 | 690.4975
8937 | Salto | A9666O00PM48RC- | XS4 ANSI electronic RF wireless ready SVN escutcheon, Mifare / DESFire push buttonprivacy w/ key override function, O lever, right handed, satin brass finish, for use with 1 3/4" - 2 1/4" thick door | 1 |  | 1 Year | 737.45 | 0.15 | 626.8325
8938 | Salto | A9666O00PM48RW- | XS4 ANSI electronic RF wireless SVN escutcheon, Mifare / DESFire push buttonprivacy w/ key override function, O lever, right handed, satin brass finish, for use with 1 3/4" - 2 1/4" thick door | 1 |  | 1 Year | 868.55 | 0.15 | 738.2675
8939 | Salto | A9666O00PP38L-- | XS4 ANSI electronic wire-free SVN escutcheon, Mifare / DESFire push buttonprivacy w/ key override function, O lever, left handed, bright brass finish, for use with 1 3/8" - 1 3/4" thick standard door | 1 |  | 1 Year | 699.65 | 0.15 | 594.7025
8940 | Salto | A9666O00PP38LA- | XS4 ANSI electronic AMOK wire-free SVN escutcheon, Mifare / DESFire push buttonprivacy w/ key override function, O lever, left handed, bright brass finish, for use with 1 3/8" - 1 3/4" thick standard door | 1 |  | 1 Year | 828.65 | 0.15 | 704.3525
8941 | Salto | A9666O00PP38LC- | XS4 ANSI electronic RF wireless ready SVN escutcheon, Mifare / DESFire push buttonprivacy w/ key override function, O lever, left handed, bright brass finish, for use with 1 3/8" - 1 3/4" thick standard door | 1 |  | 1 Year | 753.75 | 0.15 | 640.6875
8942 | Salto | A9666O00PP38LW- | XS4 ANSI electronic RF wireless SVN escutcheon, Mifare / DESFire push buttonprivacy w/ key override function, O lever, left handed, bright brass finish, for use with 1 3/8" - 1 3/4" thick standard door | 1 |  | 1 Year | 884.85 | 0.15 | 752.1225
8943 | Salto | A9666O00PP38R-- | XS4 ANSI electronic wire-free SVN escutcheon, Mifare / DESFire push buttonprivacy w/ key override function, O lever, right handed, bright brass finish, for use with 1 3/8" - 1 3/4" thick standard door | 1 |  | 1 Year | 699.65 | 0.15 | 594.7025
8944 | Salto | A9666O00PP38RA- | XS4 ANSI electronic AMOK wire-free SVN escutcheon, Mifare / DESFire push buttonprivacy w/ key override function, O lever, right handed, bright brass finish, for use with 1 3/8" - 1 3/4" thick standard door | 1 |  | 1 Year | 828.65 | 0.15 | 704.3525
8945 | Salto | A9666O00PP38RC- | XS4 ANSI electronic RF wireless ready SVN escutcheon, Mifare / DESFire push buttonprivacy w/ key override function, O lever, right handed, bright brass finish, for use with 1 3/8" - 1 3/4" thick standard door | 1 |  | 1 Year | 753.75 | 0.15 | 640.6875
8946 | Salto | A9666O00PP38RW- | XS4 ANSI electronic RF wireless SVN escutcheon, Mifare / DESFire push buttonprivacy w/ key override function, O lever, right handed, bright brass finish, for use with 1 3/8" - 1 3/4" thick standard door | 1 |  | 1 Year | 884.85 | 0.15 | 752.1225
8947 | Salto | A9666O00PP48L-- | XS4 ANSI electronic wire-free SVN escutcheon, Mifare / DESFire push buttonprivacy w/ key override function, O lever, left handed, bright brass finish, for use with 1 3/4" - 2 1/4" thick door | 1 |  | 1 Year | 699.65 | 0.15 | 594.7025
8948 | Salto | A9666O00PP48LA- | XS4 ANSI electronic AMOK wire-free SVN escutcheon, Mifare / DESFire push buttonprivacy w/ key override function, O lever, left handed, bright brass finish, for use with 1 3/4" - 2 1/4" thick door | 1 |  | 1 Year | 828.65 | 0.15 | 704.3525
8949 | Salto | A9666O00PP48LC- | XS4 ANSI electronic RF wireless ready SVN escutcheon, Mifare / DESFire push buttonprivacy w/ key override function, O lever, left handed, bright brass finish, for use with 1 3/4" - 2 1/4" thick door | 1 |  | 1 Year | 753.75 | 0.15 | 640.6875
8950 | Salto | A9666O00PP48LW- | XS4 ANSI electronic RF wireless SVN escutcheon, Mifare / DESFire push buttonprivacy w/ key override function, O lever, left handed, bright brass finish, for use with 1 3/4" - 2 1/4" thick door | 1 |  | 1 Year | 884.85 | 0.15 | 752.1225
8951 | Salto | A9666O00PP48R-- | XS4 ANSI electronic wire-free SVN escutcheon, Mifare / DESFire push buttonprivacy w/ key override function, O lever, right handed, bright brass finish, for use with 1 3/4" - 2 1/4" thick door | 1 |  | 1 Year | 699.65 | 0.15 | 594.7025
8952 | Salto | A9666O00PP48RA- | XS4 ANSI electronic AMOK wire-free SVN escutcheon, Mifare / DESFire push buttonprivacy w/ key override function, O lever, right handed, bright brass finish, for use with 1 3/4" - 2 1/4" thick door | 1 |  | 1 Year | 828.65 | 0.15 | 704.3525
8953 | Salto | A9666O00PP48RC- | XS4 ANSI electronic RF wireless ready SVN escutcheon, Mifare / DESFire push buttonprivacy w/ key override function, O lever, right handed, bright brass finish, for use with 1 3/4" - 2 1/4" thick door | 1 |  | 1 Year | 753.75 | 0.15 | 640.6875
8954 | Salto | A9666O00PP48RW- | XS4 ANSI electronic RF wireless SVN escutcheon, Mifare / DESFire push buttonprivacy w/ key override function, O lever, right handed, bright brass finish, for use with 1 3/4" - 2 1/4" thick door | 1 |  | 1 Year | 884.85 | 0.15 | 752.1225
8955 | Salto | A9666W00BC38--- | XS4 ANSI electronic wire-free SVN escutcheon, Mifare / DESFire push buttonprivacy w/ key override function, W lever, unhanded, BioCote antimicrobial finish, for use with 1 3/8" - 1 3/4" thick standard door | 1 |  | 1 Year | 725.15 | 0.15 | 616.3775
8956 | Salto | A9666W00BC38-A- | XS4 ANSI electronic AMOK wire-free SVN escutcheon, Mifare / DESFire push buttonprivacy w/ key override function, W lever, unhanded, BioCote antimicrobial finish, for use with 1 3/8" - 1 3/4" thick standard door | 1 |  | 1 Year | 854.15 | 0.15 | 726.0275
8957 | Salto | A9666W00BC38-C- | XS4 ANSI electronic RF wireless ready SVN escutcheon, Mifare / DESFire push buttonprivacy w/ key override function, W lever, unhanded, BioCote antimicrobial finish, for use with 1 3/8" - 1 3/4" thick standard door | 1 |  | 1 Year | 779.25 | 0.15 | 662.3625
8958 | Salto | A9666W00BC38-W- | XS4 ANSI electronic RF wireless SVN escutcheon, Mifare / DESFire push buttonprivacy w/ key override function, W lever, unhanded, BioCote antimicrobial finish, for use with 1 3/8" - 1 3/4" thick standard door | 1 |  | 1 Year | 910.35 | 0.15 | 773.7975
8959 | Salto | A9666W00BC48--- | XS4 ANSI electronic wire-free SVN escutcheon, Mifare / DESFire push buttonprivacy w/ key override function, W lever, unhanded, BioCote antimicrobial finish, for use with 1 3/4" - 2 1/4" thick door | 1 |  | 1 Year | 725.15 | 0.15 | 616.3775
8960 | Salto | A9666W00BC48-A- | XS4 ANSI electronic AMOK wire-free SVN escutcheon, Mifare / DESFire push buttonprivacy w/ key override function, W lever, unhanded, BioCote antimicrobial finish, for use with 1 3/4" - 2 1/4" thick door | 1 |  | 1 Year | 854.15 | 0.15 | 726.0275
8961 | Salto | A9666W00BC48-C- | XS4 ANSI electronic RF wireless ready SVN escutcheon, Mifare / DESFire push buttonprivacy w/ key override function, W lever, unhanded, BioCote antimicrobial finish, for use with 1 3/4" - 2 1/4" thick door | 1 |  | 1 Year | 779.25 | 0.15 | 662.3625
8962 | Salto | A9666W00BC48-W- | XS4 ANSI electronic RF wireless SVN escutcheon, Mifare / DESFire push buttonprivacy w/ key override function, W lever, unhanded, BioCote antimicrobial finish, for use with 1 3/4" - 2 1/4" thick door | 1 |  | 1 Year | 910.35 | 0.15 | 773.7975
8963 | Salto | A9666W00IA38--- | XS4 ANSI electronic wire-free SVN escutcheon, Mifare / DESFire push buttonprivacy w/ key override function, W lever, unhanded, antique brass finish, for use with 1 3/8" - 1 3/4" thick standard door | 1 |  | 1 Year | 725.15 | 0.15 | 616.3775
8964 | Salto | A9666W00IA38-A- | XS4 ANSI electronic AMOK wire-free SVN escutcheon, Mifare / DESFire push buttonprivacy w/ key override function, W lever, unhanded, antique brass finish, for use with 1 3/8" - 1 3/4" thick standard door | 1 |  | 1 Year | 854.15 | 0.15 | 726.0275
8965 | Salto | A9666W00IA38-C- | XS4 ANSI electronic RF wireless ready SVN escutcheon, Mifare / DESFire push buttonprivacy w/ key override function, W lever, unhanded, antique brass finish, for use with 1 3/8" - 1 3/4" thick standard door | 1 |  | 1 Year | 779.25 | 0.15 | 662.3625
8966 | Salto | A9666W00IA38-W- | XS4 ANSI electronic RF wireless SVN escutcheon, Mifare / DESFire push buttonprivacy w/ key override function, W lever, unhanded, antique brass finish, for use with 1 3/8" - 1 3/4" thick standard door | 1 |  | 1 Year | 910.35 | 0.15 | 773.7975
8967 | Salto | A9666W00IA48--- | XS4 ANSI electronic wire-free SVN escutcheon, Mifare / DESFire push buttonprivacy w/ key override function, W lever, unhanded, antique brass finish, for use with 1 3/4" - 2 1/4" thick door | 1 |  | 1 Year | 725.15 | 0.15 | 616.3775
8968 | Salto | A9666W00IA48-A- | XS4 ANSI electronic AMOK wire-free SVN escutcheon, Mifare / DESFire push buttonprivacy w/ key override function, W lever, unhanded, antique brass finish, for use with 1 3/4" - 2 1/4" thick door | 1 |  | 1 Year | 854.15 | 0.15 | 726.0275
8969 | Salto | A9666W00IA48-C- | XS4 ANSI electronic RF wireless ready SVN escutcheon, Mifare / DESFire push buttonprivacy w/ key override function, W lever, unhanded, antique brass finish, for use with 1 3/4" - 2 1/4" thick door | 1 |  | 1 Year | 779.25 | 0.15 | 662.3625
8970 | Salto | A9666W00IA48-W- | XS4 ANSI electronic RF wireless SVN escutcheon, Mifare / DESFire push buttonprivacy w/ key override function, W lever, unhanded, antique brass finish, for use with 1 3/4" - 2 1/4" thick door | 1 |  | 1 Year | 910.35 | 0.15 | 773.7975
8971 | Salto | A9666W00IM38--- | XS4 ANSI electronic wire-free SVN escutcheon, Mifare / DESFire push buttonprivacy w/ key override function, W lever, unhanded, satin stainless finish, for use with 1 3/8" - 1 3/4" thick standard door | 1 |  | 1 Year | 673.15 | 0.15 | 572.1775
8972 | Salto | A9666W00IM38-A- | XS4 ANSI electronic AMOK wire-free SVN escutcheon, Mifare / DESFire push buttonprivacy w/ key override function, W lever, unhanded, satin stainless finish, for use with 1 3/8" - 1 3/4" thick standard door | 1 |  | 1 Year | 802.15 | 0.15 | 681.8275
8973 | Salto | A9666W00IM38-C- | XS4 ANSI electronic RF wireless ready SVN escutcheon, Mifare / DESFire push buttonprivacy w/ key override function, W lever, unhanded, satin stainless finish, for use with 1 3/8" - 1 3/4" thick standard door | 1 |  | 1 Year | 727.25 | 0.15 | 618.1625
8974 | Salto | A9666W00IM38-W- | XS4 ANSI electronic RF wireless SVN escutcheon, Mifare / DESFire push buttonprivacy w/ key override function, W lever, unhanded, satin stainless finish, for use with 1 3/8" - 1 3/4" thick standard door | 1 |  | 1 Year | 858.35 | 0.15 | 729.5975
8975 | Salto | A9666W00IM48--- | XS4 ANSI electronic wire-free SVN escutcheon, Mifare / DESFire push buttonprivacy w/ key override function, W lever, unhanded, satin stainless finish, for use with 1 3/4" - 2 1/4" thick door | 1 |  | 1 Year | 673.15 | 0.15 | 572.1775
8976 | Salto | A9666W00IM48-A- | XS4 ANSI electronic AMOK wire-free SVN escutcheon, Mifare / DESFire push buttonprivacy w/ key override function, W lever, unhanded, satin stainless finish, for use with 1 3/4" - 2 1/4" thick door | 1 |  | 1 Year | 802.15 | 0.15 | 681.8275
8977 | Salto | A9666W00IM48-C- | XS4 ANSI electronic RF wireless ready SVN escutcheon, Mifare / DESFire push buttonprivacy w/ key override function, W lever, unhanded, satin stainless finish, for use with 1 3/4" - 2 1/4" thick door | 1 |  | 1 Year | 727.25 | 0.15 | 618.1625
8978 | Salto | A9666W00IM48-W- | XS4 ANSI electronic RF wireless SVN escutcheon, Mifare / DESFire push buttonprivacy w/ key override function, W lever, unhanded, satin stainless finish, for use with 1 3/4" - 2 1/4" thick door | 1 |  | 1 Year | 858.35 | 0.15 | 729.5975
8979 | Salto | A9666W00IP38--- | XS4 ANSI electronic wire-free SVN escutcheon, Mifare / DESFire push buttonprivacy w/ key override function, W lever, unhanded, bright stainless steel finish, for use with 1 3/8" - 1 3/4" thick standard door | 1 |  | 1 Year | 689.45 | 0.15 | 586.0325
8980 | Salto | A9666W00IP38-A- | XS4 ANSI electronic AMOK wire-free SVN escutcheon, Mifare / DESFire push buttonprivacy w/ key override function, W lever, unhanded, bright stainless steel finish, for use with 1 3/8" - 1 3/4" thick standard door | 1 |  | 1 Year | 818.45 | 0.15 | 695.6825
8981 | Salto | A9666W00IP38-C- | XS4 ANSI electronic RF wireless ready SVN escutcheon, Mifare / DESFire push buttonprivacy w/ key override function, W lever, unhanded, bright stainless steel finish, for use with 1 3/8" - 1 3/4" thick standard door | 1 |  | 1 Year | 743.55 | 0.15 | 632.0175
8982 | Salto | A9666W00IP38-W- | XS4 ANSI electronic RF wireless SVN escutcheon, Mifare / DESFire push buttonprivacy w/ key override function, W lever, unhanded, bright stainless steel finish, for use with 1 3/8" - 1 3/4" thick standard door | 1 |  | 1 Year | 874.65 | 0.15 | 743.4525
8983 | Salto | A9666W00IP48--- | XS4 ANSI electronic wire-free SVN escutcheon, Mifare / DESFire push buttonprivacy w/ key override function, W lever, unhanded, bright stainless steel finish, for use with 1 3/4" - 2 1/4" thick door | 1 |  | 1 Year | 689.45 | 0.15 | 586.0325
8984 | Salto | A9666W00IP48-A- | XS4 ANSI electronic AMOK wire-free SVN escutcheon, Mifare / DESFire push buttonprivacy w/ key override function, W lever, unhanded, bright stainless steel finish, for use with 1 3/4" - 2 1/4" thick door | 1 |  | 1 Year | 818.45 | 0.15 | 695.6825
8985 | Salto | A9666W00IP48-C- | XS4 ANSI electronic RF wireless ready SVN escutcheon, Mifare / DESFire push buttonprivacy w/ key override function, W lever, unhanded, bright stainless steel finish, for use with 1 3/4" - 2 1/4" thick door | 1 |  | 1 Year | 743.55 | 0.15 | 632.0175
8986 | Salto | A9666W00IP48-W- | XS4 ANSI electronic RF wireless SVN escutcheon, Mifare / DESFire push buttonprivacy w/ key override function, W lever, unhanded, bright stainless steel finish, for use with 1 3/4" - 2 1/4" thick door | 1 |  | 1 Year | 874.65 | 0.15 | 743.4525
8987 | Salto | A9666W00NE38--- | XS4 ANSI electronic wire-free SVN escutcheon, Mifare / DESFire push buttonprivacy w/ key override function, W lever, unhanded, black chromium finish, for use with 1 3/8" - 1 3/4" thick standard door | 1 |  | 1 Year | 707.85 | 0.15 | 601.6725
8988 | Salto | A9666W00NE38-A- | XS4 ANSI electronic AMOK wire-free SVN escutcheon, Mifare / DESFire push buttonprivacy w/ key override function, W lever, unhanded, black chromium finish, for use with 1 3/8" - 1 3/4" thick standard door | 1 |  | 1 Year | 836.85 | 0.15 | 711.3225
8989 | Salto | A9666W00NE38-C- | XS4 ANSI electronic RF wireless ready SVN escutcheon, Mifare / DESFire push buttonprivacy w/ key override function, W lever, unhanded, black chromium finish, for use with 1 3/8" - 1 3/4" thick standard door | 1 |  | 1 Year | 761.95 | 0.15 | 647.6575
8990 | Salto | A9666W00NE38-W- | XS4 ANSI electronic RF wireless SVN escutcheon, Mifare / DESFire push buttonprivacy w/ key override function, W lever, unhanded, black chromium finish, for use with 1 3/8" - 1 3/4" thick standard door | 1 |  | 1 Year | 893.05 | 0.15 | 759.0925
8991 | Salto | A9666W00NE48--- | XS4 ANSI electronic wire-free SVN escutcheon, Mifare / DESFire push buttonprivacy w/ key override function, W lever, unhanded, black chromium finish, for use with 1 3/4" - 2 1/4" thick door | 1 |  | 1 Year | 707.85 | 0.15 | 601.6725
8992 | Salto | A9666W00NE48-A- | XS4 ANSI electronic AMOK wire-free SVN escutcheon, Mifare / DESFire push buttonprivacy w/ key override function, W lever, unhanded, black chromium finish, for use with 1 3/4" - 2 1/4" thick door | 1 |  | 1 Year | 836.85 | 0.15 | 711.3225
8993 | Salto | A9666W00NE48-C- | XS4 ANSI electronic RF wireless ready SVN escutcheon, Mifare / DESFire push buttonprivacy w/ key override function, W lever, unhanded, black chromium finish, for use with 1 3/4" - 2 1/4" thick door | 1 |  | 1 Year | 761.95 | 0.15 | 647.6575
8994 | Salto | A9666W00NE48-W- | XS4 ANSI electronic RF wireless SVN escutcheon, Mifare / DESFire push buttonprivacy w/ key override function, W lever, unhanded, black chromium finish, for use with 1 3/4" - 2 1/4" thick door | 1 |  | 1 Year | 893.05 | 0.15 | 759.0925
8995 | Salto | A9666W00PM38--- | XS4 ANSI electronic wire-free SVN escutcheon, Mifare / DESFire push buttonprivacy w/ key override function, W lever, unhanded, satin brass finish, for use with 1 3/8" - 1 3/4" thick standard door | 1 |  | 1 Year | 673.15 | 0.15 | 572.1775
8996 | Salto | A9666W00PM38-A- | XS4 ANSI electronic AMOK wire-free SVN escutcheon, Mifare / DESFire push buttonprivacy w/ key override function, W lever, unhanded, satin brass finish, for use with 1 3/8" - 1 3/4" thick standard door | 1 |  | 1 Year | 802.15 | 0.15 | 681.8275
8997 | Salto | A9666W00PM38-C- | XS4 ANSI electronic RF wireless ready SVN escutcheon, Mifare / DESFire push buttonprivacy w/ key override function, W lever, unhanded, satin brass finish, for use with 1 3/8" - 1 3/4" thick standard door | 1 |  | 1 Year | 727.25 | 0.15 | 618.1625
8998 | Salto | A9666W00PM38-W- | XS4 ANSI electronic RF wireless SVN escutcheon, Mifare / DESFire push buttonprivacy w/ key override function, W lever, unhanded, satin brass finish, for use with 1 3/8" - 1 3/4" thick standard door | 1 |  | 1 Year | 858.35 | 0.15 | 729.5975
8999 | Salto | A9666W00PM48--- | XS4 ANSI electronic wire-free SVN escutcheon, Mifare / DESFire push buttonprivacy w/ key override function, W lever, unhanded, satin brass finish, for use with 1 3/4" - 2 1/4" thick door | 1 |  | 1 Year | 673.15 | 0.15 | 572.1775
9000 | Salto | A9666W00PM48-A- | XS4 ANSI electronic AMOK wire-free SVN escutcheon, Mifare / DESFire push buttonprivacy w/ key override function, W lever, unhanded, satin brass finish, for use with 1 3/4" - 2 1/4" thick door | 1 |  | 1 Year | 802.15 | 0.15 | 681.8275
9001 | Salto | A9666W00PM48-C- | XS4 ANSI electronic RF wireless ready SVN escutcheon, Mifare / DESFire push buttonprivacy w/ key override function, W lever, unhanded, satin brass finish, for use with 1 3/4" - 2 1/4" thick door | 1 |  | 1 Year | 727.25 | 0.15 | 618.1625
9002 | Salto | A9666W00PM48-W- | XS4 ANSI electronic RF wireless SVN escutcheon, Mifare / DESFire push buttonprivacy w/ key override function, W lever, unhanded, satin brass finish, for use with 1 3/4" - 2 1/4" thick door | 1 |  | 1 Year | 858.35 | 0.15 | 729.5975
9003 | Salto | A9666W00PP38--- | XS4 ANSI electronic wire-free SVN escutcheon, Mifare / DESFire push buttonprivacy w/ key override function, W lever, unhanded, bright brass finish, for use with 1 3/8" - 1 3/4" thick standard door | 1 |  | 1 Year | 689.45 | 0.15 | 586.0325
9004 | Salto | A9666W00PP38-A- | XS4 ANSI electronic AMOK wire-free SVN escutcheon, Mifare / DESFire push buttonprivacy w/ key override function, W lever, unhanded, bright brass finish, for use with 1 3/8" - 1 3/4" thick standard door | 1 |  | 1 Year | 818.45 | 0.15 | 695.6825
9005 | Salto | A9666W00PP38-C- | XS4 ANSI electronic RF wireless ready SVN escutcheon, Mifare / DESFire push buttonprivacy w/ key override function, W lever, unhanded, bright brass finish, for use with 1 3/8" - 1 3/4" thick standard door | 1 |  | 1 Year | 743.55 | 0.15 | 632.0175
9006 | Salto | A9666W00PP38-W- | XS4 ANSI electronic RF wireless SVN escutcheon, Mifare / DESFire push buttonprivacy w/ key override function, W lever, unhanded, bright brass finish, for use with 1 3/8" - 1 3/4" thick standard door | 1 |  | 1 Year | 874.65 | 0.15 | 743.4525
9007 | Salto | A9666W00PP48--- | XS4 ANSI electronic wire-free SVN escutcheon, Mifare / DESFire push buttonprivacy w/ key override function, W lever, unhanded, bright brass finish, for use with 1 3/4" - 2 1/4" thick door | 1 |  | 1 Year | 689.45 | 0.15 | 586.0325
9008 | Salto | A9666W00PP48-A- | XS4 ANSI electronic AMOK wire-free SVN escutcheon, Mifare / DESFire push buttonprivacy w/ key override function, W lever, unhanded, bright brass finish, for use with 1 3/4" - 2 1/4" thick door | 1 |  | 1 Year | 818.45 | 0.15 | 695.6825
9009 | Salto | A9666W00PP48-C- | XS4 ANSI electronic RF wireless ready SVN escutcheon, Mifare / DESFire push buttonprivacy w/ key override function, W lever, unhanded, bright brass finish, for use with 1 3/4" - 2 1/4" thick door | 1 |  | 1 Year | 743.55 | 0.15 | 632.0175
9010 | Salto | A9666W00PP48-W- | XS4 ANSI electronic RF wireless SVN escutcheon, Mifare / DESFire push buttonprivacy w/ key override function, W lever, unhanded, bright brass finish, for use with 1 3/4" - 2 1/4" thick door | 1 |  | 1 Year | 874.65 | 0.15 | 743.4525
9011 | Salto | A9668261IM38--- | XS4 ANSI electronic wire-free SVN escutcheon, Mifare / DESFire deadbolt privacy w/ key override function, Columbo Robodue premium series lever, unhanded, satin stainless finish, for use with 1 3/8" - 1 3/4" thick standard door | 1 |  | 1 Year | 719.05 | 0.15 | 611.1925
9012 | Salto | A9668261IM38-A- | XS4 ANSI electronic AMOK wire-free SVN escutcheon, Mifare / DESFire deadbolt privacy w/ key override function, Columbo Robodue premium series lever, unhanded, satin stainless finish, for use with 1 3/8" - 1 3/4" thick standard door | 1 |  | 1 Year | 848.05 | 0.15 | 720.8425
9013 | Salto | A9668261IM38-C- | XS4 ANSI electronic RF wireless ready SVN escutcheon, Mifare / DESFire deadbolt privacy w/ key override function, Columbo Robodue premium series lever, unhanded, satin stainless finish, for use with 1 3/8" - 1 3/4" thick standard door | 1 |  | 1 Year | 773.15 | 0.15 | 657.1775
9014 | Salto | A9668261IM38-W- | XS4 ANSI electronic RF wireless SVN escutcheon, Mifare / DESFire deadbolt privacy w/ key override function, Columbo Robodue premium series lever, unhanded, satin stainless finish, for use with 1 3/8" - 1 3/4" thick standard door | 1 |  | 1 Year | 904.25 | 0.15 | 768.6125
9015 | Salto | A9668261IM48--- | XS4 ANSI electronic wire-free SVN escutcheon, Mifare / DESFire deadbolt privacy w/ key override function, Columbo Robodue premium series lever, unhanded, satin stainless finish, for use with 1 3/4" - 2 1/4" thick door | 1 |  | 1 Year | 719.05 | 0.15 | 611.1925
9016 | Salto | A9668261IM48-A- | XS4 ANSI electronic AMOK wire-free SVN escutcheon, Mifare / DESFire deadbolt privacy w/ key override function, Columbo Robodue premium series lever, unhanded, satin stainless finish, for use with 1 3/4" - 2 1/4" thick door | 1 |  | 1 Year | 848.05 | 0.15 | 720.8425
9017 | Salto | A9668261IM48-C- | XS4 ANSI electronic RF wireless ready SVN escutcheon, Mifare / DESFire deadbolt privacy w/ key override function, Columbo Robodue premium series lever, unhanded, satin stainless finish, for use with 1 3/4" - 2 1/4" thick door | 1 |  | 1 Year | 773.15 | 0.15 | 657.1775
9018 | Salto | A9668261IM48-W- | XS4 ANSI electronic RF wireless SVN escutcheon, Mifare / DESFire deadbolt privacy w/ key override function, Columbo Robodue premium series lever, unhanded, satin stainless finish, for use with 1 3/4" - 2 1/4" thick door | 1 |  | 1 Year | 904.25 | 0.15 | 768.6125
9019 | Salto | A9668261IP38--- | XS4 ANSI electronic wire-free SVN escutcheon, Mifare / DESFire deadbolt privacy w/ key override function, Columbo Robodue premium series lever, unhanded, bright stainless steel finish, for use with 1 3/8" - 1 3/4" thick standard door | 1 |  | 1 Year | 735.35 | 0.15 | 625.0475
9020 | Salto | A9668261IP38-A- | XS4 ANSI electronic AMOK wire-free SVN escutcheon, Mifare / DESFire deadbolt privacy w/ key override function, Columbo Robodue premium series lever, unhanded, bright stainless steel finish, for use with 1 3/8" - 1 3/4" thick standard door | 1 |  | 1 Year | 864.35 | 0.15 | 734.6975
9021 | Salto | A9668261IP38-C- | XS4 ANSI electronic RF wireless ready SVN escutcheon, Mifare / DESFire deadbolt privacy w/ key override function, Columbo Robodue premium series lever, unhanded, bright stainless steel finish, for use with 1 3/8" - 1 3/4" thick standard door | 1 |  | 1 Year | 789.45 | 0.15 | 671.0325
9022 | Salto | A9668261IP38-W- | XS4 ANSI electronic RF wireless SVN escutcheon, Mifare / DESFire deadbolt privacy w/ key override function, Columbo Robodue premium series lever, unhanded, bright stainless steel finish, for use with 1 3/8" - 1 3/4" thick standard door | 1 |  | 1 Year | 920.55 | 0.15 | 782.4675
9023 | Salto | A9668261IP48--- | XS4 ANSI electronic wire-free SVN escutcheon, Mifare / DESFire deadbolt privacy w/ key override function, Columbo Robodue premium series lever, unhanded, bright stainless steel finish, for use with 1 3/4" - 2 1/4" thick door | 1 |  | 1 Year | 735.35 | 0.15 | 625.0475
9024 | Salto | A9668261IP48-A- | XS4 ANSI electronic AMOK wire-free SVN escutcheon, Mifare / DESFire deadbolt privacy w/ key override function, Columbo Robodue premium series lever, unhanded, bright stainless steel finish, for use with 1 3/4" - 2 1/4" thick door | 1 |  | 1 Year | 864.35 | 0.15 | 734.6975
9025 | Salto | A9668261IP48-C- | XS4 ANSI electronic RF wireless ready SVN escutcheon, Mifare / DESFire deadbolt privacy w/ key override function, Columbo Robodue premium series lever, unhanded, bright stainless steel finish, for use with 1 3/4" - 2 1/4" thick door | 1 |  | 1 Year | 789.45 | 0.15 | 671.0325
9026 | Salto | A9668261IP48-W- | XS4 ANSI electronic RF wireless SVN escutcheon, Mifare / DESFire deadbolt privacy w/ key override function, Columbo Robodue premium series lever, unhanded, bright stainless steel finish, for use with 1 3/4" - 2 1/4" thick door | 1 |  | 1 Year | 920.55 | 0.15 | 782.4675
9027 | Salto | A9668261PP38--- | XS4 ANSI electronic wire-free SVN escutcheon, Mifare / DESFire deadbolt privacy w/ key override function, Columbo Robodue premium series lever, unhanded, bright brass finish, for use with 1 3/8" - 1 3/4" thick standard door | 1 |  | 1 Year | 735.35 | 0.15 | 625.0475
9028 | Salto | A9668261PP38-A- | XS4 ANSI electronic AMOK wire-free SVN escutcheon, Mifare / DESFire deadbolt privacy w/ key override function, Columbo Robodue premium series lever, unhanded, bright brass finish, for use with 1 3/8" - 1 3/4" thick standard door | 1 |  | 1 Year | 864.35 | 0.15 | 734.6975
9029 | Salto | A9668261PP38-C- | XS4 ANSI electronic RF wireless ready SVN escutcheon, Mifare / DESFire deadbolt privacy w/ key override function, Columbo Robodue premium series lever, unhanded, bright brass finish, for use with 1 3/8" - 1 3/4" thick standard door | 1 |  | 1 Year | 789.45 | 0.15 | 671.0325
9030 | Salto | A9668261PP38-W- | XS4 ANSI electronic RF wireless SVN escutcheon, Mifare / DESFire deadbolt privacy w/ key override function, Columbo Robodue premium series lever, unhanded, bright brass finish, for use with 1 3/8" - 1 3/4" thick standard door | 1 |  | 1 Year | 920.55 | 0.15 | 782.4675
9031 | Salto | A9668261PP48--- | XS4 ANSI electronic wire-free SVN escutcheon, Mifare / DESFire deadbolt privacy w/ key override function, Columbo Robodue premium series lever, unhanded, bright brass finish, for use with 1 3/4" - 2 1/4" thick door | 1 |  | 1 Year | 735.35 | 0.15 | 625.0475
9032 | Salto | A9668261PP48-A- | XS4 ANSI electronic AMOK wire-free SVN escutcheon, Mifare / DESFire deadbolt privacy w/ key override function, Columbo Robodue premium series lever, unhanded, bright brass finish, for use with 1 3/4" - 2 1/4" thick door | 1 |  | 1 Year | 864.35 | 0.15 | 734.6975
9033 | Salto | A9668261PP48-C- | XS4 ANSI electronic RF wireless ready SVN escutcheon, Mifare / DESFire deadbolt privacy w/ key override function, Columbo Robodue premium series lever, unhanded, bright brass finish, for use with 1 3/4" - 2 1/4" thick door | 1 |  | 1 Year | 789.45 | 0.15 | 671.0325
9034 | Salto | A9668261PP48-W- | XS4 ANSI electronic RF wireless SVN escutcheon, Mifare / DESFire deadbolt privacy w/ key override function, Columbo Robodue premium series lever, unhanded, bright brass finish, for use with 1 3/4" - 2 1/4" thick door | 1 |  | 1 Year | 920.55 | 0.15 | 782.4675
9035 | Salto | A9668262IM38--- | XS4 ANSI electronic wire-free SVN escutcheon, Mifare / DESFire deadbolt privacy w/ key override function, Columbo Robodue premium series lever, unhanded, satin stainless finish, for use with 1 3/8" - 1 3/4" thick standard door | 1 |  | 1 Year | 719.05 | 0.15 | 611.1925
9036 | Salto | A9668262IM38-A- | XS4 ANSI electronic AMOK wire-free SVN escutcheon, Mifare / DESFire deadbolt privacy w/ key override function, Columbo Robodue premium series lever, unhanded, satin stainless finish, for use with 1 3/8" - 1 3/4" thick standard door | 1 |  | 1 Year | 848.05 | 0.15 | 720.8425
9037 | Salto | A9668262IM38-C- | XS4 ANSI electronic RF wireless ready SVN escutcheon, Mifare / DESFire deadbolt privacy w/ key override function, Columbo Robodue premium series lever, unhanded, satin stainless finish, for use with 1 3/8" - 1 3/4" thick standard door | 1 |  | 1 Year | 773.15 | 0.15 | 657.1775
9038 | Salto | A9668262IM38-W- | XS4 ANSI electronic RF wireless SVN escutcheon, Mifare / DESFire deadbolt privacy w/ key override function, Columbo Robodue premium series lever, unhanded, satin stainless finish, for use with 1 3/8" - 1 3/4" thick standard door | 1 |  | 1 Year | 904.25 | 0.15 | 768.6125
9039 | Salto | A9668262IM48--- | XS4 ANSI electronic wire-free SVN escutcheon, Mifare / DESFire deadbolt privacy w/ key override function, Columbo Robodue premium series lever, unhanded, satin stainless finish, for use with 1 3/4" - 2 1/4" thick door | 1 |  | 1 Year | 719.05 | 0.15 | 611.1925
9040 | Salto | A9668262IM48-A- | XS4 ANSI electronic AMOK wire-free SVN escutcheon, Mifare / DESFire deadbolt privacy w/ key override function, Columbo Robodue premium series lever, unhanded, satin stainless finish, for use with 1 3/4" - 2 1/4" thick door | 1 |  | 1 Year | 848.05 | 0.15 | 720.8425
9041 | Salto | A9668262IM48-C- | XS4 ANSI electronic RF wireless ready SVN escutcheon, Mifare / DESFire deadbolt privacy w/ key override function, Columbo Robodue premium series lever, unhanded, satin stainless finish, for use with 1 3/4" - 2 1/4" thick door | 1 |  | 1 Year | 773.15 | 0.15 | 657.1775
9042 | Salto | A9668262IM48-W- | XS4 ANSI electronic RF wireless SVN escutcheon, Mifare / DESFire deadbolt privacy w/ key override function, Columbo Robodue premium series lever, unhanded, satin stainless finish, for use with 1 3/4" - 2 1/4" thick door | 1 |  | 1 Year | 904.25 | 0.15 | 768.6125
9043 | Salto | A9668262IP38--- | XS4 ANSI electronic wire-free SVN escutcheon, Mifare / DESFire deadbolt privacy w/ key override function, Columbo Robodue premium series lever, unhanded, bright stainless steel finish, for use with 1 3/8" - 1 3/4" thick standard door | 1 |  | 1 Year | 735.35 | 0.15 | 625.0475
9044 | Salto | A9668262IP38-A- | XS4 ANSI electronic AMOK wire-free SVN escutcheon, Mifare / DESFire deadbolt privacy w/ key override function, Columbo Robodue premium series lever, unhanded, bright stainless steel finish, for use with 1 3/8" - 1 3/4" thick standard door | 1 |  | 1 Year | 864.35 | 0.15 | 734.6975
9045 | Salto | A9668262IP38-C- | XS4 ANSI electronic RF wireless ready SVN escutcheon, Mifare / DESFire deadbolt privacy w/ key override function, Columbo Robodue premium series lever, unhanded, bright stainless steel finish, for use with 1 3/8" - 1 3/4" thick standard door | 1 |  | 1 Year | 789.45 | 0.15 | 671.0325
9046 | Salto | A9668262IP38-W- | XS4 ANSI electronic RF wireless SVN escutcheon, Mifare / DESFire deadbolt privacy w/ key override function, Columbo Robodue premium series lever, unhanded, bright stainless steel finish, for use with 1 3/8" - 1 3/4" thick standard door | 1 |  | 1 Year | 920.55 | 0.15 | 782.4675
9047 | Salto | A9668262IP48--- | XS4 ANSI electronic wire-free SVN escutcheon, Mifare / DESFire deadbolt privacy w/ key override function, Columbo Robodue premium series lever, unhanded, bright stainless steel finish, for use with 1 3/4" - 2 1/4" thick door | 1 |  | 1 Year | 735.35 | 0.15 | 625.0475
9048 | Salto | A9668262IP48-A- | XS4 ANSI electronic AMOK wire-free SVN escutcheon, Mifare / DESFire deadbolt privacy w/ key override function, Columbo Robodue premium series lever, unhanded, bright stainless steel finish, for use with 1 3/4" - 2 1/4" thick door | 1 |  | 1 Year | 864.35 | 0.15 | 734.6975
9049 | Salto | A9668262IP48-C- | XS4 ANSI electronic RF wireless ready SVN escutcheon, Mifare / DESFire deadbolt privacy w/ key override function, Columbo Robodue premium series lever, unhanded, bright stainless steel finish, for use with 1 3/4" - 2 1/4" thick door | 1 |  | 1 Year | 789.45 | 0.15 | 671.0325
9050 | Salto | A9668262IP48-W- | XS4 ANSI electronic RF wireless SVN escutcheon, Mifare / DESFire deadbolt privacy w/ key override function, Columbo Robodue premium series lever, unhanded, bright stainless steel finish, for use with 1 3/4" - 2 1/4" thick door | 1 |  | 1 Year | 920.55 | 0.15 | 782.4675
9051 | Salto | A9668262PP38--- | XS4 ANSI electronic wire-free SVN escutcheon, Mifare / DESFire deadbolt privacy w/ key override function, Columbo Robodue premium series lever, unhanded, bright brass finish, for use with 1 3/8" - 1 3/4" thick standard door | 1 |  | 1 Year | 735.35 | 0.15 | 625.0475
9052 | Salto | A9668262PP38-A- | XS4 ANSI electronic AMOK wire-free SVN escutcheon, Mifare / DESFire deadbolt privacy w/ key override function, Columbo Robodue premium series lever, unhanded, bright brass finish, for use with 1 3/8" - 1 3/4" thick standard door | 1 |  | 1 Year | 864.35 | 0.15 | 734.6975
9053 | Salto | A9668262PP38-C- | XS4 ANSI electronic RF wireless ready SVN escutcheon, Mifare / DESFire deadbolt privacy w/ key override function, Columbo Robodue premium series lever, unhanded, bright brass finish, for use with 1 3/8" - 1 3/4" thick standard door | 1 |  | 1 Year | 789.45 | 0.15 | 671.0325
9054 | Salto | A9668262PP38-W- | XS4 ANSI electronic RF wireless SVN escutcheon, Mifare / DESFire deadbolt privacy w/ key override function, Columbo Robodue premium series lever, unhanded, bright brass finish, for use with 1 3/8" - 1 3/4" thick standard door | 1 |  | 1 Year | 920.55 | 0.15 | 782.4675
9055 | Salto | A9668262PP48--- | XS4 ANSI electronic wire-free SVN escutcheon, Mifare / DESFire deadbolt privacy w/ key override function, Columbo Robodue premium series lever, unhanded, bright brass finish, for use with 1 3/4" - 2 1/4" thick door | 1 |  | 1 Year | 735.35 | 0.15 | 625.0475
9056 | Salto | A9668262PP48-A- | XS4 ANSI electronic AMOK wire-free SVN escutcheon, Mifare / DESFire deadbolt privacy w/ key override function, Columbo Robodue premium series lever, unhanded, bright brass finish, for use with 1 3/4" - 2 1/4" thick door | 1 |  | 1 Year | 864.35 | 0.15 | 734.6975
9057 | Salto | A9668262PP48-C- | XS4 ANSI electronic RF wireless ready SVN escutcheon, Mifare / DESFire deadbolt privacy w/ key override function, Columbo Robodue premium series lever, unhanded, bright brass finish, for use with 1 3/4" - 2 1/4" thick door | 1 |  | 1 Year | 789.45 | 0.15 | 671.0325
9058 | Salto | A9668262PP48-W- | XS4 ANSI electronic RF wireless SVN escutcheon, Mifare / DESFire deadbolt privacy w/ key override function, Columbo Robodue premium series lever, unhanded, bright brass finish, for use with 1 3/4" - 2 1/4" thick door | 1 |  | 1 Year | 920.55 | 0.15 | 782.4675
9059 | Salto | A9668263IM38--- | XS4 ANSI electronic wire-free SVN escutcheon, Mifare / DESFire deadbolt privacy w/ key override function, Columbo Robodue premium series lever, unhanded, satin stainless finish, for use with 1 3/8" - 1 3/4" thick standard door | 1 |  | 1 Year | 719.05 | 0.15 | 611.1925
9060 | Salto | A9668263IM38-A- | XS4 ANSI electronic AMOK wire-free SVN escutcheon, Mifare / DESFire deadbolt privacy w/ key override function, Columbo Robodue premium series lever, unhanded, satin stainless finish, for use with 1 3/8" - 1 3/4" thick standard door | 1 |  | 1 Year | 848.05 | 0.15 | 720.8425
9061 | Salto | A9668263IM38-C- | XS4 ANSI electronic RF wireless ready SVN escutcheon, Mifare / DESFire deadbolt privacy w/ key override function, Columbo Robodue premium series lever, unhanded, satin stainless finish, for use with 1 3/8" - 1 3/4" thick standard door | 1 |  | 1 Year | 773.15 | 0.15 | 657.1775
9062 | Salto | A9668263IM38-W- | XS4 ANSI electronic RF wireless SVN escutcheon, Mifare / DESFire deadbolt privacy w/ key override function, Columbo Robodue premium series lever, unhanded, satin stainless finish, for use with 1 3/8" - 1 3/4" thick standard door | 1 |  | 1 Year | 904.25 | 0.15 | 768.6125
9063 | Salto | A9668263IM48--- | XS4 ANSI electronic wire-free SVN escutcheon, Mifare / DESFire deadbolt privacy w/ key override function, Columbo Robodue premium series lever, unhanded, satin stainless finish, for use with 1 3/4" - 2 1/4" thick door | 1 |  | 1 Year | 719.05 | 0.15 | 611.1925
9064 | Salto | A9668263IM48-A- | XS4 ANSI electronic AMOK wire-free SVN escutcheon, Mifare / DESFire deadbolt privacy w/ key override function, Columbo Robodue premium series lever, unhanded, satin stainless finish, for use with 1 3/4" - 2 1/4" thick door | 1 |  | 1 Year | 848.05 | 0.15 | 720.8425
9065 | Salto | A9668263IM48-C- | XS4 ANSI electronic RF wireless ready SVN escutcheon, Mifare / DESFire deadbolt privacy w/ key override function, Columbo Robodue premium series lever, unhanded, satin stainless finish, for use with 1 3/4" - 2 1/4" thick door | 1 |  | 1 Year | 773.15 | 0.15 | 657.1775
9066 | Salto | A9668263IM48-W- | XS4 ANSI electronic RF wireless SVN escutcheon, Mifare / DESFire deadbolt privacy w/ key override function, Columbo Robodue premium series lever, unhanded, satin stainless finish, for use with 1 3/4" - 2 1/4" thick door | 1 |  | 1 Year | 904.25 | 0.15 | 768.6125
9067 | Salto | A9668263IP38--- | XS4 ANSI electronic wire-free SVN escutcheon, Mifare / DESFire deadbolt privacy w/ key override function, Columbo Robodue premium series lever, unhanded, bright stainless steel finish, for use with 1 3/8" - 1 3/4" thick standard door | 1 |  | 1 Year | 735.35 | 0.15 | 625.0475
9068 | Salto | A9668263IP38-A- | XS4 ANSI electronic AMOK wire-free SVN escutcheon, Mifare / DESFire deadbolt privacy w/ key override function, Columbo Robodue premium series lever, unhanded, bright stainless steel finish, for use with 1 3/8" - 1 3/4" thick standard door | 1 |  | 1 Year | 864.35 | 0.15 | 734.6975
9069 | Salto | A9668263IP38-C- | XS4 ANSI electronic RF wireless ready SVN escutcheon, Mifare / DESFire deadbolt privacy w/ key override function, Columbo Robodue premium series lever, unhanded, bright stainless steel finish, for use with 1 3/8" - 1 3/4" thick standard door | 1 |  | 1 Year | 789.45 | 0.15 | 671.0325
9070 | Salto | A9668263IP38-W- | XS4 ANSI electronic RF wireless SVN escutcheon, Mifare / DESFire deadbolt privacy w/ key override function, Columbo Robodue premium series lever, unhanded, bright stainless steel finish, for use with 1 3/8" - 1 3/4" thick standard door | 1 |  | 1 Year | 920.55 | 0.15 | 782.4675
9071 | Salto | A9668263IP48--- | XS4 ANSI electronic wire-free SVN escutcheon, Mifare / DESFire deadbolt privacy w/ key override function, Columbo Robodue premium series lever, unhanded, bright stainless steel finish, for use with 1 3/4" - 2 1/4" thick door | 1 |  | 1 Year | 735.35 | 0.15 | 625.0475
9072 | Salto | A9668263IP48-A- | XS4 ANSI electronic AMOK wire-free SVN escutcheon, Mifare / DESFire deadbolt privacy w/ key override function, Columbo Robodue premium series lever, unhanded, bright stainless steel finish, for use with 1 3/4" - 2 1/4" thick door | 1 |  | 1 Year | 864.35 | 0.15 | 734.6975
9073 | Salto | A9668263IP48-C- | XS4 ANSI electronic RF wireless ready SVN escutcheon, Mifare / DESFire deadbolt privacy w/ key override function, Columbo Robodue premium series lever, unhanded, bright stainless steel finish, for use with 1 3/4" - 2 1/4" thick door | 1 |  | 1 Year | 789.45 | 0.15 | 671.0325
9074 | Salto | A9668263IP48-W- | XS4 ANSI electronic RF wireless SVN escutcheon, Mifare / DESFire deadbolt privacy w/ key override function, Columbo Robodue premium series lever, unhanded, bright stainless steel finish, for use with 1 3/4" - 2 1/4" thick door | 1 |  | 1 Year | 920.55 | 0.15 | 782.4675
9075 | Salto | A9668263PP38--- | XS4 ANSI electronic wire-free SVN escutcheon, Mifare / DESFire deadbolt privacy w/ key override function, Columbo Robodue premium series lever, unhanded, bright brass finish, for use with 1 3/8" - 1 3/4" thick standard door | 1 |  | 1 Year | 735.35 | 0.15 | 625.0475
9076 | Salto | A9668263PP38-A- | XS4 ANSI electronic AMOK wire-free SVN escutcheon, Mifare / DESFire deadbolt privacy w/ key override function, Columbo Robodue premium series lever, unhanded, bright brass finish, for use with 1 3/8" - 1 3/4" thick standard door | 1 |  | 1 Year | 864.35 | 0.15 | 734.6975
9077 | Salto | A9668263PP38-C- | XS4 ANSI electronic RF wireless ready SVN escutcheon, Mifare / DESFire deadbolt privacy w/ key override function, Columbo Robodue premium series lever, unhanded, bright brass finish, for use with 1 3/8" - 1 3/4" thick standard door | 1 |  | 1 Year | 789.45 | 0.15 | 671.0325
9078 | Salto | A9668263PP38-W- | XS4 ANSI electronic RF wireless SVN escutcheon, Mifare / DESFire deadbolt privacy w/ key override function, Columbo Robodue premium series lever, unhanded, bright brass finish, for use with 1 3/8" - 1 3/4" thick standard door | 1 |  | 1 Year | 920.55 | 0.15 | 782.4675
9079 | Salto | A9668263PP48--- | XS4 ANSI electronic wire-free SVN escutcheon, Mifare / DESFire deadbolt privacy w/ key override function, Columbo Robodue premium series lever, unhanded, bright brass finish, for use with 1 3/4" - 2 1/4" thick door | 1 |  | 1 Year | 735.35 | 0.15 | 625.0475
9080 | Salto | A9668263PP48-A- | XS4 ANSI electronic AMOK wire-free SVN escutcheon, Mifare / DESFire deadbolt privacy w/ key override function, Columbo Robodue premium series lever, unhanded, bright brass finish, for use with 1 3/4" - 2 1/4" thick door | 1 |  | 1 Year | 864.35 | 0.15 | 734.6975
9081 | Salto | A9668263PP48-C- | XS4 ANSI electronic RF wireless ready SVN escutcheon, Mifare / DESFire deadbolt privacy w/ key override function, Columbo Robodue premium series lever, unhanded, bright brass finish, for use with 1 3/4" - 2 1/4" thick door | 1 |  | 1 Year | 789.45 | 0.15 | 671.0325
9082 | Salto | A9668263PP48-W- | XS4 ANSI electronic RF wireless SVN escutcheon, Mifare / DESFire deadbolt privacy w/ key override function, Columbo Robodue premium series lever, unhanded, bright brass finish, for use with 1 3/4" - 2 1/4" thick door | 1 |  | 1 Year | 920.55 | 0.15 | 782.4675
9083 | Salto | A9668361IM38--- | XS4 ANSI electronic wire-free SVN escutcheon, Mifare / DESFire deadbolt privacy w/ key override function, Columbo Robotre premium series lever, unhanded, satin stainless finish, for use with 1 3/8" - 1 3/4" thick standard door | 1 |  | 1 Year | 719.05 | 0.15 | 611.1925
9084 | Salto | A9668361IM38-A- | XS4 ANSI electronic AMOK wire-free SVN escutcheon, Mifare / DESFire deadbolt privacy w/ key override function, Columbo Robotre premium series lever, unhanded, satin stainless finish, for use with 1 3/8" - 1 3/4" thick standard door | 1 |  | 1 Year | 848.05 | 0.15 | 720.8425
9085 | Salto | A9668361IM38-C- | XS4 ANSI electronic RF wireless ready SVN escutcheon, Mifare / DESFire deadbolt privacy w/ key override function, Columbo Robotre premium series lever, unhanded, satin stainless finish, for use with 1 3/8" - 1 3/4" thick standard door | 1 |  | 1 Year | 773.15 | 0.15 | 657.1775
9086 | Salto | A9668361IM38-W- | XS4 ANSI electronic RF wireless SVN escutcheon, Mifare / DESFire deadbolt privacy w/ key override function, Columbo Robotre premium series lever, unhanded, satin stainless finish, for use with 1 3/8" - 1 3/4" thick standard door | 1 |  | 1 Year | 904.25 | 0.15 | 768.6125
9087 | Salto | A9668361IM48--- | XS4 ANSI electronic wire-free SVN escutcheon, Mifare / DESFire deadbolt privacy w/ key override function, Columbo Robotre premium series lever, unhanded, satin stainless finish, for use with 1 3/4" - 2 1/4" thick door | 1 |  | 1 Year | 719.05 | 0.15 | 611.1925
9088 | Salto | A9668361IM48-A- | XS4 ANSI electronic AMOK wire-free SVN escutcheon, Mifare / DESFire deadbolt privacy w/ key override function, Columbo Robotre premium series lever, unhanded, satin stainless finish, for use with 1 3/4" - 2 1/4" thick door | 1 |  | 1 Year | 848.05 | 0.15 | 720.8425
9089 | Salto | A9668361IM48-C- | XS4 ANSI electronic RF wireless ready SVN escutcheon, Mifare / DESFire deadbolt privacy w/ key override function, Columbo Robotre premium series lever, unhanded, satin stainless finish, for use with 1 3/4" - 2 1/4" thick door | 1 |  | 1 Year | 773.15 | 0.15 | 657.1775
9090 | Salto | A9668361IM48-W- | XS4 ANSI electronic RF wireless SVN escutcheon, Mifare / DESFire deadbolt privacy w/ key override function, Columbo Robotre premium series lever, unhanded, satin stainless finish, for use with 1 3/4" - 2 1/4" thick door | 1 |  | 1 Year | 904.25 | 0.15 | 768.6125
9091 | Salto | A9668361IP38--- | XS4 ANSI electronic wire-free SVN escutcheon, Mifare / DESFire deadbolt privacy w/ key override function, Columbo Robotre premium series lever, unhanded, bright stainless steel finish, for use with 1 3/8" - 1 3/4" thick standard door | 1 |  | 1 Year | 735.35 | 0.15 | 625.0475
9092 | Salto | A9668361IP38-A- | XS4 ANSI electronic AMOK wire-free SVN escutcheon, Mifare / DESFire deadbolt privacy w/ key override function, Columbo Robotre premium series lever, unhanded, bright stainless steel finish, for use with 1 3/8" - 1 3/4" thick standard door | 1 |  | 1 Year | 864.35 | 0.15 | 734.6975
9093 | Salto | A9668361IP38-C- | XS4 ANSI electronic RF wireless ready SVN escutcheon, Mifare / DESFire deadbolt privacy w/ key override function, Columbo Robotre premium series lever, unhanded, bright stainless steel finish, for use with 1 3/8" - 1 3/4" thick standard door | 1 |  | 1 Year | 789.45 | 0.15 | 671.0325
9094 | Salto | A9668361IP38-W- | XS4 ANSI electronic RF wireless SVN escutcheon, Mifare / DESFire deadbolt privacy w/ key override function, Columbo Robotre premium series lever, unhanded, bright stainless steel finish, for use with 1 3/8" - 1 3/4" thick standard door | 1 |  | 1 Year | 920.55 | 0.15 | 782.4675
9095 | Salto | A9668361IP48--- | XS4 ANSI electronic wire-free SVN escutcheon, Mifare / DESFire deadbolt privacy w/ key override function, Columbo Robotre premium series lever, unhanded, bright stainless steel finish, for use with 1 3/4" - 2 1/4" thick door | 1 |  | 1 Year | 735.35 | 0.15 | 625.0475
9096 | Salto | A9668361IP48-A- | XS4 ANSI electronic AMOK wire-free SVN escutcheon, Mifare / DESFire deadbolt privacy w/ key override function, Columbo Robotre premium series lever, unhanded, bright stainless steel finish, for use with 1 3/4" - 2 1/4" thick door | 1 |  | 1 Year | 864.35 | 0.15 | 734.6975
9097 | Salto | A9668361IP48-C- | XS4 ANSI electronic RF wireless ready SVN escutcheon, Mifare / DESFire deadbolt privacy w/ key override function, Columbo Robotre premium series lever, unhanded, bright stainless steel finish, for use with 1 3/4" - 2 1/4" thick door | 1 |  | 1 Year | 789.45 | 0.15 | 671.0325
9098 | Salto | A9668361IP48-W- | XS4 ANSI electronic RF wireless SVN escutcheon, Mifare / DESFire deadbolt privacy w/ key override function, Columbo Robotre premium series lever, unhanded, bright stainless steel finish, for use with 1 3/4" - 2 1/4" thick door | 1 |  | 1 Year | 920.55 | 0.15 | 782.4675
9099 | Salto | A9668361PP38--- | XS4 ANSI electronic wire-free SVN escutcheon, Mifare / DESFire deadbolt privacy w/ key override function, Columbo Robotre premium series lever, unhanded, bright brass finish, for use with 1 3/8" - 1 3/4" thick standard door | 1 |  | 1 Year | 735.35 | 0.15 | 625.0475
9100 | Salto | A9668361PP38-A- | XS4 ANSI electronic AMOK wire-free SVN escutcheon, Mifare / DESFire deadbolt privacy w/ key override function, Columbo Robotre premium series lever, unhanded, bright brass finish, for use with 1 3/8" - 1 3/4" thick standard door | 1 |  | 1 Year | 864.35 | 0.15 | 734.6975
9101 | Salto | A9668361PP38-C- | XS4 ANSI electronic RF wireless ready SVN escutcheon, Mifare / DESFire deadbolt privacy w/ key override function, Columbo Robotre premium series lever, unhanded, bright brass finish, for use with 1 3/8" - 1 3/4" thick standard door | 1 |  | 1 Year | 789.45 | 0.15 | 671.0325
9102 | Salto | A9668361PP38-W- | XS4 ANSI electronic RF wireless SVN escutcheon, Mifare / DESFire deadbolt privacy w/ key override function, Columbo Robotre premium series lever, unhanded, bright brass finish, for use with 1 3/8" - 1 3/4" thick standard door | 1 |  | 1 Year | 920.55 | 0.15 | 782.4675
9103 | Salto | A9668361PP48--- | XS4 ANSI electronic wire-free SVN escutcheon, Mifare / DESFire deadbolt privacy w/ key override function, Columbo Robotre premium series lever, unhanded, bright brass finish, for use with 1 3/4" - 2 1/4" thick door | 1 |  | 1 Year | 735.35 | 0.15 | 625.0475
9104 | Salto | A9668361PP48-A- | XS4 ANSI electronic AMOK wire-free SVN escutcheon, Mifare / DESFire deadbolt privacy w/ key override function, Columbo Robotre premium series lever, unhanded, bright brass finish, for use with 1 3/4" - 2 1/4" thick door | 1 |  | 1 Year | 864.35 | 0.15 | 734.6975
9105 | Salto | A9668361PP48-C- | XS4 ANSI electronic RF wireless ready SVN escutcheon, Mifare / DESFire deadbolt privacy w/ key override function, Columbo Robotre premium series lever, unhanded, bright brass finish, for use with 1 3/4" - 2 1/4" thick door | 1 |  | 1 Year | 789.45 | 0.15 | 671.0325
9106 | Salto | A9668361PP48-W- | XS4 ANSI electronic RF wireless SVN escutcheon, Mifare / DESFire deadbolt privacy w/ key override function, Columbo Robotre premium series lever, unhanded, bright brass finish, for use with 1 3/4" - 2 1/4" thick door | 1 |  | 1 Year | 920.55 | 0.15 | 782.4675
9107 | Salto | A9668362IM38--- | XS4 ANSI electronic wire-free SVN escutcheon, Mifare / DESFire deadbolt privacy w/ key override function, Columbo Robotre premium series lever, unhanded, satin stainless finish, for use with 1 3/8" - 1 3/4" thick standard door | 1 |  | 1 Year | 719.05 | 0.15 | 611.1925
9108 | Salto | A9668362IM38-A- | XS4 ANSI electronic AMOK wire-free SVN escutcheon, Mifare / DESFire deadbolt privacy w/ key override function, Columbo Robotre premium series lever, unhanded, satin stainless finish, for use with 1 3/8" - 1 3/4" thick standard door | 1 |  | 1 Year | 848.05 | 0.15 | 720.8425
9109 | Salto | A9668362IM38-C- | XS4 ANSI electronic RF wireless ready SVN escutcheon, Mifare / DESFire deadbolt privacy w/ key override function, Columbo Robotre premium series lever, unhanded, satin stainless finish, for use with 1 3/8" - 1 3/4" thick standard door | 1 |  | 1 Year | 773.15 | 0.15 | 657.1775
9110 | Salto | A9668362IM38-W- | XS4 ANSI electronic RF wireless SVN escutcheon, Mifare / DESFire deadbolt privacy w/ key override function, Columbo Robotre premium series lever, unhanded, satin stainless finish, for use with 1 3/8" - 1 3/4" thick standard door | 1 |  | 1 Year | 904.25 | 0.15 | 768.6125
9111 | Salto | A9668362IM48--- | XS4 ANSI electronic wire-free SVN escutcheon, Mifare / DESFire deadbolt privacy w/ key override function, Columbo Robotre premium series lever, unhanded, satin stainless finish, for use with 1 3/4" - 2 1/4" thick door | 1 |  | 1 Year | 719.05 | 0.15 | 611.1925
9112 | Salto | A9668362IM48-A- | XS4 ANSI electronic AMOK wire-free SVN escutcheon, Mifare / DESFire deadbolt privacy w/ key override function, Columbo Robotre premium series lever, unhanded, satin stainless finish, for use with 1 3/4" - 2 1/4" thick door | 1 |  | 1 Year | 848.05 | 0.15 | 720.8425
9113 | Salto | A9668362IM48-C- | XS4 ANSI electronic RF wireless ready SVN escutcheon, Mifare / DESFire deadbolt privacy w/ key override function, Columbo Robotre premium series lever, unhanded, satin stainless finish, for use with 1 3/4" - 2 1/4" thick door | 1 |  | 1 Year | 773.15 | 0.15 | 657.1775
9114 | Salto | A9668362IM48-W- | XS4 ANSI electronic RF wireless SVN escutcheon, Mifare / DESFire deadbolt privacy w/ key override function, Columbo Robotre premium series lever, unhanded, satin stainless finish, for use with 1 3/4" - 2 1/4" thick door | 1 |  | 1 Year | 904.25 | 0.15 | 768.6125
9115 | Salto | A9668362IP38--- | XS4 ANSI electronic wire-free SVN escutcheon, Mifare / DESFire deadbolt privacy w/ key override function, Columbo Robotre premium series lever, unhanded, bright stainless steel finish, for use with 1 3/8" - 1 3/4" thick standard door | 1 |  | 1 Year | 735.35 | 0.15 | 625.0475
9116 | Salto | A9668362IP38-A- | XS4 ANSI electronic AMOK wire-free SVN escutcheon, Mifare / DESFire deadbolt privacy w/ key override function, Columbo Robotre premium series lever, unhanded, bright stainless steel finish, for use with 1 3/8" - 1 3/4" thick standard door | 1 |  | 1 Year | 864.35 | 0.15 | 734.6975
9117 | Salto | A9668362IP38-C- | XS4 ANSI electronic RF wireless ready SVN escutcheon, Mifare / DESFire deadbolt privacy w/ key override function, Columbo Robotre premium series lever, unhanded, bright stainless steel finish, for use with 1 3/8" - 1 3/4" thick standard door | 1 |  | 1 Year | 789.45 | 0.15 | 671.0325
9118 | Salto | A9668362IP38-W- | XS4 ANSI electronic RF wireless SVN escutcheon, Mifare / DESFire deadbolt privacy w/ key override function, Columbo Robotre premium series lever, unhanded, bright stainless steel finish, for use with 1 3/8" - 1 3/4" thick standard door | 1 |  | 1 Year | 920.55 | 0.15 | 782.4675
9119 | Salto | A9668362IP48--- | XS4 ANSI electronic wire-free SVN escutcheon, Mifare / DESFire deadbolt privacy w/ key override function, Columbo Robotre premium series lever, unhanded, bright stainless steel finish, for use with 1 3/4" - 2 1/4" thick door | 1 |  | 1 Year | 735.35 | 0.15 | 625.0475
9120 | Salto | A9668362IP48-A- | XS4 ANSI electronic AMOK wire-free SVN escutcheon, Mifare / DESFire deadbolt privacy w/ key override function, Columbo Robotre premium series lever, unhanded, bright stainless steel finish, for use with 1 3/4" - 2 1/4" thick door | 1 |  | 1 Year | 864.35 | 0.15 | 734.6975
9121 | Salto | A9668362IP48-C- | XS4 ANSI electronic RF wireless ready SVN escutcheon, Mifare / DESFire deadbolt privacy w/ key override function, Columbo Robotre premium series lever, unhanded, bright stainless steel finish, for use with 1 3/4" - 2 1/4" thick door | 1 |  | 1 Year | 789.45 | 0.15 | 671.0325
9122 | Salto | A9668362IP48-W- | XS4 ANSI electronic RF wireless SVN escutcheon, Mifare / DESFire deadbolt privacy w/ key override function, Columbo Robotre premium series lever, unhanded, bright stainless steel finish, for use with 1 3/4" - 2 1/4" thick door | 1 |  | 1 Year | 920.55 | 0.15 | 782.4675
9123 | Salto | A9668362PP38--- | XS4 ANSI electronic wire-free SVN escutcheon, Mifare / DESFire deadbolt privacy w/ key override function, Columbo Robotre premium series lever, unhanded, bright brass finish, for use with 1 3/8" - 1 3/4" thick standard door | 1 |  | 1 Year | 735.35 | 0.15 | 625.0475
9124 | Salto | A9668362PP38-A- | XS4 ANSI electronic AMOK wire-free SVN escutcheon, Mifare / DESFire deadbolt privacy w/ key override function, Columbo Robotre premium series lever, unhanded, bright brass finish, for use with 1 3/8" - 1 3/4" thick standard door | 1 |  | 1 Year | 864.35 | 0.15 | 734.6975
9125 | Salto | A9668362PP38-C- | XS4 ANSI electronic RF wireless ready SVN escutcheon, Mifare / DESFire deadbolt privacy w/ key override function, Columbo Robotre premium series lever, unhanded, bright brass finish, for use with 1 3/8" - 1 3/4" thick standard door | 1 |  | 1 Year | 789.45 | 0.15 | 671.0325
9126 | Salto | A9668362PP38-W- | XS4 ANSI electronic RF wireless SVN escutcheon, Mifare / DESFire deadbolt privacy w/ key override function, Columbo Robotre premium series lever, unhanded, bright brass finish, for use with 1 3/8" - 1 3/4" thick standard door | 1 |  | 1 Year | 920.55 | 0.15 | 782.4675
9127 | Salto | A9668362PP48--- | XS4 ANSI electronic wire-free SVN escutcheon, Mifare / DESFire deadbolt privacy w/ key override function, Columbo Robotre premium series lever, unhanded, bright brass finish, for use with 1 3/4" - 2 1/4" thick door | 1 |  | 1 Year | 735.35 | 0.15 | 625.0475
9128 | Salto | A9668362PP48-A- | XS4 ANSI electronic AMOK wire-free SVN escutcheon, Mifare / DESFire deadbolt privacy w/ key override function, Columbo Robotre premium series lever, unhanded, bright brass finish, for use with 1 3/4" - 2 1/4" thick door | 1 |  | 1 Year | 864.35 | 0.15 | 734.6975
9129 | Salto | A9668362PP48-C- | XS4 ANSI electronic RF wireless ready SVN escutcheon, Mifare / DESFire deadbolt privacy w/ key override function, Columbo Robotre premium series lever, unhanded, bright brass finish, for use with 1 3/4" - 2 1/4" thick door | 1 |  | 1 Year | 789.45 | 0.15 | 671.0325
9130 | Salto | A9668362PP48-W- | XS4 ANSI electronic RF wireless SVN escutcheon, Mifare / DESFire deadbolt privacy w/ key override function, Columbo Robotre premium series lever, unhanded, bright brass finish, for use with 1 3/4" - 2 1/4" thick door | 1 |  | 1 Year | 920.55 | 0.15 | 782.4675
9131 | Salto | A9668363IM38--- | XS4 ANSI electronic wire-free SVN escutcheon, Mifare / DESFire deadbolt privacy w/ key override function, Columbo Robotre premium series lever, unhanded, satin stainless finish, for use with 1 3/8" - 1 3/4" thick standard door | 1 |  | 1 Year | 719.05 | 0.15 | 611.1925
9132 | Salto | A9668363IM38-A- | XS4 ANSI electronic AMOK wire-free SVN escutcheon, Mifare / DESFire deadbolt privacy w/ key override function, Columbo Robotre premium series lever, unhanded, satin stainless finish, for use with 1 3/8" - 1 3/4" thick standard door | 1 |  | 1 Year | 848.05 | 0.15 | 720.8425
9133 | Salto | A9668363IM38-C- | XS4 ANSI electronic RF wireless ready SVN escutcheon, Mifare / DESFire deadbolt privacy w/ key override function, Columbo Robotre premium series lever, unhanded, satin stainless finish, for use with 1 3/8" - 1 3/4" thick standard door | 1 |  | 1 Year | 773.15 | 0.15 | 657.1775
9134 | Salto | A9668363IM38-W- | XS4 ANSI electronic RF wireless SVN escutcheon, Mifare / DESFire deadbolt privacy w/ key override function, Columbo Robotre premium series lever, unhanded, satin stainless finish, for use with 1 3/8" - 1 3/4" thick standard door | 1 |  | 1 Year | 904.25 | 0.15 | 768.6125
9135 | Salto | A9668363IM48--- | XS4 ANSI electronic wire-free SVN escutcheon, Mifare / DESFire deadbolt privacy w/ key override function, Columbo Robotre premium series lever, unhanded, satin stainless finish, for use with 1 3/4" - 2 1/4" thick door | 1 |  | 1 Year | 719.05 | 0.15 | 611.1925
9136 | Salto | A9668363IM48-A- | XS4 ANSI electronic AMOK wire-free SVN escutcheon, Mifare / DESFire deadbolt privacy w/ key override function, Columbo Robotre premium series lever, unhanded, satin stainless finish, for use with 1 3/4" - 2 1/4" thick door | 1 |  | 1 Year | 848.05 | 0.15 | 720.8425
9137 | Salto | A9668363IM48-C- | XS4 ANSI electronic RF wireless ready SVN escutcheon, Mifare / DESFire deadbolt privacy w/ key override function, Columbo Robotre premium series lever, unhanded, satin stainless finish, for use with 1 3/4" - 2 1/4" thick door | 1 |  | 1 Year | 773.15 | 0.15 | 657.1775
9138 | Salto | A9668363IM48-W- | XS4 ANSI electronic RF wireless SVN escutcheon, Mifare / DESFire deadbolt privacy w/ key override function, Columbo Robotre premium series lever, unhanded, satin stainless finish, for use with 1 3/4" - 2 1/4" thick door | 1 |  | 1 Year | 904.25 | 0.15 | 768.6125
9139 | Salto | A9668363IP38--- | XS4 ANSI electronic wire-free SVN escutcheon, Mifare / DESFire deadbolt privacy w/ key override function, Columbo Robotre premium series lever, unhanded, bright stainless steel finish, for use with 1 3/8" - 1 3/4" thick standard door | 1 |  | 1 Year | 735.35 | 0.15 | 625.0475
9140 | Salto | A9668363IP38-A- | XS4 ANSI electronic AMOK wire-free SVN escutcheon, Mifare / DESFire deadbolt privacy w/ key override function, Columbo Robotre premium series lever, unhanded, bright stainless steel finish, for use with 1 3/8" - 1 3/4" thick standard door | 1 |  | 1 Year | 864.35 | 0.15 | 734.6975
9141 | Salto | A9668363IP38-C- | XS4 ANSI electronic RF wireless ready SVN escutcheon, Mifare / DESFire deadbolt privacy w/ key override function, Columbo Robotre premium series lever, unhanded, bright stainless steel finish, for use with 1 3/8" - 1 3/4" thick standard door | 1 |  | 1 Year | 789.45 | 0.15 | 671.0325
9142 | Salto | A9668363IP38-W- | XS4 ANSI electronic RF wireless SVN escutcheon, Mifare / DESFire deadbolt privacy w/ key override function, Columbo Robotre premium series lever, unhanded, bright stainless steel finish, for use with 1 3/8" - 1 3/4" thick standard door | 1 |  | 1 Year | 920.55 | 0.15 | 782.4675
9143 | Salto | A9668363IP48--- | XS4 ANSI electronic wire-free SVN escutcheon, Mifare / DESFire deadbolt privacy w/ key override function, Columbo Robotre premium series lever, unhanded, bright stainless steel finish, for use with 1 3/4" - 2 1/4" thick door | 1 |  | 1 Year | 735.35 | 0.15 | 625.0475
9144 | Salto | A9668363IP48-A- | XS4 ANSI electronic AMOK wire-free SVN escutcheon, Mifare / DESFire deadbolt privacy w/ key override function, Columbo Robotre premium series lever, unhanded, bright stainless steel finish, for use with 1 3/4" - 2 1/4" thick door | 1 |  | 1 Year | 864.35 | 0.15 | 734.6975
9145 | Salto | A9668363IP48-C- | XS4 ANSI electronic RF wireless ready SVN escutcheon, Mifare / DESFire deadbolt privacy w/ key override function, Columbo Robotre premium series lever, unhanded, bright stainless steel finish, for use with 1 3/4" - 2 1/4" thick door | 1 |  | 1 Year | 789.45 | 0.15 | 671.0325
9146 | Salto | A9668363IP48-W- | XS4 ANSI electronic RF wireless SVN escutcheon, Mifare / DESFire deadbolt privacy w/ key override function, Columbo Robotre premium series lever, unhanded, bright stainless steel finish, for use with 1 3/4" - 2 1/4" thick door | 1 |  | 1 Year | 920.55 | 0.15 | 782.4675
9147 | Salto | A9668363PP38--- | XS4 ANSI electronic wire-free SVN escutcheon, Mifare / DESFire deadbolt privacy w/ key override function, Columbo Robotre premium series lever, unhanded, bright brass finish, for use with 1 3/8" - 1 3/4" thick standard door | 1 |  | 1 Year | 735.35 | 0.15 | 625.0475
9148 | Salto | A9668363PP38-A- | XS4 ANSI electronic AMOK wire-free SVN escutcheon, Mifare / DESFire deadbolt privacy w/ key override function, Columbo Robotre premium series lever, unhanded, bright brass finish, for use with 1 3/8" - 1 3/4" thick standard door | 1 |  | 1 Year | 864.35 | 0.15 | 734.6975
9149 | Salto | A9668363PP38-C- | XS4 ANSI electronic RF wireless ready SVN escutcheon, Mifare / DESFire deadbolt privacy w/ key override function, Columbo Robotre premium series lever, unhanded, bright brass finish, for use with 1 3/8" - 1 3/4" thick standard door | 1 |  | 1 Year | 789.45 | 0.15 | 671.0325
9150 | Salto | A9668363PP38-W- | XS4 ANSI electronic RF wireless SVN escutcheon, Mifare / DESFire deadbolt privacy w/ key override function, Columbo Robotre premium series lever, unhanded, bright brass finish, for use with 1 3/8" - 1 3/4" thick standard door | 1 |  | 1 Year | 920.55 | 0.15 | 782.4675
9151 | Salto | A9668363PP48--- | XS4 ANSI electronic wire-free SVN escutcheon, Mifare / DESFire deadbolt privacy w/ key override function, Columbo Robotre premium series lever, unhanded, bright brass finish, for use with 1 3/4" - 2 1/4" thick door | 1 |  | 1 Year | 735.35 | 0.15 | 625.0475
9152 | Salto | A9668363PP48-A- | XS4 ANSI electronic AMOK wire-free SVN escutcheon, Mifare / DESFire deadbolt privacy w/ key override function, Columbo Robotre premium series lever, unhanded, bright brass finish, for use with 1 3/4" - 2 1/4" thick door | 1 |  | 1 Year | 864.35 | 0.15 | 734.6975
9153 | Salto | A9668363PP48-C- | XS4 ANSI electronic RF wireless ready SVN escutcheon, Mifare / DESFire deadbolt privacy w/ key override function, Columbo Robotre premium series lever, unhanded, bright brass finish, for use with 1 3/4" - 2 1/4" thick door | 1 |  | 1 Year | 789.45 | 0.15 | 671.0325
9154 | Salto | A9668363PP48-W- | XS4 ANSI electronic RF wireless SVN escutcheon, Mifare / DESFire deadbolt privacy w/ key override function, Columbo Robotre premium series lever, unhanded, bright brass finish, for use with 1 3/4" - 2 1/4" thick door | 1 |  | 1 Year | 920.55 | 0.15 | 782.4675
9155 | Salto | A9668461IM38--- | XS4 ANSI electronic wire-free SVN escutcheon, Mifare / DESFire deadbolt privacy w/ key override function, Columbo Roboquattro premium series lever, unhanded, satin stainless finish, for use with 1 3/8" - 1 3/4" thick standard door | 1 |  | 1 Year | 719.05 | 0.15 | 611.1925
9156 | Salto | A9668461IM38-A- | XS4 ANSI electronic AMOK wire-free SVN escutcheon, Mifare / DESFire deadbolt privacy w/ key override function, Columbo Roboquattro premium series lever, unhanded, satin stainless finish, for use with 1 3/8" - 1 3/4" thick standard door | 1 |  | 1 Year | 848.05 | 0.15 | 720.8425
9157 | Salto | A9668461IM38-C- | XS4 ANSI electronic RF wireless ready SVN escutcheon, Mifare / DESFire deadbolt privacy w/ key override function, Columbo Roboquattro premium series lever, unhanded, satin stainless finish, for use with 1 3/8" - 1 3/4" thick standard door | 1 |  | 1 Year | 773.15 | 0.15 | 657.1775
9158 | Salto | A9668461IM38-W- | XS4 ANSI electronic RF wireless SVN escutcheon, Mifare / DESFire deadbolt privacy w/ key override function, Columbo Roboquattro premium series lever, unhanded, satin stainless finish, for use with 1 3/8" - 1 3/4" thick standard door | 1 |  | 1 Year | 904.25 | 0.15 | 768.6125
9159 | Salto | A9668461IM48--- | XS4 ANSI electronic wire-free SVN escutcheon, Mifare / DESFire deadbolt privacy w/ key override function, Columbo Roboquattro premium series lever, unhanded, satin stainless finish, for use with 1 3/4" - 2 1/4" thick door | 1 |  | 1 Year | 719.05 | 0.15 | 611.1925
9160 | Salto | A9668461IM48-A- | XS4 ANSI electronic AMOK wire-free SVN escutcheon, Mifare / DESFire deadbolt privacy w/ key override function, Columbo Roboquattro premium series lever, unhanded, satin stainless finish, for use with 1 3/4" - 2 1/4" thick door | 1 |  | 1 Year | 848.05 | 0.15 | 720.8425
9161 | Salto | A9668461IM48-C- | XS4 ANSI electronic RF wireless ready SVN escutcheon, Mifare / DESFire deadbolt privacy w/ key override function, Columbo Roboquattro premium series lever, unhanded, satin stainless finish, for use with 1 3/4" - 2 1/4" thick door | 1 |  | 1 Year | 773.15 | 0.15 | 657.1775
9162 | Salto | A9668461IM48-W- | XS4 ANSI electronic RF wireless SVN escutcheon, Mifare / DESFire deadbolt privacy w/ key override function, Columbo Roboquattro premium series lever, unhanded, satin stainless finish, for use with 1 3/4" - 2 1/4" thick door | 1 |  | 1 Year | 904.25 | 0.15 | 768.6125
9163 | Salto | A9668461IP38--- | XS4 ANSI electronic wire-free SVN escutcheon, Mifare / DESFire deadbolt privacy w/ key override function, Columbo Roboquattro premium series lever, unhanded, bright stainless steel finish, for use with 1 3/8" - 1 3/4" thick standard door | 1 |  | 1 Year | 735.35 | 0.15 | 625.0475
9164 | Salto | A9668461IP38-A- | XS4 ANSI electronic AMOK wire-free SVN escutcheon, Mifare / DESFire deadbolt privacy w/ key override function, Columbo Roboquattro premium series lever, unhanded, bright stainless steel finish, for use with 1 3/8" - 1 3/4" thick standard door | 1 |  | 1 Year | 864.35 | 0.15 | 734.6975
9165 | Salto | A9668461IP38-C- | XS4 ANSI electronic RF wireless ready SVN escutcheon, Mifare / DESFire deadbolt privacy w/ key override function, Columbo Roboquattro premium series lever, unhanded, bright stainless steel finish, for use with 1 3/8" - 1 3/4" thick standard door | 1 |  | 1 Year | 789.45 | 0.15 | 671.0325
9166 | Salto | A9668461IP38-W- | XS4 ANSI electronic RF wireless SVN escutcheon, Mifare / DESFire deadbolt privacy w/ key override function, Columbo Roboquattro premium series lever, unhanded, bright stainless steel finish, for use with 1 3/8" - 1 3/4" thick standard door | 1 |  | 1 Year | 920.55 | 0.15 | 782.4675
9167 | Salto | A9668461IP48--- | XS4 ANSI electronic wire-free SVN escutcheon, Mifare / DESFire deadbolt privacy w/ key override function, Columbo Roboquattro premium series lever, unhanded, bright stainless steel finish, for use with 1 3/4" - 2 1/4" thick door | 1 |  | 1 Year | 735.35 | 0.15 | 625.0475
9168 | Salto | A9668461IP48-A- | XS4 ANSI electronic AMOK wire-free SVN escutcheon, Mifare / DESFire deadbolt privacy w/ key override function, Columbo Roboquattro premium series lever, unhanded, bright stainless steel finish, for use with 1 3/4" - 2 1/4" thick door | 1 |  | 1 Year | 864.35 | 0.15 | 734.6975
9169 | Salto | A9668461IP48-C- | XS4 ANSI electronic RF wireless ready SVN escutcheon, Mifare / DESFire deadbolt privacy w/ key override function, Columbo Roboquattro premium series lever, unhanded, bright stainless steel finish, for use with 1 3/4" - 2 1/4" thick door | 1 |  | 1 Year | 789.45 | 0.15 | 671.0325
9170 | Salto | A9668461IP48-W- | XS4 ANSI electronic RF wireless SVN escutcheon, Mifare / DESFire deadbolt privacy w/ key override function, Columbo Roboquattro premium series lever, unhanded, bright stainless steel finish, for use with 1 3/4" - 2 1/4" thick door | 1 |  | 1 Year | 920.55 | 0.15 | 782.4675
9171 | Salto | A9668461PP38--- | XS4 ANSI electronic wire-free SVN escutcheon, Mifare / DESFire deadbolt privacy w/ key override function, Columbo Roboquattro premium series lever, unhanded, bright brass finish, for use with 1 3/8" - 1 3/4" thick standard door | 1 |  | 1 Year | 735.35 | 0.15 | 625.0475
9172 | Salto | A9668461PP38-A- | XS4 ANSI electronic AMOK wire-free SVN escutcheon, Mifare / DESFire deadbolt privacy w/ key override function, Columbo Roboquattro premium series lever, unhanded, bright brass finish, for use with 1 3/8" - 1 3/4" thick standard door | 1 |  | 1 Year | 864.35 | 0.15 | 734.6975
9173 | Salto | A9668461PP38-C- | XS4 ANSI electronic RF wireless ready SVN escutcheon, Mifare / DESFire deadbolt privacy w/ key override function, Columbo Roboquattro premium series lever, unhanded, bright brass finish, for use with 1 3/8" - 1 3/4" thick standard door | 1 |  | 1 Year | 789.45 | 0.15 | 671.0325
9174 | Salto | A9668461PP38-W- | XS4 ANSI electronic RF wireless SVN escutcheon, Mifare / DESFire deadbolt privacy w/ key override function, Columbo Roboquattro premium series lever, unhanded, bright brass finish, for use with 1 3/8" - 1 3/4" thick standard door | 1 |  | 1 Year | 920.55 | 0.15 | 782.4675
9175 | Salto | A9668461PP48--- | XS4 ANSI electronic wire-free SVN escutcheon, Mifare / DESFire deadbolt privacy w/ key override function, Columbo Roboquattro premium series lever, unhanded, bright brass finish, for use with 1 3/4" - 2 1/4" thick door | 1 |  | 1 Year | 735.35 | 0.15 | 625.0475
9176 | Salto | A9668461PP48-A- | XS4 ANSI electronic AMOK wire-free SVN escutcheon, Mifare / DESFire deadbolt privacy w/ key override function, Columbo Roboquattro premium series lever, unhanded, bright brass finish, for use with 1 3/4" - 2 1/4" thick door | 1 |  | 1 Year | 864.35 | 0.15 | 734.6975
9177 | Salto | A9668461PP48-C- | XS4 ANSI electronic RF wireless ready SVN escutcheon, Mifare / DESFire deadbolt privacy w/ key override function, Columbo Roboquattro premium series lever, unhanded, bright brass finish, for use with 1 3/4" - 2 1/4" thick door | 1 |  | 1 Year | 789.45 | 0.15 | 671.0325
9178 | Salto | A9668461PP48-W- | XS4 ANSI electronic RF wireless SVN escutcheon, Mifare / DESFire deadbolt privacy w/ key override function, Columbo Roboquattro premium series lever, unhanded, bright brass finish, for use with 1 3/4" - 2 1/4" thick door | 1 |  | 1 Year | 920.55 | 0.15 | 782.4675
9179 | Salto | A9668462IM38--- | XS4 ANSI electronic wire-free SVN escutcheon, Mifare / DESFire deadbolt privacy w/ key override function, Columbo Roboquattro premium series lever, unhanded, satin stainless finish, for use with 1 3/8" - 1 3/4" thick standard door | 1 |  | 1 Year | 719.05 | 0.15 | 611.1925
9180 | Salto | A9668462IM38-A- | XS4 ANSI electronic AMOK wire-free SVN escutcheon, Mifare / DESFire deadbolt privacy w/ key override function, Columbo Roboquattro premium series lever, unhanded, satin stainless finish, for use with 1 3/8" - 1 3/4" thick standard door | 1 |  | 1 Year | 848.05 | 0.15 | 720.8425
9181 | Salto | A9668462IM38-C- | XS4 ANSI electronic RF wireless ready SVN escutcheon, Mifare / DESFire deadbolt privacy w/ key override function, Columbo Roboquattro premium series lever, unhanded, satin stainless finish, for use with 1 3/8" - 1 3/4" thick standard door | 1 |  | 1 Year | 773.15 | 0.15 | 657.1775
9182 | Salto | A9668462IM38-W- | XS4 ANSI electronic RF wireless SVN escutcheon, Mifare / DESFire deadbolt privacy w/ key override function, Columbo Roboquattro premium series lever, unhanded, satin stainless finish, for use with 1 3/8" - 1 3/4" thick standard door | 1 |  | 1 Year | 904.25 | 0.15 | 768.6125
9183 | Salto | A9668462IM48--- | XS4 ANSI electronic wire-free SVN escutcheon, Mifare / DESFire deadbolt privacy w/ key override function, Columbo Roboquattro premium series lever, unhanded, satin stainless finish, for use with 1 3/4" - 2 1/4" thick door | 1 |  | 1 Year | 719.05 | 0.15 | 611.1925
9184 | Salto | A9668462IM48-A- | XS4 ANSI electronic AMOK wire-free SVN escutcheon, Mifare / DESFire deadbolt privacy w/ key override function, Columbo Roboquattro premium series lever, unhanded, satin stainless finish, for use with 1 3/4" - 2 1/4" thick door | 1 |  | 1 Year | 848.05 | 0.15 | 720.8425
9185 | Salto | A9668462IM48-C- | XS4 ANSI electronic RF wireless ready SVN escutcheon, Mifare / DESFire deadbolt privacy w/ key override function, Columbo Roboquattro premium series lever, unhanded, satin stainless finish, for use with 1 3/4" - 2 1/4" thick door | 1 |  | 1 Year | 773.15 | 0.15 | 657.1775
9186 | Salto | A9668462IM48-W- | XS4 ANSI electronic RF wireless SVN escutcheon, Mifare / DESFire deadbolt privacy w/ key override function, Columbo Roboquattro premium series lever, unhanded, satin stainless finish, for use with 1 3/4" - 2 1/4" thick door | 1 |  | 1 Year | 904.25 | 0.15 | 768.6125
9187 | Salto | A9668462IP38--- | XS4 ANSI electronic wire-free SVN escutcheon, Mifare / DESFire deadbolt privacy w/ key override function, Columbo Roboquattro premium series lever, unhanded, bright stainless steel finish, for use with 1 3/8" - 1 3/4" thick standard door | 1 |  | 1 Year | 735.35 | 0.15 | 625.0475
9188 | Salto | A9668462IP38-A- | XS4 ANSI electronic AMOK wire-free SVN escutcheon, Mifare / DESFire deadbolt privacy w/ key override function, Columbo Roboquattro premium series lever, unhanded, bright stainless steel finish, for use with 1 3/8" - 1 3/4" thick standard door | 1 |  | 1 Year | 864.35 | 0.15 | 734.6975
9189 | Salto | A9668462IP38-C- | XS4 ANSI electronic RF wireless ready SVN escutcheon, Mifare / DESFire deadbolt privacy w/ key override function, Columbo Roboquattro premium series lever, unhanded, bright stainless steel finish, for use with 1 3/8" - 1 3/4" thick standard door | 1 |  | 1 Year | 789.45 | 0.15 | 671.0325
9190 | Salto | A9668462IP38-W- | XS4 ANSI electronic RF wireless SVN escutcheon, Mifare / DESFire deadbolt privacy w/ key override function, Columbo Roboquattro premium series lever, unhanded, bright stainless steel finish, for use with 1 3/8" - 1 3/4" thick standard door | 1 |  | 1 Year | 920.55 | 0.15 | 782.4675
9191 | Salto | A9668462IP48--- | XS4 ANSI electronic wire-free SVN escutcheon, Mifare / DESFire deadbolt privacy w/ key override function, Columbo Roboquattro premium series lever, unhanded, bright stainless steel finish, for use with 1 3/4" - 2 1/4" thick door | 1 |  | 1 Year | 735.35 | 0.15 | 625.0475
9192 | Salto | A9668462IP48-A- | XS4 ANSI electronic AMOK wire-free SVN escutcheon, Mifare / DESFire deadbolt privacy w/ key override function, Columbo Roboquattro premium series lever, unhanded, bright stainless steel finish, for use with 1 3/4" - 2 1/4" thick door | 1 |  | 1 Year | 864.35 | 0.15 | 734.6975
9193 | Salto | A9668462IP48-C- | XS4 ANSI electronic RF wireless ready SVN escutcheon, Mifare / DESFire deadbolt privacy w/ key override function, Columbo Roboquattro premium series lever, unhanded, bright stainless steel finish, for use with 1 3/4" - 2 1/4" thick door | 1 |  | 1 Year | 789.45 | 0.15 | 671.0325
9194 | Salto | A9668462IP48-W- | XS4 ANSI electronic RF wireless SVN escutcheon, Mifare / DESFire deadbolt privacy w/ key override function, Columbo Roboquattro premium series lever, unhanded, bright stainless steel finish, for use with 1 3/4" - 2 1/4" thick door | 1 |  | 1 Year | 920.55 | 0.15 | 782.4675
9195 | Salto | A9668462PP38--- | XS4 ANSI electronic wire-free SVN escutcheon, Mifare / DESFire deadbolt privacy w/ key override function, Columbo Roboquattro premium series lever, unhanded, bright brass finish, for use with 1 3/8" - 1 3/4" thick standard door | 1 |  | 1 Year | 735.35 | 0.15 | 625.0475
9196 | Salto | A9668462PP38-A- | XS4 ANSI electronic AMOK wire-free SVN escutcheon, Mifare / DESFire deadbolt privacy w/ key override function, Columbo Roboquattro premium series lever, unhanded, bright brass finish, for use with 1 3/8" - 1 3/4" thick standard door | 1 |  | 1 Year | 864.35 | 0.15 | 734.6975
9197 | Salto | A9668462PP38-C- | XS4 ANSI electronic RF wireless ready SVN escutcheon, Mifare / DESFire deadbolt privacy w/ key override function, Columbo Roboquattro premium series lever, unhanded, bright brass finish, for use with 1 3/8" - 1 3/4" thick standard door | 1 |  | 1 Year | 789.45 | 0.15 | 671.0325
9198 | Salto | A9668462PP38-W- | XS4 ANSI electronic RF wireless SVN escutcheon, Mifare / DESFire deadbolt privacy w/ key override function, Columbo Roboquattro premium series lever, unhanded, bright brass finish, for use with 1 3/8" - 1 3/4" thick standard door | 1 |  | 1 Year | 920.55 | 0.15 | 782.4675
9199 | Salto | A9668462PP48--- | XS4 ANSI electronic wire-free SVN escutcheon, Mifare / DESFire deadbolt privacy w/ key override function, Columbo Roboquattro premium series lever, unhanded, bright brass finish, for use with 1 3/4" - 2 1/4" thick door | 1 |  | 1 Year | 735.35 | 0.15 | 625.0475
9200 | Salto | A9668462PP48-A- | XS4 ANSI electronic AMOK wire-free SVN escutcheon, Mifare / DESFire deadbolt privacy w/ key override function, Columbo Roboquattro premium series lever, unhanded, bright brass finish, for use with 1 3/4" - 2 1/4" thick door | 1 |  | 1 Year | 864.35 | 0.15 | 734.6975
9201 | Salto | A9668462PP48-C- | XS4 ANSI electronic RF wireless ready SVN escutcheon, Mifare / DESFire deadbolt privacy w/ key override function, Columbo Roboquattro premium series lever, unhanded, bright brass finish, for use with 1 3/4" - 2 1/4" thick door | 1 |  | 1 Year | 789.45 | 0.15 | 671.0325
9202 | Salto | A9668462PP48-W- | XS4 ANSI electronic RF wireless SVN escutcheon, Mifare / DESFire deadbolt privacy w/ key override function, Columbo Roboquattro premium series lever, unhanded, bright brass finish, for use with 1 3/4" - 2 1/4" thick door | 1 |  | 1 Year | 920.55 | 0.15 | 782.4675
9203 | Salto | A9668463IM38--- | XS4 ANSI electronic wire-free SVN escutcheon, Mifare / DESFire deadbolt privacy w/ key override function, Columbo Roboquattro premium series lever, unhanded, satin stainless finish, for use with 1 3/8" - 1 3/4" thick standard door | 1 |  | 1 Year | 719.05 | 0.15 | 611.1925
9204 | Salto | A9668463IM38-A- | XS4 ANSI electronic AMOK wire-free SVN escutcheon, Mifare / DESFire deadbolt privacy w/ key override function, Columbo Roboquattro premium series lever, unhanded, satin stainless finish, for use with 1 3/8" - 1 3/4" thick standard door | 1 |  | 1 Year | 848.05 | 0.15 | 720.8425
9205 | Salto | A9668463IM38-C- | XS4 ANSI electronic RF wireless ready SVN escutcheon, Mifare / DESFire deadbolt privacy w/ key override function, Columbo Roboquattro premium series lever, unhanded, satin stainless finish, for use with 1 3/8" - 1 3/4" thick standard door | 1 |  | 1 Year | 773.15 | 0.15 | 657.1775
9206 | Salto | A9668463IM38-W- | XS4 ANSI electronic RF wireless SVN escutcheon, Mifare / DESFire deadbolt privacy w/ key override function, Columbo Roboquattro premium series lever, unhanded, satin stainless finish, for use with 1 3/8" - 1 3/4" thick standard door | 1 |  | 1 Year | 904.25 | 0.15 | 768.6125
9207 | Salto | A9668463IM48--- | XS4 ANSI electronic wire-free SVN escutcheon, Mifare / DESFire deadbolt privacy w/ key override function, Columbo Roboquattro premium series lever, unhanded, satin stainless finish, for use with 1 3/4" - 2 1/4" thick door | 1 |  | 1 Year | 719.05 | 0.15 | 611.1925
9208 | Salto | A9668463IM48-A- | XS4 ANSI electronic AMOK wire-free SVN escutcheon, Mifare / DESFire deadbolt privacy w/ key override function, Columbo Roboquattro premium series lever, unhanded, satin stainless finish, for use with 1 3/4" - 2 1/4" thick door | 1 |  | 1 Year | 848.05 | 0.15 | 720.8425
9209 | Salto | A9668463IM48-C- | XS4 ANSI electronic RF wireless ready SVN escutcheon, Mifare / DESFire deadbolt privacy w/ key override function, Columbo Roboquattro premium series lever, unhanded, satin stainless finish, for use with 1 3/4" - 2 1/4" thick door | 1 |  | 1 Year | 773.15 | 0.15 | 657.1775
9210 | Salto | A9668463IM48-W- | XS4 ANSI electronic RF wireless SVN escutcheon, Mifare / DESFire deadbolt privacy w/ key override function, Columbo Roboquattro premium series lever, unhanded, satin stainless finish, for use with 1 3/4" - 2 1/4" thick door | 1 |  | 1 Year | 904.25 | 0.15 | 768.6125
9211 | Salto | A9668463IP38--- | XS4 ANSI electronic wire-free SVN escutcheon, Mifare / DESFire deadbolt privacy w/ key override function, Columbo Roboquattro premium series lever, unhanded, bright stainless steel finish, for use with 1 3/8" - 1 3/4" thick standard door | 1 |  | 1 Year | 735.35 | 0.15 | 625.0475
9212 | Salto | A9668463IP38-A- | XS4 ANSI electronic AMOK wire-free SVN escutcheon, Mifare / DESFire deadbolt privacy w/ key override function, Columbo Roboquattro premium series lever, unhanded, bright stainless steel finish, for use with 1 3/8" - 1 3/4" thick standard door | 1 |  | 1 Year | 864.35 | 0.15 | 734.6975
9213 | Salto | A9668463IP38-C- | XS4 ANSI electronic RF wireless ready SVN escutcheon, Mifare / DESFire deadbolt privacy w/ key override function, Columbo Roboquattro premium series lever, unhanded, bright stainless steel finish, for use with 1 3/8" - 1 3/4" thick standard door | 1 |  | 1 Year | 789.45 | 0.15 | 671.0325
9214 | Salto | A9668463IP38-W- | XS4 ANSI electronic RF wireless SVN escutcheon, Mifare / DESFire deadbolt privacy w/ key override function, Columbo Roboquattro premium series lever, unhanded, bright stainless steel finish, for use with 1 3/8" - 1 3/4" thick standard door | 1 |  | 1 Year | 920.55 | 0.15 | 782.4675
9215 | Salto | A9668463IP48--- | XS4 ANSI electronic wire-free SVN escutcheon, Mifare / DESFire deadbolt privacy w/ key override function, Columbo Roboquattro premium series lever, unhanded, bright stainless steel finish, for use with 1 3/4" - 2 1/4" thick door | 1 |  | 1 Year | 735.35 | 0.15 | 625.0475
9216 | Salto | A9668463IP48-A- | XS4 ANSI electronic AMOK wire-free SVN escutcheon, Mifare / DESFire deadbolt privacy w/ key override function, Columbo Roboquattro premium series lever, unhanded, bright stainless steel finish, for use with 1 3/4" - 2 1/4" thick door | 1 |  | 1 Year | 864.35 | 0.15 | 734.6975
9217 | Salto | A9668463IP48-C- | XS4 ANSI electronic RF wireless ready SVN escutcheon, Mifare / DESFire deadbolt privacy w/ key override function, Columbo Roboquattro premium series lever, unhanded, bright stainless steel finish, for use with 1 3/4" - 2 1/4" thick door | 1 |  | 1 Year | 789.45 | 0.15 | 671.0325
9218 | Salto | A9668463IP48-W- | XS4 ANSI electronic RF wireless SVN escutcheon, Mifare / DESFire deadbolt privacy w/ key override function, Columbo Roboquattro premium series lever, unhanded, bright stainless steel finish, for use with 1 3/4" - 2 1/4" thick door | 1 |  | 1 Year | 920.55 | 0.15 | 782.4675
9219 | Salto | A9668463PP38--- | XS4 ANSI electronic wire-free SVN escutcheon, Mifare / DESFire deadbolt privacy w/ key override function, Columbo Roboquattro premium series lever, unhanded, bright brass finish, for use with 1 3/8" - 1 3/4" thick standard door | 1 |  | 1 Year | 735.35 | 0.15 | 625.0475
9220 | Salto | A9668463PP38-A- | XS4 ANSI electronic AMOK wire-free SVN escutcheon, Mifare / DESFire deadbolt privacy w/ key override function, Columbo Roboquattro premium series lever, unhanded, bright brass finish, for use with 1 3/8" - 1 3/4" thick standard door | 1 |  | 1 Year | 864.35 | 0.15 | 734.6975
9221 | Salto | A9668463PP38-C- | XS4 ANSI electronic RF wireless ready SVN escutcheon, Mifare / DESFire deadbolt privacy w/ key override function, Columbo Roboquattro premium series lever, unhanded, bright brass finish, for use with 1 3/8" - 1 3/4" thick standard door | 1 |  | 1 Year | 789.45 | 0.15 | 671.0325
9222 | Salto | A9668463PP38-W- | XS4 ANSI electronic RF wireless SVN escutcheon, Mifare / DESFire deadbolt privacy w/ key override function, Columbo Roboquattro premium series lever, unhanded, bright brass finish, for use with 1 3/8" - 1 3/4" thick standard door | 1 |  | 1 Year | 920.55 | 0.15 | 782.4675
9223 | Salto | A9668463PP48--- | XS4 ANSI electronic wire-free SVN escutcheon, Mifare / DESFire deadbolt privacy w/ key override function, Columbo Roboquattro premium series lever, unhanded, bright brass finish, for use with 1 3/4" - 2 1/4" thick door | 1 |  | 1 Year | 735.35 | 0.15 | 625.0475
9224 | Salto | A9668463PP48-A- | XS4 ANSI electronic AMOK wire-free SVN escutcheon, Mifare / DESFire deadbolt privacy w/ key override function, Columbo Roboquattro premium series lever, unhanded, bright brass finish, for use with 1 3/4" - 2 1/4" thick door | 1 |  | 1 Year | 864.35 | 0.15 | 734.6975
9225 | Salto | A9668463PP48-C- | XS4 ANSI electronic RF wireless ready SVN escutcheon, Mifare / DESFire deadbolt privacy w/ key override function, Columbo Roboquattro premium series lever, unhanded, bright brass finish, for use with 1 3/4" - 2 1/4" thick door | 1 |  | 1 Year | 789.45 | 0.15 | 671.0325
9226 | Salto | A9668463PP48-W- | XS4 ANSI electronic RF wireless SVN escutcheon, Mifare / DESFire deadbolt privacy w/ key override function, Columbo Roboquattro premium series lever, unhanded, bright brass finish, for use with 1 3/4" - 2 1/4" thick door | 1 |  | 1 Year | 920.55 | 0.15 | 782.4675
9227 | Salto | A9668761IM38--- | XS4 ANSI electronic wire-free SVN escutcheon, Mifare / DESFire deadbolt privacy w/ key override function, Columbo Mach premium series lever, unhanded, satin stainless finish, for use with 1 3/8" - 1 3/4" thick standard door | 1 |  | 1 Year | 719.05 | 0.15 | 611.1925
9228 | Salto | A9668761IM38-A- | XS4 ANSI electronic AMOK wire-free SVN escutcheon, Mifare / DESFire deadbolt privacy w/ key override function, Columbo Mach premium series lever, unhanded, satin stainless finish, for use with 1 3/8" - 1 3/4" thick standard door | 1 |  | 1 Year | 848.05 | 0.15 | 720.8425
9229 | Salto | A9668761IM38-C- | XS4 ANSI electronic RF wireless ready SVN escutcheon, Mifare / DESFire deadbolt privacy w/ key override function, Columbo Mach premium series lever, unhanded, satin stainless finish, for use with 1 3/8" - 1 3/4" thick standard door | 1 |  | 1 Year | 773.15 | 0.15 | 657.1775
9230 | Salto | A9668761IM38-W- | XS4 ANSI electronic RF wireless SVN escutcheon, Mifare / DESFire deadbolt privacy w/ key override function, Columbo Mach premium series lever, unhanded, satin stainless finish, for use with 1 3/8" - 1 3/4" thick standard door | 1 |  | 1 Year | 904.25 | 0.15 | 768.6125
9231 | Salto | A9668761IM48--- | XS4 ANSI electronic wire-free SVN escutcheon, Mifare / DESFire deadbolt privacy w/ key override function, Columbo Mach premium series lever, unhanded, satin stainless finish, for use with 1 3/4" - 2 1/4" thick door | 1 |  | 1 Year | 719.05 | 0.15 | 611.1925
9232 | Salto | A9668761IM48-A- | XS4 ANSI electronic AMOK wire-free SVN escutcheon, Mifare / DESFire deadbolt privacy w/ key override function, Columbo Mach premium series lever, unhanded, satin stainless finish, for use with 1 3/4" - 2 1/4" thick door | 1 |  | 1 Year | 848.05 | 0.15 | 720.8425
9233 | Salto | A9668761IM48-C- | XS4 ANSI electronic RF wireless ready SVN escutcheon, Mifare / DESFire deadbolt privacy w/ key override function, Columbo Mach premium series lever, unhanded, satin stainless finish, for use with 1 3/4" - 2 1/4" thick door | 1 |  | 1 Year | 773.15 | 0.15 | 657.1775
9234 | Salto | A9668761IM48-W- | XS4 ANSI electronic RF wireless SVN escutcheon, Mifare / DESFire deadbolt privacy w/ key override function, Columbo Mach premium series lever, unhanded, satin stainless finish, for use with 1 3/4" - 2 1/4" thick door | 1 |  | 1 Year | 904.25 | 0.15 | 768.6125
9235 | Salto | A9668761IP38--- | XS4 ANSI electronic wire-free SVN escutcheon, Mifare / DESFire deadbolt privacy w/ key override function, Columbo Mach premium series lever, unhanded, bright stainless steel finish, for use with 1 3/8" - 1 3/4" thick standard door | 1 |  | 1 Year | 735.35 | 0.15 | 625.0475
9236 | Salto | A9668761IP38-A- | XS4 ANSI electronic AMOK wire-free SVN escutcheon, Mifare / DESFire deadbolt privacy w/ key override function, Columbo Mach premium series lever, unhanded, bright stainless steel finish, for use with 1 3/8" - 1 3/4" thick standard door | 1 |  | 1 Year | 864.35 | 0.15 | 734.6975
9237 | Salto | A9668761IP38-C- | XS4 ANSI electronic RF wireless ready SVN escutcheon, Mifare / DESFire deadbolt privacy w/ key override function, Columbo Mach premium series lever, unhanded, bright stainless steel finish, for use with 1 3/8" - 1 3/4" thick standard door | 1 |  | 1 Year | 789.45 | 0.15 | 671.0325
9238 | Salto | A9668761IP38-W- | XS4 ANSI electronic RF wireless SVN escutcheon, Mifare / DESFire deadbolt privacy w/ key override function, Columbo Mach premium series lever, unhanded, bright stainless steel finish, for use with 1 3/8" - 1 3/4" thick standard door | 1 |  | 1 Year | 920.55 | 0.15 | 782.4675
9239 | Salto | A9668761IP48--- | XS4 ANSI electronic wire-free SVN escutcheon, Mifare / DESFire deadbolt privacy w/ key override function, Columbo Mach premium series lever, unhanded, bright stainless steel finish, for use with 1 3/4" - 2 1/4" thick door | 1 |  | 1 Year | 735.35 | 0.15 | 625.0475
9240 | Salto | A9668761IP48-A- | XS4 ANSI electronic AMOK wire-free SVN escutcheon, Mifare / DESFire deadbolt privacy w/ key override function, Columbo Mach premium series lever, unhanded, bright stainless steel finish, for use with 1 3/4" - 2 1/4" thick door | 1 |  | 1 Year | 864.35 | 0.15 | 734.6975
9241 | Salto | A9668761IP48-C- | XS4 ANSI electronic RF wireless ready SVN escutcheon, Mifare / DESFire deadbolt privacy w/ key override function, Columbo Mach premium series lever, unhanded, bright stainless steel finish, for use with 1 3/4" - 2 1/4" thick door | 1 |  | 1 Year | 789.45 | 0.15 | 671.0325
9242 | Salto | A9668761IP48-W- | XS4 ANSI electronic RF wireless SVN escutcheon, Mifare / DESFire deadbolt privacy w/ key override function, Columbo Mach premium series lever, unhanded, bright stainless steel finish, for use with 1 3/4" - 2 1/4" thick door | 1 |  | 1 Year | 920.55 | 0.15 | 782.4675
9243 | Salto | A9668761PP38--- | XS4 ANSI electronic wire-free SVN escutcheon, Mifare / DESFire deadbolt privacy w/ key override function, Columbo Mach premium series lever, unhanded, bright brass finish, for use with 1 3/8" - 1 3/4" thick standard door | 1 |  | 1 Year | 735.35 | 0.15 | 625.0475
9244 | Salto | A9668761PP38-A- | XS4 ANSI electronic AMOK wire-free SVN escutcheon, Mifare / DESFire deadbolt privacy w/ key override function, Columbo Mach premium series lever, unhanded, bright brass finish, for use with 1 3/8" - 1 3/4" thick standard door | 1 |  | 1 Year | 864.35 | 0.15 | 734.6975
9245 | Salto | A9668761PP38-C- | XS4 ANSI electronic RF wireless ready SVN escutcheon, Mifare / DESFire deadbolt privacy w/ key override function, Columbo Mach premium series lever, unhanded, bright brass finish, for use with 1 3/8" - 1 3/4" thick standard door | 1 |  | 1 Year | 789.45 | 0.15 | 671.0325
9246 | Salto | A9668761PP38-W- | XS4 ANSI electronic RF wireless SVN escutcheon, Mifare / DESFire deadbolt privacy w/ key override function, Columbo Mach premium series lever, unhanded, bright brass finish, for use with 1 3/8" - 1 3/4" thick standard door | 1 |  | 1 Year | 920.55 | 0.15 | 782.4675
9247 | Salto | A9668761PP48--- | XS4 ANSI electronic wire-free SVN escutcheon, Mifare / DESFire deadbolt privacy w/ key override function, Columbo Mach premium series lever, unhanded, bright brass finish, for use with 1 3/4" - 2 1/4" thick door | 1 |  | 1 Year | 735.35 | 0.15 | 625.0475
9248 | Salto | A9668761PP48-A- | XS4 ANSI electronic AMOK wire-free SVN escutcheon, Mifare / DESFire deadbolt privacy w/ key override function, Columbo Mach premium series lever, unhanded, bright brass finish, for use with 1 3/4" - 2 1/4" thick door | 1 |  | 1 Year | 864.35 | 0.15 | 734.6975
9249 | Salto | A9668761PP48-C- | XS4 ANSI electronic RF wireless ready SVN escutcheon, Mifare / DESFire deadbolt privacy w/ key override function, Columbo Mach premium series lever, unhanded, bright brass finish, for use with 1 3/4" - 2 1/4" thick door | 1 |  | 1 Year | 789.45 | 0.15 | 671.0325
9250 | Salto | A9668761PP48-W- | XS4 ANSI electronic RF wireless SVN escutcheon, Mifare / DESFire deadbolt privacy w/ key override function, Columbo Mach premium series lever, unhanded, bright brass finish, for use with 1 3/4" - 2 1/4" thick door | 1 |  | 1 Year | 920.55 | 0.15 | 782.4675
9251 | Salto | A9668762IM38--- | XS4 ANSI electronic wire-free SVN escutcheon, Mifare / DESFire deadbolt privacy w/ key override function, Columbo Mach premium series lever, unhanded, satin stainless finish, for use with 1 3/8" - 1 3/4" thick standard door | 1 |  | 1 Year | 719.05 | 0.15 | 611.1925
9252 | Salto | A9668762IM38-A- | XS4 ANSI electronic AMOK wire-free SVN escutcheon, Mifare / DESFire deadbolt privacy w/ key override function, Columbo Mach premium series lever, unhanded, satin stainless finish, for use with 1 3/8" - 1 3/4" thick standard door | 1 |  | 1 Year | 848.05 | 0.15 | 720.8425
9253 | Salto | A9668762IM38-C- | XS4 ANSI electronic RF wireless ready SVN escutcheon, Mifare / DESFire deadbolt privacy w/ key override function, Columbo Mach premium series lever, unhanded, satin stainless finish, for use with 1 3/8" - 1 3/4" thick standard door | 1 |  | 1 Year | 773.15 | 0.15 | 657.1775
9254 | Salto | A9668762IM38-W- | XS4 ANSI electronic RF wireless SVN escutcheon, Mifare / DESFire deadbolt privacy w/ key override function, Columbo Mach premium series lever, unhanded, satin stainless finish, for use with 1 3/8" - 1 3/4" thick standard door | 1 |  | 1 Year | 904.25 | 0.15 | 768.6125
9255 | Salto | A9668762IM48--- | XS4 ANSI electronic wire-free SVN escutcheon, Mifare / DESFire deadbolt privacy w/ key override function, Columbo Mach premium series lever, unhanded, satin stainless finish, for use with 1 3/4" - 2 1/4" thick door | 1 |  | 1 Year | 719.05 | 0.15 | 611.1925
9256 | Salto | A9668762IM48-A- | XS4 ANSI electronic AMOK wire-free SVN escutcheon, Mifare / DESFire deadbolt privacy w/ key override function, Columbo Mach premium series lever, unhanded, satin stainless finish, for use with 1 3/4" - 2 1/4" thick door | 1 |  | 1 Year | 848.05 | 0.15 | 720.8425
9257 | Salto | A9668762IM48-C- | XS4 ANSI electronic RF wireless ready SVN escutcheon, Mifare / DESFire deadbolt privacy w/ key override function, Columbo Mach premium series lever, unhanded, satin stainless finish, for use with 1 3/4" - 2 1/4" thick door | 1 |  | 1 Year | 773.15 | 0.15 | 657.1775
9258 | Salto | A9668762IM48-W- | XS4 ANSI electronic RF wireless SVN escutcheon, Mifare / DESFire deadbolt privacy w/ key override function, Columbo Mach premium series lever, unhanded, satin stainless finish, for use with 1 3/4" - 2 1/4" thick door | 1 |  | 1 Year | 904.25 | 0.15 | 768.6125
9259 | Salto | A9668762IP38--- | XS4 ANSI electronic wire-free SVN escutcheon, Mifare / DESFire deadbolt privacy w/ key override function, Columbo Mach premium series lever, unhanded, bright stainless steel finish, for use with 1 3/8" - 1 3/4" thick standard door | 1 |  | 1 Year | 735.35 | 0.15 | 625.0475
9260 | Salto | A9668762IP38-A- | XS4 ANSI electronic AMOK wire-free SVN escutcheon, Mifare / DESFire deadbolt privacy w/ key override function, Columbo Mach premium series lever, unhanded, bright stainless steel finish, for use with 1 3/8" - 1 3/4" thick standard door | 1 |  | 1 Year | 864.35 | 0.15 | 734.6975
9261 | Salto | A9668762IP38-C- | XS4 ANSI electronic RF wireless ready SVN escutcheon, Mifare / DESFire deadbolt privacy w/ key override function, Columbo Mach premium series lever, unhanded, bright stainless steel finish, for use with 1 3/8" - 1 3/4" thick standard door | 1 |  | 1 Year | 789.45 | 0.15 | 671.0325
9262 | Salto | A9668762IP38-W- | XS4 ANSI electronic RF wireless SVN escutcheon, Mifare / DESFire deadbolt privacy w/ key override function, Columbo Mach premium series lever, unhanded, bright stainless steel finish, for use with 1 3/8" - 1 3/4" thick standard door | 1 |  | 1 Year | 920.55 | 0.15 | 782.4675
9263 | Salto | A9668762IP48--- | XS4 ANSI electronic wire-free SVN escutcheon, Mifare / DESFire deadbolt privacy w/ key override function, Columbo Mach premium series lever, unhanded, bright stainless steel finish, for use with 1 3/4" - 2 1/4" thick door | 1 |  | 1 Year | 735.35 | 0.15 | 625.0475
9264 | Salto | A9668762IP48-A- | XS4 ANSI electronic AMOK wire-free SVN escutcheon, Mifare / DESFire deadbolt privacy w/ key override function, Columbo Mach premium series lever, unhanded, bright stainless steel finish, for use with 1 3/4" - 2 1/4" thick door | 1 |  | 1 Year | 864.35 | 0.15 | 734.6975
9265 | Salto | A9668762IP48-C- | XS4 ANSI electronic RF wireless ready SVN escutcheon, Mifare / DESFire deadbolt privacy w/ key override function, Columbo Mach premium series lever, unhanded, bright stainless steel finish, for use with 1 3/4" - 2 1/4" thick door | 1 |  | 1 Year | 789.45 | 0.15 | 671.0325
9266 | Salto | A9668762IP48-W- | XS4 ANSI electronic RF wireless SVN escutcheon, Mifare / DESFire deadbolt privacy w/ key override function, Columbo Mach premium series lever, unhanded, bright stainless steel finish, for use with 1 3/4" - 2 1/4" thick door | 1 |  | 1 Year | 920.55 | 0.15 | 782.4675
9267 | Salto | A9668762PP38--- | XS4 ANSI electronic wire-free SVN escutcheon, Mifare / DESFire deadbolt privacy w/ key override function, Columbo Mach premium series lever, unhanded, bright brass finish, for use with 1 3/8" - 1 3/4" thick standard door | 1 |  | 1 Year | 735.35 | 0.15 | 625.0475
9268 | Salto | A9668762PP38-A- | XS4 ANSI electronic AMOK wire-free SVN escutcheon, Mifare / DESFire deadbolt privacy w/ key override function, Columbo Mach premium series lever, unhanded, bright brass finish, for use with 1 3/8" - 1 3/4" thick standard door | 1 |  | 1 Year | 864.35 | 0.15 | 734.6975
9269 | Salto | A9668762PP38-C- | XS4 ANSI electronic RF wireless ready SVN escutcheon, Mifare / DESFire deadbolt privacy w/ key override function, Columbo Mach premium series lever, unhanded, bright brass finish, for use with 1 3/8" - 1 3/4" thick standard door | 1 |  | 1 Year | 789.45 | 0.15 | 671.0325
9270 | Salto | A9668762PP38-W- | XS4 ANSI electronic RF wireless SVN escutcheon, Mifare / DESFire deadbolt privacy w/ key override function, Columbo Mach premium series lever, unhanded, bright brass finish, for use with 1 3/8" - 1 3/4" thick standard door | 1 |  | 1 Year | 920.55 | 0.15 | 782.4675
9271 | Salto | A9668762PP48--- | XS4 ANSI electronic wire-free SVN escutcheon, Mifare / DESFire deadbolt privacy w/ key override function, Columbo Mach premium series lever, unhanded, bright brass finish, for use with 1 3/4" - 2 1/4" thick door | 1 |  | 1 Year | 735.35 | 0.15 | 625.0475
9272 | Salto | A9668762PP48-A- | XS4 ANSI electronic AMOK wire-free SVN escutcheon, Mifare / DESFire deadbolt privacy w/ key override function, Columbo Mach premium series lever, unhanded, bright brass finish, for use with 1 3/4" - 2 1/4" thick door | 1 |  | 1 Year | 864.35 | 0.15 | 734.6975
9273 | Salto | A9668762PP48-C- | XS4 ANSI electronic RF wireless ready SVN escutcheon, Mifare / DESFire deadbolt privacy w/ key override function, Columbo Mach premium series lever, unhanded, bright brass finish, for use with 1 3/4" - 2 1/4" thick door | 1 |  | 1 Year | 789.45 | 0.15 | 671.0325
9274 | Salto | A9668762PP48-W- | XS4 ANSI electronic RF wireless SVN escutcheon, Mifare / DESFire deadbolt privacy w/ key override function, Columbo Mach premium series lever, unhanded, bright brass finish, for use with 1 3/4" - 2 1/4" thick door | 1 |  | 1 Year | 920.55 | 0.15 | 782.4675
9275 | Salto | A9668763IM38--- | XS4 ANSI electronic wire-free SVN escutcheon, Mifare / DESFire deadbolt privacy w/ key override function, Columbo Mach premium series lever, unhanded, satin stainless finish, for use with 1 3/8" - 1 3/4" thick standard door | 1 |  | 1 Year | 719.05 | 0.15 | 611.1925
9276 | Salto | A9668763IM38-A- | XS4 ANSI electronic AMOK wire-free SVN escutcheon, Mifare / DESFire deadbolt privacy w/ key override function, Columbo Mach premium series lever, unhanded, satin stainless finish, for use with 1 3/8" - 1 3/4" thick standard door | 1 |  | 1 Year | 848.05 | 0.15 | 720.8425
9277 | Salto | A9668763IM38-C- | XS4 ANSI electronic RF wireless ready SVN escutcheon, Mifare / DESFire deadbolt privacy w/ key override function, Columbo Mach premium series lever, unhanded, satin stainless finish, for use with 1 3/8" - 1 3/4" thick standard door | 1 |  | 1 Year | 773.15 | 0.15 | 657.1775
9278 | Salto | A9668763IM38-W- | XS4 ANSI electronic RF wireless SVN escutcheon, Mifare / DESFire deadbolt privacy w/ key override function, Columbo Mach premium series lever, unhanded, satin stainless finish, for use with 1 3/8" - 1 3/4" thick standard door | 1 |  | 1 Year | 904.25 | 0.15 | 768.6125
9279 | Salto | A9668763IM48--- | XS4 ANSI electronic wire-free SVN escutcheon, Mifare / DESFire deadbolt privacy w/ key override function, Columbo Mach premium series lever, unhanded, satin stainless finish, for use with 1 3/4" - 2 1/4" thick door | 1 |  | 1 Year | 719.05 | 0.15 | 611.1925
9280 | Salto | A9668763IM48-A- | XS4 ANSI electronic AMOK wire-free SVN escutcheon, Mifare / DESFire deadbolt privacy w/ key override function, Columbo Mach premium series lever, unhanded, satin stainless finish, for use with 1 3/4" - 2 1/4" thick door | 1 |  | 1 Year | 848.05 | 0.15 | 720.8425
9281 | Salto | A9668763IM48-C- | XS4 ANSI electronic RF wireless ready SVN escutcheon, Mifare / DESFire deadbolt privacy w/ key override function, Columbo Mach premium series lever, unhanded, satin stainless finish, for use with 1 3/4" - 2 1/4" thick door | 1 |  | 1 Year | 773.15 | 0.15 | 657.1775
9282 | Salto | A9668763IM48-W- | XS4 ANSI electronic RF wireless SVN escutcheon, Mifare / DESFire deadbolt privacy w/ key override function, Columbo Mach premium series lever, unhanded, satin stainless finish, for use with 1 3/4" - 2 1/4" thick door | 1 |  | 1 Year | 904.25 | 0.15 | 768.6125
9283 | Salto | A9668763IP38--- | XS4 ANSI electronic wire-free SVN escutcheon, Mifare / DESFire deadbolt privacy w/ key override function, Columbo Mach premium series lever, unhanded, bright stainless steel finish, for use with 1 3/8" - 1 3/4" thick standard door | 1 |  | 1 Year | 735.35 | 0.15 | 625.0475
9284 | Salto | A9668763IP38-A- | XS4 ANSI electronic AMOK wire-free SVN escutcheon, Mifare / DESFire deadbolt privacy w/ key override function, Columbo Mach premium series lever, unhanded, bright stainless steel finish, for use with 1 3/8" - 1 3/4" thick standard door | 1 |  | 1 Year | 864.35 | 0.15 | 734.6975
9285 | Salto | A9668763IP38-C- | XS4 ANSI electronic RF wireless ready SVN escutcheon, Mifare / DESFire deadbolt privacy w/ key override function, Columbo Mach premium series lever, unhanded, bright stainless steel finish, for use with 1 3/8" - 1 3/4" thick standard door | 1 |  | 1 Year | 789.45 | 0.15 | 671.0325
9286 | Salto | A9668763IP38-W- | XS4 ANSI electronic RF wireless SVN escutcheon, Mifare / DESFire deadbolt privacy w/ key override function, Columbo Mach premium series lever, unhanded, bright stainless steel finish, for use with 1 3/8" - 1 3/4" thick standard door | 1 |  | 1 Year | 920.55 | 0.15 | 782.4675
9287 | Salto | A9668763IP48--- | XS4 ANSI electronic wire-free SVN escutcheon, Mifare / DESFire deadbolt privacy w/ key override function, Columbo Mach premium series lever, unhanded, bright stainless steel finish, for use with 1 3/4" - 2 1/4" thick door | 1 |  | 1 Year | 735.35 | 0.15 | 625.0475
9288 | Salto | A9668763IP48-A- | XS4 ANSI electronic AMOK wire-free SVN escutcheon, Mifare / DESFire deadbolt privacy w/ key override function, Columbo Mach premium series lever, unhanded, bright stainless steel finish, for use with 1 3/4" - 2 1/4" thick door | 1 |  | 1 Year | 864.35 | 0.15 | 734.6975
9289 | Salto | A9668763IP48-C- | XS4 ANSI electronic RF wireless ready SVN escutcheon, Mifare / DESFire deadbolt privacy w/ key override function, Columbo Mach premium series lever, unhanded, bright stainless steel finish, for use with 1 3/4" - 2 1/4" thick door | 1 |  | 1 Year | 789.45 | 0.15 | 671.0325
9290 | Salto | A9668763IP48-W- | XS4 ANSI electronic RF wireless SVN escutcheon, Mifare / DESFire deadbolt privacy w/ key override function, Columbo Mach premium series lever, unhanded, bright stainless steel finish, for use with 1 3/4" - 2 1/4" thick door | 1 |  | 1 Year | 920.55 | 0.15 | 782.4675
9291 | Salto | A9668763PP38--- | XS4 ANSI electronic wire-free SVN escutcheon, Mifare / DESFire deadbolt privacy w/ key override function, Columbo Mach premium series lever, unhanded, bright brass finish, for use with 1 3/8" - 1 3/4" thick standard door | 1 |  | 1 Year | 735.35 | 0.15 | 625.0475
9292 | Salto | A9668763PP38-A- | XS4 ANSI electronic AMOK wire-free SVN escutcheon, Mifare / DESFire deadbolt privacy w/ key override function, Columbo Mach premium series lever, unhanded, bright brass finish, for use with 1 3/8" - 1 3/4" thick standard door | 1 |  | 1 Year | 864.35 | 0.15 | 734.6975
9293 | Salto | A9668763PP38-C- | XS4 ANSI electronic RF wireless ready SVN escutcheon, Mifare / DESFire deadbolt privacy w/ key override function, Columbo Mach premium series lever, unhanded, bright brass finish, for use with 1 3/8" - 1 3/4" thick standard door | 1 |  | 1 Year | 789.45 | 0.15 | 671.0325
9294 | Salto | A9668763PP38-W- | XS4 ANSI electronic RF wireless SVN escutcheon, Mifare / DESFire deadbolt privacy w/ key override function, Columbo Mach premium series lever, unhanded, bright brass finish, for use with 1 3/8" - 1 3/4" thick standard door | 1 |  | 1 Year | 920.55 | 0.15 | 782.4675
9295 | Salto | A9668763PP48--- | XS4 ANSI electronic wire-free SVN escutcheon, Mifare / DESFire deadbolt privacy w/ key override function, Columbo Mach premium series lever, unhanded, bright brass finish, for use with 1 3/4" - 2 1/4" thick door | 1 |  | 1 Year | 735.35 | 0.15 | 625.0475
9296 | Salto | A9668763PP48-A- | XS4 ANSI electronic AMOK wire-free SVN escutcheon, Mifare / DESFire deadbolt privacy w/ key override function, Columbo Mach premium series lever, unhanded, bright brass finish, for use with 1 3/4" - 2 1/4" thick door | 1 |  | 1 Year | 864.35 | 0.15 | 734.6975
9297 | Salto | A9668763PP48-C- | XS4 ANSI electronic RF wireless ready SVN escutcheon, Mifare / DESFire deadbolt privacy w/ key override function, Columbo Mach premium series lever, unhanded, bright brass finish, for use with 1 3/4" - 2 1/4" thick door | 1 |  | 1 Year | 789.45 | 0.15 | 671.0325
9298 | Salto | A9668763PP48-W- | XS4 ANSI electronic RF wireless SVN escutcheon, Mifare / DESFire deadbolt privacy w/ key override function, Columbo Mach premium series lever, unhanded, bright brass finish, for use with 1 3/4" - 2 1/4" thick door | 1 |  | 1 Year | 920.55 | 0.15 | 782.4675
9299 | Salto | A9668A61BC38--- | XS4 ANSI electronic wire-free SVN escutcheon, Mifare / DESFire deadbolt privacy w/ key override function, A lever, unhanded, BioCote antimicrobial finish, for use with 1 3/8" - 1 3/4" thick standard door | 1 |  | 1 Year | 725.15 | 0.15 | 616.3775
9300 | Salto | A9668A61BC38-A- | XS4 ANSI electronic AMOK wire-free SVN escutcheon, Mifare / DESFire deadbolt privacy w/ key override function, A lever, unhanded, BioCote antimicrobial finish, for use with 1 3/8" - 1 3/4" thick standard door | 1 |  | 1 Year | 854.15 | 0.15 | 726.0275
9301 | Salto | A9668A61BC38-C- | XS4 ANSI electronic RF wireless ready SVN escutcheon, Mifare / DESFire deadbolt privacy w/ key override function, A lever, unhanded, BioCote antimicrobial finish, for use with 1 3/8" - 1 3/4" thick standard door | 1 |  | 1 Year | 779.25 | 0.15 | 662.3625
9302 | Salto | A9668A61BC38-W- | XS4 ANSI electronic RF wireless SVN escutcheon, Mifare / DESFire deadbolt privacy w/ key override function, A lever, unhanded, BioCote antimicrobial finish, for use with 1 3/8" - 1 3/4" thick standard door | 1 |  | 1 Year | 910.35 | 0.15 | 773.7975
9303 | Salto | A9668A61BC48--- | XS4 ANSI electronic wire-free SVN escutcheon, Mifare / DESFire deadbolt privacy w/ key override function, A lever, unhanded, BioCote antimicrobial finish, for use with 1 3/4" - 2 1/4" thick door | 1 |  | 1 Year | 725.15 | 0.15 | 616.3775
9304 | Salto | A9668A61BC48-A- | XS4 ANSI electronic AMOK wire-free SVN escutcheon, Mifare / DESFire deadbolt privacy w/ key override function, A lever, unhanded, BioCote antimicrobial finish, for use with 1 3/4" - 2 1/4" thick door | 1 |  | 1 Year | 854.15 | 0.15 | 726.0275
9305 | Salto | A9668A61BC48-C- | XS4 ANSI electronic RF wireless ready SVN escutcheon, Mifare / DESFire deadbolt privacy w/ key override function, A lever, unhanded, BioCote antimicrobial finish, for use with 1 3/4" - 2 1/4" thick door | 1 |  | 1 Year | 779.25 | 0.15 | 662.3625
9306 | Salto | A9668A61BC48-W- | XS4 ANSI electronic RF wireless SVN escutcheon, Mifare / DESFire deadbolt privacy w/ key override function, A lever, unhanded, BioCote antimicrobial finish, for use with 1 3/4" - 2 1/4" thick door | 1 |  | 1 Year | 910.35 | 0.15 | 773.7975
9307 | Salto | A9668A61IA38--- | XS4 ANSI electronic wire-free SVN escutcheon, Mifare / DESFire deadbolt privacy w/ key override function, A lever, unhanded, antique brass finish, for use with 1 3/8" - 1 3/4" thick standard door | 1 |  | 1 Year | 725.15 | 0.15 | 616.3775
9308 | Salto | A9668A61IA38-A- | XS4 ANSI electronic AMOK wire-free SVN escutcheon, Mifare / DESFire deadbolt privacy w/ key override function, A lever, unhanded, antique brass finish, for use with 1 3/8" - 1 3/4" thick standard door | 1 |  | 1 Year | 854.15 | 0.15 | 726.0275
9309 | Salto | A9668A61IA38-C- | XS4 ANSI electronic RF wireless ready SVN escutcheon, Mifare / DESFire deadbolt privacy w/ key override function, A lever, unhanded, antique brass finish, for use with 1 3/8" - 1 3/4" thick standard door | 1 |  | 1 Year | 779.25 | 0.15 | 662.3625
9310 | Salto | A9668A61IA38-W- | XS4 ANSI electronic RF wireless SVN escutcheon, Mifare / DESFire deadbolt privacy w/ key override function, A lever, unhanded, antique brass finish, for use with 1 3/8" - 1 3/4" thick standard door | 1 |  | 1 Year | 910.35 | 0.15 | 773.7975
9311 | Salto | A9668A61IA48--- | XS4 ANSI electronic wire-free SVN escutcheon, Mifare / DESFire deadbolt privacy w/ key override function, A lever, unhanded, antique brass finish, for use with 1 3/4" - 2 1/4" thick door | 1 |  | 1 Year | 725.15 | 0.15 | 616.3775
9312 | Salto | A9668A61IA48-A- | XS4 ANSI electronic AMOK wire-free SVN escutcheon, Mifare / DESFire deadbolt privacy w/ key override function, A lever, unhanded, antique brass finish, for use with 1 3/4" - 2 1/4" thick door | 1 |  | 1 Year | 854.15 | 0.15 | 726.0275
9313 | Salto | A9668A61IA48-C- | XS4 ANSI electronic RF wireless ready SVN escutcheon, Mifare / DESFire deadbolt privacy w/ key override function, A lever, unhanded, antique brass finish, for use with 1 3/4" - 2 1/4" thick door | 1 |  | 1 Year | 779.25 | 0.15 | 662.3625
9314 | Salto | A9668A61IA48-W- | XS4 ANSI electronic RF wireless SVN escutcheon, Mifare / DESFire deadbolt privacy w/ key override function, A lever, unhanded, antique brass finish, for use with 1 3/4" - 2 1/4" thick door | 1 |  | 1 Year | 910.35 | 0.15 | 773.7975
9315 | Salto | A9668A61IM38--- | XS4 ANSI electronic wire-free SVN escutcheon, Mifare / DESFire deadbolt privacy w/ key override function, A lever, unhanded, satin stainless finish, for use with 1 3/8" - 1 3/4" thick standard door | 1 |  | 1 Year | 673.15 | 0.15 | 572.1775
9316 | Salto | A9668A61IM38-A- | XS4 ANSI electronic AMOK wire-free SVN escutcheon, Mifare / DESFire deadbolt privacy w/ key override function, A lever, unhanded, satin stainless finish, for use with 1 3/8" - 1 3/4" thick standard door | 1 |  | 1 Year | 802.15 | 0.15 | 681.8275
9317 | Salto | A9668A61IM38-C- | XS4 ANSI electronic RF wireless ready SVN escutcheon, Mifare / DESFire deadbolt privacy w/ key override function, A lever, unhanded, satin stainless finish, for use with 1 3/8" - 1 3/4" thick standard door | 1 |  | 1 Year | 727.25 | 0.15 | 618.1625
9318 | Salto | A9668A61IM38-W- | XS4 ANSI electronic RF wireless SVN escutcheon, Mifare / DESFire deadbolt privacy w/ key override function, A lever, unhanded, satin stainless finish, for use with 1 3/8" - 1 3/4" thick standard door | 1 |  | 1 Year | 858.35 | 0.15 | 729.5975
9319 | Salto | A9668A61IM48--- | XS4 ANSI electronic wire-free SVN escutcheon, Mifare / DESFire deadbolt privacy w/ key override function, A lever, unhanded, satin stainless finish, for use with 1 3/4" - 2 1/4" thick door | 1 |  | 1 Year | 673.15 | 0.15 | 572.1775
9320 | Salto | A9668A61IM48-A- | XS4 ANSI electronic AMOK wire-free SVN escutcheon, Mifare / DESFire deadbolt privacy w/ key override function, A lever, unhanded, satin stainless finish, for use with 1 3/4" - 2 1/4" thick door | 1 |  | 1 Year | 802.15 | 0.15 | 681.8275
9321 | Salto | A9668A61IM48-C- | XS4 ANSI electronic RF wireless ready SVN escutcheon, Mifare / DESFire deadbolt privacy w/ key override function, A lever, unhanded, satin stainless finish, for use with 1 3/4" - 2 1/4" thick door | 1 |  | 1 Year | 727.25 | 0.15 | 618.1625
9322 | Salto | A9668A61IM48-W- | XS4 ANSI electronic RF wireless SVN escutcheon, Mifare / DESFire deadbolt privacy w/ key override function, A lever, unhanded, satin stainless finish, for use with 1 3/4" - 2 1/4" thick door | 1 |  | 1 Year | 858.35 | 0.15 | 729.5975
9323 | Salto | A9668A61IP38--- | XS4 ANSI electronic wire-free SVN escutcheon, Mifare / DESFire deadbolt privacy w/ key override function, A lever, unhanded, bright stainless steel finish, for use with 1 3/8" - 1 3/4" thick standard door | 1 |  | 1 Year | 689.45 | 0.15 | 586.0325
9324 | Salto | A9668A61IP38-A- | XS4 ANSI electronic AMOK wire-free SVN escutcheon, Mifare / DESFire deadbolt privacy w/ key override function, A lever, unhanded, bright stainless steel finish, for use with 1 3/8" - 1 3/4" thick standard door | 1 |  | 1 Year | 818.45 | 0.15 | 695.6825
9325 | Salto | A9668A61IP38-C- | XS4 ANSI electronic RF wireless ready SVN escutcheon, Mifare / DESFire deadbolt privacy w/ key override function, A lever, unhanded, bright stainless steel finish, for use with 1 3/8" - 1 3/4" thick standard door | 1 |  | 1 Year | 743.55 | 0.15 | 632.0175
9326 | Salto | A9668A61IP38-W- | XS4 ANSI electronic RF wireless SVN escutcheon, Mifare / DESFire deadbolt privacy w/ key override function, A lever, unhanded, bright stainless steel finish, for use with 1 3/8" - 1 3/4" thick standard door | 1 |  | 1 Year | 874.65 | 0.15 | 743.4525
9327 | Salto | A9668A61IP48--- | XS4 ANSI electronic wire-free SVN escutcheon, Mifare / DESFire deadbolt privacy w/ key override function, A lever, unhanded, bright stainless steel finish, for use with 1 3/4" - 2 1/4" thick door | 1 |  | 1 Year | 689.45 | 0.15 | 586.0325
9328 | Salto | A9668A61IP48-A- | XS4 ANSI electronic AMOK wire-free SVN escutcheon, Mifare / DESFire deadbolt privacy w/ key override function, A lever, unhanded, bright stainless steel finish, for use with 1 3/4" - 2 1/4" thick door | 1 |  | 1 Year | 818.45 | 0.15 | 695.6825
9329 | Salto | A9668A61IP48-C- | XS4 ANSI electronic RF wireless ready SVN escutcheon, Mifare / DESFire deadbolt privacy w/ key override function, A lever, unhanded, bright stainless steel finish, for use with 1 3/4" - 2 1/4" thick door | 1 |  | 1 Year | 743.55 | 0.15 | 632.0175
9330 | Salto | A9668A61IP48-W- | XS4 ANSI electronic RF wireless SVN escutcheon, Mifare / DESFire deadbolt privacy w/ key override function, A lever, unhanded, bright stainless steel finish, for use with 1 3/4" - 2 1/4" thick door | 1 |  | 1 Year | 874.65 | 0.15 | 743.4525
9331 | Salto | A9668A61NE38--- | XS4 ANSI electronic wire-free SVN escutcheon, Mifare / DESFire deadbolt privacy w/ key override function, A lever, unhanded, black chromium finish, for use with 1 3/8" - 1 3/4" thick standard door | 1 |  | 1 Year | 707.85 | 0.15 | 601.6725
9332 | Salto | A9668A61NE38-A- | XS4 ANSI electronic AMOK wire-free SVN escutcheon, Mifare / DESFire deadbolt privacy w/ key override function, A lever, unhanded, black chromium finish, for use with 1 3/8" - 1 3/4" thick standard door | 1 |  | 1 Year | 836.85 | 0.15 | 711.3225
9333 | Salto | A9668A61NE38-C- | XS4 ANSI electronic RF wireless ready SVN escutcheon, Mifare / DESFire deadbolt privacy w/ key override function, A lever, unhanded, black chromium finish, for use with 1 3/8" - 1 3/4" thick standard door | 1 |  | 1 Year | 761.95 | 0.15 | 647.6575
9334 | Salto | A9668A61NE38-W- | XS4 ANSI electronic RF wireless SVN escutcheon, Mifare / DESFire deadbolt privacy w/ key override function, A lever, unhanded, black chromium finish, for use with 1 3/8" - 1 3/4" thick standard door | 1 |  | 1 Year | 893.05 | 0.15 | 759.0925
9335 | Salto | A9668A61NE48--- | XS4 ANSI electronic wire-free SVN escutcheon, Mifare / DESFire deadbolt privacy w/ key override function, A lever, unhanded, black chromium finish, for use with 1 3/4" - 2 1/4" thick door | 1 |  | 1 Year | 707.85 | 0.15 | 601.6725
9336 | Salto | A9668A61NE48-A- | XS4 ANSI electronic AMOK wire-free SVN escutcheon, Mifare / DESFire deadbolt privacy w/ key override function, A lever, unhanded, black chromium finish, for use with 1 3/4" - 2 1/4" thick door | 1 |  | 1 Year | 836.85 | 0.15 | 711.3225
9337 | Salto | A9668A61NE48-C- | XS4 ANSI electronic RF wireless ready SVN escutcheon, Mifare / DESFire deadbolt privacy w/ key override function, A lever, unhanded, black chromium finish, for use with 1 3/4" - 2 1/4" thick door | 1 |  | 1 Year | 761.95 | 0.15 | 647.6575
9338 | Salto | A9668A61NE48-W- | XS4 ANSI electronic RF wireless SVN escutcheon, Mifare / DESFire deadbolt privacy w/ key override function, A lever, unhanded, black chromium finish, for use with 1 3/4" - 2 1/4" thick door | 1 |  | 1 Year | 893.05 | 0.15 | 759.0925
9339 | Salto | A9668A61PM38--- | XS4 ANSI electronic wire-free SVN escutcheon, Mifare / DESFire deadbolt privacy w/ key override function, A lever, unhanded, satin brass finish, for use with 1 3/8" - 1 3/4" thick standard door | 1 |  | 1 Year | 673.15 | 0.15 | 572.1775
9340 | Salto | A9668A61PM38-A- | XS4 ANSI electronic AMOK wire-free SVN escutcheon, Mifare / DESFire deadbolt privacy w/ key override function, A lever, unhanded, satin brass finish, for use with 1 3/8" - 1 3/4" thick standard door | 1 |  | 1 Year | 802.15 | 0.15 | 681.8275
9341 | Salto | A9668A61PM38-C- | XS4 ANSI electronic RF wireless ready SVN escutcheon, Mifare / DESFire deadbolt privacy w/ key override function, A lever, unhanded, satin brass finish, for use with 1 3/8" - 1 3/4" thick standard door | 1 |  | 1 Year | 727.25 | 0.15 | 618.1625
9342 | Salto | A9668A61PM38-W- | XS4 ANSI electronic RF wireless SVN escutcheon, Mifare / DESFire deadbolt privacy w/ key override function, A lever, unhanded, satin brass finish, for use with 1 3/8" - 1 3/4" thick standard door | 1 |  | 1 Year | 858.35 | 0.15 | 729.5975
9343 | Salto | A9668A61PM48--- | XS4 ANSI electronic wire-free SVN escutcheon, Mifare / DESFire deadbolt privacy w/ key override function, A lever, unhanded, satin brass finish, for use with 1 3/4" - 2 1/4" thick door | 1 |  | 1 Year | 673.15 | 0.15 | 572.1775
9344 | Salto | A9668A61PM48-A- | XS4 ANSI electronic AMOK wire-free SVN escutcheon, Mifare / DESFire deadbolt privacy w/ key override function, A lever, unhanded, satin brass finish, for use with 1 3/4" - 2 1/4" thick door | 1 |  | 1 Year | 802.15 | 0.15 | 681.8275
9345 | Salto | A9668A61PM48-C- | XS4 ANSI electronic RF wireless ready SVN escutcheon, Mifare / DESFire deadbolt privacy w/ key override function, A lever, unhanded, satin brass finish, for use with 1 3/4" - 2 1/4" thick door | 1 |  | 1 Year | 727.25 | 0.15 | 618.1625
9346 | Salto | A9668A61PM48-W- | XS4 ANSI electronic RF wireless SVN escutcheon, Mifare / DESFire deadbolt privacy w/ key override function, A lever, unhanded, satin brass finish, for use with 1 3/4" - 2 1/4" thick door | 1 |  | 1 Year | 858.35 | 0.15 | 729.5975
9347 | Salto | A9668A61PP38--- | XS4 ANSI electronic wire-free SVN escutcheon, Mifare / DESFire deadbolt privacy w/ key override function, A lever, unhanded, bright brass finish, for use with 1 3/8" - 1 3/4" thick standard door | 1 |  | 1 Year | 689.45 | 0.15 | 586.0325
9348 | Salto | A9668A61PP38-A- | XS4 ANSI electronic AMOK wire-free SVN escutcheon, Mifare / DESFire deadbolt privacy w/ key override function, A lever, unhanded, bright brass finish, for use with 1 3/8" - 1 3/4" thick standard door | 1 |  | 1 Year | 818.45 | 0.15 | 695.6825
9349 | Salto | A9668A61PP38-C- | XS4 ANSI electronic RF wireless ready SVN escutcheon, Mifare / DESFire deadbolt privacy w/ key override function, A lever, unhanded, bright brass finish, for use with 1 3/8" - 1 3/4" thick standard door | 1 |  | 1 Year | 743.55 | 0.15 | 632.0175
9350 | Salto | A9668A61PP38-W- | XS4 ANSI electronic RF wireless SVN escutcheon, Mifare / DESFire deadbolt privacy w/ key override function, A lever, unhanded, bright brass finish, for use with 1 3/8" - 1 3/4" thick standard door | 1 |  | 1 Year | 874.65 | 0.15 | 743.4525
9351 | Salto | A9668A61PP48--- | XS4 ANSI electronic wire-free SVN escutcheon, Mifare / DESFire deadbolt privacy w/ key override function, A lever, unhanded, bright brass finish, for use with 1 3/4" - 2 1/4" thick door | 1 |  | 1 Year | 689.45 | 0.15 | 586.0325
9352 | Salto | A9668A61PP48-A- | XS4 ANSI electronic AMOK wire-free SVN escutcheon, Mifare / DESFire deadbolt privacy w/ key override function, A lever, unhanded, bright brass finish, for use with 1 3/4" - 2 1/4" thick door | 1 |  | 1 Year | 818.45 | 0.15 | 695.6825
9353 | Salto | A9668A61PP48-C- | XS4 ANSI electronic RF wireless ready SVN escutcheon, Mifare / DESFire deadbolt privacy w/ key override function, A lever, unhanded, bright brass finish, for use with 1 3/4" - 2 1/4" thick door | 1 |  | 1 Year | 743.55 | 0.15 | 632.0175
9354 | Salto | A9668A61PP48-W- | XS4 ANSI electronic RF wireless SVN escutcheon, Mifare / DESFire deadbolt privacy w/ key override function, A lever, unhanded, bright brass finish, for use with 1 3/4" - 2 1/4" thick door | 1 |  | 1 Year | 874.65 | 0.15 | 743.4525
9355 | Salto | A9668A62BC38--- | XS4 ANSI electronic wire-free SVN escutcheon, Mifare / DESFire deadbolt privacy w/ key override function, A lever, unhanded, BioCote antimicrobial finish, for use with 1 3/8" - 1 3/4" thick standard door | 1 |  | 1 Year | 725.15 | 0.15 | 616.3775
9356 | Salto | A9668A62BC38-A- | XS4 ANSI electronic AMOK wire-free SVN escutcheon, Mifare / DESFire deadbolt privacy w/ key override function, A lever, unhanded, BioCote antimicrobial finish, for use with 1 3/8" - 1 3/4" thick standard door | 1 |  | 1 Year | 854.15 | 0.15 | 726.0275
9357 | Salto | A9668A62BC38-C- | XS4 ANSI electronic RF wireless ready SVN escutcheon, Mifare / DESFire deadbolt privacy w/ key override function, A lever, unhanded, BioCote antimicrobial finish, for use with 1 3/8" - 1 3/4" thick standard door | 1 |  | 1 Year | 779.25 | 0.15 | 662.3625
9358 | Salto | A9668A62BC38-W- | XS4 ANSI electronic RF wireless SVN escutcheon, Mifare / DESFire deadbolt privacy w/ key override function, A lever, unhanded, BioCote antimicrobial finish, for use with 1 3/8" - 1 3/4" thick standard door | 1 |  | 1 Year | 910.35 | 0.15 | 773.7975
9359 | Salto | A9668A62BC48--- | XS4 ANSI electronic wire-free SVN escutcheon, Mifare / DESFire deadbolt privacy w/ key override function, A lever, unhanded, BioCote antimicrobial finish, for use with 1 3/4" - 2 1/4" thick door | 1 |  | 1 Year | 725.15 | 0.15 | 616.3775
9360 | Salto | A9668A62BC48-A- | XS4 ANSI electronic AMOK wire-free SVN escutcheon, Mifare / DESFire deadbolt privacy w/ key override function, A lever, unhanded, BioCote antimicrobial finish, for use with 1 3/4" - 2 1/4" thick door | 1 |  | 1 Year | 854.15 | 0.15 | 726.0275
9361 | Salto | A9668A62BC48-C- | XS4 ANSI electronic RF wireless ready SVN escutcheon, Mifare / DESFire deadbolt privacy w/ key override function, A lever, unhanded, BioCote antimicrobial finish, for use with 1 3/4" - 2 1/4" thick door | 1 |  | 1 Year | 779.25 | 0.15 | 662.3625
9362 | Salto | A9668A62BC48-W- | XS4 ANSI electronic RF wireless SVN escutcheon, Mifare / DESFire deadbolt privacy w/ key override function, A lever, unhanded, BioCote antimicrobial finish, for use with 1 3/4" - 2 1/4" thick door | 1 |  | 1 Year | 910.35 | 0.15 | 773.7975
9363 | Salto | A9668A62IA38--- | XS4 ANSI electronic wire-free SVN escutcheon, Mifare / DESFire deadbolt privacy w/ key override function, A lever, unhanded, antique brass finish, for use with 1 3/8" - 1 3/4" thick standard door | 1 |  | 1 Year | 725.15 | 0.15 | 616.3775
9364 | Salto | A9668A62IA38-A- | XS4 ANSI electronic AMOK wire-free SVN escutcheon, Mifare / DESFire deadbolt privacy w/ key override function, A lever, unhanded, antique brass finish, for use with 1 3/8" - 1 3/4" thick standard door | 1 |  | 1 Year | 854.15 | 0.15 | 726.0275
9365 | Salto | A9668A62IA38-C- | XS4 ANSI electronic RF wireless ready SVN escutcheon, Mifare / DESFire deadbolt privacy w/ key override function, A lever, unhanded, antique brass finish, for use with 1 3/8" - 1 3/4" thick standard door | 1 |  | 1 Year | 779.25 | 0.15 | 662.3625
9366 | Salto | A9668A62IA38-W- | XS4 ANSI electronic RF wireless SVN escutcheon, Mifare / DESFire deadbolt privacy w/ key override function, A lever, unhanded, antique brass finish, for use with 1 3/8" - 1 3/4" thick standard door | 1 |  | 1 Year | 910.35 | 0.15 | 773.7975
9367 | Salto | A9668A62IA48--- | XS4 ANSI electronic wire-free SVN escutcheon, Mifare / DESFire deadbolt privacy w/ key override function, A lever, unhanded, antique brass finish, for use with 1 3/4" - 2 1/4" thick door | 1 |  | 1 Year | 725.15 | 0.15 | 616.3775
9368 | Salto | A9668A62IA48-A- | XS4 ANSI electronic AMOK wire-free SVN escutcheon, Mifare / DESFire deadbolt privacy w/ key override function, A lever, unhanded, antique brass finish, for use with 1 3/4" - 2 1/4" thick door | 1 |  | 1 Year | 854.15 | 0.15 | 726.0275
9369 | Salto | A9668A62IA48-C- | XS4 ANSI electronic RF wireless ready SVN escutcheon, Mifare / DESFire deadbolt privacy w/ key override function, A lever, unhanded, antique brass finish, for use with 1 3/4" - 2 1/4" thick door | 1 |  | 1 Year | 779.25 | 0.15 | 662.3625
9370 | Salto | A9668A62IA48-W- | XS4 ANSI electronic RF wireless SVN escutcheon, Mifare / DESFire deadbolt privacy w/ key override function, A lever, unhanded, antique brass finish, for use with 1 3/4" - 2 1/4" thick door | 1 |  | 1 Year | 910.35 | 0.15 | 773.7975
9371 | Salto | A9668A62IM38--- | XS4 ANSI electronic wire-free SVN escutcheon, Mifare / DESFire deadbolt privacy w/ key override function, A lever, unhanded, satin stainless finish, for use with 1 3/8" - 1 3/4" thick standard door | 1 |  | 1 Year | 673.15 | 0.15 | 572.1775
9372 | Salto | A9668A62IM38-A- | XS4 ANSI electronic AMOK wire-free SVN escutcheon, Mifare / DESFire deadbolt privacy w/ key override function, A lever, unhanded, satin stainless finish, for use with 1 3/8" - 1 3/4" thick standard door | 1 |  | 1 Year | 802.15 | 0.15 | 681.8275
9373 | Salto | A9668A62IM38-C- | XS4 ANSI electronic RF wireless ready SVN escutcheon, Mifare / DESFire deadbolt privacy w/ key override function, A lever, unhanded, satin stainless finish, for use with 1 3/8" - 1 3/4" thick standard door | 1 |  | 1 Year | 727.25 | 0.15 | 618.1625
9374 | Salto | A9668A62IM38-W- | XS4 ANSI electronic RF wireless SVN escutcheon, Mifare / DESFire deadbolt privacy w/ key override function, A lever, unhanded, satin stainless finish, for use with 1 3/8" - 1 3/4" thick standard door | 1 |  | 1 Year | 858.35 | 0.15 | 729.5975
9375 | Salto | A9668A62IM48--- | XS4 ANSI electronic wire-free SVN escutcheon, Mifare / DESFire deadbolt privacy w/ key override function, A lever, unhanded, satin stainless finish, for use with 1 3/4" - 2 1/4" thick door | 1 |  | 1 Year | 673.15 | 0.15 | 572.1775
9376 | Salto | A9668A62IM48-A- | XS4 ANSI electronic AMOK wire-free SVN escutcheon, Mifare / DESFire deadbolt privacy w/ key override function, A lever, unhanded, satin stainless finish, for use with 1 3/4" - 2 1/4" thick door | 1 |  | 1 Year | 802.15 | 0.15 | 681.8275
9377 | Salto | A9668A62IM48-C- | XS4 ANSI electronic RF wireless ready SVN escutcheon, Mifare / DESFire deadbolt privacy w/ key override function, A lever, unhanded, satin stainless finish, for use with 1 3/4" - 2 1/4" thick door | 1 |  | 1 Year | 727.25 | 0.15 | 618.1625
9378 | Salto | A9668A62IM48-W- | XS4 ANSI electronic RF wireless SVN escutcheon, Mifare / DESFire deadbolt privacy w/ key override function, A lever, unhanded, satin stainless finish, for use with 1 3/4" - 2 1/4" thick door | 1 |  | 1 Year | 858.35 | 0.15 | 729.5975
9379 | Salto | A9668A62IP38--- | XS4 ANSI electronic wire-free SVN escutcheon, Mifare / DESFire deadbolt privacy w/ key override function, A lever, unhanded, bright stainless steel finish, for use with 1 3/8" - 1 3/4" thick standard door | 1 |  | 1 Year | 689.45 | 0.15 | 586.0325
9380 | Salto | A9668A62IP38-A- | XS4 ANSI electronic AMOK wire-free SVN escutcheon, Mifare / DESFire deadbolt privacy w/ key override function, A lever, unhanded, bright stainless steel finish, for use with 1 3/8" - 1 3/4" thick standard door | 1 |  | 1 Year | 818.45 | 0.15 | 695.6825
9381 | Salto | A9668A62IP38-C- | XS4 ANSI electronic RF wireless ready SVN escutcheon, Mifare / DESFire deadbolt privacy w/ key override function, A lever, unhanded, bright stainless steel finish, for use with 1 3/8" - 1 3/4" thick standard door | 1 |  | 1 Year | 743.55 | 0.15 | 632.0175
9382 | Salto | A9668A62IP38-W- | XS4 ANSI electronic RF wireless SVN escutcheon, Mifare / DESFire deadbolt privacy w/ key override function, A lever, unhanded, bright stainless steel finish, for use with 1 3/8" - 1 3/4" thick standard door | 1 |  | 1 Year | 874.65 | 0.15 | 743.4525
9383 | Salto | A9668A62IP48--- | XS4 ANSI electronic wire-free SVN escutcheon, Mifare / DESFire deadbolt privacy w/ key override function, A lever, unhanded, bright stainless steel finish, for use with 1 3/4" - 2 1/4" thick door | 1 |  | 1 Year | 689.45 | 0.15 | 586.0325
9384 | Salto | A9668A62IP48-A- | XS4 ANSI electronic AMOK wire-free SVN escutcheon, Mifare / DESFire deadbolt privacy w/ key override function, A lever, unhanded, bright stainless steel finish, for use with 1 3/4" - 2 1/4" thick door | 1 |  | 1 Year | 818.45 | 0.15 | 695.6825
9385 | Salto | A9668A62IP48-C- | XS4 ANSI electronic RF wireless ready SVN escutcheon, Mifare / DESFire deadbolt privacy w/ key override function, A lever, unhanded, bright stainless steel finish, for use with 1 3/4" - 2 1/4" thick door | 1 |  | 1 Year | 743.55 | 0.15 | 632.0175
9386 | Salto | A9668A62IP48-W- | XS4 ANSI electronic RF wireless SVN escutcheon, Mifare / DESFire deadbolt privacy w/ key override function, A lever, unhanded, bright stainless steel finish, for use with 1 3/4" - 2 1/4" thick door | 1 |  | 1 Year | 874.65 | 0.15 | 743.4525
9387 | Salto | A9668A62NE38--- | XS4 ANSI electronic wire-free SVN escutcheon, Mifare / DESFire deadbolt privacy w/ key override function, A lever, unhanded, black chromium finish, for use with 1 3/8" - 1 3/4" thick standard door | 1 |  | 1 Year | 707.85 | 0.15 | 601.6725
9388 | Salto | A9668A62NE38-A- | XS4 ANSI electronic AMOK wire-free SVN escutcheon, Mifare / DESFire deadbolt privacy w/ key override function, A lever, unhanded, black chromium finish, for use with 1 3/8" - 1 3/4" thick standard door | 1 |  | 1 Year | 836.85 | 0.15 | 711.3225
9389 | Salto | A9668A62NE38-C- | XS4 ANSI electronic RF wireless ready SVN escutcheon, Mifare / DESFire deadbolt privacy w/ key override function, A lever, unhanded, black chromium finish, for use with 1 3/8" - 1 3/4" thick standard door | 1 |  | 1 Year | 761.95 | 0.15 | 647.6575
9390 | Salto | A9668A62NE38-W- | XS4 ANSI electronic RF wireless SVN escutcheon, Mifare / DESFire deadbolt privacy w/ key override function, A lever, unhanded, black chromium finish, for use with 1 3/8" - 1 3/4" thick standard door | 1 |  | 1 Year | 893.05 | 0.15 | 759.0925
9391 | Salto | A9668A62NE48--- | XS4 ANSI electronic wire-free SVN escutcheon, Mifare / DESFire deadbolt privacy w/ key override function, A lever, unhanded, black chromium finish, for use with 1 3/4" - 2 1/4" thick door | 1 |  | 1 Year | 707.85 | 0.15 | 601.6725
9392 | Salto | A9668A62NE48-A- | XS4 ANSI electronic AMOK wire-free SVN escutcheon, Mifare / DESFire deadbolt privacy w/ key override function, A lever, unhanded, black chromium finish, for use with 1 3/4" - 2 1/4" thick door | 1 |  | 1 Year | 836.85 | 0.15 | 711.3225
9393 | Salto | A9668A62NE48-C- | XS4 ANSI electronic RF wireless ready SVN escutcheon, Mifare / DESFire deadbolt privacy w/ key override function, A lever, unhanded, black chromium finish, for use with 1 3/4" - 2 1/4" thick door | 1 |  | 1 Year | 761.95 | 0.15 | 647.6575
9394 | Salto | A9668A62NE48-W- | XS4 ANSI electronic RF wireless SVN escutcheon, Mifare / DESFire deadbolt privacy w/ key override function, A lever, unhanded, black chromium finish, for use with 1 3/4" - 2 1/4" thick door | 1 |  | 1 Year | 893.05 | 0.15 | 759.0925
9395 | Salto | A9668A62PM38--- | XS4 ANSI electronic wire-free SVN escutcheon, Mifare / DESFire deadbolt privacy w/ key override function, A lever, unhanded, satin brass finish, for use with 1 3/8" - 1 3/4" thick standard door | 1 |  | 1 Year | 673.15 | 0.15 | 572.1775
9396 | Salto | A9668A62PM38-A- | XS4 ANSI electronic AMOK wire-free SVN escutcheon, Mifare / DESFire deadbolt privacy w/ key override function, A lever, unhanded, satin brass finish, for use with 1 3/8" - 1 3/4" thick standard door | 1 |  | 1 Year | 802.15 | 0.15 | 681.8275
9397 | Salto | A9668A62PM38-C- | XS4 ANSI electronic RF wireless ready SVN escutcheon, Mifare / DESFire deadbolt privacy w/ key override function, A lever, unhanded, satin brass finish, for use with 1 3/8" - 1 3/4" thick standard door | 1 |  | 1 Year | 727.25 | 0.15 | 618.1625
9398 | Salto | A9668A62PM38-W- | XS4 ANSI electronic RF wireless SVN escutcheon, Mifare / DESFire deadbolt privacy w/ key override function, A lever, unhanded, satin brass finish, for use with 1 3/8" - 1 3/4" thick standard door | 1 |  | 1 Year | 858.35 | 0.15 | 729.5975
9399 | Salto | A9668A62PM48--- | XS4 ANSI electronic wire-free SVN escutcheon, Mifare / DESFire deadbolt privacy w/ key override function, A lever, unhanded, satin brass finish, for use with 1 3/4" - 2 1/4" thick door | 1 |  | 1 Year | 673.15 | 0.15 | 572.1775
9400 | Salto | A9668A62PM48-A- | XS4 ANSI electronic AMOK wire-free SVN escutcheon, Mifare / DESFire deadbolt privacy w/ key override function, A lever, unhanded, satin brass finish, for use with 1 3/4" - 2 1/4" thick door | 1 |  | 1 Year | 802.15 | 0.15 | 681.8275
9401 | Salto | A9668A62PM48-C- | XS4 ANSI electronic RF wireless ready SVN escutcheon, Mifare / DESFire deadbolt privacy w/ key override function, A lever, unhanded, satin brass finish, for use with 1 3/4" - 2 1/4" thick door | 1 |  | 1 Year | 727.25 | 0.15 | 618.1625
9402 | Salto | A9668A62PM48-W- | XS4 ANSI electronic RF wireless SVN escutcheon, Mifare / DESFire deadbolt privacy w/ key override function, A lever, unhanded, satin brass finish, for use with 1 3/4" - 2 1/4" thick door | 1 |  | 1 Year | 858.35 | 0.15 | 729.5975
9403 | Salto | A9668A62PP38--- | XS4 ANSI electronic wire-free SVN escutcheon, Mifare / DESFire deadbolt privacy w/ key override function, A lever, unhanded, bright brass finish, for use with 1 3/8" - 1 3/4" thick standard door | 1 |  | 1 Year | 689.45 | 0.15 | 586.0325
9404 | Salto | A9668A62PP38-A- | XS4 ANSI electronic AMOK wire-free SVN escutcheon, Mifare / DESFire deadbolt privacy w/ key override function, A lever, unhanded, bright brass finish, for use with 1 3/8" - 1 3/4" thick standard door | 1 |  | 1 Year | 818.45 | 0.15 | 695.6825
9405 | Salto | A9668A62PP38-C- | XS4 ANSI electronic RF wireless ready SVN escutcheon, Mifare / DESFire deadbolt privacy w/ key override function, A lever, unhanded, bright brass finish, for use with 1 3/8" - 1 3/4" thick standard door | 1 |  | 1 Year | 743.55 | 0.15 | 632.0175
9406 | Salto | A9668A62PP38-W- | XS4 ANSI electronic RF wireless SVN escutcheon, Mifare / DESFire deadbolt privacy w/ key override function, A lever, unhanded, bright brass finish, for use with 1 3/8" - 1 3/4" thick standard door | 1 |  | 1 Year | 874.65 | 0.15 | 743.4525
9407 | Salto | A9668A62PP48--- | XS4 ANSI electronic wire-free SVN escutcheon, Mifare / DESFire deadbolt privacy w/ key override function, A lever, unhanded, bright brass finish, for use with 1 3/4" - 2 1/4" thick door | 1 |  | 1 Year | 689.45 | 0.15 | 586.0325
9408 | Salto | A9668A62PP48-A- | XS4 ANSI electronic AMOK wire-free SVN escutcheon, Mifare / DESFire deadbolt privacy w/ key override function, A lever, unhanded, bright brass finish, for use with 1 3/4" - 2 1/4" thick door | 1 |  | 1 Year | 818.45 | 0.15 | 695.6825
9409 | Salto | A9668A62PP48-C- | XS4 ANSI electronic RF wireless ready SVN escutcheon, Mifare / DESFire deadbolt privacy w/ key override function, A lever, unhanded, bright brass finish, for use with 1 3/4" - 2 1/4" thick door | 1 |  | 1 Year | 743.55 | 0.15 | 632.0175
9410 | Salto | A9668A62PP48-W- | XS4 ANSI electronic RF wireless SVN escutcheon, Mifare / DESFire deadbolt privacy w/ key override function, A lever, unhanded, bright brass finish, for use with 1 3/4" - 2 1/4" thick door | 1 |  | 1 Year | 874.65 | 0.15 | 743.4525
9411 | Salto | A9668A63BC38--- | XS4 ANSI electronic wire-free SVN escutcheon, Mifare / DESFire deadbolt privacy w/ key override function, A lever, unhanded, BioCote antimicrobial finish, for use with 1 3/8" - 1 3/4" thick standard door | 1 |  | 1 Year | 725.15 | 0.15 | 616.3775
9412 | Salto | A9668A63BC38-A- | XS4 ANSI electronic AMOK wire-free SVN escutcheon, Mifare / DESFire deadbolt privacy w/ key override function, A lever, unhanded, BioCote antimicrobial finish, for use with 1 3/8" - 1 3/4" thick standard door | 1 |  | 1 Year | 854.15 | 0.15 | 726.0275
9413 | Salto | A9668A63BC38-C- | XS4 ANSI electronic RF wireless ready SVN escutcheon, Mifare / DESFire deadbolt privacy w/ key override function, A lever, unhanded, BioCote antimicrobial finish, for use with 1 3/8" - 1 3/4" thick standard door | 1 |  | 1 Year | 779.25 | 0.15 | 662.3625
9414 | Salto | A9668A63BC38-W- | XS4 ANSI electronic RF wireless SVN escutcheon, Mifare / DESFire deadbolt privacy w/ key override function, A lever, unhanded, BioCote antimicrobial finish, for use with 1 3/8" - 1 3/4" thick standard door | 1 |  | 1 Year | 910.35 | 0.15 | 773.7975
9415 | Salto | A9668A63BC48--- | XS4 ANSI electronic wire-free SVN escutcheon, Mifare / DESFire deadbolt privacy w/ key override function, A lever, unhanded, BioCote antimicrobial finish, for use with 1 3/4" - 2 1/4" thick door | 1 |  | 1 Year | 725.15 | 0.15 | 616.3775
9416 | Salto | A9668A63BC48-A- | XS4 ANSI electronic AMOK wire-free SVN escutcheon, Mifare / DESFire deadbolt privacy w/ key override function, A lever, unhanded, BioCote antimicrobial finish, for use with 1 3/4" - 2 1/4" thick door | 1 |  | 1 Year | 854.15 | 0.15 | 726.0275
9417 | Salto | A9668A63BC48-C- | XS4 ANSI electronic RF wireless ready SVN escutcheon, Mifare / DESFire deadbolt privacy w/ key override function, A lever, unhanded, BioCote antimicrobial finish, for use with 1 3/4" - 2 1/4" thick door | 1 |  | 1 Year | 779.25 | 0.15 | 662.3625
9418 | Salto | A9668A63BC48-W- | XS4 ANSI electronic RF wireless SVN escutcheon, Mifare / DESFire deadbolt privacy w/ key override function, A lever, unhanded, BioCote antimicrobial finish, for use with 1 3/4" - 2 1/4" thick door | 1 |  | 1 Year | 910.35 | 0.15 | 773.7975
9419 | Salto | A9668A63IA38--- | XS4 ANSI electronic wire-free SVN escutcheon, Mifare / DESFire deadbolt privacy w/ key override function, A lever, unhanded, antique brass finish, for use with 1 3/8" - 1 3/4" thick standard door | 1 |  | 1 Year | 725.15 | 0.15 | 616.3775
9420 | Salto | A9668A63IA38-A- | XS4 ANSI electronic AMOK wire-free SVN escutcheon, Mifare / DESFire deadbolt privacy w/ key override function, A lever, unhanded, antique brass finish, for use with 1 3/8" - 1 3/4" thick standard door | 1 |  | 1 Year | 854.15 | 0.15 | 726.0275
9421 | Salto | A9668A63IA38-C- | XS4 ANSI electronic RF wireless ready SVN escutcheon, Mifare / DESFire deadbolt privacy w/ key override function, A lever, unhanded, antique brass finish, for use with 1 3/8" - 1 3/4" thick standard door | 1 |  | 1 Year | 779.25 | 0.15 | 662.3625
9422 | Salto | A9668A63IA38-W- | XS4 ANSI electronic RF wireless SVN escutcheon, Mifare / DESFire deadbolt privacy w/ key override function, A lever, unhanded, antique brass finish, for use with 1 3/8" - 1 3/4" thick standard door | 1 |  | 1 Year | 910.35 | 0.15 | 773.7975
9423 | Salto | A9668A63IA48--- | XS4 ANSI electronic wire-free SVN escutcheon, Mifare / DESFire deadbolt privacy w/ key override function, A lever, unhanded, antique brass finish, for use with 1 3/4" - 2 1/4" thick door | 1 |  | 1 Year | 725.15 | 0.15 | 616.3775
9424 | Salto | A9668A63IA48-A- | XS4 ANSI electronic AMOK wire-free SVN escutcheon, Mifare / DESFire deadbolt privacy w/ key override function, A lever, unhanded, antique brass finish, for use with 1 3/4" - 2 1/4" thick door | 1 |  | 1 Year | 854.15 | 0.15 | 726.0275
9425 | Salto | A9668A63IA48-C- | XS4 ANSI electronic RF wireless ready SVN escutcheon, Mifare / DESFire deadbolt privacy w/ key override function, A lever, unhanded, antique brass finish, for use with 1 3/4" - 2 1/4" thick door | 1 |  | 1 Year | 779.25 | 0.15 | 662.3625
9426 | Salto | A9668A63IA48-W- | XS4 ANSI electronic RF wireless SVN escutcheon, Mifare / DESFire deadbolt privacy w/ key override function, A lever, unhanded, antique brass finish, for use with 1 3/4" - 2 1/4" thick door | 1 |  | 1 Year | 910.35 | 0.15 | 773.7975
9427 | Salto | A9668A63IM38--- | XS4 ANSI electronic wire-free SVN escutcheon, Mifare / DESFire deadbolt privacy w/ key override function, A lever, unhanded, satin stainless finish, for use with 1 3/8" - 1 3/4" thick standard door | 1 |  | 1 Year | 673.15 | 0.15 | 572.1775
9428 | Salto | A9668A63IM38-A- | XS4 ANSI electronic AMOK wire-free SVN escutcheon, Mifare / DESFire deadbolt privacy w/ key override function, A lever, unhanded, satin stainless finish, for use with 1 3/8" - 1 3/4" thick standard door | 1 |  | 1 Year | 802.15 | 0.15 | 681.8275
9429 | Salto | A9668A63IM38-C- | XS4 ANSI electronic RF wireless ready SVN escutcheon, Mifare / DESFire deadbolt privacy w/ key override function, A lever, unhanded, satin stainless finish, for use with 1 3/8" - 1 3/4" thick standard door | 1 |  | 1 Year | 727.25 | 0.15 | 618.1625
9430 | Salto | A9668A63IM38-W- | XS4 ANSI electronic RF wireless SVN escutcheon, Mifare / DESFire deadbolt privacy w/ key override function, A lever, unhanded, satin stainless finish, for use with 1 3/8" - 1 3/4" thick standard door | 1 |  | 1 Year | 858.35 | 0.15 | 729.5975
9431 | Salto | A9668A63IM48--- | XS4 ANSI electronic wire-free SVN escutcheon, Mifare / DESFire deadbolt privacy w/ key override function, A lever, unhanded, satin stainless finish, for use with 1 3/4" - 2 1/4" thick door | 1 |  | 1 Year | 673.15 | 0.15 | 572.1775
9432 | Salto | A9668A63IM48-A- | XS4 ANSI electronic AMOK wire-free SVN escutcheon, Mifare / DESFire deadbolt privacy w/ key override function, A lever, unhanded, satin stainless finish, for use with 1 3/4" - 2 1/4" thick door | 1 |  | 1 Year | 802.15 | 0.15 | 681.8275
9433 | Salto | A9668A63IM48-C- | XS4 ANSI electronic RF wireless ready SVN escutcheon, Mifare / DESFire deadbolt privacy w/ key override function, A lever, unhanded, satin stainless finish, for use with 1 3/4" - 2 1/4" thick door | 1 |  | 1 Year | 727.25 | 0.15 | 618.1625
9434 | Salto | A9668A63IM48-W- | XS4 ANSI electronic RF wireless SVN escutcheon, Mifare / DESFire deadbolt privacy w/ key override function, A lever, unhanded, satin stainless finish, for use with 1 3/4" - 2 1/4" thick door | 1 |  | 1 Year | 858.35 | 0.15 | 729.5975
9435 | Salto | A9668A63IP38--- | XS4 ANSI electronic wire-free SVN escutcheon, Mifare / DESFire deadbolt privacy w/ key override function, A lever, unhanded, bright stainless steel finish, for use with 1 3/8" - 1 3/4" thick standard door | 1 |  | 1 Year | 689.45 | 0.15 | 586.0325
9436 | Salto | A9668A63IP38-A- | XS4 ANSI electronic AMOK wire-free SVN escutcheon, Mifare / DESFire deadbolt privacy w/ key override function, A lever, unhanded, bright stainless steel finish, for use with 1 3/8" - 1 3/4" thick standard door | 1 |  | 1 Year | 818.45 | 0.15 | 695.6825
9437 | Salto | A9668A63IP38-C- | XS4 ANSI electronic RF wireless ready SVN escutcheon, Mifare / DESFire deadbolt privacy w/ key override function, A lever, unhanded, bright stainless steel finish, for use with 1 3/8" - 1 3/4" thick standard door | 1 |  | 1 Year | 743.55 | 0.15 | 632.0175
9438 | Salto | A9668A63IP38-W- | XS4 ANSI electronic RF wireless SVN escutcheon, Mifare / DESFire deadbolt privacy w/ key override function, A lever, unhanded, bright stainless steel finish, for use with 1 3/8" - 1 3/4" thick standard door | 1 |  | 1 Year | 874.65 | 0.15 | 743.4525
9439 | Salto | A9668A63IP48--- | XS4 ANSI electronic wire-free SVN escutcheon, Mifare / DESFire deadbolt privacy w/ key override function, A lever, unhanded, bright stainless steel finish, for use with 1 3/4" - 2 1/4" thick door | 1 |  | 1 Year | 689.45 | 0.15 | 586.0325
9440 | Salto | A9668A63IP48-A- | XS4 ANSI electronic AMOK wire-free SVN escutcheon, Mifare / DESFire deadbolt privacy w/ key override function, A lever, unhanded, bright stainless steel finish, for use with 1 3/4" - 2 1/4" thick door | 1 |  | 1 Year | 818.45 | 0.15 | 695.6825
9441 | Salto | A9668A63IP48-C- | XS4 ANSI electronic RF wireless ready SVN escutcheon, Mifare / DESFire deadbolt privacy w/ key override function, A lever, unhanded, bright stainless steel finish, for use with 1 3/4" - 2 1/4" thick door | 1 |  | 1 Year | 743.55 | 0.15 | 632.0175
9442 | Salto | A9668A63IP48-W- | XS4 ANSI electronic RF wireless SVN escutcheon, Mifare / DESFire deadbolt privacy w/ key override function, A lever, unhanded, bright stainless steel finish, for use with 1 3/4" - 2 1/4" thick door | 1 |  | 1 Year | 874.65 | 0.15 | 743.4525
9443 | Salto | A9668A63NE38--- | XS4 ANSI electronic wire-free SVN escutcheon, Mifare / DESFire deadbolt privacy w/ key override function, A lever, unhanded, black chromium finish, for use with 1 3/8" - 1 3/4" thick standard door | 1 |  | 1 Year | 707.85 | 0.15 | 601.6725
9444 | Salto | A9668A63NE38-A- | XS4 ANSI electronic AMOK wire-free SVN escutcheon, Mifare / DESFire deadbolt privacy w/ key override function, A lever, unhanded, black chromium finish, for use with 1 3/8" - 1 3/4" thick standard door | 1 |  | 1 Year | 836.85 | 0.15 | 711.3225
9445 | Salto | A9668A63NE38-C- | XS4 ANSI electronic RF wireless ready SVN escutcheon, Mifare / DESFire deadbolt privacy w/ key override function, A lever, unhanded, black chromium finish, for use with 1 3/8" - 1 3/4" thick standard door | 1 |  | 1 Year | 761.95 | 0.15 | 647.6575
9446 | Salto | A9668A63NE38-W- | XS4 ANSI electronic RF wireless SVN escutcheon, Mifare / DESFire deadbolt privacy w/ key override function, A lever, unhanded, black chromium finish, for use with 1 3/8" - 1 3/4" thick standard door | 1 |  | 1 Year | 893.05 | 0.15 | 759.0925
9447 | Salto | A9668A63NE48--- | XS4 ANSI electronic wire-free SVN escutcheon, Mifare / DESFire deadbolt privacy w/ key override function, A lever, unhanded, black chromium finish, for use with 1 3/4" - 2 1/4" thick door | 1 |  | 1 Year | 707.85 | 0.15 | 601.6725
9448 | Salto | A9668A63NE48-A- | XS4 ANSI electronic AMOK wire-free SVN escutcheon, Mifare / DESFire deadbolt privacy w/ key override function, A lever, unhanded, black chromium finish, for use with 1 3/4" - 2 1/4" thick door | 1 |  | 1 Year | 836.85 | 0.15 | 711.3225
9449 | Salto | A9668A63NE48-C- | XS4 ANSI electronic RF wireless ready SVN escutcheon, Mifare / DESFire deadbolt privacy w/ key override function, A lever, unhanded, black chromium finish, for use with 1 3/4" - 2 1/4" thick door | 1 |  | 1 Year | 761.95 | 0.15 | 647.6575
9450 | Salto | A9668A63NE48-W- | XS4 ANSI electronic RF wireless SVN escutcheon, Mifare / DESFire deadbolt privacy w/ key override function, A lever, unhanded, black chromium finish, for use with 1 3/4" - 2 1/4" thick door | 1 |  | 1 Year | 893.05 | 0.15 | 759.0925
9451 | Salto | A9668A63PM38--- | XS4 ANSI electronic wire-free SVN escutcheon, Mifare / DESFire deadbolt privacy w/ key override function, A lever, unhanded, satin brass finish, for use with 1 3/8" - 1 3/4" thick standard door | 1 |  | 1 Year | 673.15 | 0.15 | 572.1775
9452 | Salto | A9668A63PM38-A- | XS4 ANSI electronic AMOK wire-free SVN escutcheon, Mifare / DESFire deadbolt privacy w/ key override function, A lever, unhanded, satin brass finish, for use with 1 3/8" - 1 3/4" thick standard door | 1 |  | 1 Year | 802.15 | 0.15 | 681.8275
9453 | Salto | A9668A63PM38-C- | XS4 ANSI electronic RF wireless ready SVN escutcheon, Mifare / DESFire deadbolt privacy w/ key override function, A lever, unhanded, satin brass finish, for use with 1 3/8" - 1 3/4" thick standard door | 1 |  | 1 Year | 727.25 | 0.15 | 618.1625
9454 | Salto | A9668A63PM38-W- | XS4 ANSI electronic RF wireless SVN escutcheon, Mifare / DESFire deadbolt privacy w/ key override function, A lever, unhanded, satin brass finish, for use with 1 3/8" - 1 3/4" thick standard door | 1 |  | 1 Year | 858.35 | 0.15 | 729.5975
9455 | Salto | A9668A63PM48--- | XS4 ANSI electronic wire-free SVN escutcheon, Mifare / DESFire deadbolt privacy w/ key override function, A lever, unhanded, satin brass finish, for use with 1 3/4" - 2 1/4" thick door | 1 |  | 1 Year | 673.15 | 0.15 | 572.1775
9456 | Salto | A9668A63PM48-A- | XS4 ANSI electronic AMOK wire-free SVN escutcheon, Mifare / DESFire deadbolt privacy w/ key override function, A lever, unhanded, satin brass finish, for use with 1 3/4" - 2 1/4" thick door | 1 |  | 1 Year | 802.15 | 0.15 | 681.8275
9457 | Salto | A9668A63PM48-C- | XS4 ANSI electronic RF wireless ready SVN escutcheon, Mifare / DESFire deadbolt privacy w/ key override function, A lever, unhanded, satin brass finish, for use with 1 3/4" - 2 1/4" thick door | 1 |  | 1 Year | 727.25 | 0.15 | 618.1625
9458 | Salto | A9668A63PM48-W- | XS4 ANSI electronic RF wireless SVN escutcheon, Mifare / DESFire deadbolt privacy w/ key override function, A lever, unhanded, satin brass finish, for use with 1 3/4" - 2 1/4" thick door | 1 |  | 1 Year | 858.35 | 0.15 | 729.5975
9459 | Salto | A9668A63PP38--- | XS4 ANSI electronic wire-free SVN escutcheon, Mifare / DESFire deadbolt privacy w/ key override function, A lever, unhanded, bright brass finish, for use with 1 3/8" - 1 3/4" thick standard door | 1 |  | 1 Year | 689.45 | 0.15 | 586.0325
9460 | Salto | A9668A63PP38-A- | XS4 ANSI electronic AMOK wire-free SVN escutcheon, Mifare / DESFire deadbolt privacy w/ key override function, A lever, unhanded, bright brass finish, for use with 1 3/8" - 1 3/4" thick standard door | 1 |  | 1 Year | 818.45 | 0.15 | 695.6825
9461 | Salto | A9668A63PP38-C- | XS4 ANSI electronic RF wireless ready SVN escutcheon, Mifare / DESFire deadbolt privacy w/ key override function, A lever, unhanded, bright brass finish, for use with 1 3/8" - 1 3/4" thick standard door | 1 |  | 1 Year | 743.55 | 0.15 | 632.0175
9462 | Salto | A9668A63PP38-W- | XS4 ANSI electronic RF wireless SVN escutcheon, Mifare / DESFire deadbolt privacy w/ key override function, A lever, unhanded, bright brass finish, for use with 1 3/8" - 1 3/4" thick standard door | 1 |  | 1 Year | 874.65 | 0.15 | 743.4525
9463 | Salto | A9668A63PP48--- | XS4 ANSI electronic wire-free SVN escutcheon, Mifare / DESFire deadbolt privacy w/ key override function, A lever, unhanded, bright brass finish, for use with 1 3/4" - 2 1/4" thick door | 1 |  | 1 Year | 689.45 | 0.15 | 586.0325
9464 | Salto | A9668A63PP48-A- | XS4 ANSI electronic AMOK wire-free SVN escutcheon, Mifare / DESFire deadbolt privacy w/ key override function, A lever, unhanded, bright brass finish, for use with 1 3/4" - 2 1/4" thick door | 1 |  | 1 Year | 818.45 | 0.15 | 695.6825
9465 | Salto | A9668A63PP48-C- | XS4 ANSI electronic RF wireless ready SVN escutcheon, Mifare / DESFire deadbolt privacy w/ key override function, A lever, unhanded, bright brass finish, for use with 1 3/4" - 2 1/4" thick door | 1 |  | 1 Year | 743.55 | 0.15 | 632.0175
9466 | Salto | A9668A63PP48-W- | XS4 ANSI electronic RF wireless SVN escutcheon, Mifare / DESFire deadbolt privacy w/ key override function, A lever, unhanded, bright brass finish, for use with 1 3/4" - 2 1/4" thick door | 1 |  | 1 Year | 874.65 | 0.15 | 743.4525
9467 | Salto | A9668G61BC38--- | XS4 ANSI electronic wire-free SVN escutcheon, Mifare / DESFire deadbolt privacy w/ key override function, G lever, unhanded, BioCote antimicrobial finish, for use with 1 3/8" - 1 3/4" thick standard door | 1 |  | 1 Year | 725.15 | 0.15 | 616.3775
9468 | Salto | A9668G61BC38-A- | XS4 ANSI electronic AMOK wire-free SVN escutcheon, Mifare / DESFire deadbolt privacy w/ key override function, G lever, unhanded, BioCote antimicrobial finish, for use with 1 3/8" - 1 3/4" thick standard door | 1 |  | 1 Year | 854.15 | 0.15 | 726.0275
9469 | Salto | A9668G61BC38-C- | XS4 ANSI electronic RF wireless ready SVN escutcheon, Mifare / DESFire deadbolt privacy w/ key override function, G lever, unhanded, BioCote antimicrobial finish, for use with 1 3/8" - 1 3/4" thick standard door | 1 |  | 1 Year | 779.25 | 0.15 | 662.3625
9470 | Salto | A9668G61BC38-W- | XS4 ANSI electronic RF wireless SVN escutcheon, Mifare / DESFire deadbolt privacy w/ key override function, G lever, unhanded, BioCote antimicrobial finish, for use with 1 3/8" - 1 3/4" thick standard door | 1 |  | 1 Year | 910.35 | 0.15 | 773.7975
9471 | Salto | A9668G61BC48--- | XS4 ANSI electronic wire-free SVN escutcheon, Mifare / DESFire deadbolt privacy w/ key override function, G lever, unhanded, BioCote antimicrobial finish, for use with 1 3/4" - 2 1/4" thick door | 1 |  | 1 Year | 725.15 | 0.15 | 616.3775
9472 | Salto | A9668G61BC48-A- | XS4 ANSI electronic AMOK wire-free SVN escutcheon, Mifare / DESFire deadbolt privacy w/ key override function, G lever, unhanded, BioCote antimicrobial finish, for use with 1 3/4" - 2 1/4" thick door | 1 |  | 1 Year | 854.15 | 0.15 | 726.0275
9473 | Salto | A9668G61BC48-C- | XS4 ANSI electronic RF wireless ready SVN escutcheon, Mifare / DESFire deadbolt privacy w/ key override function, G lever, unhanded, BioCote antimicrobial finish, for use with 1 3/4" - 2 1/4" thick door | 1 |  | 1 Year | 779.25 | 0.15 | 662.3625
9474 | Salto | A9668G61BC48-W- | XS4 ANSI electronic RF wireless SVN escutcheon, Mifare / DESFire deadbolt privacy w/ key override function, G lever, unhanded, BioCote antimicrobial finish, for use with 1 3/4" - 2 1/4" thick door | 1 |  | 1 Year | 910.35 | 0.15 | 773.7975
9475 | Salto | A9668G61IM38--- | XS4 ANSI electronic wire-free SVN escutcheon, Mifare / DESFire deadbolt privacy w/ key override function, G lever, unhanded, satin stainless finish, for use with 1 3/8" - 1 3/4" thick standard door | 1 |  | 1 Year | 673.15 | 0.15 | 572.1775
9476 | Salto | A9668G61IM38-A- | XS4 ANSI electronic AMOK wire-free SVN escutcheon, Mifare / DESFire deadbolt privacy w/ key override function, G lever, unhanded, satin stainless finish, for use with 1 3/8" - 1 3/4" thick standard door | 1 |  | 1 Year | 802.15 | 0.15 | 681.8275
9477 | Salto | A9668G61IM38-C- | XS4 ANSI electronic RF wireless ready SVN escutcheon, Mifare / DESFire deadbolt privacy w/ key override function, G lever, unhanded, satin stainless finish, for use with 1 3/8" - 1 3/4" thick standard door | 1 |  | 1 Year | 727.25 | 0.15 | 618.1625
9478 | Salto | A9668G61IM38-W- | XS4 ANSI electronic RF wireless SVN escutcheon, Mifare / DESFire deadbolt privacy w/ key override function, G lever, unhanded, satin stainless finish, for use with 1 3/8" - 1 3/4" thick standard door | 1 |  | 1 Year | 858.35 | 0.15 | 729.5975
9479 | Salto | A9668G61IM48--- | XS4 ANSI electronic wire-free SVN escutcheon, Mifare / DESFire deadbolt privacy w/ key override function, G lever, unhanded, satin stainless finish, for use with 1 3/4" - 2 1/4" thick door | 1 |  | 1 Year | 673.15 | 0.15 | 572.1775
9480 | Salto | A9668G61IM48-A- | XS4 ANSI electronic AMOK wire-free SVN escutcheon, Mifare / DESFire deadbolt privacy w/ key override function, G lever, unhanded, satin stainless finish, for use with 1 3/4" - 2 1/4" thick door | 1 |  | 1 Year | 802.15 | 0.15 | 681.8275
9481 | Salto | A9668G61IM48-C- | XS4 ANSI electronic RF wireless ready SVN escutcheon, Mifare / DESFire deadbolt privacy w/ key override function, G lever, unhanded, satin stainless finish, for use with 1 3/4" - 2 1/4" thick door | 1 |  | 1 Year | 727.25 | 0.15 | 618.1625
9482 | Salto | A9668G61IM48-W- | XS4 ANSI electronic RF wireless SVN escutcheon, Mifare / DESFire deadbolt privacy w/ key override function, G lever, unhanded, satin stainless finish, for use with 1 3/4" - 2 1/4" thick door | 1 |  | 1 Year | 858.35 | 0.15 | 729.5975
9483 | Salto | A9668G61PM38--- | XS4 ANSI electronic wire-free SVN escutcheon, Mifare / DESFire deadbolt privacy w/ key override function, G lever, unhanded, satin brass finish, for use with 1 3/8" - 1 3/4" thick standard door | 1 |  | 1 Year | 673.15 | 0.15 | 572.1775
9484 | Salto | A9668G61PM38-A- | XS4 ANSI electronic AMOK wire-free SVN escutcheon, Mifare / DESFire deadbolt privacy w/ key override function, G lever, unhanded, satin brass finish, for use with 1 3/8" - 1 3/4" thick standard door | 1 |  | 1 Year | 802.15 | 0.15 | 681.8275
9485 | Salto | A9668G61PM38-C- | XS4 ANSI electronic RF wireless ready SVN escutcheon, Mifare / DESFire deadbolt privacy w/ key override function, G lever, unhanded, satin brass finish, for use with 1 3/8" - 1 3/4" thick standard door | 1 |  | 1 Year | 727.25 | 0.15 | 618.1625
9486 | Salto | A9668G61PM38-W- | XS4 ANSI electronic RF wireless SVN escutcheon, Mifare / DESFire deadbolt privacy w/ key override function, G lever, unhanded, satin brass finish, for use with 1 3/8" - 1 3/4" thick standard door | 1 |  | 1 Year | 858.35 | 0.15 | 729.5975
9487 | Salto | A9668G61PM48--- | XS4 ANSI electronic wire-free SVN escutcheon, Mifare / DESFire deadbolt privacy w/ key override function, G lever, unhanded, satin brass finish, for use with 1 3/4" - 2 1/4" thick door | 1 |  | 1 Year | 673.15 | 0.15 | 572.1775
9488 | Salto | A9668G61PM48-A- | XS4 ANSI electronic AMOK wire-free SVN escutcheon, Mifare / DESFire deadbolt privacy w/ key override function, G lever, unhanded, satin brass finish, for use with 1 3/4" - 2 1/4" thick door | 1 |  | 1 Year | 802.15 | 0.15 | 681.8275
9489 | Salto | A9668G61PM48-C- | XS4 ANSI electronic RF wireless ready SVN escutcheon, Mifare / DESFire deadbolt privacy w/ key override function, G lever, unhanded, satin brass finish, for use with 1 3/4" - 2 1/4" thick door | 1 |  | 1 Year | 727.25 | 0.15 | 618.1625
9490 | Salto | A9668G61PM48-W- | XS4 ANSI electronic RF wireless SVN escutcheon, Mifare / DESFire deadbolt privacy w/ key override function, G lever, unhanded, satin brass finish, for use with 1 3/4" - 2 1/4" thick door | 1 |  | 1 Year | 858.35 | 0.15 | 729.5975
9491 | Salto | A9668G62BC38--- | XS4 ANSI electronic wire-free SVN escutcheon, Mifare / DESFire deadbolt privacy w/ key override function, G lever, unhanded, BioCote antimicrobial finish, for use with 1 3/8" - 1 3/4" thick standard door | 1 |  | 1 Year | 725.15 | 0.15 | 616.3775
9492 | Salto | A9668G62BC38-A- | XS4 ANSI electronic AMOK wire-free SVN escutcheon, Mifare / DESFire deadbolt privacy w/ key override function, G lever, unhanded, BioCote antimicrobial finish, for use with 1 3/8" - 1 3/4" thick standard door | 1 |  | 1 Year | 854.15 | 0.15 | 726.0275
9493 | Salto | A9668G62BC38-C- | XS4 ANSI electronic RF wireless ready SVN escutcheon, Mifare / DESFire deadbolt privacy w/ key override function, G lever, unhanded, BioCote antimicrobial finish, for use with 1 3/8" - 1 3/4" thick standard door | 1 |  | 1 Year | 779.25 | 0.15 | 662.3625
9494 | Salto | A9668G62BC38-W- | XS4 ANSI electronic RF wireless SVN escutcheon, Mifare / DESFire deadbolt privacy w/ key override function, G lever, unhanded, BioCote antimicrobial finish, for use with 1 3/8" - 1 3/4" thick standard door | 1 |  | 1 Year | 910.35 | 0.15 | 773.7975
9495 | Salto | A9668G62BC48--- | XS4 ANSI electronic wire-free SVN escutcheon, Mifare / DESFire deadbolt privacy w/ key override function, G lever, unhanded, BioCote antimicrobial finish, for use with 1 3/4" - 2 1/4" thick door | 1 |  | 1 Year | 725.15 | 0.15 | 616.3775
9496 | Salto | A9668G62BC48-A- | XS4 ANSI electronic AMOK wire-free SVN escutcheon, Mifare / DESFire deadbolt privacy w/ key override function, G lever, unhanded, BioCote antimicrobial finish, for use with 1 3/4" - 2 1/4" thick door | 1 |  | 1 Year | 854.15 | 0.15 | 726.0275
9497 | Salto | A9668G62BC48-C- | XS4 ANSI electronic RF wireless ready SVN escutcheon, Mifare / DESFire deadbolt privacy w/ key override function, G lever, unhanded, BioCote antimicrobial finish, for use with 1 3/4" - 2 1/4" thick door | 1 |  | 1 Year | 779.25 | 0.15 | 662.3625
9498 | Salto | A9668G62BC48-W- | XS4 ANSI electronic RF wireless SVN escutcheon, Mifare / DESFire deadbolt privacy w/ key override function, G lever, unhanded, BioCote antimicrobial finish, for use with 1 3/4" - 2 1/4" thick door | 1 |  | 1 Year | 910.35 | 0.15 | 773.7975
9499 | Salto | A9668G62IM38--- | XS4 ANSI electronic wire-free SVN escutcheon, Mifare / DESFire deadbolt privacy w/ key override function, G lever, unhanded, satin stainless finish, for use with 1 3/8" - 1 3/4" thick standard door | 1 |  | 1 Year | 673.15 | 0.15 | 572.1775
9500 | Salto | A9668G62IM38-A- | XS4 ANSI electronic AMOK wire-free SVN escutcheon, Mifare / DESFire deadbolt privacy w/ key override function, G lever, unhanded, satin stainless finish, for use with 1 3/8" - 1 3/4" thick standard door | 1 |  | 1 Year | 802.15 | 0.15 | 681.8275
9501 | Salto | A9668G62IM38-C- | XS4 ANSI electronic RF wireless ready SVN escutcheon, Mifare / DESFire deadbolt privacy w/ key override function, G lever, unhanded, satin stainless finish, for use with 1 3/8" - 1 3/4" thick standard door | 1 |  | 1 Year | 727.25 | 0.15 | 618.1625
9502 | Salto | A9668G62IM38-W- | XS4 ANSI electronic RF wireless SVN escutcheon, Mifare / DESFire deadbolt privacy w/ key override function, G lever, unhanded, satin stainless finish, for use with 1 3/8" - 1 3/4" thick standard door | 1 |  | 1 Year | 858.35 | 0.15 | 729.5975
9503 | Salto | A9668G62IM48--- | XS4 ANSI electronic wire-free SVN escutcheon, Mifare / DESFire deadbolt privacy w/ key override function, G lever, unhanded, satin stainless finish, for use with 1 3/4" - 2 1/4" thick door | 1 |  | 1 Year | 673.15 | 0.15 | 572.1775
9504 | Salto | A9668G62IM48-A- | XS4 ANSI electronic AMOK wire-free SVN escutcheon, Mifare / DESFire deadbolt privacy w/ key override function, G lever, unhanded, satin stainless finish, for use with 1 3/4" - 2 1/4" thick door | 1 |  | 1 Year | 802.15 | 0.15 | 681.8275
9505 | Salto | A9668G62IM48-C- | XS4 ANSI electronic RF wireless ready SVN escutcheon, Mifare / DESFire deadbolt privacy w/ key override function, G lever, unhanded, satin stainless finish, for use with 1 3/4" - 2 1/4" thick door | 1 |  | 1 Year | 727.25 | 0.15 | 618.1625
9506 | Salto | A9668G62IM48-W- | XS4 ANSI electronic RF wireless SVN escutcheon, Mifare / DESFire deadbolt privacy w/ key override function, G lever, unhanded, satin stainless finish, for use with 1 3/4" - 2 1/4" thick door | 1 |  | 1 Year | 858.35 | 0.15 | 729.5975
9507 | Salto | A9668G62PM38--- | XS4 ANSI electronic wire-free SVN escutcheon, Mifare / DESFire deadbolt privacy w/ key override function, G lever, unhanded, satin brass finish, for use with 1 3/8" - 1 3/4" thick standard door | 1 |  | 1 Year | 673.15 | 0.15 | 572.1775
9508 | Salto | A9668G62PM38-A- | XS4 ANSI electronic AMOK wire-free SVN escutcheon, Mifare / DESFire deadbolt privacy w/ key override function, G lever, unhanded, satin brass finish, for use with 1 3/8" - 1 3/4" thick standard door | 1 |  | 1 Year | 802.15 | 0.15 | 681.8275
9509 | Salto | A9668G62PM38-C- | XS4 ANSI electronic RF wireless ready SVN escutcheon, Mifare / DESFire deadbolt privacy w/ key override function, G lever, unhanded, satin brass finish, for use with 1 3/8" - 1 3/4" thick standard door | 1 |  | 1 Year | 727.25 | 0.15 | 618.1625
9510 | Salto | A9668G62PM38-W- | XS4 ANSI electronic RF wireless SVN escutcheon, Mifare / DESFire deadbolt privacy w/ key override function, G lever, unhanded, satin brass finish, for use with 1 3/8" - 1 3/4" thick standard door | 1 |  | 1 Year | 858.35 | 0.15 | 729.5975
9511 | Salto | A9668G62PM48--- | XS4 ANSI electronic wire-free SVN escutcheon, Mifare / DESFire deadbolt privacy w/ key override function, G lever, unhanded, satin brass finish, for use with 1 3/4" - 2 1/4" thick door | 1 |  | 1 Year | 673.15 | 0.15 | 572.1775
9512 | Salto | A9668G62PM48-A- | XS4 ANSI electronic AMOK wire-free SVN escutcheon, Mifare / DESFire deadbolt privacy w/ key override function, G lever, unhanded, satin brass finish, for use with 1 3/4" - 2 1/4" thick door | 1 |  | 1 Year | 802.15 | 0.15 | 681.8275
9513 | Salto | A9668G62PM48-C- | XS4 ANSI electronic RF wireless ready SVN escutcheon, Mifare / DESFire deadbolt privacy w/ key override function, G lever, unhanded, satin brass finish, for use with 1 3/4" - 2 1/4" thick door | 1 |  | 1 Year | 727.25 | 0.15 | 618.1625
9514 | Salto | A9668G62PM48-W- | XS4 ANSI electronic RF wireless SVN escutcheon, Mifare / DESFire deadbolt privacy w/ key override function, G lever, unhanded, satin brass finish, for use with 1 3/4" - 2 1/4" thick door | 1 |  | 1 Year | 858.35 | 0.15 | 729.5975
9515 | Salto | A9668G63BC38--- | XS4 ANSI electronic wire-free SVN escutcheon, Mifare / DESFire deadbolt privacy w/ key override function, G lever, unhanded, BioCote antimicrobial finish, for use with 1 3/8" - 1 3/4" thick standard door | 1 |  | 1 Year | 725.15 | 0.15 | 616.3775
9516 | Salto | A9668G63BC38-A- | XS4 ANSI electronic AMOK wire-free SVN escutcheon, Mifare / DESFire deadbolt privacy w/ key override function, G lever, unhanded, BioCote antimicrobial finish, for use with 1 3/8" - 1 3/4" thick standard door | 1 |  | 1 Year | 854.15 | 0.15 | 726.0275
9517 | Salto | A9668G63BC38-C- | XS4 ANSI electronic RF wireless ready SVN escutcheon, Mifare / DESFire deadbolt privacy w/ key override function, G lever, unhanded, BioCote antimicrobial finish, for use with 1 3/8" - 1 3/4" thick standard door | 1 |  | 1 Year | 779.25 | 0.15 | 662.3625
9518 | Salto | A9668G63BC38-W- | XS4 ANSI electronic RF wireless SVN escutcheon, Mifare / DESFire deadbolt privacy w/ key override function, G lever, unhanded, BioCote antimicrobial finish, for use with 1 3/8" - 1 3/4" thick standard door | 1 |  | 1 Year | 910.35 | 0.15 | 773.7975
9519 | Salto | A9668G63BC48--- | XS4 ANSI electronic wire-free SVN escutcheon, Mifare / DESFire deadbolt privacy w/ key override function, G lever, unhanded, BioCote antimicrobial finish, for use with 1 3/4" - 2 1/4" thick door | 1 |  | 1 Year | 725.15 | 0.15 | 616.3775
9520 | Salto | A9668G63BC48-A- | XS4 ANSI electronic AMOK wire-free SVN escutcheon, Mifare / DESFire deadbolt privacy w/ key override function, G lever, unhanded, BioCote antimicrobial finish, for use with 1 3/4" - 2 1/4" thick door | 1 |  | 1 Year | 854.15 | 0.15 | 726.0275
9521 | Salto | A9668G63BC48-C- | XS4 ANSI electronic RF wireless ready SVN escutcheon, Mifare / DESFire deadbolt privacy w/ key override function, G lever, unhanded, BioCote antimicrobial finish, for use with 1 3/4" - 2 1/4" thick door | 1 |  | 1 Year | 779.25 | 0.15 | 662.3625
9522 | Salto | A9668G63BC48-W- | XS4 ANSI electronic RF wireless SVN escutcheon, Mifare / DESFire deadbolt privacy w/ key override function, G lever, unhanded, BioCote antimicrobial finish, for use with 1 3/4" - 2 1/4" thick door | 1 |  | 1 Year | 910.35 | 0.15 | 773.7975
9523 | Salto | A9668G63IM38--- | XS4 ANSI electronic wire-free SVN escutcheon, Mifare / DESFire deadbolt privacy w/ key override function, G lever, unhanded, satin stainless finish, for use with 1 3/8" - 1 3/4" thick standard door | 1 |  | 1 Year | 673.15 | 0.15 | 572.1775
9524 | Salto | A9668G63IM38-A- | XS4 ANSI electronic AMOK wire-free SVN escutcheon, Mifare / DESFire deadbolt privacy w/ key override function, G lever, unhanded, satin stainless finish, for use with 1 3/8" - 1 3/4" thick standard door | 1 |  | 1 Year | 802.15 | 0.15 | 681.8275
9525 | Salto | A9668G63IM38-C- | XS4 ANSI electronic RF wireless ready SVN escutcheon, Mifare / DESFire deadbolt privacy w/ key override function, G lever, unhanded, satin stainless finish, for use with 1 3/8" - 1 3/4" thick standard door | 1 |  | 1 Year | 727.25 | 0.15 | 618.1625
9526 | Salto | A9668G63IM38-W- | XS4 ANSI electronic RF wireless SVN escutcheon, Mifare / DESFire deadbolt privacy w/ key override function, G lever, unhanded, satin stainless finish, for use with 1 3/8" - 1 3/4" thick standard door | 1 |  | 1 Year | 858.35 | 0.15 | 729.5975
9527 | Salto | A9668G63IM48--- | XS4 ANSI electronic wire-free SVN escutcheon, Mifare / DESFire deadbolt privacy w/ key override function, G lever, unhanded, satin stainless finish, for use with 1 3/4" - 2 1/4" thick door | 1 |  | 1 Year | 673.15 | 0.15 | 572.1775
9528 | Salto | A9668G63IM48-A- | XS4 ANSI electronic AMOK wire-free SVN escutcheon, Mifare / DESFire deadbolt privacy w/ key override function, G lever, unhanded, satin stainless finish, for use with 1 3/4" - 2 1/4" thick door | 1 |  | 1 Year | 802.15 | 0.15 | 681.8275
9529 | Salto | A9668G63IM48-C- | XS4 ANSI electronic RF wireless ready SVN escutcheon, Mifare / DESFire deadbolt privacy w/ key override function, G lever, unhanded, satin stainless finish, for use with 1 3/4" - 2 1/4" thick door | 1 |  | 1 Year | 727.25 | 0.15 | 618.1625
9530 | Salto | A9668G63IM48-W- | XS4 ANSI electronic RF wireless SVN escutcheon, Mifare / DESFire deadbolt privacy w/ key override function, G lever, unhanded, satin stainless finish, for use with 1 3/4" - 2 1/4" thick door | 1 |  | 1 Year | 858.35 | 0.15 | 729.5975
9531 | Salto | A9668G63PM38--- | XS4 ANSI electronic wire-free SVN escutcheon, Mifare / DESFire deadbolt privacy w/ key override function, G lever, unhanded, satin brass finish, for use with 1 3/8" - 1 3/4" thick standard door | 1 |  | 1 Year | 673.15 | 0.15 | 572.1775
9532 | Salto | A9668G63PM38-A- | XS4 ANSI electronic AMOK wire-free SVN escutcheon, Mifare / DESFire deadbolt privacy w/ key override function, G lever, unhanded, satin brass finish, for use with 1 3/8" - 1 3/4" thick standard door | 1 |  | 1 Year | 802.15 | 0.15 | 681.8275
9533 | Salto | A9668G63PM38-C- | XS4 ANSI electronic RF wireless ready SVN escutcheon, Mifare / DESFire deadbolt privacy w/ key override function, G lever, unhanded, satin brass finish, for use with 1 3/8" - 1 3/4" thick standard door | 1 |  | 1 Year | 727.25 | 0.15 | 618.1625
9534 | Salto | A9668G63PM38-W- | XS4 ANSI electronic RF wireless SVN escutcheon, Mifare / DESFire deadbolt privacy w/ key override function, G lever, unhanded, satin brass finish, for use with 1 3/8" - 1 3/4" thick standard door | 1 |  | 1 Year | 858.35 | 0.15 | 729.5975
9535 | Salto | A9668G63PM48--- | XS4 ANSI electronic wire-free SVN escutcheon, Mifare / DESFire deadbolt privacy w/ key override function, G lever, unhanded, satin brass finish, for use with 1 3/4" - 2 1/4" thick door | 1 |  | 1 Year | 673.15 | 0.15 | 572.1775
9536 | Salto | A9668G63PM48-A- | XS4 ANSI electronic AMOK wire-free SVN escutcheon, Mifare / DESFire deadbolt privacy w/ key override function, G lever, unhanded, satin brass finish, for use with 1 3/4" - 2 1/4" thick door | 1 |  | 1 Year | 802.15 | 0.15 | 681.8275
9537 | Salto | A9668G63PM48-C- | XS4 ANSI electronic RF wireless ready SVN escutcheon, Mifare / DESFire deadbolt privacy w/ key override function, G lever, unhanded, satin brass finish, for use with 1 3/4" - 2 1/4" thick door | 1 |  | 1 Year | 727.25 | 0.15 | 618.1625
9538 | Salto | A9668G63PM48-W- | XS4 ANSI electronic RF wireless SVN escutcheon, Mifare / DESFire deadbolt privacy w/ key override function, G lever, unhanded, satin brass finish, for use with 1 3/4" - 2 1/4" thick door | 1 |  | 1 Year | 858.35 | 0.15 | 729.5975
9539 | Salto | A9668J61BC38--- | XS4 ANSI electronic wire-free SVN escutcheon, Mifare / DESFire deadbolt privacy w/ key override function, J lever, unhanded, BioCote antimicrobial finish, for use with 1 3/8" - 1 3/4" thick standard door | 1 |  | 1 Year | 735.35 | 0.15 | 625.0475
9540 | Salto | A9668J61BC38-A- | XS4 ANSI electronic AMOK wire-free SVN escutcheon, Mifare / DESFire deadbolt privacy w/ key override function, J lever, unhanded, BioCote antimicrobial finish, for use with 1 3/8" - 1 3/4" thick standard door | 1 |  | 1 Year | 864.35 | 0.15 | 734.6975
9541 | Salto | A9668J61BC38-C- | XS4 ANSI electronic RF wireless ready SVN escutcheon, Mifare / DESFire deadbolt privacy w/ key override function, J lever, unhanded, BioCote antimicrobial finish, for use with 1 3/8" - 1 3/4" thick standard door | 1 |  | 1 Year | 789.45 | 0.15 | 671.0325
9542 | Salto | A9668J61BC38-W- | XS4 ANSI electronic RF wireless SVN escutcheon, Mifare / DESFire deadbolt privacy w/ key override function, J lever, unhanded, BioCote antimicrobial finish, for use with 1 3/8" - 1 3/4" thick standard door | 1 |  | 1 Year | 920.55 | 0.15 | 782.4675
9543 | Salto | A9668J61BC48--- | XS4 ANSI electronic wire-free SVN escutcheon, Mifare / DESFire deadbolt privacy w/ key override function, J lever, unhanded, BioCote antimicrobial finish, for use with 1 3/4" - 2 1/4" thick door | 1 |  | 1 Year | 735.35 | 0.15 | 625.0475
9544 | Salto | A9668J61BC48-A- | XS4 ANSI electronic AMOK wire-free SVN escutcheon, Mifare / DESFire deadbolt privacy w/ key override function, J lever, unhanded, BioCote antimicrobial finish, for use with 1 3/4" - 2 1/4" thick door | 1 |  | 1 Year | 864.35 | 0.15 | 734.6975
9545 | Salto | A9668J61BC48-C- | XS4 ANSI electronic RF wireless ready SVN escutcheon, Mifare / DESFire deadbolt privacy w/ key override function, J lever, unhanded, BioCote antimicrobial finish, for use with 1 3/4" - 2 1/4" thick door | 1 |  | 1 Year | 789.45 | 0.15 | 671.0325
9546 | Salto | A9668J61BC48-W- | XS4 ANSI electronic RF wireless SVN escutcheon, Mifare / DESFire deadbolt privacy w/ key override function, J lever, unhanded, BioCote antimicrobial finish, for use with 1 3/4" - 2 1/4" thick door | 1 |  | 1 Year | 920.55 | 0.15 | 782.4675
9547 | Salto | A9668J61IA38--- | XS4 ANSI electronic wire-free SVN escutcheon, Mifare / DESFire deadbolt privacy w/ key override function, J lever, unhanded, antique brass finish, for use with 1 3/8" - 1 3/4" thick standard door | 1 |  | 1 Year | 735.35 | 0.15 | 625.0475
9548 | Salto | A9668J61IA38-A- | XS4 ANSI electronic AMOK wire-free SVN escutcheon, Mifare / DESFire deadbolt privacy w/ key override function, J lever, unhanded, antique brass finish, for use with 1 3/8" - 1 3/4" thick standard door | 1 |  | 1 Year | 864.35 | 0.15 | 734.6975
9549 | Salto | A9668J61IA38-C- | XS4 ANSI electronic RF wireless ready SVN escutcheon, Mifare / DESFire deadbolt privacy w/ key override function, J lever, unhanded, antique brass finish, for use with 1 3/8" - 1 3/4" thick standard door | 1 |  | 1 Year | 789.45 | 0.15 | 671.0325
9550 | Salto | A9668J61IA38-W- | XS4 ANSI electronic RF wireless SVN escutcheon, Mifare / DESFire deadbolt privacy w/ key override function, J lever, unhanded, antique brass finish, for use with 1 3/8" - 1 3/4" thick standard door | 1 |  | 1 Year | 920.55 | 0.15 | 782.4675
9551 | Salto | A9668J61IA48--- | XS4 ANSI electronic wire-free SVN escutcheon, Mifare / DESFire deadbolt privacy w/ key override function, J lever, unhanded, antique brass finish, for use with 1 3/4" - 2 1/4" thick door | 1 |  | 1 Year | 735.35 | 0.15 | 625.0475
9552 | Salto | A9668J61IA48-A- | XS4 ANSI electronic AMOK wire-free SVN escutcheon, Mifare / DESFire deadbolt privacy w/ key override function, J lever, unhanded, antique brass finish, for use with 1 3/4" - 2 1/4" thick door | 1 |  | 1 Year | 864.35 | 0.15 | 734.6975
9553 | Salto | A9668J61IA48-C- | XS4 ANSI electronic RF wireless ready SVN escutcheon, Mifare / DESFire deadbolt privacy w/ key override function, J lever, unhanded, antique brass finish, for use with 1 3/4" - 2 1/4" thick door | 1 |  | 1 Year | 789.45 | 0.15 | 671.0325
9554 | Salto | A9668J61IA48-W- | XS4 ANSI electronic RF wireless SVN escutcheon, Mifare / DESFire deadbolt privacy w/ key override function, J lever, unhanded, antique brass finish, for use with 1 3/4" - 2 1/4" thick door | 1 |  | 1 Year | 920.55 | 0.15 | 782.4675
9555 | Salto | A9668J61IM38--- | XS4 ANSI electronic wire-free SVN escutcheon, Mifare / DESFire deadbolt privacy w/ key override function, J lever, unhanded, satin stainless finish, for use with 1 3/8" - 1 3/4" thick standard door | 1 |  | 1 Year | 683.35 | 0.15 | 580.8475
9556 | Salto | A9668J61IM38-A- | XS4 ANSI electronic AMOK wire-free SVN escutcheon, Mifare / DESFire deadbolt privacy w/ key override function, J lever, unhanded, satin stainless finish, for use with 1 3/8" - 1 3/4" thick standard door | 1 |  | 1 Year | 812.35 | 0.15 | 690.4975
9557 | Salto | A9668J61IM38-C- | XS4 ANSI electronic RF wireless ready SVN escutcheon, Mifare / DESFire deadbolt privacy w/ key override function, J lever, unhanded, satin stainless finish, for use with 1 3/8" - 1 3/4" thick standard door | 1 |  | 1 Year | 737.45 | 0.15 | 626.8325
9558 | Salto | A9668J61IM38-W- | XS4 ANSI electronic RF wireless SVN escutcheon, Mifare / DESFire deadbolt privacy w/ key override function, J lever, unhanded, satin stainless finish, for use with 1 3/8" - 1 3/4" thick standard door | 1 |  | 1 Year | 868.55 | 0.15 | 738.2675
9559 | Salto | A9668J61IM48--- | XS4 ANSI electronic wire-free SVN escutcheon, Mifare / DESFire deadbolt privacy w/ key override function, J lever, unhanded, satin stainless finish, for use with 1 3/4" - 2 1/4" thick door | 1 |  | 1 Year | 683.35 | 0.15 | 580.8475
9560 | Salto | A9668J61IM48-A- | XS4 ANSI electronic AMOK wire-free SVN escutcheon, Mifare / DESFire deadbolt privacy w/ key override function, J lever, unhanded, satin stainless finish, for use with 1 3/4" - 2 1/4" thick door | 1 |  | 1 Year | 812.35 | 0.15 | 690.4975
9561 | Salto | A9668J61IM48-C- | XS4 ANSI electronic RF wireless ready SVN escutcheon, Mifare / DESFire deadbolt privacy w/ key override function, J lever, unhanded, satin stainless finish, for use with 1 3/4" - 2 1/4" thick door | 1 |  | 1 Year | 737.45 | 0.15 | 626.8325
9562 | Salto | A9668J61IM48-W- | XS4 ANSI electronic RF wireless SVN escutcheon, Mifare / DESFire deadbolt privacy w/ key override function, J lever, unhanded, satin stainless finish, for use with 1 3/4" - 2 1/4" thick door | 1 |  | 1 Year | 868.55 | 0.15 | 738.2675
9563 | Salto | A9668J61NE38--- | XS4 ANSI electronic wire-free SVN escutcheon, Mifare / DESFire deadbolt privacy w/ key override function, J lever, unhanded, black chromium finish, for use with 1 3/8" - 1 3/4" thick standard door | 1 |  | 1 Year | 718.05 | 0.15 | 610.3425
9564 | Salto | A9668J61NE38-A- | XS4 ANSI electronic AMOK wire-free SVN escutcheon, Mifare / DESFire deadbolt privacy w/ key override function, J lever, unhanded, black chromium finish, for use with 1 3/8" - 1 3/4" thick standard door | 1 |  | 1 Year | 847.05 | 0.15 | 719.9925
9565 | Salto | A9668J61NE38-C- | XS4 ANSI electronic RF wireless ready SVN escutcheon, Mifare / DESFire deadbolt privacy w/ key override function, J lever, unhanded, black chromium finish, for use with 1 3/8" - 1 3/4" thick standard door | 1 |  | 1 Year | 772.15 | 0.15 | 656.3275
9566 | Salto | A9668J61NE38-W- | XS4 ANSI electronic RF wireless SVN escutcheon, Mifare / DESFire deadbolt privacy w/ key override function, J lever, unhanded, black chromium finish, for use with 1 3/8" - 1 3/4" thick standard door | 1 |  | 1 Year | 903.25 | 0.15 | 767.7625
9567 | Salto | A9668J61NE48--- | XS4 ANSI electronic wire-free SVN escutcheon, Mifare / DESFire deadbolt privacy w/ key override function, J lever, unhanded, black chromium finish, for use with 1 3/4" - 2 1/4" thick door | 1 |  | 1 Year | 718.05 | 0.15 | 610.3425
9568 | Salto | A9668J61NE48-A- | XS4 ANSI electronic AMOK wire-free SVN escutcheon, Mifare / DESFire deadbolt privacy w/ key override function, J lever, unhanded, black chromium finish, for use with 1 3/4" - 2 1/4" thick door | 1 |  | 1 Year | 847.05 | 0.15 | 719.9925
9569 | Salto | A9668J61NE48-C- | XS4 ANSI electronic RF wireless ready SVN escutcheon, Mifare / DESFire deadbolt privacy w/ key override function, J lever, unhanded, black chromium finish, for use with 1 3/4" - 2 1/4" thick door | 1 |  | 1 Year | 772.15 | 0.15 | 656.3275
9570 | Salto | A9668J61NE48-W- | XS4 ANSI electronic RF wireless SVN escutcheon, Mifare / DESFire deadbolt privacy w/ key override function, J lever, unhanded, black chromium finish, for use with 1 3/4" - 2 1/4" thick door | 1 |  | 1 Year | 903.25 | 0.15 | 767.7625
9571 | Salto | A9668J61PM38--- | XS4 ANSI electronic wire-free SVN escutcheon, Mifare / DESFire deadbolt privacy w/ key override function, J lever, unhanded, satin brass finish, for use with 1 3/8" - 1 3/4" thick standard door | 1 |  | 1 Year | 683.35 | 0.15 | 580.8475
9572 | Salto | A9668J61PM38-A- | XS4 ANSI electronic AMOK wire-free SVN escutcheon, Mifare / DESFire deadbolt privacy w/ key override function, J lever, unhanded, satin brass finish, for use with 1 3/8" - 1 3/4" thick standard door | 1 |  | 1 Year | 812.35 | 0.15 | 690.4975
9573 | Salto | A9668J61PM38-C- | XS4 ANSI electronic RF wireless ready SVN escutcheon, Mifare / DESFire deadbolt privacy w/ key override function, J lever, unhanded, satin brass finish, for use with 1 3/8" - 1 3/4" thick standard door | 1 |  | 1 Year | 737.45 | 0.15 | 626.8325
9574 | Salto | A9668J61PM38-W- | XS4 ANSI electronic RF wireless SVN escutcheon, Mifare / DESFire deadbolt privacy w/ key override function, J lever, unhanded, satin brass finish, for use with 1 3/8" - 1 3/4" thick standard door | 1 |  | 1 Year | 868.55 | 0.15 | 738.2675
9575 | Salto | A9668J61PM48--- | XS4 ANSI electronic wire-free SVN escutcheon, Mifare / DESFire deadbolt privacy w/ key override function, J lever, unhanded, satin brass finish, for use with 1 3/4" - 2 1/4" thick door | 1 |  | 1 Year | 683.35 | 0.15 | 580.8475
9576 | Salto | A9668J61PM48-A- | XS4 ANSI electronic AMOK wire-free SVN escutcheon, Mifare / DESFire deadbolt privacy w/ key override function, J lever, unhanded, satin brass finish, for use with 1 3/4" - 2 1/4" thick door | 1 |  | 1 Year | 812.35 | 0.15 | 690.4975
9577 | Salto | A9668J61PM48-C- | XS4 ANSI electronic RF wireless ready SVN escutcheon, Mifare / DESFire deadbolt privacy w/ key override function, J lever, unhanded, satin brass finish, for use with 1 3/4" - 2 1/4" thick door | 1 |  | 1 Year | 737.45 | 0.15 | 626.8325
9578 | Salto | A9668J61PM48-W- | XS4 ANSI electronic RF wireless SVN escutcheon, Mifare / DESFire deadbolt privacy w/ key override function, J lever, unhanded, satin brass finish, for use with 1 3/4" - 2 1/4" thick door | 1 |  | 1 Year | 868.55 | 0.15 | 738.2675
9579 | Salto | A9668J62BC38--- | XS4 ANSI electronic wire-free SVN escutcheon, Mifare / DESFire deadbolt privacy w/ key override function, J lever, unhanded, BioCote antimicrobial finish, for use with 1 3/8" - 1 3/4" thick standard door | 1 |  | 1 Year | 735.35 | 0.15 | 625.0475
9580 | Salto | A9668J62BC38-A- | XS4 ANSI electronic AMOK wire-free SVN escutcheon, Mifare / DESFire deadbolt privacy w/ key override function, J lever, unhanded, BioCote antimicrobial finish, for use with 1 3/8" - 1 3/4" thick standard door | 1 |  | 1 Year | 864.35 | 0.15 | 734.6975
9581 | Salto | A9668J62BC38-C- | XS4 ANSI electronic RF wireless ready SVN escutcheon, Mifare / DESFire deadbolt privacy w/ key override function, J lever, unhanded, BioCote antimicrobial finish, for use with 1 3/8" - 1 3/4" thick standard door | 1 |  | 1 Year | 789.45 | 0.15 | 671.0325
9582 | Salto | A9668J62BC38-W- | XS4 ANSI electronic RF wireless SVN escutcheon, Mifare / DESFire deadbolt privacy w/ key override function, J lever, unhanded, BioCote antimicrobial finish, for use with 1 3/8" - 1 3/4" thick standard door | 1 |  | 1 Year | 920.55 | 0.15 | 782.4675
9583 | Salto | A9668J62BC48--- | XS4 ANSI electronic wire-free SVN escutcheon, Mifare / DESFire deadbolt privacy w/ key override function, J lever, unhanded, BioCote antimicrobial finish, for use with 1 3/4" - 2 1/4" thick door | 1 |  | 1 Year | 735.35 | 0.15 | 625.0475
9584 | Salto | A9668J62BC48-A- | XS4 ANSI electronic AMOK wire-free SVN escutcheon, Mifare / DESFire deadbolt privacy w/ key override function, J lever, unhanded, BioCote antimicrobial finish, for use with 1 3/4" - 2 1/4" thick door | 1 |  | 1 Year | 864.35 | 0.15 | 734.6975
9585 | Salto | A9668J62BC48-C- | XS4 ANSI electronic RF wireless ready SVN escutcheon, Mifare / DESFire deadbolt privacy w/ key override function, J lever, unhanded, BioCote antimicrobial finish, for use with 1 3/4" - 2 1/4" thick door | 1 |  | 1 Year | 789.45 | 0.15 | 671.0325
9586 | Salto | A9668J62BC48-W- | XS4 ANSI electronic RF wireless SVN escutcheon, Mifare / DESFire deadbolt privacy w/ key override function, J lever, unhanded, BioCote antimicrobial finish, for use with 1 3/4" - 2 1/4" thick door | 1 |  | 1 Year | 920.55 | 0.15 | 782.4675
9587 | Salto | A9668J62IA38--- | XS4 ANSI electronic wire-free SVN escutcheon, Mifare / DESFire deadbolt privacy w/ key override function, J lever, unhanded, antique brass finish, for use with 1 3/8" - 1 3/4" thick standard door | 1 |  | 1 Year | 735.35 | 0.15 | 625.0475
9588 | Salto | A9668J62IA38-A- | XS4 ANSI electronic AMOK wire-free SVN escutcheon, Mifare / DESFire deadbolt privacy w/ key override function, J lever, unhanded, antique brass finish, for use with 1 3/8" - 1 3/4" thick standard door | 1 |  | 1 Year | 864.35 | 0.15 | 734.6975
9589 | Salto | A9668J62IA38-C- | XS4 ANSI electronic RF wireless ready SVN escutcheon, Mifare / DESFire deadbolt privacy w/ key override function, J lever, unhanded, antique brass finish, for use with 1 3/8" - 1 3/4" thick standard door | 1 |  | 1 Year | 789.45 | 0.15 | 671.0325
9590 | Salto | A9668J62IA38-W- | XS4 ANSI electronic RF wireless SVN escutcheon, Mifare / DESFire deadbolt privacy w/ key override function, J lever, unhanded, antique brass finish, for use with 1 3/8" - 1 3/4" thick standard door | 1 |  | 1 Year | 920.55 | 0.15 | 782.4675
9591 | Salto | A9668J62IA48--- | XS4 ANSI electronic wire-free SVN escutcheon, Mifare / DESFire deadbolt privacy w/ key override function, J lever, unhanded, antique brass finish, for use with 1 3/4" - 2 1/4" thick door | 1 |  | 1 Year | 735.35 | 0.15 | 625.0475
9592 | Salto | A9668J62IA48-A- | XS4 ANSI electronic AMOK wire-free SVN escutcheon, Mifare / DESFire deadbolt privacy w/ key override function, J lever, unhanded, antique brass finish, for use with 1 3/4" - 2 1/4" thick door | 1 |  | 1 Year | 864.35 | 0.15 | 734.6975
9593 | Salto | A9668J62IA48-C- | XS4 ANSI electronic RF wireless ready SVN escutcheon, Mifare / DESFire deadbolt privacy w/ key override function, J lever, unhanded, antique brass finish, for use with 1 3/4" - 2 1/4" thick door | 1 |  | 1 Year | 789.45 | 0.15 | 671.0325
9594 | Salto | A9668J62IA48-W- | XS4 ANSI electronic RF wireless SVN escutcheon, Mifare / DESFire deadbolt privacy w/ key override function, J lever, unhanded, antique brass finish, for use with 1 3/4" - 2 1/4" thick door | 1 |  | 1 Year | 920.55 | 0.15 | 782.4675
9595 | Salto | A9668J62IM38--- | XS4 ANSI electronic wire-free SVN escutcheon, Mifare / DESFire deadbolt privacy w/ key override function, J lever, unhanded, satin stainless finish, for use with 1 3/8" - 1 3/4" thick standard door | 1 |  | 1 Year | 683.35 | 0.15 | 580.8475
9596 | Salto | A9668J62IM38-A- | XS4 ANSI electronic AMOK wire-free SVN escutcheon, Mifare / DESFire deadbolt privacy w/ key override function, J lever, unhanded, satin stainless finish, for use with 1 3/8" - 1 3/4" thick standard door | 1 |  | 1 Year | 812.35 | 0.15 | 690.4975
9597 | Salto | A9668J62IM38-C- | XS4 ANSI electronic RF wireless ready SVN escutcheon, Mifare / DESFire deadbolt privacy w/ key override function, J lever, unhanded, satin stainless finish, for use with 1 3/8" - 1 3/4" thick standard door | 1 |  | 1 Year | 737.45 | 0.15 | 626.8325
9598 | Salto | A9668J62IM38-W- | XS4 ANSI electronic RF wireless SVN escutcheon, Mifare / DESFire deadbolt privacy w/ key override function, J lever, unhanded, satin stainless finish, for use with 1 3/8" - 1 3/4" thick standard door | 1 |  | 1 Year | 868.55 | 0.15 | 738.2675
9599 | Salto | A9668J62IM48--- | XS4 ANSI electronic wire-free SVN escutcheon, Mifare / DESFire deadbolt privacy w/ key override function, J lever, unhanded, satin stainless finish, for use with 1 3/4" - 2 1/4" thick door | 1 |  | 1 Year | 683.35 | 0.15 | 580.8475
9600 | Salto | A9668J62IM48-A- | XS4 ANSI electronic AMOK wire-free SVN escutcheon, Mifare / DESFire deadbolt privacy w/ key override function, J lever, unhanded, satin stainless finish, for use with 1 3/4" - 2 1/4" thick door | 1 |  | 1 Year | 812.35 | 0.15 | 690.4975
9601 | Salto | A9668J62IM48-C- | XS4 ANSI electronic RF wireless ready SVN escutcheon, Mifare / DESFire deadbolt privacy w/ key override function, J lever, unhanded, satin stainless finish, for use with 1 3/4" - 2 1/4" thick door | 1 |  | 1 Year | 737.45 | 0.15 | 626.8325
9602 | Salto | A9668J62IM48-W- | XS4 ANSI electronic RF wireless SVN escutcheon, Mifare / DESFire deadbolt privacy w/ key override function, J lever, unhanded, satin stainless finish, for use with 1 3/4" - 2 1/4" thick door | 1 |  | 1 Year | 868.55 | 0.15 | 738.2675
9603 | Salto | A9668J62NE38--- | XS4 ANSI electronic wire-free SVN escutcheon, Mifare / DESFire deadbolt privacy w/ key override function, J lever, unhanded, black chromium finish, for use with 1 3/8" - 1 3/4" thick standard door | 1 |  | 1 Year | 718.05 | 0.15 | 610.3425
9604 | Salto | A9668J62NE38-A- | XS4 ANSI electronic AMOK wire-free SVN escutcheon, Mifare / DESFire deadbolt privacy w/ key override function, J lever, unhanded, black chromium finish, for use with 1 3/8" - 1 3/4" thick standard door | 1 |  | 1 Year | 847.05 | 0.15 | 719.9925
9605 | Salto | A9668J62NE38-C- | XS4 ANSI electronic RF wireless ready SVN escutcheon, Mifare / DESFire deadbolt privacy w/ key override function, J lever, unhanded, black chromium finish, for use with 1 3/8" - 1 3/4" thick standard door | 1 |  | 1 Year | 772.15 | 0.15 | 656.3275
9606 | Salto | A9668J62NE38-W- | XS4 ANSI electronic RF wireless SVN escutcheon, Mifare / DESFire deadbolt privacy w/ key override function, J lever, unhanded, black chromium finish, for use with 1 3/8" - 1 3/4" thick standard door | 1 |  | 1 Year | 903.25 | 0.15 | 767.7625
9607 | Salto | A9668J62NE48--- | XS4 ANSI electronic wire-free SVN escutcheon, Mifare / DESFire deadbolt privacy w/ key override function, J lever, unhanded, black chromium finish, for use with 1 3/4" - 2 1/4" thick door | 1 |  | 1 Year | 718.05 | 0.15 | 610.3425
9608 | Salto | A9668J62NE48-A- | XS4 ANSI electronic AMOK wire-free SVN escutcheon, Mifare / DESFire deadbolt privacy w/ key override function, J lever, unhanded, black chromium finish, for use with 1 3/4" - 2 1/4" thick door | 1 |  | 1 Year | 847.05 | 0.15 | 719.9925
9609 | Salto | A9668J62NE48-C- | XS4 ANSI electronic RF wireless ready SVN escutcheon, Mifare / DESFire deadbolt privacy w/ key override function, J lever, unhanded, black chromium finish, for use with 1 3/4" - 2 1/4" thick door | 1 |  | 1 Year | 772.15 | 0.15 | 656.3275
9610 | Salto | A9668J62NE48-W- | XS4 ANSI electronic RF wireless SVN escutcheon, Mifare / DESFire deadbolt privacy w/ key override function, J lever, unhanded, black chromium finish, for use with 1 3/4" - 2 1/4" thick door | 1 |  | 1 Year | 903.25 | 0.15 | 767.7625
9611 | Salto | A9668J62PM38--- | XS4 ANSI electronic wire-free SVN escutcheon, Mifare / DESFire deadbolt privacy w/ key override function, J lever, unhanded, satin brass finish, for use with 1 3/8" - 1 3/4" thick standard door | 1 |  | 1 Year | 683.35 | 0.15 | 580.8475
9612 | Salto | A9668J62PM38-A- | XS4 ANSI electronic AMOK wire-free SVN escutcheon, Mifare / DESFire deadbolt privacy w/ key override function, J lever, unhanded, satin brass finish, for use with 1 3/8" - 1 3/4" thick standard door | 1 |  | 1 Year | 812.35 | 0.15 | 690.4975
9613 | Salto | A9668J62PM38-C- | XS4 ANSI electronic RF wireless ready SVN escutcheon, Mifare / DESFire deadbolt privacy w/ key override function, J lever, unhanded, satin brass finish, for use with 1 3/8" - 1 3/4" thick standard door | 1 |  | 1 Year | 737.45 | 0.15 | 626.8325
9614 | Salto | A9668J62PM38-W- | XS4 ANSI electronic RF wireless SVN escutcheon, Mifare / DESFire deadbolt privacy w/ key override function, J lever, unhanded, satin brass finish, for use with 1 3/8" - 1 3/4" thick standard door | 1 |  | 1 Year | 868.55 | 0.15 | 738.2675
9615 | Salto | A9668J62PM48--- | XS4 ANSI electronic wire-free SVN escutcheon, Mifare / DESFire deadbolt privacy w/ key override function, J lever, unhanded, satin brass finish, for use with 1 3/4" - 2 1/4" thick door | 1 |  | 1 Year | 683.35 | 0.15 | 580.8475
9616 | Salto | A9668J62PM48-A- | XS4 ANSI electronic AMOK wire-free SVN escutcheon, Mifare / DESFire deadbolt privacy w/ key override function, J lever, unhanded, satin brass finish, for use with 1 3/4" - 2 1/4" thick door | 1 |  | 1 Year | 812.35 | 0.15 | 690.4975
9617 | Salto | A9668J62PM48-C- | XS4 ANSI electronic RF wireless ready SVN escutcheon, Mifare / DESFire deadbolt privacy w/ key override function, J lever, unhanded, satin brass finish, for use with 1 3/4" - 2 1/4" thick door | 1 |  | 1 Year | 737.45 | 0.15 | 626.8325
9618 | Salto | A9668J62PM48-W- | XS4 ANSI electronic RF wireless SVN escutcheon, Mifare / DESFire deadbolt privacy w/ key override function, J lever, unhanded, satin brass finish, for use with 1 3/4" - 2 1/4" thick door | 1 |  | 1 Year | 868.55 | 0.15 | 738.2675
9619 | Salto | A9668J63BC38--- | XS4 ANSI electronic wire-free SVN escutcheon, Mifare / DESFire deadbolt privacy w/ key override function, J lever, unhanded, BioCote antimicrobial finish, for use with 1 3/8" - 1 3/4" thick standard door | 1 |  | 1 Year | 735.35 | 0.15 | 625.0475
9620 | Salto | A9668J63BC38-A- | XS4 ANSI electronic AMOK wire-free SVN escutcheon, Mifare / DESFire deadbolt privacy w/ key override function, J lever, unhanded, BioCote antimicrobial finish, for use with 1 3/8" - 1 3/4" thick standard door | 1 |  | 1 Year | 864.35 | 0.15 | 734.6975
9621 | Salto | A9668J63BC38-C- | XS4 ANSI electronic RF wireless ready SVN escutcheon, Mifare / DESFire deadbolt privacy w/ key override function, J lever, unhanded, BioCote antimicrobial finish, for use with 1 3/8" - 1 3/4" thick standard door | 1 |  | 1 Year | 789.45 | 0.15 | 671.0325
9622 | Salto | A9668J63BC38-W- | XS4 ANSI electronic RF wireless SVN escutcheon, Mifare / DESFire deadbolt privacy w/ key override function, J lever, unhanded, BioCote antimicrobial finish, for use with 1 3/8" - 1 3/4" thick standard door | 1 |  | 1 Year | 920.55 | 0.15 | 782.4675
9623 | Salto | A9668J63BC48--- | XS4 ANSI electronic wire-free SVN escutcheon, Mifare / DESFire deadbolt privacy w/ key override function, J lever, unhanded, BioCote antimicrobial finish, for use with 1 3/4" - 2 1/4" thick door | 1 |  | 1 Year | 735.35 | 0.15 | 625.0475
9624 | Salto | A9668J63BC48-A- | XS4 ANSI electronic AMOK wire-free SVN escutcheon, Mifare / DESFire deadbolt privacy w/ key override function, J lever, unhanded, BioCote antimicrobial finish, for use with 1 3/4" - 2 1/4" thick door | 1 |  | 1 Year | 864.35 | 0.15 | 734.6975
9625 | Salto | A9668J63BC48-C- | XS4 ANSI electronic RF wireless ready SVN escutcheon, Mifare / DESFire deadbolt privacy w/ key override function, J lever, unhanded, BioCote antimicrobial finish, for use with 1 3/4" - 2 1/4" thick door | 1 |  | 1 Year | 789.45 | 0.15 | 671.0325
9626 | Salto | A9668J63BC48-W- | XS4 ANSI electronic RF wireless SVN escutcheon, Mifare / DESFire deadbolt privacy w/ key override function, J lever, unhanded, BioCote antimicrobial finish, for use with 1 3/4" - 2 1/4" thick door | 1 |  | 1 Year | 920.55 | 0.15 | 782.4675
9627 | Salto | A9668J63IA38--- | XS4 ANSI electronic wire-free SVN escutcheon, Mifare / DESFire deadbolt privacy w/ key override function, J lever, unhanded, antique brass finish, for use with 1 3/8" - 1 3/4" thick standard door | 1 |  | 1 Year | 735.35 | 0.15 | 625.0475
9628 | Salto | A9668J63IA38-A- | XS4 ANSI electronic AMOK wire-free SVN escutcheon, Mifare / DESFire deadbolt privacy w/ key override function, J lever, unhanded, antique brass finish, for use with 1 3/8" - 1 3/4" thick standard door | 1 |  | 1 Year | 864.35 | 0.15 | 734.6975
9629 | Salto | A9668J63IA38-C- | XS4 ANSI electronic RF wireless ready SVN escutcheon, Mifare / DESFire deadbolt privacy w/ key override function, J lever, unhanded, antique brass finish, for use with 1 3/8" - 1 3/4" thick standard door | 1 |  | 1 Year | 789.45 | 0.15 | 671.0325
9630 | Salto | A9668J63IA38-W- | XS4 ANSI electronic RF wireless SVN escutcheon, Mifare / DESFire deadbolt privacy w/ key override function, J lever, unhanded, antique brass finish, for use with 1 3/8" - 1 3/4" thick standard door | 1 |  | 1 Year | 920.55 | 0.15 | 782.4675
9631 | Salto | A9668J63IA48--- | XS4 ANSI electronic wire-free SVN escutcheon, Mifare / DESFire deadbolt privacy w/ key override function, J lever, unhanded, antique brass finish, for use with 1 3/4" - 2 1/4" thick door | 1 |  | 1 Year | 735.35 | 0.15 | 625.0475
9632 | Salto | A9668J63IA48-A- | XS4 ANSI electronic AMOK wire-free SVN escutcheon, Mifare / DESFire deadbolt privacy w/ key override function, J lever, unhanded, antique brass finish, for use with 1 3/4" - 2 1/4" thick door | 1 |  | 1 Year | 864.35 | 0.15 | 734.6975
9633 | Salto | A9668J63IA48-C- | XS4 ANSI electronic RF wireless ready SVN escutcheon, Mifare / DESFire deadbolt privacy w/ key override function, J lever, unhanded, antique brass finish, for use with 1 3/4" - 2 1/4" thick door | 1 |  | 1 Year | 789.45 | 0.15 | 671.0325
9634 | Salto | A9668J63IA48-W- | XS4 ANSI electronic RF wireless SVN escutcheon, Mifare / DESFire deadbolt privacy w/ key override function, J lever, unhanded, antique brass finish, for use with 1 3/4" - 2 1/4" thick door | 1 |  | 1 Year | 920.55 | 0.15 | 782.4675
9635 | Salto | A9668J63IM38--- | XS4 ANSI electronic wire-free SVN escutcheon, Mifare / DESFire deadbolt privacy w/ key override function, J lever, unhanded, satin stainless finish, for use with 1 3/8" - 1 3/4" thick standard door | 1 |  | 1 Year | 683.35 | 0.15 | 580.8475
9636 | Salto | A9668J63IM38-A- | XS4 ANSI electronic AMOK wire-free SVN escutcheon, Mifare / DESFire deadbolt privacy w/ key override function, J lever, unhanded, satin stainless finish, for use with 1 3/8" - 1 3/4" thick standard door | 1 |  | 1 Year | 812.35 | 0.15 | 690.4975
9637 | Salto | A9668J63IM38-C- | XS4 ANSI electronic RF wireless ready SVN escutcheon, Mifare / DESFire deadbolt privacy w/ key override function, J lever, unhanded, satin stainless finish, for use with 1 3/8" - 1 3/4" thick standard door | 1 |  | 1 Year | 737.45 | 0.15 | 626.8325
9638 | Salto | A9668J63IM38-W- | XS4 ANSI electronic RF wireless SVN escutcheon, Mifare / DESFire deadbolt privacy w/ key override function, J lever, unhanded, satin stainless finish, for use with 1 3/8" - 1 3/4" thick standard door | 1 |  | 1 Year | 868.55 | 0.15 | 738.2675
9639 | Salto | A9668J63IM48--- | XS4 ANSI electronic wire-free SVN escutcheon, Mifare / DESFire deadbolt privacy w/ key override function, J lever, unhanded, satin stainless finish, for use with 1 3/4" - 2 1/4" thick door | 1 |  | 1 Year | 683.35 | 0.15 | 580.8475
9640 | Salto | A9668J63IM48-A- | XS4 ANSI electronic AMOK wire-free SVN escutcheon, Mifare / DESFire deadbolt privacy w/ key override function, J lever, unhanded, satin stainless finish, for use with 1 3/4" - 2 1/4" thick door | 1 |  | 1 Year | 812.35 | 0.15 | 690.4975
9641 | Salto | A9668J63IM48-C- | XS4 ANSI electronic RF wireless ready SVN escutcheon, Mifare / DESFire deadbolt privacy w/ key override function, J lever, unhanded, satin stainless finish, for use with 1 3/4" - 2 1/4" thick door | 1 |  | 1 Year | 737.45 | 0.15 | 626.8325
9642 | Salto | A9668J63IM48-W- | XS4 ANSI electronic RF wireless SVN escutcheon, Mifare / DESFire deadbolt privacy w/ key override function, J lever, unhanded, satin stainless finish, for use with 1 3/4" - 2 1/4" thick door | 1 |  | 1 Year | 868.55 | 0.15 | 738.2675
9643 | Salto | A9668J63NE38--- | XS4 ANSI electronic wire-free SVN escutcheon, Mifare / DESFire deadbolt privacy w/ key override function, J lever, unhanded, black chromium finish, for use with 1 3/8" - 1 3/4" thick standard door | 1 |  | 1 Year | 718.05 | 0.15 | 610.3425
9644 | Salto | A9668J63NE38-A- | XS4 ANSI electronic AMOK wire-free SVN escutcheon, Mifare / DESFire deadbolt privacy w/ key override function, J lever, unhanded, black chromium finish, for use with 1 3/8" - 1 3/4" thick standard door | 1 |  | 1 Year | 847.05 | 0.15 | 719.9925
9645 | Salto | A9668J63NE38-C- | XS4 ANSI electronic RF wireless ready SVN escutcheon, Mifare / DESFire deadbolt privacy w/ key override function, J lever, unhanded, black chromium finish, for use with 1 3/8" - 1 3/4" thick standard door | 1 |  | 1 Year | 772.15 | 0.15 | 656.3275
9646 | Salto | A9668J63NE38-W- | XS4 ANSI electronic RF wireless SVN escutcheon, Mifare / DESFire deadbolt privacy w/ key override function, J lever, unhanded, black chromium finish, for use with 1 3/8" - 1 3/4" thick standard door | 1 |  | 1 Year | 903.25 | 0.15 | 767.7625
9647 | Salto | A9668J63NE48--- | XS4 ANSI electronic wire-free SVN escutcheon, Mifare / DESFire deadbolt privacy w/ key override function, J lever, unhanded, black chromium finish, for use with 1 3/4" - 2 1/4" thick door | 1 |  | 1 Year | 718.05 | 0.15 | 610.3425
9648 | Salto | A9668J63NE48-A- | XS4 ANSI electronic AMOK wire-free SVN escutcheon, Mifare / DESFire deadbolt privacy w/ key override function, J lever, unhanded, black chromium finish, for use with 1 3/4" - 2 1/4" thick door | 1 |  | 1 Year | 847.05 | 0.15 | 719.9925
9649 | Salto | A9668J63NE48-C- | XS4 ANSI electronic RF wireless ready SVN escutcheon, Mifare / DESFire deadbolt privacy w/ key override function, J lever, unhanded, black chromium finish, for use with 1 3/4" - 2 1/4" thick door | 1 |  | 1 Year | 772.15 | 0.15 | 656.3275
9650 | Salto | A9668J63NE48-W- | XS4 ANSI electronic RF wireless SVN escutcheon, Mifare / DESFire deadbolt privacy w/ key override function, J lever, unhanded, black chromium finish, for use with 1 3/4" - 2 1/4" thick door | 1 |  | 1 Year | 903.25 | 0.15 | 767.7625
9651 | Salto | A9668J63PM38--- | XS4 ANSI electronic wire-free SVN escutcheon, Mifare / DESFire deadbolt privacy w/ key override function, J lever, unhanded, satin brass finish, for use with 1 3/8" - 1 3/4" thick standard door | 1 |  | 1 Year | 683.35 | 0.15 | 580.8475
9652 | Salto | A9668J63PM38-A- | XS4 ANSI electronic AMOK wire-free SVN escutcheon, Mifare / DESFire deadbolt privacy w/ key override function, J lever, unhanded, satin brass finish, for use with 1 3/8" - 1 3/4" thick standard door | 1 |  | 1 Year | 812.35 | 0.15 | 690.4975
9653 | Salto | A9668J63PM38-C- | XS4 ANSI electronic RF wireless ready SVN escutcheon, Mifare / DESFire deadbolt privacy w/ key override function, J lever, unhanded, satin brass finish, for use with 1 3/8" - 1 3/4" thick standard door | 1 |  | 1 Year | 737.45 | 0.15 | 626.8325
9654 | Salto | A9668J63PM38-W- | XS4 ANSI electronic RF wireless SVN escutcheon, Mifare / DESFire deadbolt privacy w/ key override function, J lever, unhanded, satin brass finish, for use with 1 3/8" - 1 3/4" thick standard door | 1 |  | 1 Year | 868.55 | 0.15 | 738.2675
9655 | Salto | A9668J63PM48--- | XS4 ANSI electronic wire-free SVN escutcheon, Mifare / DESFire deadbolt privacy w/ key override function, J lever, unhanded, satin brass finish, for use with 1 3/4" - 2 1/4" thick door | 1 |  | 1 Year | 683.35 | 0.15 | 580.8475
9656 | Salto | A9668J63PM48-A- | XS4 ANSI electronic AMOK wire-free SVN escutcheon, Mifare / DESFire deadbolt privacy w/ key override function, J lever, unhanded, satin brass finish, for use with 1 3/4" - 2 1/4" thick door | 1 |  | 1 Year | 812.35 | 0.15 | 690.4975
9657 | Salto | A9668J63PM48-C- | XS4 ANSI electronic RF wireless ready SVN escutcheon, Mifare / DESFire deadbolt privacy w/ key override function, J lever, unhanded, satin brass finish, for use with 1 3/4" - 2 1/4" thick door | 1 |  | 1 Year | 737.45 | 0.15 | 626.8325
9658 | Salto | A9668J63PM48-W- | XS4 ANSI electronic RF wireless SVN escutcheon, Mifare / DESFire deadbolt privacy w/ key override function, J lever, unhanded, satin brass finish, for use with 1 3/4" - 2 1/4" thick door | 1 |  | 1 Year | 868.55 | 0.15 | 738.2675
9659 | Salto | A9668K61IM38L-- | XS4 ANSI electronic wire-free SVN escutcheon, Mifare / DESFire deadbolt privacy w/ key override function, K lever, left handed, satin stainless finish, for use with 1 3/8" - 1 3/4" thick standard door | 1 |  | 1 Year | 683.35 | 0.15 | 580.8475
9660 | Salto | A9668K61IM38LA- | XS4 ANSI electronic AMOK wire-free SVN escutcheon, Mifare / DESFire deadbolt privacy w/ key override function, K lever, left handed, satin stainless finish, for use with 1 3/8" - 1 3/4" thick standard door | 1 |  | 1 Year | 812.35 | 0.15 | 690.4975
9661 | Salto | A9668K61IM38LC- | XS4 ANSI electronic RF wireless ready SVN escutcheon, Mifare / DESFire deadbolt privacy w/ key override function, K lever, left handed, satin stainless finish, for use with 1 3/8" - 1 3/4" thick standard door | 1 |  | 1 Year | 737.45 | 0.15 | 626.8325
9662 | Salto | A9668K61IM38LW- | XS4 ANSI electronic RF wireless SVN escutcheon, Mifare / DESFire deadbolt privacy w/ key override function, K lever, left handed, satin stainless finish, for use with 1 3/8" - 1 3/4" thick standard door | 1 |  | 1 Year | 868.55 | 0.15 | 738.2675
9663 | Salto | A9668K61IM38R-- | XS4 ANSI electronic wire-free SVN escutcheon, Mifare / DESFire deadbolt privacy w/ key override function, K lever, right handed, satin stainless finish, for use with 1 3/8" - 1 3/4" thick standard door | 1 |  | 1 Year | 683.35 | 0.15 | 580.8475
9664 | Salto | A9668K61IM38RA- | XS4 ANSI electronic AMOK wire-free SVN escutcheon, Mifare / DESFire deadbolt privacy w/ key override function, K lever, right handed, satin stainless finish, for use with 1 3/8" - 1 3/4" thick standard door | 1 |  | 1 Year | 812.35 | 0.15 | 690.4975
9665 | Salto | A9668K61IM38RC- | XS4 ANSI electronic RF wireless ready SVN escutcheon, Mifare / DESFire deadbolt privacy w/ key override function, K lever, right handed, satin stainless finish, for use with 1 3/8" - 1 3/4" thick standard door | 1 |  | 1 Year | 737.45 | 0.15 | 626.8325
9666 | Salto | A9668K61IM38RW- | XS4 ANSI electronic RF wireless SVN escutcheon, Mifare / DESFire deadbolt privacy w/ key override function, K lever, right handed, satin stainless finish, for use with 1 3/8" - 1 3/4" thick standard door | 1 |  | 1 Year | 868.55 | 0.15 | 738.2675
9667 | Salto | A9668K61IM48L-- | XS4 ANSI electronic wire-free SVN escutcheon, Mifare / DESFire deadbolt privacy w/ key override function, K lever, left handed, satin stainless finish, for use with 1 3/4" - 2 1/4" thick door | 1 |  | 1 Year | 683.35 | 0.15 | 580.8475
9668 | Salto | A9668K61IM48LA- | XS4 ANSI electronic AMOK wire-free SVN escutcheon, Mifare / DESFire deadbolt privacy w/ key override function, K lever, left handed, satin stainless finish, for use with 1 3/4" - 2 1/4" thick door | 1 |  | 1 Year | 812.35 | 0.15 | 690.4975
9669 | Salto | A9668K61IM48LC- | XS4 ANSI electronic RF wireless ready SVN escutcheon, Mifare / DESFire deadbolt privacy w/ key override function, K lever, left handed, satin stainless finish, for use with 1 3/4" - 2 1/4" thick door | 1 |  | 1 Year | 737.45 | 0.15 | 626.8325
9670 | Salto | A9668K61IM48LW- | XS4 ANSI electronic RF wireless SVN escutcheon, Mifare / DESFire deadbolt privacy w/ key override function, K lever, left handed, satin stainless finish, for use with 1 3/4" - 2 1/4" thick door | 1 |  | 1 Year | 868.55 | 0.15 | 738.2675
9671 | Salto | A9668K61IM48R-- | XS4 ANSI electronic wire-free SVN escutcheon, Mifare / DESFire deadbolt privacy w/ key override function, K lever, right handed, satin stainless finish, for use with 1 3/4" - 2 1/4" thick door | 1 |  | 1 Year | 683.35 | 0.15 | 580.8475
9672 | Salto | A9668K61IM48RA- | XS4 ANSI electronic AMOK wire-free SVN escutcheon, Mifare / DESFire deadbolt privacy w/ key override function, K lever, right handed, satin stainless finish, for use with 1 3/4" - 2 1/4" thick door | 1 |  | 1 Year | 812.35 | 0.15 | 690.4975
9673 | Salto | A9668K61IM48RC- | XS4 ANSI electronic RF wireless ready SVN escutcheon, Mifare / DESFire deadbolt privacy w/ key override function, K lever, right handed, satin stainless finish, for use with 1 3/4" - 2 1/4" thick door | 1 |  | 1 Year | 737.45 | 0.15 | 626.8325
9674 | Salto | A9668K61IM48RW- | XS4 ANSI electronic RF wireless SVN escutcheon, Mifare / DESFire deadbolt privacy w/ key override function, K lever, right handed, satin stainless finish, for use with 1 3/4" - 2 1/4" thick door | 1 |  | 1 Year | 868.55 | 0.15 | 738.2675
9675 | Salto | A9668K61IP38L-- | XS4 ANSI electronic wire-free SVN escutcheon, Mifare / DESFire deadbolt privacy w/ key override function, K lever, left handed, bright stainless steel finish, for use with 1 3/8" - 1 3/4" thick standard door | 1 |  | 1 Year | 699.65 | 0.15 | 594.7025
9676 | Salto | A9668K61IP38LA- | XS4 ANSI electronic AMOK wire-free SVN escutcheon, Mifare / DESFire deadbolt privacy w/ key override function, K lever, left handed, bright stainless steel finish, for use with 1 3/8" - 1 3/4" thick standard door | 1 |  | 1 Year | 828.65 | 0.15 | 704.3525
9677 | Salto | A9668K61IP38LC- | XS4 ANSI electronic RF wireless ready SVN escutcheon, Mifare / DESFire deadbolt privacy w/ key override function, K lever, left handed, bright stainless steel finish, for use with 1 3/8" - 1 3/4" thick standard door | 1 |  | 1 Year | 753.75 | 0.15 | 640.6875
9678 | Salto | A9668K61IP38LW- | XS4 ANSI electronic RF wireless SVN escutcheon, Mifare / DESFire deadbolt privacy w/ key override function, K lever, left handed, bright stainless steel finish, for use with 1 3/8" - 1 3/4" thick standard door | 1 |  | 1 Year | 884.85 | 0.15 | 752.1225
9679 | Salto | A9668K61IP38R-- | XS4 ANSI electronic wire-free SVN escutcheon, Mifare / DESFire deadbolt privacy w/ key override function, K lever, right handed, bright stainless steel finish, for use with 1 3/8" - 1 3/4" thick standard door | 1 |  | 1 Year | 699.65 | 0.15 | 594.7025
9680 | Salto | A9668K61IP38RA- | XS4 ANSI electronic AMOK wire-free SVN escutcheon, Mifare / DESFire deadbolt privacy w/ key override function, K lever, right handed, bright stainless steel finish, for use with 1 3/8" - 1 3/4" thick standard door | 1 |  | 1 Year | 828.65 | 0.15 | 704.3525
9681 | Salto | A9668K61IP38RC- | XS4 ANSI electronic RF wireless ready SVN escutcheon, Mifare / DESFire deadbolt privacy w/ key override function, K lever, right handed, bright stainless steel finish, for use with 1 3/8" - 1 3/4" thick standard door | 1 |  | 1 Year | 753.75 | 0.15 | 640.6875
9682 | Salto | A9668K61IP38RW- | XS4 ANSI electronic RF wireless SVN escutcheon, Mifare / DESFire deadbolt privacy w/ key override function, K lever, right handed, bright stainless steel finish, for use with 1 3/8" - 1 3/4" thick standard door | 1 |  | 1 Year | 884.85 | 0.15 | 752.1225
9683 | Salto | A9668K61IP48L-- | XS4 ANSI electronic wire-free SVN escutcheon, Mifare / DESFire deadbolt privacy w/ key override function, K lever, left handed, bright stainless steel finish, for use with 1 3/4" - 2 1/4" thick door | 1 |  | 1 Year | 699.65 | 0.15 | 594.7025
9684 | Salto | A9668K61IP48LA- | XS4 ANSI electronic AMOK wire-free SVN escutcheon, Mifare / DESFire deadbolt privacy w/ key override function, K lever, left handed, bright stainless steel finish, for use with 1 3/4" - 2 1/4" thick door | 1 |  | 1 Year | 828.65 | 0.15 | 704.3525
9685 | Salto | A9668K61IP48LC- | XS4 ANSI electronic RF wireless ready SVN escutcheon, Mifare / DESFire deadbolt privacy w/ key override function, K lever, left handed, bright stainless steel finish, for use with 1 3/4" - 2 1/4" thick door | 1 |  | 1 Year | 753.75 | 0.15 | 640.6875
9686 | Salto | A9668K61IP48LW- | XS4 ANSI electronic RF wireless SVN escutcheon, Mifare / DESFire deadbolt privacy w/ key override function, K lever, left handed, bright stainless steel finish, for use with 1 3/4" - 2 1/4" thick door | 1 |  | 1 Year | 884.85 | 0.15 | 752.1225
9687 | Salto | A9668K61IP48R-- | XS4 ANSI electronic wire-free SVN escutcheon, Mifare / DESFire deadbolt privacy w/ key override function, K lever, right handed, bright stainless steel finish, for use with 1 3/4" - 2 1/4" thick door | 1 |  | 1 Year | 699.65 | 0.15 | 594.7025
9688 | Salto | A9668K61IP48RA- | XS4 ANSI electronic AMOK wire-free SVN escutcheon, Mifare / DESFire deadbolt privacy w/ key override function, K lever, right handed, bright stainless steel finish, for use with 1 3/4" - 2 1/4" thick door | 1 |  | 1 Year | 828.65 | 0.15 | 704.3525
9689 | Salto | A9668K61IP48RC- | XS4 ANSI electronic RF wireless ready SVN escutcheon, Mifare / DESFire deadbolt privacy w/ key override function, K lever, right handed, bright stainless steel finish, for use with 1 3/4" - 2 1/4" thick door | 1 |  | 1 Year | 753.75 | 0.15 | 640.6875
9690 | Salto | A9668K61IP48RW- | XS4 ANSI electronic RF wireless SVN escutcheon, Mifare / DESFire deadbolt privacy w/ key override function, K lever, right handed, bright stainless steel finish, for use with 1 3/4" - 2 1/4" thick door | 1 |  | 1 Year | 884.85 | 0.15 | 752.1225
9691 | Salto | A9668K61PP38L-- | XS4 ANSI electronic wire-free SVN escutcheon, Mifare / DESFire deadbolt privacy w/ key override function, K lever, left handed, bright brass finish, for use with 1 3/8" - 1 3/4" thick standard door | 1 |  | 1 Year | 699.65 | 0.15 | 594.7025
9692 | Salto | A9668K61PP38LA- | XS4 ANSI electronic AMOK wire-free SVN escutcheon, Mifare / DESFire deadbolt privacy w/ key override function, K lever, left handed, bright brass finish, for use with 1 3/8" - 1 3/4" thick standard door | 1 |  | 1 Year | 828.65 | 0.15 | 704.3525
9693 | Salto | A9668K61PP38LC- | XS4 ANSI electronic RF wireless ready SVN escutcheon, Mifare / DESFire deadbolt privacy w/ key override function, K lever, left handed, bright brass finish, for use with 1 3/8" - 1 3/4" thick standard door | 1 |  | 1 Year | 753.75 | 0.15 | 640.6875
9694 | Salto | A9668K61PP38LW- | XS4 ANSI electronic RF wireless SVN escutcheon, Mifare / DESFire deadbolt privacy w/ key override function, K lever, left handed, bright brass finish, for use with 1 3/8" - 1 3/4" thick standard door | 1 |  | 1 Year | 884.85 | 0.15 | 752.1225
9695 | Salto | A9668K61PP38R-- | XS4 ANSI electronic wire-free SVN escutcheon, Mifare / DESFire deadbolt privacy w/ key override function, K lever, right handed, bright brass finish, for use with 1 3/8" - 1 3/4" thick standard door | 1 |  | 1 Year | 699.65 | 0.15 | 594.7025
9696 | Salto | A9668K61PP38RA- | XS4 ANSI electronic AMOK wire-free SVN escutcheon, Mifare / DESFire deadbolt privacy w/ key override function, K lever, right handed, bright brass finish, for use with 1 3/8" - 1 3/4" thick standard door | 1 |  | 1 Year | 828.65 | 0.15 | 704.3525
9697 | Salto | A9668K61PP38RC- | XS4 ANSI electronic RF wireless ready SVN escutcheon, Mifare / DESFire deadbolt privacy w/ key override function, K lever, right handed, bright brass finish, for use with 1 3/8" - 1 3/4" thick standard door | 1 |  | 1 Year | 753.75 | 0.15 | 640.6875
9698 | Salto | A9668K61PP38RW- | XS4 ANSI electronic RF wireless SVN escutcheon, Mifare / DESFire deadbolt privacy w/ key override function, K lever, right handed, bright brass finish, for use with 1 3/8" - 1 3/4" thick standard door | 1 |  | 1 Year | 884.85 | 0.15 | 752.1225
9699 | Salto | A9668K61PP48L-- | XS4 ANSI electronic wire-free SVN escutcheon, Mifare / DESFire deadbolt privacy w/ key override function, K lever, left handed, bright brass finish, for use with 1 3/4" - 2 1/4" thick door | 1 |  | 1 Year | 699.65 | 0.15 | 594.7025
9700 | Salto | A9668K61PP48LA- | XS4 ANSI electronic AMOK wire-free SVN escutcheon, Mifare / DESFire deadbolt privacy w/ key override function, K lever, left handed, bright brass finish, for use with 1 3/4" - 2 1/4" thick door | 1 |  | 1 Year | 828.65 | 0.15 | 704.3525
9701 | Salto | A9668K61PP48LC- | XS4 ANSI electronic RF wireless ready SVN escutcheon, Mifare / DESFire deadbolt privacy w/ key override function, K lever, left handed, bright brass finish, for use with 1 3/4" - 2 1/4" thick door | 1 |  | 1 Year | 753.75 | 0.15 | 640.6875
9702 | Salto | A9668K61PP48LW- | XS4 ANSI electronic RF wireless SVN escutcheon, Mifare / DESFire deadbolt privacy w/ key override function, K lever, left handed, bright brass finish, for use with 1 3/4" - 2 1/4" thick door | 1 |  | 1 Year | 884.85 | 0.15 | 752.1225
9703 | Salto | A9668K61PP48R-- | XS4 ANSI electronic wire-free SVN escutcheon, Mifare / DESFire deadbolt privacy w/ key override function, K lever, right handed, bright brass finish, for use with 1 3/4" - 2 1/4" thick door | 1 |  | 1 Year | 699.65 | 0.15 | 594.7025
9704 | Salto | A9668K61PP48RA- | XS4 ANSI electronic AMOK wire-free SVN escutcheon, Mifare / DESFire deadbolt privacy w/ key override function, K lever, right handed, bright brass finish, for use with 1 3/4" - 2 1/4" thick door | 1 |  | 1 Year | 828.65 | 0.15 | 704.3525
9705 | Salto | A9668K61PP48RC- | XS4 ANSI electronic RF wireless ready SVN escutcheon, Mifare / DESFire deadbolt privacy w/ key override function, K lever, right handed, bright brass finish, for use with 1 3/4" - 2 1/4" thick door | 1 |  | 1 Year | 753.75 | 0.15 | 640.6875
9706 | Salto | A9668K61PP48RW- | XS4 ANSI electronic RF wireless SVN escutcheon, Mifare / DESFire deadbolt privacy w/ key override function, K lever, right handed, bright brass finish, for use with 1 3/4" - 2 1/4" thick door | 1 |  | 1 Year | 884.85 | 0.15 | 752.1225
9707 | Salto | A9668K62IM38L-- | XS4 ANSI electronic wire-free SVN escutcheon, Mifare / DESFire deadbolt privacy w/ key override function, K lever, left handed, satin stainless finish, for use with 1 3/8" - 1 3/4" thick standard door | 1 |  | 1 Year | 683.35 | 0.15 | 580.8475
9708 | Salto | A9668K62IM38LA- | XS4 ANSI electronic AMOK wire-free SVN escutcheon, Mifare / DESFire deadbolt privacy w/ key override function, K lever, left handed, satin stainless finish, for use with 1 3/8" - 1 3/4" thick standard door | 1 |  | 1 Year | 812.35 | 0.15 | 690.4975
9709 | Salto | A9668K62IM38LC- | XS4 ANSI electronic RF wireless ready SVN escutcheon, Mifare / DESFire deadbolt privacy w/ key override function, K lever, left handed, satin stainless finish, for use with 1 3/8" - 1 3/4" thick standard door | 1 |  | 1 Year | 737.45 | 0.15 | 626.8325
9710 | Salto | A9668K62IM38LW- | XS4 ANSI electronic RF wireless SVN escutcheon, Mifare / DESFire deadbolt privacy w/ key override function, K lever, left handed, satin stainless finish, for use with 1 3/8" - 1 3/4" thick standard door | 1 |  | 1 Year | 868.55 | 0.15 | 738.2675
9711 | Salto | A9668K62IM38R-- | XS4 ANSI electronic wire-free SVN escutcheon, Mifare / DESFire deadbolt privacy w/ key override function, K lever, right handed, satin stainless finish, for use with 1 3/8" - 1 3/4" thick standard door | 1 |  | 1 Year | 683.35 | 0.15 | 580.8475
9712 | Salto | A9668K62IM38RA- | XS4 ANSI electronic AMOK wire-free SVN escutcheon, Mifare / DESFire deadbolt privacy w/ key override function, K lever, right handed, satin stainless finish, for use with 1 3/8" - 1 3/4" thick standard door | 1 |  | 1 Year | 812.35 | 0.15 | 690.4975
9713 | Salto | A9668K62IM38RC- | XS4 ANSI electronic RF wireless ready SVN escutcheon, Mifare / DESFire deadbolt privacy w/ key override function, K lever, right handed, satin stainless finish, for use with 1 3/8" - 1 3/4" thick standard door | 1 |  | 1 Year | 737.45 | 0.15 | 626.8325
9714 | Salto | A9668K62IM38RW- | XS4 ANSI electronic RF wireless SVN escutcheon, Mifare / DESFire deadbolt privacy w/ key override function, K lever, right handed, satin stainless finish, for use with 1 3/8" - 1 3/4" thick standard door | 1 |  | 1 Year | 868.55 | 0.15 | 738.2675
9715 | Salto | A9668K62IM48L-- | XS4 ANSI electronic wire-free SVN escutcheon, Mifare / DESFire deadbolt privacy w/ key override function, K lever, left handed, satin stainless finish, for use with 1 3/4" - 2 1/4" thick door | 1 |  | 1 Year | 683.35 | 0.15 | 580.8475
9716 | Salto | A9668K62IM48LA- | XS4 ANSI electronic AMOK wire-free SVN escutcheon, Mifare / DESFire deadbolt privacy w/ key override function, K lever, left handed, satin stainless finish, for use with 1 3/4" - 2 1/4" thick door | 1 |  | 1 Year | 812.35 | 0.15 | 690.4975
9717 | Salto | A9668K62IM48LC- | XS4 ANSI electronic RF wireless ready SVN escutcheon, Mifare / DESFire deadbolt privacy w/ key override function, K lever, left handed, satin stainless finish, for use with 1 3/4" - 2 1/4" thick door | 1 |  | 1 Year | 737.45 | 0.15 | 626.8325
9718 | Salto | A9668K62IM48LW- | XS4 ANSI electronic RF wireless SVN escutcheon, Mifare / DESFire deadbolt privacy w/ key override function, K lever, left handed, satin stainless finish, for use with 1 3/4" - 2 1/4" thick door | 1 |  | 1 Year | 868.55 | 0.15 | 738.2675
9719 | Salto | A9668K62IM48R-- | XS4 ANSI electronic wire-free SVN escutcheon, Mifare / DESFire deadbolt privacy w/ key override function, K lever, right handed, satin stainless finish, for use with 1 3/4" - 2 1/4" thick door | 1 |  | 1 Year | 683.35 | 0.15 | 580.8475
9720 | Salto | A9668K62IM48RA- | XS4 ANSI electronic AMOK wire-free SVN escutcheon, Mifare / DESFire deadbolt privacy w/ key override function, K lever, right handed, satin stainless finish, for use with 1 3/4" - 2 1/4" thick door | 1 |  | 1 Year | 812.35 | 0.15 | 690.4975
9721 | Salto | A9668K62IM48RC- | XS4 ANSI electronic RF wireless ready SVN escutcheon, Mifare / DESFire deadbolt privacy w/ key override function, K lever, right handed, satin stainless finish, for use with 1 3/4" - 2 1/4" thick door | 1 |  | 1 Year | 737.45 | 0.15 | 626.8325
9722 | Salto | A9668K62IM48RW- | XS4 ANSI electronic RF wireless SVN escutcheon, Mifare / DESFire deadbolt privacy w/ key override function, K lever, right handed, satin stainless finish, for use with 1 3/4" - 2 1/4" thick door | 1 |  | 1 Year | 868.55 | 0.15 | 738.2675
9723 | Salto | A9668K62IP38L-- | XS4 ANSI electronic wire-free SVN escutcheon, Mifare / DESFire deadbolt privacy w/ key override function, K lever, left handed, bright stainless steel finish, for use with 1 3/8" - 1 3/4" thick standard door | 1 |  | 1 Year | 699.65 | 0.15 | 594.7025
9724 | Salto | A9668K62IP38LA- | XS4 ANSI electronic AMOK wire-free SVN escutcheon, Mifare / DESFire deadbolt privacy w/ key override function, K lever, left handed, bright stainless steel finish, for use with 1 3/8" - 1 3/4" thick standard door | 1 |  | 1 Year | 828.65 | 0.15 | 704.3525
9725 | Salto | A9668K62IP38LC- | XS4 ANSI electronic RF wireless ready SVN escutcheon, Mifare / DESFire deadbolt privacy w/ key override function, K lever, left handed, bright stainless steel finish, for use with 1 3/8" - 1 3/4" thick standard door | 1 |  | 1 Year | 753.75 | 0.15 | 640.6875
9726 | Salto | A9668K62IP38LW- | XS4 ANSI electronic RF wireless SVN escutcheon, Mifare / DESFire deadbolt privacy w/ key override function, K lever, left handed, bright stainless steel finish, for use with 1 3/8" - 1 3/4" thick standard door | 1 |  | 1 Year | 884.85 | 0.15 | 752.1225
9727 | Salto | A9668K62IP38R-- | XS4 ANSI electronic wire-free SVN escutcheon, Mifare / DESFire deadbolt privacy w/ key override function, K lever, right handed, bright stainless steel finish, for use with 1 3/8" - 1 3/4" thick standard door | 1 |  | 1 Year | 699.65 | 0.15 | 594.7025
9728 | Salto | A9668K62IP38RA- | XS4 ANSI electronic AMOK wire-free SVN escutcheon, Mifare / DESFire deadbolt privacy w/ key override function, K lever, right handed, bright stainless steel finish, for use with 1 3/8" - 1 3/4" thick standard door | 1 |  | 1 Year | 828.65 | 0.15 | 704.3525
9729 | Salto | A9668K62IP38RC- | XS4 ANSI electronic RF wireless ready SVN escutcheon, Mifare / DESFire deadbolt privacy w/ key override function, K lever, right handed, bright stainless steel finish, for use with 1 3/8" - 1 3/4" thick standard door | 1 |  | 1 Year | 753.75 | 0.15 | 640.6875
9730 | Salto | A9668K62IP38RW- | XS4 ANSI electronic RF wireless SVN escutcheon, Mifare / DESFire deadbolt privacy w/ key override function, K lever, right handed, bright stainless steel finish, for use with 1 3/8" - 1 3/4" thick standard door | 1 |  | 1 Year | 884.85 | 0.15 | 752.1225
9731 | Salto | A9668K62IP48L-- | XS4 ANSI electronic wire-free SVN escutcheon, Mifare / DESFire deadbolt privacy w/ key override function, K lever, left handed, bright stainless steel finish, for use with 1 3/4" - 2 1/4" thick door | 1 |  | 1 Year | 699.65 | 0.15 | 594.7025
9732 | Salto | A9668K62IP48LA- | XS4 ANSI electronic AMOK wire-free SVN escutcheon, Mifare / DESFire deadbolt privacy w/ key override function, K lever, left handed, bright stainless steel finish, for use with 1 3/4" - 2 1/4" thick door | 1 |  | 1 Year | 828.65 | 0.15 | 704.3525
9733 | Salto | A9668K62IP48LC- | XS4 ANSI electronic RF wireless ready SVN escutcheon, Mifare / DESFire deadbolt privacy w/ key override function, K lever, left handed, bright stainless steel finish, for use with 1 3/4" - 2 1/4" thick door | 1 |  | 1 Year | 753.75 | 0.15 | 640.6875
9734 | Salto | A9668K62IP48LW- | XS4 ANSI electronic RF wireless SVN escutcheon, Mifare / DESFire deadbolt privacy w/ key override function, K lever, left handed, bright stainless steel finish, for use with 1 3/4" - 2 1/4" thick door | 1 |  | 1 Year | 884.85 | 0.15 | 752.1225
9735 | Salto | A9668K62IP48R-- | XS4 ANSI electronic wire-free SVN escutcheon, Mifare / DESFire deadbolt privacy w/ key override function, K lever, right handed, bright stainless steel finish, for use with 1 3/4" - 2 1/4" thick door | 1 |  | 1 Year | 699.65 | 0.15 | 594.7025
9736 | Salto | A9668K62IP48RA- | XS4 ANSI electronic AMOK wire-free SVN escutcheon, Mifare / DESFire deadbolt privacy w/ key override function, K lever, right handed, bright stainless steel finish, for use with 1 3/4" - 2 1/4" thick door | 1 |  | 1 Year | 828.65 | 0.15 | 704.3525
9737 | Salto | A9668K62IP48RC- | XS4 ANSI electronic RF wireless ready SVN escutcheon, Mifare / DESFire deadbolt privacy w/ key override function, K lever, right handed, bright stainless steel finish, for use with 1 3/4" - 2 1/4" thick door | 1 |  | 1 Year | 753.75 | 0.15 | 640.6875
9738 | Salto | A9668K62IP48RW- | XS4 ANSI electronic RF wireless SVN escutcheon, Mifare / DESFire deadbolt privacy w/ key override function, K lever, right handed, bright stainless steel finish, for use with 1 3/4" - 2 1/4" thick door | 1 |  | 1 Year | 884.85 | 0.15 | 752.1225
9739 | Salto | A9668K62PP38L-- | XS4 ANSI electronic wire-free SVN escutcheon, Mifare / DESFire deadbolt privacy w/ key override function, K lever, left handed, bright brass finish, for use with 1 3/8" - 1 3/4" thick standard door | 1 |  | 1 Year | 699.65 | 0.15 | 594.7025
9740 | Salto | A9668K62PP38LA- | XS4 ANSI electronic AMOK wire-free SVN escutcheon, Mifare / DESFire deadbolt privacy w/ key override function, K lever, left handed, bright brass finish, for use with 1 3/8" - 1 3/4" thick standard door | 1 |  | 1 Year | 828.65 | 0.15 | 704.3525
9741 | Salto | A9668K62PP38LC- | XS4 ANSI electronic RF wireless ready SVN escutcheon, Mifare / DESFire deadbolt privacy w/ key override function, K lever, left handed, bright brass finish, for use with 1 3/8" - 1 3/4" thick standard door | 1 |  | 1 Year | 753.75 | 0.15 | 640.6875
9742 | Salto | A9668K62PP38LW- | XS4 ANSI electronic RF wireless SVN escutcheon, Mifare / DESFire deadbolt privacy w/ key override function, K lever, left handed, bright brass finish, for use with 1 3/8" - 1 3/4" thick standard door | 1 |  | 1 Year | 884.85 | 0.15 | 752.1225
9743 | Salto | A9668K62PP38R-- | XS4 ANSI electronic wire-free SVN escutcheon, Mifare / DESFire deadbolt privacy w/ key override function, K lever, right handed, bright brass finish, for use with 1 3/8" - 1 3/4" thick standard door | 1 |  | 1 Year | 699.65 | 0.15 | 594.7025
9744 | Salto | A9668K62PP38RA- | XS4 ANSI electronic AMOK wire-free SVN escutcheon, Mifare / DESFire deadbolt privacy w/ key override function, K lever, right handed, bright brass finish, for use with 1 3/8" - 1 3/4" thick standard door | 1 |  | 1 Year | 828.65 | 0.15 | 704.3525
9745 | Salto | A9668K62PP38RC- | XS4 ANSI electronic RF wireless ready SVN escutcheon, Mifare / DESFire deadbolt privacy w/ key override function, K lever, right handed, bright brass finish, for use with 1 3/8" - 1 3/4" thick standard door | 1 |  | 1 Year | 753.75 | 0.15 | 640.6875
9746 | Salto | A9668K62PP38RW- | XS4 ANSI electronic RF wireless SVN escutcheon, Mifare / DESFire deadbolt privacy w/ key override function, K lever, right handed, bright brass finish, for use with 1 3/8" - 1 3/4" thick standard door | 1 |  | 1 Year | 884.85 | 0.15 | 752.1225
9747 | Salto | A9668K62PP48L-- | XS4 ANSI electronic wire-free SVN escutcheon, Mifare / DESFire deadbolt privacy w/ key override function, K lever, left handed, bright brass finish, for use with 1 3/4" - 2 1/4" thick door | 1 |  | 1 Year | 699.65 | 0.15 | 594.7025
9748 | Salto | A9668K62PP48LA- | XS4 ANSI electronic AMOK wire-free SVN escutcheon, Mifare / DESFire deadbolt privacy w/ key override function, K lever, left handed, bright brass finish, for use with 1 3/4" - 2 1/4" thick door | 1 |  | 1 Year | 828.65 | 0.15 | 704.3525
9749 | Salto | A9668K62PP48LC- | XS4 ANSI electronic RF wireless ready SVN escutcheon, Mifare / DESFire deadbolt privacy w/ key override function, K lever, left handed, bright brass finish, for use with 1 3/4" - 2 1/4" thick door | 1 |  | 1 Year | 753.75 | 0.15 | 640.6875
9750 | Salto | A9668K62PP48LW- | XS4 ANSI electronic RF wireless SVN escutcheon, Mifare / DESFire deadbolt privacy w/ key override function, K lever, left handed, bright brass finish, for use with 1 3/4" - 2 1/4" thick door | 1 |  | 1 Year | 884.85 | 0.15 | 752.1225
9751 | Salto | A9668K62PP48R-- | XS4 ANSI electronic wire-free SVN escutcheon, Mifare / DESFire deadbolt privacy w/ key override function, K lever, right handed, bright brass finish, for use with 1 3/4" - 2 1/4" thick door | 1 |  | 1 Year | 699.65 | 0.15 | 594.7025
9752 | Salto | A9668K62PP48RA- | XS4 ANSI electronic AMOK wire-free SVN escutcheon, Mifare / DESFire deadbolt privacy w/ key override function, K lever, right handed, bright brass finish, for use with 1 3/4" - 2 1/4" thick door | 1 |  | 1 Year | 828.65 | 0.15 | 704.3525
9753 | Salto | A9668K62PP48RC- | XS4 ANSI electronic RF wireless ready SVN escutcheon, Mifare / DESFire deadbolt privacy w/ key override function, K lever, right handed, bright brass finish, for use with 1 3/4" - 2 1/4" thick door | 1 |  | 1 Year | 753.75 | 0.15 | 640.6875
9754 | Salto | A9668K62PP48RW- | XS4 ANSI electronic RF wireless SVN escutcheon, Mifare / DESFire deadbolt privacy w/ key override function, K lever, right handed, bright brass finish, for use with 1 3/4" - 2 1/4" thick door | 1 |  | 1 Year | 884.85 | 0.15 | 752.1225
9755 | Salto | A9668K63IM38L-- | XS4 ANSI electronic wire-free SVN escutcheon, Mifare / DESFire deadbolt privacy w/ key override function, K lever, left handed, satin stainless finish, for use with 1 3/8" - 1 3/4" thick standard door | 1 |  | 1 Year | 683.35 | 0.15 | 580.8475
9756 | Salto | A9668K63IM38LA- | XS4 ANSI electronic AMOK wire-free SVN escutcheon, Mifare / DESFire deadbolt privacy w/ key override function, K lever, left handed, satin stainless finish, for use with 1 3/8" - 1 3/4" thick standard door | 1 |  | 1 Year | 812.35 | 0.15 | 690.4975
9757 | Salto | A9668K63IM38LC- | XS4 ANSI electronic RF wireless ready SVN escutcheon, Mifare / DESFire deadbolt privacy w/ key override function, K lever, left handed, satin stainless finish, for use with 1 3/8" - 1 3/4" thick standard door | 1 |  | 1 Year | 737.45 | 0.15 | 626.8325
9758 | Salto | A9668K63IM38LW- | XS4 ANSI electronic RF wireless SVN escutcheon, Mifare / DESFire deadbolt privacy w/ key override function, K lever, left handed, satin stainless finish, for use with 1 3/8" - 1 3/4" thick standard door | 1 |  | 1 Year | 868.55 | 0.15 | 738.2675
9759 | Salto | A9668K63IM38R-- | XS4 ANSI electronic wire-free SVN escutcheon, Mifare / DESFire deadbolt privacy w/ key override function, K lever, right handed, satin stainless finish, for use with 1 3/8" - 1 3/4" thick standard door | 1 |  | 1 Year | 683.35 | 0.15 | 580.8475
9760 | Salto | A9668K63IM38RA- | XS4 ANSI electronic AMOK wire-free SVN escutcheon, Mifare / DESFire deadbolt privacy w/ key override function, K lever, right handed, satin stainless finish, for use with 1 3/8" - 1 3/4" thick standard door | 1 |  | 1 Year | 812.35 | 0.15 | 690.4975
9761 | Salto | A9668K63IM38RC- | XS4 ANSI electronic RF wireless ready SVN escutcheon, Mifare / DESFire deadbolt privacy w/ key override function, K lever, right handed, satin stainless finish, for use with 1 3/8" - 1 3/4" thick standard door | 1 |  | 1 Year | 737.45 | 0.15 | 626.8325
9762 | Salto | A9668K63IM38RW- | XS4 ANSI electronic RF wireless SVN escutcheon, Mifare / DESFire deadbolt privacy w/ key override function, K lever, right handed, satin stainless finish, for use with 1 3/8" - 1 3/4" thick standard door | 1 |  | 1 Year | 868.55 | 0.15 | 738.2675
9763 | Salto | A9668K63IM48L-- | XS4 ANSI electronic wire-free SVN escutcheon, Mifare / DESFire deadbolt privacy w/ key override function, K lever, left handed, satin stainless finish, for use with 1 3/4" - 2 1/4" thick door | 1 |  | 1 Year | 683.35 | 0.15 | 580.8475
9764 | Salto | A9668K63IM48LA- | XS4 ANSI electronic AMOK wire-free SVN escutcheon, Mifare / DESFire deadbolt privacy w/ key override function, K lever, left handed, satin stainless finish, for use with 1 3/4" - 2 1/4" thick door | 1 |  | 1 Year | 812.35 | 0.15 | 690.4975
9765 | Salto | A9668K63IM48LC- | XS4 ANSI electronic RF wireless ready SVN escutcheon, Mifare / DESFire deadbolt privacy w/ key override function, K lever, left handed, satin stainless finish, for use with 1 3/4" - 2 1/4" thick door | 1 |  | 1 Year | 737.45 | 0.15 | 626.8325
9766 | Salto | A9668K63IM48LW- | XS4 ANSI electronic RF wireless SVN escutcheon, Mifare / DESFire deadbolt privacy w/ key override function, K lever, left handed, satin stainless finish, for use with 1 3/4" - 2 1/4" thick door | 1 |  | 1 Year | 868.55 | 0.15 | 738.2675
9767 | Salto | A9668K63IM48R-- | XS4 ANSI electronic wire-free SVN escutcheon, Mifare / DESFire deadbolt privacy w/ key override function, K lever, right handed, satin stainless finish, for use with 1 3/4" - 2 1/4" thick door | 1 |  | 1 Year | 683.35 | 0.15 | 580.8475
9768 | Salto | A9668K63IM48RA- | XS4 ANSI electronic AMOK wire-free SVN escutcheon, Mifare / DESFire deadbolt privacy w/ key override function, K lever, right handed, satin stainless finish, for use with 1 3/4" - 2 1/4" thick door | 1 |  | 1 Year | 812.35 | 0.15 | 690.4975
9769 | Salto | A9668K63IM48RC- | XS4 ANSI electronic RF wireless ready SVN escutcheon, Mifare / DESFire deadbolt privacy w/ key override function, K lever, right handed, satin stainless finish, for use with 1 3/4" - 2 1/4" thick door | 1 |  | 1 Year | 737.45 | 0.15 | 626.8325
9770 | Salto | A9668K63IM48RW- | XS4 ANSI electronic RF wireless SVN escutcheon, Mifare / DESFire deadbolt privacy w/ key override function, K lever, right handed, satin stainless finish, for use with 1 3/4" - 2 1/4" thick door | 1 |  | 1 Year | 868.55 | 0.15 | 738.2675
9771 | Salto | A9668K63IP38L-- | XS4 ANSI electronic wire-free SVN escutcheon, Mifare / DESFire deadbolt privacy w/ key override function, K lever, left handed, bright stainless steel finish, for use with 1 3/8" - 1 3/4" thick standard door | 1 |  | 1 Year | 699.65 | 0.15 | 594.7025
9772 | Salto | A9668K63IP38LA- | XS4 ANSI electronic AMOK wire-free SVN escutcheon, Mifare / DESFire deadbolt privacy w/ key override function, K lever, left handed, bright stainless steel finish, for use with 1 3/8" - 1 3/4" thick standard door | 1 |  | 1 Year | 828.65 | 0.15 | 704.3525
9773 | Salto | A9668K63IP38LC- | XS4 ANSI electronic RF wireless ready SVN escutcheon, Mifare / DESFire deadbolt privacy w/ key override function, K lever, left handed, bright stainless steel finish, for use with 1 3/8" - 1 3/4" thick standard door | 1 |  | 1 Year | 753.75 | 0.15 | 640.6875
9774 | Salto | A9668K63IP38LW- | XS4 ANSI electronic RF wireless SVN escutcheon, Mifare / DESFire deadbolt privacy w/ key override function, K lever, left handed, bright stainless steel finish, for use with 1 3/8" - 1 3/4" thick standard door | 1 |  | 1 Year | 884.85 | 0.15 | 752.1225
9775 | Salto | A9668K63IP38R-- | XS4 ANSI electronic wire-free SVN escutcheon, Mifare / DESFire deadbolt privacy w/ key override function, K lever, right handed, bright stainless steel finish, for use with 1 3/8" - 1 3/4" thick standard door | 1 |  | 1 Year | 699.65 | 0.15 | 594.7025
9776 | Salto | A9668K63IP38RA- | XS4 ANSI electronic AMOK wire-free SVN escutcheon, Mifare / DESFire deadbolt privacy w/ key override function, K lever, right handed, bright stainless steel finish, for use with 1 3/8" - 1 3/4" thick standard door | 1 |  | 1 Year | 828.65 | 0.15 | 704.3525
9777 | Salto | A9668K63IP38RC- | XS4 ANSI electronic RF wireless ready SVN escutcheon, Mifare / DESFire deadbolt privacy w/ key override function, K lever, right handed, bright stainless steel finish, for use with 1 3/8" - 1 3/4" thick standard door | 1 |  | 1 Year | 753.75 | 0.15 | 640.6875
9778 | Salto | A9668K63IP38RW- | XS4 ANSI electronic RF wireless SVN escutcheon, Mifare / DESFire deadbolt privacy w/ key override function, K lever, right handed, bright stainless steel finish, for use with 1 3/8" - 1 3/4" thick standard door | 1 |  | 1 Year | 884.85 | 0.15 | 752.1225
9779 | Salto | A9668K63IP48L-- | XS4 ANSI electronic wire-free SVN escutcheon, Mifare / DESFire deadbolt privacy w/ key override function, K lever, left handed, bright stainless steel finish, for use with 1 3/4" - 2 1/4" thick door | 1 |  | 1 Year | 699.65 | 0.15 | 594.7025
9780 | Salto | A9668K63IP48LA- | XS4 ANSI electronic AMOK wire-free SVN escutcheon, Mifare / DESFire deadbolt privacy w/ key override function, K lever, left handed, bright stainless steel finish, for use with 1 3/4" - 2 1/4" thick door | 1 |  | 1 Year | 828.65 | 0.15 | 704.3525
9781 | Salto | A9668K63IP48LC- | XS4 ANSI electronic RF wireless ready SVN escutcheon, Mifare / DESFire deadbolt privacy w/ key override function, K lever, left handed, bright stainless steel finish, for use with 1 3/4" - 2 1/4" thick door | 1 |  | 1 Year | 753.75 | 0.15 | 640.6875
9782 | Salto | A9668K63IP48LW- | XS4 ANSI electronic RF wireless SVN escutcheon, Mifare / DESFire deadbolt privacy w/ key override function, K lever, left handed, bright stainless steel finish, for use with 1 3/4" - 2 1/4" thick door | 1 |  | 1 Year | 884.85 | 0.15 | 752.1225
9783 | Salto | A9668K63IP48R-- | XS4 ANSI electronic wire-free SVN escutcheon, Mifare / DESFire deadbolt privacy w/ key override function, K lever, right handed, bright stainless steel finish, for use with 1 3/4" - 2 1/4" thick door | 1 |  | 1 Year | 699.65 | 0.15 | 594.7025
9784 | Salto | A9668K63IP48RA- | XS4 ANSI electronic AMOK wire-free SVN escutcheon, Mifare / DESFire deadbolt privacy w/ key override function, K lever, right handed, bright stainless steel finish, for use with 1 3/4" - 2 1/4" thick door | 1 |  | 1 Year | 828.65 | 0.15 | 704.3525
9785 | Salto | A9668K63IP48RC- | XS4 ANSI electronic RF wireless ready SVN escutcheon, Mifare / DESFire deadbolt privacy w/ key override function, K lever, right handed, bright stainless steel finish, for use with 1 3/4" - 2 1/4" thick door | 1 |  | 1 Year | 753.75 | 0.15 | 640.6875
9786 | Salto | A9668K63IP48RW- | XS4 ANSI electronic RF wireless SVN escutcheon, Mifare / DESFire deadbolt privacy w/ key override function, K lever, right handed, bright stainless steel finish, for use with 1 3/4" - 2 1/4" thick door | 1 |  | 1 Year | 884.85 | 0.15 | 752.1225
9787 | Salto | A9668K63PP38L-- | XS4 ANSI electronic wire-free SVN escutcheon, Mifare / DESFire deadbolt privacy w/ key override function, K lever, left handed, bright brass finish, for use with 1 3/8" - 1 3/4" thick standard door | 1 |  | 1 Year | 699.65 | 0.15 | 594.7025
9788 | Salto | A9668K63PP38LA- | XS4 ANSI electronic AMOK wire-free SVN escutcheon, Mifare / DESFire deadbolt privacy w/ key override function, K lever, left handed, bright brass finish, for use with 1 3/8" - 1 3/4" thick standard door | 1 |  | 1 Year | 828.65 | 0.15 | 704.3525
9789 | Salto | A9668K63PP38LC- | XS4 ANSI electronic RF wireless ready SVN escutcheon, Mifare / DESFire deadbolt privacy w/ key override function, K lever, left handed, bright brass finish, for use with 1 3/8" - 1 3/4" thick standard door | 1 |  | 1 Year | 753.75 | 0.15 | 640.6875
9790 | Salto | A9668K63PP38LW- | XS4 ANSI electronic RF wireless SVN escutcheon, Mifare / DESFire deadbolt privacy w/ key override function, K lever, left handed, bright brass finish, for use with 1 3/8" - 1 3/4" thick standard door | 1 |  | 1 Year | 884.85 | 0.15 | 752.1225
9791 | Salto | A9668K63PP38R-- | XS4 ANSI electronic wire-free SVN escutcheon, Mifare / DESFire deadbolt privacy w/ key override function, K lever, right handed, bright brass finish, for use with 1 3/8" - 1 3/4" thick standard door | 1 |  | 1 Year | 699.65 | 0.15 | 594.7025
9792 | Salto | A9668K63PP38RA- | XS4 ANSI electronic AMOK wire-free SVN escutcheon, Mifare / DESFire deadbolt privacy w/ key override function, K lever, right handed, bright brass finish, for use with 1 3/8" - 1 3/4" thick standard door | 1 |  | 1 Year | 828.65 | 0.15 | 704.3525
9793 | Salto | A9668K63PP38RC- | XS4 ANSI electronic RF wireless ready SVN escutcheon, Mifare / DESFire deadbolt privacy w/ key override function, K lever, right handed, bright brass finish, for use with 1 3/8" - 1 3/4" thick standard door | 1 |  | 1 Year | 753.75 | 0.15 | 640.6875
9794 | Salto | A9668K63PP38RW- | XS4 ANSI electronic RF wireless SVN escutcheon, Mifare / DESFire deadbolt privacy w/ key override function, K lever, right handed, bright brass finish, for use with 1 3/8" - 1 3/4" thick standard door | 1 |  | 1 Year | 884.85 | 0.15 | 752.1225
9795 | Salto | A9668K63PP48L-- | XS4 ANSI electronic wire-free SVN escutcheon, Mifare / DESFire deadbolt privacy w/ key override function, K lever, left handed, bright brass finish, for use with 1 3/4" - 2 1/4" thick door | 1 |  | 1 Year | 699.65 | 0.15 | 594.7025
9796 | Salto | A9668K63PP48LA- | XS4 ANSI electronic AMOK wire-free SVN escutcheon, Mifare / DESFire deadbolt privacy w/ key override function, K lever, left handed, bright brass finish, for use with 1 3/4" - 2 1/4" thick door | 1 |  | 1 Year | 828.65 | 0.15 | 704.3525
9797 | Salto | A9668K63PP48LC- | XS4 ANSI electronic RF wireless ready SVN escutcheon, Mifare / DESFire deadbolt privacy w/ key override function, K lever, left handed, bright brass finish, for use with 1 3/4" - 2 1/4" thick door | 1 |  | 1 Year | 753.75 | 0.15 | 640.6875
9798 | Salto | A9668K63PP48LW- | XS4 ANSI electronic RF wireless SVN escutcheon, Mifare / DESFire deadbolt privacy w/ key override function, K lever, left handed, bright brass finish, for use with 1 3/4" - 2 1/4" thick door | 1 |  | 1 Year | 884.85 | 0.15 | 752.1225
9799 | Salto | A9668K63PP48R-- | XS4 ANSI electronic wire-free SVN escutcheon, Mifare / DESFire deadbolt privacy w/ key override function, K lever, right handed, bright brass finish, for use with 1 3/4" - 2 1/4" thick door | 1 |  | 1 Year | 699.65 | 0.15 | 594.7025
9800 | Salto | A9668K63PP48RA- | XS4 ANSI electronic AMOK wire-free SVN escutcheon, Mifare / DESFire deadbolt privacy w/ key override function, K lever, right handed, bright brass finish, for use with 1 3/4" - 2 1/4" thick door | 1 |  | 1 Year | 828.65 | 0.15 | 704.3525
9801 | Salto | A9668K63PP48RC- | XS4 ANSI electronic RF wireless ready SVN escutcheon, Mifare / DESFire deadbolt privacy w/ key override function, K lever, right handed, bright brass finish, for use with 1 3/4" - 2 1/4" thick door | 1 |  | 1 Year | 753.75 | 0.15 | 640.6875
9802 | Salto | A9668K63PP48RW- | XS4 ANSI electronic RF wireless SVN escutcheon, Mifare / DESFire deadbolt privacy w/ key override function, K lever, right handed, bright brass finish, for use with 1 3/4" - 2 1/4" thick door | 1 |  | 1 Year | 884.85 | 0.15 | 752.1225
9803 | Salto | A9668L61BC38--- | XS4 ANSI electronic wire-free SVN escutcheon, Mifare / DESFire deadbolt privacy w/ key override function, L lever, unhanded, BioCote antimicrobial finish, for use with 1 3/8" - 1 3/4" thick standard door | 1 |  | 1 Year | 725.15 | 0.15 | 616.3775
9804 | Salto | A9668L61BC38-A- | XS4 ANSI electronic AMOK wire-free SVN escutcheon, Mifare / DESFire deadbolt privacy w/ key override function, L lever, unhanded, BioCote antimicrobial finish, for use with 1 3/8" - 1 3/4" thick standard door | 1 |  | 1 Year | 854.15 | 0.15 | 726.0275
9805 | Salto | A9668L61BC38-C- | XS4 ANSI electronic RF wireless ready SVN escutcheon, Mifare / DESFire deadbolt privacy w/ key override function, L lever, unhanded, BioCote antimicrobial finish, for use with 1 3/8" - 1 3/4" thick standard door | 1 |  | 1 Year | 779.25 | 0.15 | 662.3625
9806 | Salto | A9668L61BC38-W- | XS4 ANSI electronic RF wireless SVN escutcheon, Mifare / DESFire deadbolt privacy w/ key override function, L lever, unhanded, BioCote antimicrobial finish, for use with 1 3/8" - 1 3/4" thick standard door | 1 |  | 1 Year | 910.35 | 0.15 | 773.7975
9807 | Salto | A9668L61BC48--- | XS4 ANSI electronic wire-free SVN escutcheon, Mifare / DESFire deadbolt privacy w/ key override function, L lever, unhanded, BioCote antimicrobial finish, for use with 1 3/4" - 2 1/4" thick door | 1 |  | 1 Year | 725.15 | 0.15 | 616.3775
9808 | Salto | A9668L61BC48-A- | XS4 ANSI electronic AMOK wire-free SVN escutcheon, Mifare / DESFire deadbolt privacy w/ key override function, L lever, unhanded, BioCote antimicrobial finish, for use with 1 3/4" - 2 1/4" thick door | 1 |  | 1 Year | 854.15 | 0.15 | 726.0275
9809 | Salto | A9668L61BC48-C- | XS4 ANSI electronic RF wireless ready SVN escutcheon, Mifare / DESFire deadbolt privacy w/ key override function, L lever, unhanded, BioCote antimicrobial finish, for use with 1 3/4" - 2 1/4" thick door | 1 |  | 1 Year | 779.25 | 0.15 | 662.3625
9810 | Salto | A9668L61BC48-W- | XS4 ANSI electronic RF wireless SVN escutcheon, Mifare / DESFire deadbolt privacy w/ key override function, L lever, unhanded, BioCote antimicrobial finish, for use with 1 3/4" - 2 1/4" thick door | 1 |  | 1 Year | 910.35 | 0.15 | 773.7975
9811 | Salto | A9668L61IA38--- | XS4 ANSI electronic wire-free SVN escutcheon, Mifare / DESFire deadbolt privacy w/ key override function, L lever, unhanded, antique brass finish, for use with 1 3/8" - 1 3/4" thick standard door | 1 |  | 1 Year | 725.15 | 0.15 | 616.3775
9812 | Salto | A9668L61IA38-A- | XS4 ANSI electronic AMOK wire-free SVN escutcheon, Mifare / DESFire deadbolt privacy w/ key override function, L lever, unhanded, antique brass finish, for use with 1 3/8" - 1 3/4" thick standard door | 1 |  | 1 Year | 854.15 | 0.15 | 726.0275
9813 | Salto | A9668L61IA38-C- | XS4 ANSI electronic RF wireless ready SVN escutcheon, Mifare / DESFire deadbolt privacy w/ key override function, L lever, unhanded, antique brass finish, for use with 1 3/8" - 1 3/4" thick standard door | 1 |  | 1 Year | 779.25 | 0.15 | 662.3625
9814 | Salto | A9668L61IA38-W- | XS4 ANSI electronic RF wireless SVN escutcheon, Mifare / DESFire deadbolt privacy w/ key override function, L lever, unhanded, antique brass finish, for use with 1 3/8" - 1 3/4" thick standard door | 1 |  | 1 Year | 910.35 | 0.15 | 773.7975
9815 | Salto | A9668L61IA48--- | XS4 ANSI electronic wire-free SVN escutcheon, Mifare / DESFire deadbolt privacy w/ key override function, L lever, unhanded, antique brass finish, for use with 1 3/4" - 2 1/4" thick door | 1 |  | 1 Year | 725.15 | 0.15 | 616.3775
9816 | Salto | A9668L61IA48-A- | XS4 ANSI electronic AMOK wire-free SVN escutcheon, Mifare / DESFire deadbolt privacy w/ key override function, L lever, unhanded, antique brass finish, for use with 1 3/4" - 2 1/4" thick door | 1 |  | 1 Year | 854.15 | 0.15 | 726.0275
9817 | Salto | A9668L61IA48-C- | XS4 ANSI electronic RF wireless ready SVN escutcheon, Mifare / DESFire deadbolt privacy w/ key override function, L lever, unhanded, antique brass finish, for use with 1 3/4" - 2 1/4" thick door | 1 |  | 1 Year | 779.25 | 0.15 | 662.3625
9818 | Salto | A9668L61IA48-W- | XS4 ANSI electronic RF wireless SVN escutcheon, Mifare / DESFire deadbolt privacy w/ key override function, L lever, unhanded, antique brass finish, for use with 1 3/4" - 2 1/4" thick door | 1 |  | 1 Year | 910.35 | 0.15 | 773.7975
9819 | Salto | A9668L61IM38--- | XS4 ANSI electronic wire-free SVN escutcheon, Mifare / DESFire deadbolt privacy w/ key override function, L lever, unhanded, satin stainless finish, for use with 1 3/8" - 1 3/4" thick standard door | 1 |  | 1 Year | 673.15 | 0.15 | 572.1775
9820 | Salto | A9668L61IM38-A- | XS4 ANSI electronic AMOK wire-free SVN escutcheon, Mifare / DESFire deadbolt privacy w/ key override function, L lever, unhanded, satin stainless finish, for use with 1 3/8" - 1 3/4" thick standard door | 1 |  | 1 Year | 802.15 | 0.15 | 681.8275
9821 | Salto | A9668L61IM38-C- | XS4 ANSI electronic RF wireless ready SVN escutcheon, Mifare / DESFire deadbolt privacy w/ key override function, L lever, unhanded, satin stainless finish, for use with 1 3/8" - 1 3/4" thick standard door | 1 |  | 1 Year | 727.25 | 0.15 | 618.1625
9822 | Salto | A9668L61IM38-W- | XS4 ANSI electronic RF wireless SVN escutcheon, Mifare / DESFire deadbolt privacy w/ key override function, L lever, unhanded, satin stainless finish, for use with 1 3/8" - 1 3/4" thick standard door | 1 |  | 1 Year | 858.35 | 0.15 | 729.5975
9823 | Salto | A9668L61IM48--- | XS4 ANSI electronic wire-free SVN escutcheon, Mifare / DESFire deadbolt privacy w/ key override function, L lever, unhanded, satin stainless finish, for use with 1 3/4" - 2 1/4" thick door | 1 |  | 1 Year | 673.15 | 0.15 | 572.1775
9824 | Salto | A9668L61IM48-A- | XS4 ANSI electronic AMOK wire-free SVN escutcheon, Mifare / DESFire deadbolt privacy w/ key override function, L lever, unhanded, satin stainless finish, for use with 1 3/4" - 2 1/4" thick door | 1 |  | 1 Year | 802.15 | 0.15 | 681.8275
9825 | Salto | A9668L61IM48-C- | XS4 ANSI electronic RF wireless ready SVN escutcheon, Mifare / DESFire deadbolt privacy w/ key override function, L lever, unhanded, satin stainless finish, for use with 1 3/4" - 2 1/4" thick door | 1 |  | 1 Year | 727.25 | 0.15 | 618.1625
9826 | Salto | A9668L61IM48-W- | XS4 ANSI electronic RF wireless SVN escutcheon, Mifare / DESFire deadbolt privacy w/ key override function, L lever, unhanded, satin stainless finish, for use with 1 3/4" - 2 1/4" thick door | 1 |  | 1 Year | 858.35 | 0.15 | 729.5975
9827 | Salto | A9668L61IP38--- | XS4 ANSI electronic wire-free SVN escutcheon, Mifare / DESFire deadbolt privacy w/ key override function, L lever, unhanded, bright stainless steel finish, for use with 1 3/8" - 1 3/4" thick standard door | 1 |  | 1 Year | 689.45 | 0.15 | 586.0325
9828 | Salto | A9668L61IP38-A- | XS4 ANSI electronic AMOK wire-free SVN escutcheon, Mifare / DESFire deadbolt privacy w/ key override function, L lever, unhanded, bright stainless steel finish, for use with 1 3/8" - 1 3/4" thick standard door | 1 |  | 1 Year | 818.45 | 0.15 | 695.6825
9829 | Salto | A9668L61IP38-C- | XS4 ANSI electronic RF wireless ready SVN escutcheon, Mifare / DESFire deadbolt privacy w/ key override function, L lever, unhanded, bright stainless steel finish, for use with 1 3/8" - 1 3/4" thick standard door | 1 |  | 1 Year | 743.55 | 0.15 | 632.0175
9830 | Salto | A9668L61IP38-W- | XS4 ANSI electronic RF wireless SVN escutcheon, Mifare / DESFire deadbolt privacy w/ key override function, L lever, unhanded, bright stainless steel finish, for use with 1 3/8" - 1 3/4" thick standard door | 1 |  | 1 Year | 874.65 | 0.15 | 743.4525
9831 | Salto | A9668L61IP48--- | XS4 ANSI electronic wire-free SVN escutcheon, Mifare / DESFire deadbolt privacy w/ key override function, L lever, unhanded, bright stainless steel finish, for use with 1 3/4" - 2 1/4" thick door | 1 |  | 1 Year | 689.45 | 0.15 | 586.0325
9832 | Salto | A9668L61IP48-A- | XS4 ANSI electronic AMOK wire-free SVN escutcheon, Mifare / DESFire deadbolt privacy w/ key override function, L lever, unhanded, bright stainless steel finish, for use with 1 3/4" - 2 1/4" thick door | 1 |  | 1 Year | 818.45 | 0.15 | 695.6825
9833 | Salto | A9668L61IP48-C- | XS4 ANSI electronic RF wireless ready SVN escutcheon, Mifare / DESFire deadbolt privacy w/ key override function, L lever, unhanded, bright stainless steel finish, for use with 1 3/4" - 2 1/4" thick door | 1 |  | 1 Year | 743.55 | 0.15 | 632.0175
9834 | Salto | A9668L61IP48-W- | XS4 ANSI electronic RF wireless SVN escutcheon, Mifare / DESFire deadbolt privacy w/ key override function, L lever, unhanded, bright stainless steel finish, for use with 1 3/4" - 2 1/4" thick door | 1 |  | 1 Year | 874.65 | 0.15 | 743.4525
9835 | Salto | A9668L61NE38--- | XS4 ANSI electronic wire-free SVN escutcheon, Mifare / DESFire deadbolt privacy w/ key override function, L lever, unhanded, black chromium finish, for use with 1 3/8" - 1 3/4" thick standard door | 1 |  | 1 Year | 707.85 | 0.15 | 601.6725
9836 | Salto | A9668L61NE38-A- | XS4 ANSI electronic AMOK wire-free SVN escutcheon, Mifare / DESFire deadbolt privacy w/ key override function, L lever, unhanded, black chromium finish, for use with 1 3/8" - 1 3/4" thick standard door | 1 |  | 1 Year | 836.85 | 0.15 | 711.3225
9837 | Salto | A9668L61NE38-C- | XS4 ANSI electronic RF wireless ready SVN escutcheon, Mifare / DESFire deadbolt privacy w/ key override function, L lever, unhanded, black chromium finish, for use with 1 3/8" - 1 3/4" thick standard door | 1 |  | 1 Year | 761.95 | 0.15 | 647.6575
9838 | Salto | A9668L61NE38-W- | XS4 ANSI electronic RF wireless SVN escutcheon, Mifare / DESFire deadbolt privacy w/ key override function, L lever, unhanded, black chromium finish, for use with 1 3/8" - 1 3/4" thick standard door | 1 |  | 1 Year | 893.05 | 0.15 | 759.0925
9839 | Salto | A9668L61NE48--- | XS4 ANSI electronic wire-free SVN escutcheon, Mifare / DESFire deadbolt privacy w/ key override function, L lever, unhanded, black chromium finish, for use with 1 3/4" - 2 1/4" thick door | 1 |  | 1 Year | 707.85 | 0.15 | 601.6725
9840 | Salto | A9668L61NE48-A- | XS4 ANSI electronic AMOK wire-free SVN escutcheon, Mifare / DESFire deadbolt privacy w/ key override function, L lever, unhanded, black chromium finish, for use with 1 3/4" - 2 1/4" thick door | 1 |  | 1 Year | 836.85 | 0.15 | 711.3225
9841 | Salto | A9668L61NE48-C- | XS4 ANSI electronic RF wireless ready SVN escutcheon, Mifare / DESFire deadbolt privacy w/ key override function, L lever, unhanded, black chromium finish, for use with 1 3/4" - 2 1/4" thick door | 1 |  | 1 Year | 761.95 | 0.15 | 647.6575
9842 | Salto | A9668L61NE48-W- | XS4 ANSI electronic RF wireless SVN escutcheon, Mifare / DESFire deadbolt privacy w/ key override function, L lever, unhanded, black chromium finish, for use with 1 3/4" - 2 1/4" thick door | 1 |  | 1 Year | 893.05 | 0.15 | 759.0925
9843 | Salto | A9668L61PM38--- | XS4 ANSI electronic wire-free SVN escutcheon, Mifare / DESFire deadbolt privacy w/ key override function, L lever, unhanded, satin brass finish, for use with 1 3/8" - 1 3/4" thick standard door | 1 |  | 1 Year | 673.15 | 0.15 | 572.1775
9844 | Salto | A9668L61PM38-A- | XS4 ANSI electronic AMOK wire-free SVN escutcheon, Mifare / DESFire deadbolt privacy w/ key override function, L lever, unhanded, satin brass finish, for use with 1 3/8" - 1 3/4" thick standard door | 1 |  | 1 Year | 802.15 | 0.15 | 681.8275
9845 | Salto | A9668L61PM38-C- | XS4 ANSI electronic RF wireless ready SVN escutcheon, Mifare / DESFire deadbolt privacy w/ key override function, L lever, unhanded, satin brass finish, for use with 1 3/8" - 1 3/4" thick standard door | 1 |  | 1 Year | 727.25 | 0.15 | 618.1625
9846 | Salto | A9668L61PM38-W- | XS4 ANSI electronic RF wireless SVN escutcheon, Mifare / DESFire deadbolt privacy w/ key override function, L lever, unhanded, satin brass finish, for use with 1 3/8" - 1 3/4" thick standard door | 1 |  | 1 Year | 858.35 | 0.15 | 729.5975
9847 | Salto | A9668L61PM48--- | XS4 ANSI electronic wire-free SVN escutcheon, Mifare / DESFire deadbolt privacy w/ key override function, L lever, unhanded, satin brass finish, for use with 1 3/4" - 2 1/4" thick door | 1 |  | 1 Year | 673.15 | 0.15 | 572.1775
9848 | Salto | A9668L61PM48-A- | XS4 ANSI electronic AMOK wire-free SVN escutcheon, Mifare / DESFire deadbolt privacy w/ key override function, L lever, unhanded, satin brass finish, for use with 1 3/4" - 2 1/4" thick door | 1 |  | 1 Year | 802.15 | 0.15 | 681.8275
9849 | Salto | A9668L61PM48-C- | XS4 ANSI electronic RF wireless ready SVN escutcheon, Mifare / DESFire deadbolt privacy w/ key override function, L lever, unhanded, satin brass finish, for use with 1 3/4" - 2 1/4" thick door | 1 |  | 1 Year | 727.25 | 0.15 | 618.1625
9850 | Salto | A9668L61PM48-W- | XS4 ANSI electronic RF wireless SVN escutcheon, Mifare / DESFire deadbolt privacy w/ key override function, L lever, unhanded, satin brass finish, for use with 1 3/4" - 2 1/4" thick door | 1 |  | 1 Year | 858.35 | 0.15 | 729.5975
9851 | Salto | A9668L61PP38--- | XS4 ANSI electronic wire-free SVN escutcheon, Mifare / DESFire deadbolt privacy w/ key override function, L lever, unhanded, bright brass finish, for use with 1 3/8" - 1 3/4" thick standard door | 1 |  | 1 Year | 689.45 | 0.15 | 586.0325
9852 | Salto | A9668L61PP38-A- | XS4 ANSI electronic AMOK wire-free SVN escutcheon, Mifare / DESFire deadbolt privacy w/ key override function, L lever, unhanded, bright brass finish, for use with 1 3/8" - 1 3/4" thick standard door | 1 |  | 1 Year | 818.45 | 0.15 | 695.6825
9853 | Salto | A9668L61PP38-C- | XS4 ANSI electronic RF wireless ready SVN escutcheon, Mifare / DESFire deadbolt privacy w/ key override function, L lever, unhanded, bright brass finish, for use with 1 3/8" - 1 3/4" thick standard door | 1 |  | 1 Year | 743.55 | 0.15 | 632.0175
9854 | Salto | A9668L61PP38-W- | XS4 ANSI electronic RF wireless SVN escutcheon, Mifare / DESFire deadbolt privacy w/ key override function, L lever, unhanded, bright brass finish, for use with 1 3/8" - 1 3/4" thick standard door | 1 |  | 1 Year | 874.65 | 0.15 | 743.4525
9855 | Salto | A9668L61PP48--- | XS4 ANSI electronic wire-free SVN escutcheon, Mifare / DESFire deadbolt privacy w/ key override function, L lever, unhanded, bright brass finish, for use with 1 3/4" - 2 1/4" thick door | 1 |  | 1 Year | 689.45 | 0.15 | 586.0325
9856 | Salto | A9668L61PP48-A- | XS4 ANSI electronic AMOK wire-free SVN escutcheon, Mifare / DESFire deadbolt privacy w/ key override function, L lever, unhanded, bright brass finish, for use with 1 3/4" - 2 1/4" thick door | 1 |  | 1 Year | 818.45 | 0.15 | 695.6825
9857 | Salto | A9668L61PP48-C- | XS4 ANSI electronic RF wireless ready SVN escutcheon, Mifare / DESFire deadbolt privacy w/ key override function, L lever, unhanded, bright brass finish, for use with 1 3/4" - 2 1/4" thick door | 1 |  | 1 Year | 743.55 | 0.15 | 632.0175
9858 | Salto | A9668L61PP48-W- | XS4 ANSI electronic RF wireless SVN escutcheon, Mifare / DESFire deadbolt privacy w/ key override function, L lever, unhanded, bright brass finish, for use with 1 3/4" - 2 1/4" thick door | 1 |  | 1 Year | 874.65 | 0.15 | 743.4525
9859 | Salto | A9668L62BC38--- | XS4 ANSI electronic wire-free SVN escutcheon, Mifare / DESFire deadbolt privacy w/ key override function, L lever, unhanded, BioCote antimicrobial finish, for use with 1 3/8" - 1 3/4" thick standard door | 1 |  | 1 Year | 725.15 | 0.15 | 616.3775
9860 | Salto | A9668L62BC38-A- | XS4 ANSI electronic AMOK wire-free SVN escutcheon, Mifare / DESFire deadbolt privacy w/ key override function, L lever, unhanded, BioCote antimicrobial finish, for use with 1 3/8" - 1 3/4" thick standard door | 1 |  | 1 Year | 854.15 | 0.15 | 726.0275
9861 | Salto | A9668L62BC38-C- | XS4 ANSI electronic RF wireless ready SVN escutcheon, Mifare / DESFire deadbolt privacy w/ key override function, L lever, unhanded, BioCote antimicrobial finish, for use with 1 3/8" - 1 3/4" thick standard door | 1 |  | 1 Year | 779.25 | 0.15 | 662.3625
9862 | Salto | A9668L62BC38-W- | XS4 ANSI electronic RF wireless SVN escutcheon, Mifare / DESFire deadbolt privacy w/ key override function, L lever, unhanded, BioCote antimicrobial finish, for use with 1 3/8" - 1 3/4" thick standard door | 1 |  | 1 Year | 910.35 | 0.15 | 773.7975
9863 | Salto | A9668L62BC48--- | XS4 ANSI electronic wire-free SVN escutcheon, Mifare / DESFire deadbolt privacy w/ key override function, L lever, unhanded, BioCote antimicrobial finish, for use with 1 3/4" - 2 1/4" thick door | 1 |  | 1 Year | 725.15 | 0.15 | 616.3775
9864 | Salto | A9668L62BC48-A- | XS4 ANSI electronic AMOK wire-free SVN escutcheon, Mifare / DESFire deadbolt privacy w/ key override function, L lever, unhanded, BioCote antimicrobial finish, for use with 1 3/4" - 2 1/4" thick door | 1 |  | 1 Year | 854.15 | 0.15 | 726.0275
9865 | Salto | A9668L62BC48-C- | XS4 ANSI electronic RF wireless ready SVN escutcheon, Mifare / DESFire deadbolt privacy w/ key override function, L lever, unhanded, BioCote antimicrobial finish, for use with 1 3/4" - 2 1/4" thick door | 1 |  | 1 Year | 779.25 | 0.15 | 662.3625
9866 | Salto | A9668L62BC48-W- | XS4 ANSI electronic RF wireless SVN escutcheon, Mifare / DESFire deadbolt privacy w/ key override function, L lever, unhanded, BioCote antimicrobial finish, for use with 1 3/4" - 2 1/4" thick door | 1 |  | 1 Year | 910.35 | 0.15 | 773.7975
9867 | Salto | A9668L62IA38--- | XS4 ANSI electronic wire-free SVN escutcheon, Mifare / DESFire deadbolt privacy w/ key override function, L lever, unhanded, antique brass finish, for use with 1 3/8" - 1 3/4" thick standard door | 1 |  | 1 Year | 725.15 | 0.15 | 616.3775
9868 | Salto | A9668L62IA38-A- | XS4 ANSI electronic AMOK wire-free SVN escutcheon, Mifare / DESFire deadbolt privacy w/ key override function, L lever, unhanded, antique brass finish, for use with 1 3/8" - 1 3/4" thick standard door | 1 |  | 1 Year | 854.15 | 0.15 | 726.0275
9869 | Salto | A9668L62IA38-C- | XS4 ANSI electronic RF wireless ready SVN escutcheon, Mifare / DESFire deadbolt privacy w/ key override function, L lever, unhanded, antique brass finish, for use with 1 3/8" - 1 3/4" thick standard door | 1 |  | 1 Year | 779.25 | 0.15 | 662.3625
9870 | Salto | A9668L62IA38-W- | XS4 ANSI electronic RF wireless SVN escutcheon, Mifare / DESFire deadbolt privacy w/ key override function, L lever, unhanded, antique brass finish, for use with 1 3/8" - 1 3/4" thick standard door | 1 |  | 1 Year | 910.35 | 0.15 | 773.7975
9871 | Salto | A9668L62IA48--- | XS4 ANSI electronic wire-free SVN escutcheon, Mifare / DESFire deadbolt privacy w/ key override function, L lever, unhanded, antique brass finish, for use with 1 3/4" - 2 1/4" thick door | 1 |  | 1 Year | 725.15 | 0.15 | 616.3775
9872 | Salto | A9668L62IA48-A- | XS4 ANSI electronic AMOK wire-free SVN escutcheon, Mifare / DESFire deadbolt privacy w/ key override function, L lever, unhanded, antique brass finish, for use with 1 3/4" - 2 1/4" thick door | 1 |  | 1 Year | 854.15 | 0.15 | 726.0275
9873 | Salto | A9668L62IA48-C- | XS4 ANSI electronic RF wireless ready SVN escutcheon, Mifare / DESFire deadbolt privacy w/ key override function, L lever, unhanded, antique brass finish, for use with 1 3/4" - 2 1/4" thick door | 1 |  | 1 Year | 779.25 | 0.15 | 662.3625
9874 | Salto | A9668L62IA48-W- | XS4 ANSI electronic RF wireless SVN escutcheon, Mifare / DESFire deadbolt privacy w/ key override function, L lever, unhanded, antique brass finish, for use with 1 3/4" - 2 1/4" thick door | 1 |  | 1 Year | 910.35 | 0.15 | 773.7975
9875 | Salto | A9668L62IM38--- | XS4 ANSI electronic wire-free SVN escutcheon, Mifare / DESFire deadbolt privacy w/ key override function, L lever, unhanded, satin stainless finish, for use with 1 3/8" - 1 3/4" thick standard door | 1 |  | 1 Year | 673.15 | 0.15 | 572.1775
9876 | Salto | A9668L62IM38-A- | XS4 ANSI electronic AMOK wire-free SVN escutcheon, Mifare / DESFire deadbolt privacy w/ key override function, L lever, unhanded, satin stainless finish, for use with 1 3/8" - 1 3/4" thick standard door | 1 |  | 1 Year | 802.15 | 0.15 | 681.8275
9877 | Salto | A9668L62IM38-C- | XS4 ANSI electronic RF wireless ready SVN escutcheon, Mifare / DESFire deadbolt privacy w/ key override function, L lever, unhanded, satin stainless finish, for use with 1 3/8" - 1 3/4" thick standard door | 1 |  | 1 Year | 727.25 | 0.15 | 618.1625
9878 | Salto | A9668L62IM38-W- | XS4 ANSI electronic RF wireless SVN escutcheon, Mifare / DESFire deadbolt privacy w/ key override function, L lever, unhanded, satin stainless finish, for use with 1 3/8" - 1 3/4" thick standard door | 1 |  | 1 Year | 858.35 | 0.15 | 729.5975
9879 | Salto | A9668L62IM48--- | XS4 ANSI electronic wire-free SVN escutcheon, Mifare / DESFire deadbolt privacy w/ key override function, L lever, unhanded, satin stainless finish, for use with 1 3/4" - 2 1/4" thick door | 1 |  | 1 Year | 673.15 | 0.15 | 572.1775
9880 | Salto | A9668L62IM48-A- | XS4 ANSI electronic AMOK wire-free SVN escutcheon, Mifare / DESFire deadbolt privacy w/ key override function, L lever, unhanded, satin stainless finish, for use with 1 3/4" - 2 1/4" thick door | 1 |  | 1 Year | 802.15 | 0.15 | 681.8275
9881 | Salto | A9668L62IM48-C- | XS4 ANSI electronic RF wireless ready SVN escutcheon, Mifare / DESFire deadbolt privacy w/ key override function, L lever, unhanded, satin stainless finish, for use with 1 3/4" - 2 1/4" thick door | 1 |  | 1 Year | 727.25 | 0.15 | 618.1625
9882 | Salto | A9668L62IM48-W- | XS4 ANSI electronic RF wireless SVN escutcheon, Mifare / DESFire deadbolt privacy w/ key override function, L lever, unhanded, satin stainless finish, for use with 1 3/4" - 2 1/4" thick door | 1 |  | 1 Year | 858.35 | 0.15 | 729.5975
9883 | Salto | A9668L62IP38--- | XS4 ANSI electronic wire-free SVN escutcheon, Mifare / DESFire deadbolt privacy w/ key override function, L lever, unhanded, bright stainless steel finish, for use with 1 3/8" - 1 3/4" thick standard door | 1 |  | 1 Year | 689.45 | 0.15 | 586.0325
9884 | Salto | A9668L62IP38-A- | XS4 ANSI electronic AMOK wire-free SVN escutcheon, Mifare / DESFire deadbolt privacy w/ key override function, L lever, unhanded, bright stainless steel finish, for use with 1 3/8" - 1 3/4" thick standard door | 1 |  | 1 Year | 818.45 | 0.15 | 695.6825
9885 | Salto | A9668L62IP38-C- | XS4 ANSI electronic RF wireless ready SVN escutcheon, Mifare / DESFire deadbolt privacy w/ key override function, L lever, unhanded, bright stainless steel finish, for use with 1 3/8" - 1 3/4" thick standard door | 1 |  | 1 Year | 743.55 | 0.15 | 632.0175
9886 | Salto | A9668L62IP38-W- | XS4 ANSI electronic RF wireless SVN escutcheon, Mifare / DESFire deadbolt privacy w/ key override function, L lever, unhanded, bright stainless steel finish, for use with 1 3/8" - 1 3/4" thick standard door | 1 |  | 1 Year | 874.65 | 0.15 | 743.4525
9887 | Salto | A9668L62IP48--- | XS4 ANSI electronic wire-free SVN escutcheon, Mifare / DESFire deadbolt privacy w/ key override function, L lever, unhanded, bright stainless steel finish, for use with 1 3/4" - 2 1/4" thick door | 1 |  | 1 Year | 689.45 | 0.15 | 586.0325
9888 | Salto | A9668L62IP48-A- | XS4 ANSI electronic AMOK wire-free SVN escutcheon, Mifare / DESFire deadbolt privacy w/ key override function, L lever, unhanded, bright stainless steel finish, for use with 1 3/4" - 2 1/4" thick door | 1 |  | 1 Year | 818.45 | 0.15 | 695.6825
9889 | Salto | A9668L62IP48-C- | XS4 ANSI electronic RF wireless ready SVN escutcheon, Mifare / DESFire deadbolt privacy w/ key override function, L lever, unhanded, bright stainless steel finish, for use with 1 3/4" - 2 1/4" thick door | 1 |  | 1 Year | 743.55 | 0.15 | 632.0175
9890 | Salto | A9668L62IP48-W- | XS4 ANSI electronic RF wireless SVN escutcheon, Mifare / DESFire deadbolt privacy w/ key override function, L lever, unhanded, bright stainless steel finish, for use with 1 3/4" - 2 1/4" thick door | 1 |  | 1 Year | 874.65 | 0.15 | 743.4525
9891 | Salto | A9668L62NE38--- | XS4 ANSI electronic wire-free SVN escutcheon, Mifare / DESFire deadbolt privacy w/ key override function, L lever, unhanded, black chromium finish, for use with 1 3/8" - 1 3/4" thick standard door | 1 |  | 1 Year | 707.85 | 0.15 | 601.6725
9892 | Salto | A9668L62NE38-A- | XS4 ANSI electronic AMOK wire-free SVN escutcheon, Mifare / DESFire deadbolt privacy w/ key override function, L lever, unhanded, black chromium finish, for use with 1 3/8" - 1 3/4" thick standard door | 1 |  | 1 Year | 836.85 | 0.15 | 711.3225
9893 | Salto | A9668L62NE38-C- | XS4 ANSI electronic RF wireless ready SVN escutcheon, Mifare / DESFire deadbolt privacy w/ key override function, L lever, unhanded, black chromium finish, for use with 1 3/8" - 1 3/4" thick standard door | 1 |  | 1 Year | 761.95 | 0.15 | 647.6575
9894 | Salto | A9668L62NE38-W- | XS4 ANSI electronic RF wireless SVN escutcheon, Mifare / DESFire deadbolt privacy w/ key override function, L lever, unhanded, black chromium finish, for use with 1 3/8" - 1 3/4" thick standard door | 1 |  | 1 Year | 893.05 | 0.15 | 759.0925
9895 | Salto | A9668L62NE48--- | XS4 ANSI electronic wire-free SVN escutcheon, Mifare / DESFire deadbolt privacy w/ key override function, L lever, unhanded, black chromium finish, for use with 1 3/4" - 2 1/4" thick door | 1 |  | 1 Year | 707.85 | 0.15 | 601.6725
9896 | Salto | A9668L62NE48-A- | XS4 ANSI electronic AMOK wire-free SVN escutcheon, Mifare / DESFire deadbolt privacy w/ key override function, L lever, unhanded, black chromium finish, for use with 1 3/4" - 2 1/4" thick door | 1 |  | 1 Year | 836.85 | 0.15 | 711.3225
9897 | Salto | A9668L62NE48-C- | XS4 ANSI electronic RF wireless ready SVN escutcheon, Mifare / DESFire deadbolt privacy w/ key override function, L lever, unhanded, black chromium finish, for use with 1 3/4" - 2 1/4" thick door | 1 |  | 1 Year | 761.95 | 0.15 | 647.6575
9898 | Salto | A9668L62NE48-W- | XS4 ANSI electronic RF wireless SVN escutcheon, Mifare / DESFire deadbolt privacy w/ key override function, L lever, unhanded, black chromium finish, for use with 1 3/4" - 2 1/4" thick door | 1 |  | 1 Year | 893.05 | 0.15 | 759.0925
9899 | Salto | A9668L62PM38--- | XS4 ANSI electronic wire-free SVN escutcheon, Mifare / DESFire deadbolt privacy w/ key override function, L lever, unhanded, satin brass finish, for use with 1 3/8" - 1 3/4" thick standard door | 1 |  | 1 Year | 673.15 | 0.15 | 572.1775
9900 | Salto | A9668L62PM38-A- | XS4 ANSI electronic AMOK wire-free SVN escutcheon, Mifare / DESFire deadbolt privacy w/ key override function, L lever, unhanded, satin brass finish, for use with 1 3/8" - 1 3/4" thick standard door | 1 |  | 1 Year | 802.15 | 0.15 | 681.8275
9901 | Salto | A9668L62PM38-C- | XS4 ANSI electronic RF wireless ready SVN escutcheon, Mifare / DESFire deadbolt privacy w/ key override function, L lever, unhanded, satin brass finish, for use with 1 3/8" - 1 3/4" thick standard door | 1 |  | 1 Year | 727.25 | 0.15 | 618.1625
9902 | Salto | A9668L62PM38-W- | XS4 ANSI electronic RF wireless SVN escutcheon, Mifare / DESFire deadbolt privacy w/ key override function, L lever, unhanded, satin brass finish, for use with 1 3/8" - 1 3/4" thick standard door | 1 |  | 1 Year | 858.35 | 0.15 | 729.5975
9903 | Salto | A9668L62PM48--- | XS4 ANSI electronic wire-free SVN escutcheon, Mifare / DESFire deadbolt privacy w/ key override function, L lever, unhanded, satin brass finish, for use with 1 3/4" - 2 1/4" thick door | 1 |  | 1 Year | 673.15 | 0.15 | 572.1775
9904 | Salto | A9668L62PM48-A- | XS4 ANSI electronic AMOK wire-free SVN escutcheon, Mifare / DESFire deadbolt privacy w/ key override function, L lever, unhanded, satin brass finish, for use with 1 3/4" - 2 1/4" thick door | 1 |  | 1 Year | 802.15 | 0.15 | 681.8275
9905 | Salto | A9668L62PM48-C- | XS4 ANSI electronic RF wireless ready SVN escutcheon, Mifare / DESFire deadbolt privacy w/ key override function, L lever, unhanded, satin brass finish, for use with 1 3/4" - 2 1/4" thick door | 1 |  | 1 Year | 727.25 | 0.15 | 618.1625
9906 | Salto | A9668L62PM48-W- | XS4 ANSI electronic RF wireless SVN escutcheon, Mifare / DESFire deadbolt privacy w/ key override function, L lever, unhanded, satin brass finish, for use with 1 3/4" - 2 1/4" thick door | 1 |  | 1 Year | 858.35 | 0.15 | 729.5975
9907 | Salto | A9668L62PP38--- | XS4 ANSI electronic wire-free SVN escutcheon, Mifare / DESFire deadbolt privacy w/ key override function, L lever, unhanded, bright brass finish, for use with 1 3/8" - 1 3/4" thick standard door | 1 |  | 1 Year | 689.45 | 0.15 | 586.0325
9908 | Salto | A9668L62PP38-A- | XS4 ANSI electronic AMOK wire-free SVN escutcheon, Mifare / DESFire deadbolt privacy w/ key override function, L lever, unhanded, bright brass finish, for use with 1 3/8" - 1 3/4" thick standard door | 1 |  | 1 Year | 818.45 | 0.15 | 695.6825
9909 | Salto | A9668L62PP38-C- | XS4 ANSI electronic RF wireless ready SVN escutcheon, Mifare / DESFire deadbolt privacy w/ key override function, L lever, unhanded, bright brass finish, for use with 1 3/8" - 1 3/4" thick standard door | 1 |  | 1 Year | 743.55 | 0.15 | 632.0175
9910 | Salto | A9668L62PP38-W- | XS4 ANSI electronic RF wireless SVN escutcheon, Mifare / DESFire deadbolt privacy w/ key override function, L lever, unhanded, bright brass finish, for use with 1 3/8" - 1 3/4" thick standard door | 1 |  | 1 Year | 874.65 | 0.15 | 743.4525
9911 | Salto | A9668L62PP48--- | XS4 ANSI electronic wire-free SVN escutcheon, Mifare / DESFire deadbolt privacy w/ key override function, L lever, unhanded, bright brass finish, for use with 1 3/4" - 2 1/4" thick door | 1 |  | 1 Year | 689.45 | 0.15 | 586.0325
9912 | Salto | A9668L62PP48-A- | XS4 ANSI electronic AMOK wire-free SVN escutcheon, Mifare / DESFire deadbolt privacy w/ key override function, L lever, unhanded, bright brass finish, for use with 1 3/4" - 2 1/4" thick door | 1 |  | 1 Year | 818.45 | 0.15 | 695.6825
9913 | Salto | A9668L62PP48-C- | XS4 ANSI electronic RF wireless ready SVN escutcheon, Mifare / DESFire deadbolt privacy w/ key override function, L lever, unhanded, bright brass finish, for use with 1 3/4" - 2 1/4" thick door | 1 |  | 1 Year | 743.55 | 0.15 | 632.0175
9914 | Salto | A9668L62PP48-W- | XS4 ANSI electronic RF wireless SVN escutcheon, Mifare / DESFire deadbolt privacy w/ key override function, L lever, unhanded, bright brass finish, for use with 1 3/4" - 2 1/4" thick door | 1 |  | 1 Year | 874.65 | 0.15 | 743.4525
9915 | Salto | A9668L63BC38--- | XS4 ANSI electronic wire-free SVN escutcheon, Mifare / DESFire deadbolt privacy w/ key override function, L lever, unhanded, BioCote antimicrobial finish, for use with 1 3/8" - 1 3/4" thick standard door | 1 |  | 1 Year | 725.15 | 0.15 | 616.3775
9916 | Salto | A9668L63BC38-A- | XS4 ANSI electronic AMOK wire-free SVN escutcheon, Mifare / DESFire deadbolt privacy w/ key override function, L lever, unhanded, BioCote antimicrobial finish, for use with 1 3/8" - 1 3/4" thick standard door | 1 |  | 1 Year | 854.15 | 0.15 | 726.0275
9917 | Salto | A9668L63BC38-C- | XS4 ANSI electronic RF wireless ready SVN escutcheon, Mifare / DESFire deadbolt privacy w/ key override function, L lever, unhanded, BioCote antimicrobial finish, for use with 1 3/8" - 1 3/4" thick standard door | 1 |  | 1 Year | 779.25 | 0.15 | 662.3625
9918 | Salto | A9668L63BC38-W- | XS4 ANSI electronic RF wireless SVN escutcheon, Mifare / DESFire deadbolt privacy w/ key override function, L lever, unhanded, BioCote antimicrobial finish, for use with 1 3/8" - 1 3/4" thick standard door | 1 |  | 1 Year | 910.35 | 0.15 | 773.7975
9919 | Salto | A9668L63BC48--- | XS4 ANSI electronic wire-free SVN escutcheon, Mifare / DESFire deadbolt privacy w/ key override function, L lever, unhanded, BioCote antimicrobial finish, for use with 1 3/4" - 2 1/4" thick door | 1 |  | 1 Year | 725.15 | 0.15 | 616.3775
9920 | Salto | A9668L63BC48-A- | XS4 ANSI electronic AMOK wire-free SVN escutcheon, Mifare / DESFire deadbolt privacy w/ key override function, L lever, unhanded, BioCote antimicrobial finish, for use with 1 3/4" - 2 1/4" thick door | 1 |  | 1 Year | 854.15 | 0.15 | 726.0275
9921 | Salto | A9668L63BC48-C- | XS4 ANSI electronic RF wireless ready SVN escutcheon, Mifare / DESFire deadbolt privacy w/ key override function, L lever, unhanded, BioCote antimicrobial finish, for use with 1 3/4" - 2 1/4" thick door | 1 |  | 1 Year | 779.25 | 0.15 | 662.3625
9922 | Salto | A9668L63BC48-W- | XS4 ANSI electronic RF wireless SVN escutcheon, Mifare / DESFire deadbolt privacy w/ key override function, L lever, unhanded, BioCote antimicrobial finish, for use with 1 3/4" - 2 1/4" thick door | 1 |  | 1 Year | 910.35 | 0.15 | 773.7975
9923 | Salto | A9668L63IA38--- | XS4 ANSI electronic wire-free SVN escutcheon, Mifare / DESFire deadbolt privacy w/ key override function, L lever, unhanded, antique brass finish, for use with 1 3/8" - 1 3/4" thick standard door | 1 |  | 1 Year | 725.15 | 0.15 | 616.3775
9924 | Salto | A9668L63IA38-A- | XS4 ANSI electronic AMOK wire-free SVN escutcheon, Mifare / DESFire deadbolt privacy w/ key override function, L lever, unhanded, antique brass finish, for use with 1 3/8" - 1 3/4" thick standard door | 1 |  | 1 Year | 854.15 | 0.15 | 726.0275
9925 | Salto | A9668L63IA38-C- | XS4 ANSI electronic RF wireless ready SVN escutcheon, Mifare / DESFire deadbolt privacy w/ key override function, L lever, unhanded, antique brass finish, for use with 1 3/8" - 1 3/4" thick standard door | 1 |  | 1 Year | 779.25 | 0.15 | 662.3625
9926 | Salto | A9668L63IA38-W- | XS4 ANSI electronic RF wireless SVN escutcheon, Mifare / DESFire deadbolt privacy w/ key override function, L lever, unhanded, antique brass finish, for use with 1 3/8" - 1 3/4" thick standard door | 1 |  | 1 Year | 910.35 | 0.15 | 773.7975
9927 | Salto | A9668L63IA48--- | XS4 ANSI electronic wire-free SVN escutcheon, Mifare / DESFire deadbolt privacy w/ key override function, L lever, unhanded, antique brass finish, for use with 1 3/4" - 2 1/4" thick door | 1 |  | 1 Year | 725.15 | 0.15 | 616.3775
9928 | Salto | A9668L63IA48-A- | XS4 ANSI electronic AMOK wire-free SVN escutcheon, Mifare / DESFire deadbolt privacy w/ key override function, L lever, unhanded, antique brass finish, for use with 1 3/4" - 2 1/4" thick door | 1 |  | 1 Year | 854.15 | 0.15 | 726.0275
9929 | Salto | A9668L63IA48-C- | XS4 ANSI electronic RF wireless ready SVN escutcheon, Mifare / DESFire deadbolt privacy w/ key override function, L lever, unhanded, antique brass finish, for use with 1 3/4" - 2 1/4" thick door | 1 |  | 1 Year | 779.25 | 0.15 | 662.3625
9930 | Salto | A9668L63IA48-W- | XS4 ANSI electronic RF wireless SVN escutcheon, Mifare / DESFire deadbolt privacy w/ key override function, L lever, unhanded, antique brass finish, for use with 1 3/4" - 2 1/4" thick door | 1 |  | 1 Year | 910.35 | 0.15 | 773.7975
9931 | Salto | A9668L63IM38--- | XS4 ANSI electronic wire-free SVN escutcheon, Mifare / DESFire deadbolt privacy w/ key override function, L lever, unhanded, satin stainless finish, for use with 1 3/8" - 1 3/4" thick standard door | 1 |  | 1 Year | 673.15 | 0.15 | 572.1775
9932 | Salto | A9668L63IM38-A- | XS4 ANSI electronic AMOK wire-free SVN escutcheon, Mifare / DESFire deadbolt privacy w/ key override function, L lever, unhanded, satin stainless finish, for use with 1 3/8" - 1 3/4" thick standard door | 1 |  | 1 Year | 802.15 | 0.15 | 681.8275
9933 | Salto | A9668L63IM38-C- | XS4 ANSI electronic RF wireless ready SVN escutcheon, Mifare / DESFire deadbolt privacy w/ key override function, L lever, unhanded, satin stainless finish, for use with 1 3/8" - 1 3/4" thick standard door | 1 |  | 1 Year | 727.25 | 0.15 | 618.1625
9934 | Salto | A9668L63IM38-W- | XS4 ANSI electronic RF wireless SVN escutcheon, Mifare / DESFire deadbolt privacy w/ key override function, L lever, unhanded, satin stainless finish, for use with 1 3/8" - 1 3/4" thick standard door | 1 |  | 1 Year | 858.35 | 0.15 | 729.5975
9935 | Salto | A9668L63IM48--- | XS4 ANSI electronic wire-free SVN escutcheon, Mifare / DESFire deadbolt privacy w/ key override function, L lever, unhanded, satin stainless finish, for use with 1 3/4" - 2 1/4" thick door | 1 |  | 1 Year | 673.15 | 0.15 | 572.1775
9936 | Salto | A9668L63IM48-A- | XS4 ANSI electronic AMOK wire-free SVN escutcheon, Mifare / DESFire deadbolt privacy w/ key override function, L lever, unhanded, satin stainless finish, for use with 1 3/4" - 2 1/4" thick door | 1 |  | 1 Year | 802.15 | 0.15 | 681.8275
9937 | Salto | A9668L63IM48-C- | XS4 ANSI electronic RF wireless ready SVN escutcheon, Mifare / DESFire deadbolt privacy w/ key override function, L lever, unhanded, satin stainless finish, for use with 1 3/4" - 2 1/4" thick door | 1 |  | 1 Year | 727.25 | 0.15 | 618.1625
9938 | Salto | A9668L63IM48-W- | XS4 ANSI electronic RF wireless SVN escutcheon, Mifare / DESFire deadbolt privacy w/ key override function, L lever, unhanded, satin stainless finish, for use with 1 3/4" - 2 1/4" thick door | 1 |  | 1 Year | 858.35 | 0.15 | 729.5975
9939 | Salto | A9668L63IP38--- | XS4 ANSI electronic wire-free SVN escutcheon, Mifare / DESFire deadbolt privacy w/ key override function, L lever, unhanded, bright stainless steel finish, for use with 1 3/8" - 1 3/4" thick standard door | 1 |  | 1 Year | 689.45 | 0.15 | 586.0325
9940 | Salto | A9668L63IP38-A- | XS4 ANSI electronic AMOK wire-free SVN escutcheon, Mifare / DESFire deadbolt privacy w/ key override function, L lever, unhanded, bright stainless steel finish, for use with 1 3/8" - 1 3/4" thick standard door | 1 |  | 1 Year | 818.45 | 0.15 | 695.6825
9941 | Salto | A9668L63IP38-C- | XS4 ANSI electronic RF wireless ready SVN escutcheon, Mifare / DESFire deadbolt privacy w/ key override function, L lever, unhanded, bright stainless steel finish, for use with 1 3/8" - 1 3/4" thick standard door | 1 |  | 1 Year | 743.55 | 0.15 | 632.0175
9942 | Salto | A9668L63IP38-W- | XS4 ANSI electronic RF wireless SVN escutcheon, Mifare / DESFire deadbolt privacy w/ key override function, L lever, unhanded, bright stainless steel finish, for use with 1 3/8" - 1 3/4" thick standard door | 1 |  | 1 Year | 874.65 | 0.15 | 743.4525
9943 | Salto | A9668L63IP48--- | XS4 ANSI electronic wire-free SVN escutcheon, Mifare / DESFire deadbolt privacy w/ key override function, L lever, unhanded, bright stainless steel finish, for use with 1 3/4" - 2 1/4" thick door | 1 |  | 1 Year | 689.45 | 0.15 | 586.0325
9944 | Salto | A9668L63IP48-A- | XS4 ANSI electronic AMOK wire-free SVN escutcheon, Mifare / DESFire deadbolt privacy w/ key override function, L lever, unhanded, bright stainless steel finish, for use with 1 3/4" - 2 1/4" thick door | 1 |  | 1 Year | 818.45 | 0.15 | 695.6825
9945 | Salto | A9668L63IP48-C- | XS4 ANSI electronic RF wireless ready SVN escutcheon, Mifare / DESFire deadbolt privacy w/ key override function, L lever, unhanded, bright stainless steel finish, for use with 1 3/4" - 2 1/4" thick door | 1 |  | 1 Year | 743.55 | 0.15 | 632.0175
9946 | Salto | A9668L63IP48-W- | XS4 ANSI electronic RF wireless SVN escutcheon, Mifare / DESFire deadbolt privacy w/ key override function, L lever, unhanded, bright stainless steel finish, for use with 1 3/4" - 2 1/4" thick door | 1 |  | 1 Year | 874.65 | 0.15 | 743.4525
9947 | Salto | A9668L63NE38--- | XS4 ANSI electronic wire-free SVN escutcheon, Mifare / DESFire deadbolt privacy w/ key override function, L lever, unhanded, black chromium finish, for use with 1 3/8" - 1 3/4" thick standard door | 1 |  | 1 Year | 707.85 | 0.15 | 601.6725
9948 | Salto | A9668L63NE38-A- | XS4 ANSI electronic AMOK wire-free SVN escutcheon, Mifare / DESFire deadbolt privacy w/ key override function, L lever, unhanded, black chromium finish, for use with 1 3/8" - 1 3/4" thick standard door | 1 |  | 1 Year | 836.85 | 0.15 | 711.3225
9949 | Salto | A9668L63NE38-C- | XS4 ANSI electronic RF wireless ready SVN escutcheon, Mifare / DESFire deadbolt privacy w/ key override function, L lever, unhanded, black chromium finish, for use with 1 3/8" - 1 3/4" thick standard door | 1 |  | 1 Year | 761.95 | 0.15 | 647.6575
9950 | Salto | A9668L63NE38-W- | XS4 ANSI electronic RF wireless SVN escutcheon, Mifare / DESFire deadbolt privacy w/ key override function, L lever, unhanded, black chromium finish, for use with 1 3/8" - 1 3/4" thick standard door | 1 |  | 1 Year | 893.05 | 0.15 | 759.0925
9951 | Salto | A9668L63NE48--- | XS4 ANSI electronic wire-free SVN escutcheon, Mifare / DESFire deadbolt privacy w/ key override function, L lever, unhanded, black chromium finish, for use with 1 3/4" - 2 1/4" thick door | 1 |  | 1 Year | 707.85 | 0.15 | 601.6725
9952 | Salto | A9668L63NE48-A- | XS4 ANSI electronic AMOK wire-free SVN escutcheon, Mifare / DESFire deadbolt privacy w/ key override function, L lever, unhanded, black chromium finish, for use with 1 3/4" - 2 1/4" thick door | 1 |  | 1 Year | 836.85 | 0.15 | 711.3225
9953 | Salto | A9668L63NE48-C- | XS4 ANSI electronic RF wireless ready SVN escutcheon, Mifare / DESFire deadbolt privacy w/ key override function, L lever, unhanded, black chromium finish, for use with 1 3/4" - 2 1/4" thick door | 1 |  | 1 Year | 761.95 | 0.15 | 647.6575
9954 | Salto | A9668L63NE48-W- | XS4 ANSI electronic RF wireless SVN escutcheon, Mifare / DESFire deadbolt privacy w/ key override function, L lever, unhanded, black chromium finish, for use with 1 3/4" - 2 1/4" thick door | 1 |  | 1 Year | 893.05 | 0.15 | 759.0925
9955 | Salto | A9668L63PM38--- | XS4 ANSI electronic wire-free SVN escutcheon, Mifare / DESFire deadbolt privacy w/ key override function, L lever, unhanded, satin brass finish, for use with 1 3/8" - 1 3/4" thick standard door | 1 |  | 1 Year | 673.15 | 0.15 | 572.1775
9956 | Salto | A9668L63PM38-A- | XS4 ANSI electronic AMOK wire-free SVN escutcheon, Mifare / DESFire deadbolt privacy w/ key override function, L lever, unhanded, satin brass finish, for use with 1 3/8" - 1 3/4" thick standard door | 1 |  | 1 Year | 802.15 | 0.15 | 681.8275
9957 | Salto | A9668L63PM38-C- | XS4 ANSI electronic RF wireless ready SVN escutcheon, Mifare / DESFire deadbolt privacy w/ key override function, L lever, unhanded, satin brass finish, for use with 1 3/8" - 1 3/4" thick standard door | 1 |  | 1 Year | 727.25 | 0.15 | 618.1625
9958 | Salto | A9668L63PM38-W- | XS4 ANSI electronic RF wireless SVN escutcheon, Mifare / DESFire deadbolt privacy w/ key override function, L lever, unhanded, satin brass finish, for use with 1 3/8" - 1 3/4" thick standard door | 1 |  | 1 Year | 858.35 | 0.15 | 729.5975
9959 | Salto | A9668L63PM48--- | XS4 ANSI electronic wire-free SVN escutcheon, Mifare / DESFire deadbolt privacy w/ key override function, L lever, unhanded, satin brass finish, for use with 1 3/4" - 2 1/4" thick door | 1 |  | 1 Year | 673.15 | 0.15 | 572.1775
9960 | Salto | A9668L63PM48-A- | XS4 ANSI electronic AMOK wire-free SVN escutcheon, Mifare / DESFire deadbolt privacy w/ key override function, L lever, unhanded, satin brass finish, for use with 1 3/4" - 2 1/4" thick door | 1 |  | 1 Year | 802.15 | 0.15 | 681.8275
9961 | Salto | A9668L63PM48-C- | XS4 ANSI electronic RF wireless ready SVN escutcheon, Mifare / DESFire deadbolt privacy w/ key override function, L lever, unhanded, satin brass finish, for use with 1 3/4" - 2 1/4" thick door | 1 |  | 1 Year | 727.25 | 0.15 | 618.1625
9962 | Salto | A9668L63PM48-W- | XS4 ANSI electronic RF wireless SVN escutcheon, Mifare / DESFire deadbolt privacy w/ key override function, L lever, unhanded, satin brass finish, for use with 1 3/4" - 2 1/4" thick door | 1 |  | 1 Year | 858.35 | 0.15 | 729.5975
9963 | Salto | A9668L63PP38--- | XS4 ANSI electronic wire-free SVN escutcheon, Mifare / DESFire deadbolt privacy w/ key override function, L lever, unhanded, bright brass finish, for use with 1 3/8" - 1 3/4" thick standard door | 1 |  | 1 Year | 689.45 | 0.15 | 586.0325
9964 | Salto | A9668L63PP38-A- | XS4 ANSI electronic AMOK wire-free SVN escutcheon, Mifare / DESFire deadbolt privacy w/ key override function, L lever, unhanded, bright brass finish, for use with 1 3/8" - 1 3/4" thick standard door | 1 |  | 1 Year | 818.45 | 0.15 | 695.6825
9965 | Salto | A9668L63PP38-C- | XS4 ANSI electronic RF wireless ready SVN escutcheon, Mifare / DESFire deadbolt privacy w/ key override function, L lever, unhanded, bright brass finish, for use with 1 3/8" - 1 3/4" thick standard door | 1 |  | 1 Year | 743.55 | 0.15 | 632.0175
9966 | Salto | A9668L63PP38-W- | XS4 ANSI electronic RF wireless SVN escutcheon, Mifare / DESFire deadbolt privacy w/ key override function, L lever, unhanded, bright brass finish, for use with 1 3/8" - 1 3/4" thick standard door | 1 |  | 1 Year | 874.65 | 0.15 | 743.4525
9967 | Salto | A9668L63PP48--- | XS4 ANSI electronic wire-free SVN escutcheon, Mifare / DESFire deadbolt privacy w/ key override function, L lever, unhanded, bright brass finish, for use with 1 3/4" - 2 1/4" thick door | 1 |  | 1 Year | 689.45 | 0.15 | 586.0325
9968 | Salto | A9668L63PP48-A- | XS4 ANSI electronic AMOK wire-free SVN escutcheon, Mifare / DESFire deadbolt privacy w/ key override function, L lever, unhanded, bright brass finish, for use with 1 3/4" - 2 1/4" thick door | 1 |  | 1 Year | 818.45 | 0.15 | 695.6825
9969 | Salto | A9668L63PP48-C- | XS4 ANSI electronic RF wireless ready SVN escutcheon, Mifare / DESFire deadbolt privacy w/ key override function, L lever, unhanded, bright brass finish, for use with 1 3/4" - 2 1/4" thick door | 1 |  | 1 Year | 743.55 | 0.15 | 632.0175
9970 | Salto | A9668L63PP48-W- | XS4 ANSI electronic RF wireless SVN escutcheon, Mifare / DESFire deadbolt privacy w/ key override function, L lever, unhanded, bright brass finish, for use with 1 3/4" - 2 1/4" thick door | 1 |  | 1 Year | 874.65 | 0.15 | 743.4525
9971 | Salto | A9668N61BC38--- | XS4 ANSI electronic wire-free SVN escutcheon, Mifare / DESFire deadbolt privacy w/ key override function, N lever, unhanded, BioCote antimicrobial finish, for use with 1 3/8" - 1 3/4" thick standard door | 1 |  | 1 Year | 725.15 | 0.15 | 616.3775
9972 | Salto | A9668N61BC38-A- | XS4 ANSI electronic AMOK wire-free SVN escutcheon, Mifare / DESFire deadbolt privacy w/ key override function, N lever, unhanded, BioCote antimicrobial finish, for use with 1 3/8" - 1 3/4" thick standard door | 1 |  | 1 Year | 854.15 | 0.15 | 726.0275
9973 | Salto | A9668N61BC38-C- | XS4 ANSI electronic RF wireless ready SVN escutcheon, Mifare / DESFire deadbolt privacy w/ key override function, N lever, unhanded, BioCote antimicrobial finish, for use with 1 3/8" - 1 3/4" thick standard door | 1 |  | 1 Year | 779.25 | 0.15 | 662.3625
9974 | Salto | A9668N61BC38-W- | XS4 ANSI electronic RF wireless SVN escutcheon, Mifare / DESFire deadbolt privacy w/ key override function, N lever, unhanded, BioCote antimicrobial finish, for use with 1 3/8" - 1 3/4" thick standard door | 1 |  | 1 Year | 910.35 | 0.15 | 773.7975
9975 | Salto | A9668N61BC48--- | XS4 ANSI electronic wire-free SVN escutcheon, Mifare / DESFire deadbolt privacy w/ key override function, N lever, unhanded, BioCote antimicrobial finish, for use with 1 3/4" - 2 1/4" thick door | 1 |  | 1 Year | 725.15 | 0.15 | 616.3775
9976 | Salto | A9668N61BC48-A- | XS4 ANSI electronic AMOK wire-free SVN escutcheon, Mifare / DESFire deadbolt privacy w/ key override function, N lever, unhanded, BioCote antimicrobial finish, for use with 1 3/4" - 2 1/4" thick door | 1 |  | 1 Year | 854.15 | 0.15 | 726.0275
9977 | Salto | A9668N61BC48-C- | XS4 ANSI electronic RF wireless ready SVN escutcheon, Mifare / DESFire deadbolt privacy w/ key override function, N lever, unhanded, BioCote antimicrobial finish, for use with 1 3/4" - 2 1/4" thick door | 1 |  | 1 Year | 779.25 | 0.15 | 662.3625
9978 | Salto | A9668N61BC48-W- | XS4 ANSI electronic RF wireless SVN escutcheon, Mifare / DESFire deadbolt privacy w/ key override function, N lever, unhanded, BioCote antimicrobial finish, for use with 1 3/4" - 2 1/4" thick door | 1 |  | 1 Year | 910.35 | 0.15 | 773.7975
9979 | Salto | A9668N61IM38--- | XS4 ANSI electronic wire-free SVN escutcheon, Mifare / DESFire deadbolt privacy w/ key override function, N lever, unhanded, satin stainless finish, for use with 1 3/8" - 1 3/4" thick standard door | 1 |  | 1 Year | 673.15 | 0.15 | 572.1775
9980 | Salto | A9668N61IM38-A- | XS4 ANSI electronic AMOK wire-free SVN escutcheon, Mifare / DESFire deadbolt privacy w/ key override function, N lever, unhanded, satin stainless finish, for use with 1 3/8" - 1 3/4" thick standard door | 1 |  | 1 Year | 802.15 | 0.15 | 681.8275
9981 | Salto | A9668N61IM38-C- | XS4 ANSI electronic RF wireless ready SVN escutcheon, Mifare / DESFire deadbolt privacy w/ key override function, N lever, unhanded, satin stainless finish, for use with 1 3/8" - 1 3/4" thick standard door | 1 |  | 1 Year | 727.25 | 0.15 | 618.1625
9982 | Salto | A9668N61IM38-W- | XS4 ANSI electronic RF wireless SVN escutcheon, Mifare / DESFire deadbolt privacy w/ key override function, N lever, unhanded, satin stainless finish, for use with 1 3/8" - 1 3/4" thick standard door | 1 |  | 1 Year | 858.35 | 0.15 | 729.5975
9983 | Salto | A9668N61IM48--- | XS4 ANSI electronic wire-free SVN escutcheon, Mifare / DESFire deadbolt privacy w/ key override function, N lever, unhanded, satin stainless finish, for use with 1 3/4" - 2 1/4" thick door | 1 |  | 1 Year | 673.15 | 0.15 | 572.1775
9984 | Salto | A9668N61IM48-A- | XS4 ANSI electronic AMOK wire-free SVN escutcheon, Mifare / DESFire deadbolt privacy w/ key override function, N lever, unhanded, satin stainless finish, for use with 1 3/4" - 2 1/4" thick door | 1 |  | 1 Year | 802.15 | 0.15 | 681.8275
9985 | Salto | A9668N61IM48-C- | XS4 ANSI electronic RF wireless ready SVN escutcheon, Mifare / DESFire deadbolt privacy w/ key override function, N lever, unhanded, satin stainless finish, for use with 1 3/4" - 2 1/4" thick door | 1 |  | 1 Year | 727.25 | 0.15 | 618.1625
9986 | Salto | A9668N61IM48-W- | XS4 ANSI electronic RF wireless SVN escutcheon, Mifare / DESFire deadbolt privacy w/ key override function, N lever, unhanded, satin stainless finish, for use with 1 3/4" - 2 1/4" thick door | 1 |  | 1 Year | 858.35 | 0.15 | 729.5975
9987 | Salto | A9668N61PM38--- | XS4 ANSI electronic wire-free SVN escutcheon, Mifare / DESFire deadbolt privacy w/ key override function, N lever, unhanded, satin brass finish, for use with 1 3/8" - 1 3/4" thick standard door | 1 |  | 1 Year | 673.15 | 0.15 | 572.1775
9988 | Salto | A9668N61PM38-A- | XS4 ANSI electronic AMOK wire-free SVN escutcheon, Mifare / DESFire deadbolt privacy w/ key override function, N lever, unhanded, satin brass finish, for use with 1 3/8" - 1 3/4" thick standard door | 1 |  | 1 Year | 802.15 | 0.15 | 681.8275
9989 | Salto | A9668N61PM38-C- | XS4 ANSI electronic RF wireless ready SVN escutcheon, Mifare / DESFire deadbolt privacy w/ key override function, N lever, unhanded, satin brass finish, for use with 1 3/8" - 1 3/4" thick standard door | 1 |  | 1 Year | 727.25 | 0.15 | 618.1625
9990 | Salto | A9668N61PM38-W- | XS4 ANSI electronic RF wireless SVN escutcheon, Mifare / DESFire deadbolt privacy w/ key override function, N lever, unhanded, satin brass finish, for use with 1 3/8" - 1 3/4" thick standard door | 1 |  | 1 Year | 858.35 | 0.15 | 729.5975
9991 | Salto | A9668N61PM48--- | XS4 ANSI electronic wire-free SVN escutcheon, Mifare / DESFire deadbolt privacy w/ key override function, N lever, unhanded, satin brass finish, for use with 1 3/4" - 2 1/4" thick door | 1 |  | 1 Year | 673.15 | 0.15 | 572.1775
9992 | Salto | A9668N61PM48-A- | XS4 ANSI electronic AMOK wire-free SVN escutcheon, Mifare / DESFire deadbolt privacy w/ key override function, N lever, unhanded, satin brass finish, for use with 1 3/4" - 2 1/4" thick door | 1 |  | 1 Year | 802.15 | 0.15 | 681.8275
9993 | Salto | A9668N61PM48-C- | XS4 ANSI electronic RF wireless ready SVN escutcheon, Mifare / DESFire deadbolt privacy w/ key override function, N lever, unhanded, satin brass finish, for use with 1 3/4" - 2 1/4" thick door | 1 |  | 1 Year | 727.25 | 0.15 | 618.1625
9994 | Salto | A9668N61PM48-W- | XS4 ANSI electronic RF wireless SVN escutcheon, Mifare / DESFire deadbolt privacy w/ key override function, N lever, unhanded, satin brass finish, for use with 1 3/4" - 2 1/4" thick door | 1 |  | 1 Year | 858.35 | 0.15 | 729.5975
9995 | Salto | A9668N62BC38--- | XS4 ANSI electronic wire-free SVN escutcheon, Mifare / DESFire deadbolt privacy w/ key override function, N lever, unhanded, BioCote antimicrobial finish, for use with 1 3/8" - 1 3/4" thick standard door | 1 |  | 1 Year | 725.15 | 0.15 | 616.3775
9996 | Salto | A9668N62BC38-A- | XS4 ANSI electronic AMOK wire-free SVN escutcheon, Mifare / DESFire deadbolt privacy w/ key override function, N lever, unhanded, BioCote antimicrobial finish, for use with 1 3/8" - 1 3/4" thick standard door | 1 |  | 1 Year | 854.15 | 0.15 | 726.0275
9997 | Salto | A9668N62BC38-C- | XS4 ANSI electronic RF wireless ready SVN escutcheon, Mifare / DESFire deadbolt privacy w/ key override function, N lever, unhanded, BioCote antimicrobial finish, for use with 1 3/8" - 1 3/4" thick standard door | 1 |  | 1 Year | 779.25 | 0.15 | 662.3625
9998 | Salto | A9668N62BC38-W- | XS4 ANSI electronic RF wireless SVN escutcheon, Mifare / DESFire deadbolt privacy w/ key override function, N lever, unhanded, BioCote antimicrobial finish, for use with 1 3/8" - 1 3/4" thick standard door | 1 |  | 1 Year | 910.35 | 0.15 | 773.7975
9999 | Salto | A9668N62BC48--- | XS4 ANSI electronic wire-free SVN escutcheon, Mifare / DESFire deadbolt privacy w/ key override function, N lever, unhanded, BioCote antimicrobial finish, for use with 1 3/4" - 2 1/4" thick door | 1 |  | 1 Year | 725.15 | 0.15 | 616.3775
10000 | Salto | A9668N62BC48-A- | XS4 ANSI electronic AMOK wire-free SVN escutcheon, Mifare / DESFire deadbolt privacy w/ key override function, N lever, unhanded, BioCote antimicrobial finish, for use with 1 3/4" - 2 1/4" thick door | 1 |  | 1 Year | 854.15 | 0.15 | 726.0275
10001 | Salto | A9668N62BC48-C- | XS4 ANSI electronic RF wireless ready SVN escutcheon, Mifare / DESFire deadbolt privacy w/ key override function, N lever, unhanded, BioCote antimicrobial finish, for use with 1 3/4" - 2 1/4" thick door | 1 |  | 1 Year | 779.25 | 0.15 | 662.3625
10002 | Salto | A9668N62BC48-W- | XS4 ANSI electronic RF wireless SVN escutcheon, Mifare / DESFire deadbolt privacy w/ key override function, N lever, unhanded, BioCote antimicrobial finish, for use with 1 3/4" - 2 1/4" thick door | 1 |  | 1 Year | 910.35 | 0.15 | 773.7975
10003 | Salto | A9668N62IM38--- | XS4 ANSI electronic wire-free SVN escutcheon, Mifare / DESFire deadbolt privacy w/ key override function, N lever, unhanded, satin stainless finish, for use with 1 3/8" - 1 3/4" thick standard door | 1 |  | 1 Year | 673.15 | 0.15 | 572.1775
10004 | Salto | A9668N62IM38-A- | XS4 ANSI electronic AMOK wire-free SVN escutcheon, Mifare / DESFire deadbolt privacy w/ key override function, N lever, unhanded, satin stainless finish, for use with 1 3/8" - 1 3/4" thick standard door | 1 |  | 1 Year | 802.15 | 0.15 | 681.8275
10005 | Salto | A9668N62IM38-C- | XS4 ANSI electronic RF wireless ready SVN escutcheon, Mifare / DESFire deadbolt privacy w/ key override function, N lever, unhanded, satin stainless finish, for use with 1 3/8" - 1 3/4" thick standard door | 1 |  | 1 Year | 727.25 | 0.15 | 618.1625
10006 | Salto | A9668N62IM38-W- | XS4 ANSI electronic RF wireless SVN escutcheon, Mifare / DESFire deadbolt privacy w/ key override function, N lever, unhanded, satin stainless finish, for use with 1 3/8" - 1 3/4" thick standard door | 1 |  | 1 Year | 858.35 | 0.15 | 729.5975
10007 | Salto | A9668N62IM48--- | XS4 ANSI electronic wire-free SVN escutcheon, Mifare / DESFire deadbolt privacy w/ key override function, N lever, unhanded, satin stainless finish, for use with 1 3/4" - 2 1/4" thick door | 1 |  | 1 Year | 673.15 | 0.15 | 572.1775
10008 | Salto | A9668N62IM48-A- | XS4 ANSI electronic AMOK wire-free SVN escutcheon, Mifare / DESFire deadbolt privacy w/ key override function, N lever, unhanded, satin stainless finish, for use with 1 3/4" - 2 1/4" thick door | 1 |  | 1 Year | 802.15 | 0.15 | 681.8275
10009 | Salto | A9668N62IM48-C- | XS4 ANSI electronic RF wireless ready SVN escutcheon, Mifare / DESFire deadbolt privacy w/ key override function, N lever, unhanded, satin stainless finish, for use with 1 3/4" - 2 1/4" thick door | 1 |  | 1 Year | 727.25 | 0.15 | 618.1625
10010 | Salto | A9668N62IM48-W- | XS4 ANSI electronic RF wireless SVN escutcheon, Mifare / DESFire deadbolt privacy w/ key override function, N lever, unhanded, satin stainless finish, for use with 1 3/4" - 2 1/4" thick door | 1 |  | 1 Year | 858.35 | 0.15 | 729.5975
10011 | Salto | A9668N62PM38--- | XS4 ANSI electronic wire-free SVN escutcheon, Mifare / DESFire deadbolt privacy w/ key override function, N lever, unhanded, satin brass finish, for use with 1 3/8" - 1 3/4" thick standard door | 1 |  | 1 Year | 673.15 | 0.15 | 572.1775
10012 | Salto | A9668N62PM38-A- | XS4 ANSI electronic AMOK wire-free SVN escutcheon, Mifare / DESFire deadbolt privacy w/ key override function, N lever, unhanded, satin brass finish, for use with 1 3/8" - 1 3/4" thick standard door | 1 |  | 1 Year | 802.15 | 0.15 | 681.8275
10013 | Salto | A9668N62PM38-C- | XS4 ANSI electronic RF wireless ready SVN escutcheon, Mifare / DESFire deadbolt privacy w/ key override function, N lever, unhanded, satin brass finish, for use with 1 3/8" - 1 3/4" thick standard door | 1 |  | 1 Year | 727.25 | 0.15 | 618.1625
10014 | Salto | A9668N62PM38-W- | XS4 ANSI electronic RF wireless SVN escutcheon, Mifare / DESFire deadbolt privacy w/ key override function, N lever, unhanded, satin brass finish, for use with 1 3/8" - 1 3/4" thick standard door | 1 |  | 1 Year | 858.35 | 0.15 | 729.5975
10015 | Salto | A9668N62PM48--- | XS4 ANSI electronic wire-free SVN escutcheon, Mifare / DESFire deadbolt privacy w/ key override function, N lever, unhanded, satin brass finish, for use with 1 3/4" - 2 1/4" thick door | 1 |  | 1 Year | 673.15 | 0.15 | 572.1775
10016 | Salto | A9668N62PM48-A- | XS4 ANSI electronic AMOK wire-free SVN escutcheon, Mifare / DESFire deadbolt privacy w/ key override function, N lever, unhanded, satin brass finish, for use with 1 3/4" - 2 1/4" thick door | 1 |  | 1 Year | 802.15 | 0.15 | 681.8275
10017 | Salto | A9668N62PM48-C- | XS4 ANSI electronic RF wireless ready SVN escutcheon, Mifare / DESFire deadbolt privacy w/ key override function, N lever, unhanded, satin brass finish, for use with 1 3/4" - 2 1/4" thick door | 1 |  | 1 Year | 727.25 | 0.15 | 618.1625
10018 | Salto | A9668N62PM48-W- | XS4 ANSI electronic RF wireless SVN escutcheon, Mifare / DESFire deadbolt privacy w/ key override function, N lever, unhanded, satin brass finish, for use with 1 3/4" - 2 1/4" thick door | 1 |  | 1 Year | 858.35 | 0.15 | 729.5975
10019 | Salto | A9668N63BC38--- | XS4 ANSI electronic wire-free SVN escutcheon, Mifare / DESFire deadbolt privacy w/ key override function, N lever, unhanded, BioCote antimicrobial finish, for use with 1 3/8" - 1 3/4" thick standard door | 1 |  | 1 Year | 725.15 | 0.15 | 616.3775
10020 | Salto | A9668N63BC38-A- | XS4 ANSI electronic AMOK wire-free SVN escutcheon, Mifare / DESFire deadbolt privacy w/ key override function, N lever, unhanded, BioCote antimicrobial finish, for use with 1 3/8" - 1 3/4" thick standard door | 1 |  | 1 Year | 854.15 | 0.15 | 726.0275
10021 | Salto | A9668N63BC38-C- | XS4 ANSI electronic RF wireless ready SVN escutcheon, Mifare / DESFire deadbolt privacy w/ key override function, N lever, unhanded, BioCote antimicrobial finish, for use with 1 3/8" - 1 3/4" thick standard door | 1 |  | 1 Year | 779.25 | 0.15 | 662.3625
10022 | Salto | A9668N63BC38-W- | XS4 ANSI electronic RF wireless SVN escutcheon, Mifare / DESFire deadbolt privacy w/ key override function, N lever, unhanded, BioCote antimicrobial finish, for use with 1 3/8" - 1 3/4" thick standard door | 1 |  | 1 Year | 910.35 | 0.15 | 773.7975
10023 | Salto | A9668N63BC48--- | XS4 ANSI electronic wire-free SVN escutcheon, Mifare / DESFire deadbolt privacy w/ key override function, N lever, unhanded, BioCote antimicrobial finish, for use with 1 3/4" - 2 1/4" thick door | 1 |  | 1 Year | 725.15 | 0.15 | 616.3775
10024 | Salto | A9668N63BC48-A- | XS4 ANSI electronic AMOK wire-free SVN escutcheon, Mifare / DESFire deadbolt privacy w/ key override function, N lever, unhanded, BioCote antimicrobial finish, for use with 1 3/4" - 2 1/4" thick door | 1 |  | 1 Year | 854.15 | 0.15 | 726.0275
10025 | Salto | A9668N63BC48-C- | XS4 ANSI electronic RF wireless ready SVN escutcheon, Mifare / DESFire deadbolt privacy w/ key override function, N lever, unhanded, BioCote antimicrobial finish, for use with 1 3/4" - 2 1/4" thick door | 1 |  | 1 Year | 779.25 | 0.15 | 662.3625
10026 | Salto | A9668N63BC48-W- | XS4 ANSI electronic RF wireless SVN escutcheon, Mifare / DESFire deadbolt privacy w/ key override function, N lever, unhanded, BioCote antimicrobial finish, for use with 1 3/4" - 2 1/4" thick door | 1 |  | 1 Year | 910.35 | 0.15 | 773.7975
10027 | Salto | A9668N63IM38--- | XS4 ANSI electronic wire-free SVN escutcheon, Mifare / DESFire deadbolt privacy w/ key override function, N lever, unhanded, satin stainless finish, for use with 1 3/8" - 1 3/4" thick standard door | 1 |  | 1 Year | 673.15 | 0.15 | 572.1775
10028 | Salto | A9668N63IM38-A- | XS4 ANSI electronic AMOK wire-free SVN escutcheon, Mifare / DESFire deadbolt privacy w/ key override function, N lever, unhanded, satin stainless finish, for use with 1 3/8" - 1 3/4" thick standard door | 1 |  | 1 Year | 802.15 | 0.15 | 681.8275
10029 | Salto | A9668N63IM38-C- | XS4 ANSI electronic RF wireless ready SVN escutcheon, Mifare / DESFire deadbolt privacy w/ key override function, N lever, unhanded, satin stainless finish, for use with 1 3/8" - 1 3/4" thick standard door | 1 |  | 1 Year | 727.25 | 0.15 | 618.1625
10030 | Salto | A9668N63IM38-W- | XS4 ANSI electronic RF wireless SVN escutcheon, Mifare / DESFire deadbolt privacy w/ key override function, N lever, unhanded, satin stainless finish, for use with 1 3/8" - 1 3/4" thick standard door | 1 |  | 1 Year | 858.35 | 0.15 | 729.5975
10031 | Salto | A9668N63IM48--- | XS4 ANSI electronic wire-free SVN escutcheon, Mifare / DESFire deadbolt privacy w/ key override function, N lever, unhanded, satin stainless finish, for use with 1 3/4" - 2 1/4" thick door | 1 |  | 1 Year | 673.15 | 0.15 | 572.1775
10032 | Salto | A9668N63IM48-A- | XS4 ANSI electronic AMOK wire-free SVN escutcheon, Mifare / DESFire deadbolt privacy w/ key override function, N lever, unhanded, satin stainless finish, for use with 1 3/4" - 2 1/4" thick door | 1 |  | 1 Year | 802.15 | 0.15 | 681.8275
10033 | Salto | A9668N63IM48-C- | XS4 ANSI electronic RF wireless ready SVN escutcheon, Mifare / DESFire deadbolt privacy w/ key override function, N lever, unhanded, satin stainless finish, for use with 1 3/4" - 2 1/4" thick door | 1 |  | 1 Year | 727.25 | 0.15 | 618.1625
10034 | Salto | A9668N63IM48-W- | XS4 ANSI electronic RF wireless SVN escutcheon, Mifare / DESFire deadbolt privacy w/ key override function, N lever, unhanded, satin stainless finish, for use with 1 3/4" - 2 1/4" thick door | 1 |  | 1 Year | 858.35 | 0.15 | 729.5975
10035 | Salto | A9668N63PM38--- | XS4 ANSI electronic wire-free SVN escutcheon, Mifare / DESFire deadbolt privacy w/ key override function, N lever, unhanded, satin brass finish, for use with 1 3/8" - 1 3/4" thick standard door | 1 |  | 1 Year | 673.15 | 0.15 | 572.1775
10036 | Salto | A9668N63PM38-A- | XS4 ANSI electronic AMOK wire-free SVN escutcheon, Mifare / DESFire deadbolt privacy w/ key override function, N lever, unhanded, satin brass finish, for use with 1 3/8" - 1 3/4" thick standard door | 1 |  | 1 Year | 802.15 | 0.15 | 681.8275
10037 | Salto | A9668N63PM38-C- | XS4 ANSI electronic RF wireless ready SVN escutcheon, Mifare / DESFire deadbolt privacy w/ key override function, N lever, unhanded, satin brass finish, for use with 1 3/8" - 1 3/4" thick standard door | 1 |  | 1 Year | 727.25 | 0.15 | 618.1625
10038 | Salto | A9668N63PM38-W- | XS4 ANSI electronic RF wireless SVN escutcheon, Mifare / DESFire deadbolt privacy w/ key override function, N lever, unhanded, satin brass finish, for use with 1 3/8" - 1 3/4" thick standard door | 1 |  | 1 Year | 858.35 | 0.15 | 729.5975
10039 | Salto | A9668N63PM48--- | XS4 ANSI electronic wire-free SVN escutcheon, Mifare / DESFire deadbolt privacy w/ key override function, N lever, unhanded, satin brass finish, for use with 1 3/4" - 2 1/4" thick door | 1 |  | 1 Year | 673.15 | 0.15 | 572.1775
10040 | Salto | A9668N63PM48-A- | XS4 ANSI electronic AMOK wire-free SVN escutcheon, Mifare / DESFire deadbolt privacy w/ key override function, N lever, unhanded, satin brass finish, for use with 1 3/4" - 2 1/4" thick door | 1 |  | 1 Year | 802.15 | 0.15 | 681.8275
10041 | Salto | A9668N63PM48-C- | XS4 ANSI electronic RF wireless ready SVN escutcheon, Mifare / DESFire deadbolt privacy w/ key override function, N lever, unhanded, satin brass finish, for use with 1 3/4" - 2 1/4" thick door | 1 |  | 1 Year | 727.25 | 0.15 | 618.1625
10042 | Salto | A9668N63PM48-W- | XS4 ANSI electronic RF wireless SVN escutcheon, Mifare / DESFire deadbolt privacy w/ key override function, N lever, unhanded, satin brass finish, for use with 1 3/4" - 2 1/4" thick door | 1 |  | 1 Year | 858.35 | 0.15 | 729.5975
10043 | Salto | A9668O61IA38L-- | XS4 ANSI electronic wire-free SVN escutcheon, Mifare / DESFire deadbolt privacy w/ key override function, O lever, left handed, antique brass finish, for use with 1 3/8" - 1 3/4" thick standard door | 1 |  | 1 Year | 735.35 | 0.15 | 625.0475
10044 | Salto | A9668O61IA38LA- | XS4 ANSI electronic AMOK wire-free SVN escutcheon, Mifare / DESFire deadbolt privacy w/ key override function, O lever, left handed, antique brass finish, for use with 1 3/8" - 1 3/4" thick standard door | 1 |  | 1 Year | 864.35 | 0.15 | 734.6975
10045 | Salto | A9668O61IA38LC- | XS4 ANSI electronic RF wireless ready SVN escutcheon, Mifare / DESFire deadbolt privacy w/ key override function, O lever, left handed, antique brass finish, for use with 1 3/8" - 1 3/4" thick standard door | 1 |  | 1 Year | 789.45 | 0.15 | 671.0325
10046 | Salto | A9668O61IA38LW- | XS4 ANSI electronic RF wireless SVN escutcheon, Mifare / DESFire deadbolt privacy w/ key override function, O lever, left handed, antique brass finish, for use with 1 3/8" - 1 3/4" thick standard door | 1 |  | 1 Year | 920.55 | 0.15 | 782.4675
10047 | Salto | A9668O61IA38R-- | XS4 ANSI electronic wire-free SVN escutcheon, Mifare / DESFire deadbolt privacy w/ key override function, O lever, right handed, antique brass finish, for use with 1 3/8" - 1 3/4" thick standard door | 1 |  | 1 Year | 735.35 | 0.15 | 625.0475
10048 | Salto | A9668O61IA38RA- | XS4 ANSI electronic AMOK wire-free SVN escutcheon, Mifare / DESFire deadbolt privacy w/ key override function, O lever, right handed, antique brass finish, for use with 1 3/8" - 1 3/4" thick standard door | 1 |  | 1 Year | 864.35 | 0.15 | 734.6975
10049 | Salto | A9668O61IA38RC- | XS4 ANSI electronic RF wireless ready SVN escutcheon, Mifare / DESFire deadbolt privacy w/ key override function, O lever, right handed, antique brass finish, for use with 1 3/8" - 1 3/4" thick standard door | 1 |  | 1 Year | 789.45 | 0.15 | 671.0325
10050 | Salto | A9668O61IA38RW- | XS4 ANSI electronic RF wireless SVN escutcheon, Mifare / DESFire deadbolt privacy w/ key override function, O lever, right handed, antique brass finish, for use with 1 3/8" - 1 3/4" thick standard door | 1 |  | 1 Year | 920.55 | 0.15 | 782.4675
10051 | Salto | A9668O61IA48L-- | XS4 ANSI electronic wire-free SVN escutcheon, Mifare / DESFire deadbolt privacy w/ key override function, O lever, left handed, antique brass finish, for use with 1 3/4" - 2 1/4" thick door | 1 |  | 1 Year | 735.35 | 0.15 | 625.0475
10052 | Salto | A9668O61IA48LA- | XS4 ANSI electronic AMOK wire-free SVN escutcheon, Mifare / DESFire deadbolt privacy w/ key override function, O lever, left handed, antique brass finish, for use with 1 3/4" - 2 1/4" thick door | 1 |  | 1 Year | 864.35 | 0.15 | 734.6975
10053 | Salto | A9668O61IA48LC- | XS4 ANSI electronic RF wireless ready SVN escutcheon, Mifare / DESFire deadbolt privacy w/ key override function, O lever, left handed, antique brass finish, for use with 1 3/4" - 2 1/4" thick door | 1 |  | 1 Year | 789.45 | 0.15 | 671.0325
10054 | Salto | A9668O61IA48LW- | XS4 ANSI electronic RF wireless SVN escutcheon, Mifare / DESFire deadbolt privacy w/ key override function, O lever, left handed, antique brass finish, for use with 1 3/4" - 2 1/4" thick door | 1 |  | 1 Year | 920.55 | 0.15 | 782.4675
10055 | Salto | A9668O61IA48R-- | XS4 ANSI electronic wire-free SVN escutcheon, Mifare / DESFire deadbolt privacy w/ key override function, O lever, right handed, antique brass finish, for use with 1 3/4" - 2 1/4" thick door | 1 |  | 1 Year | 735.35 | 0.15 | 625.0475
10056 | Salto | A9668O61IA48RA- | XS4 ANSI electronic AMOK wire-free SVN escutcheon, Mifare / DESFire deadbolt privacy w/ key override function, O lever, right handed, antique brass finish, for use with 1 3/4" - 2 1/4" thick door | 1 |  | 1 Year | 864.35 | 0.15 | 734.6975
10057 | Salto | A9668O61IA48RC- | XS4 ANSI electronic RF wireless ready SVN escutcheon, Mifare / DESFire deadbolt privacy w/ key override function, O lever, right handed, antique brass finish, for use with 1 3/4" - 2 1/4" thick door | 1 |  | 1 Year | 789.45 | 0.15 | 671.0325
10058 | Salto | A9668O61IA48RW- | XS4 ANSI electronic RF wireless SVN escutcheon, Mifare / DESFire deadbolt privacy w/ key override function, O lever, right handed, antique brass finish, for use with 1 3/4" - 2 1/4" thick door | 1 |  | 1 Year | 920.55 | 0.15 | 782.4675
10059 | Salto | A9668O61IM38L-- | XS4 ANSI electronic wire-free SVN escutcheon, Mifare / DESFire deadbolt privacy w/ key override function, O lever, left handed, satin stainless finish, for use with 1 3/8" - 1 3/4" thick standard door | 1 |  | 1 Year | 683.35 | 0.15 | 580.8475
10060 | Salto | A9668O61IM38LA- | XS4 ANSI electronic AMOK wire-free SVN escutcheon, Mifare / DESFire deadbolt privacy w/ key override function, O lever, left handed, satin stainless finish, for use with 1 3/8" - 1 3/4" thick standard door | 1 |  | 1 Year | 812.35 | 0.15 | 690.4975
10061 | Salto | A9668O61IM38LC- | XS4 ANSI electronic RF wireless ready SVN escutcheon, Mifare / DESFire deadbolt privacy w/ key override function, O lever, left handed, satin stainless finish, for use with 1 3/8" - 1 3/4" thick standard door | 1 |  | 1 Year | 737.45 | 0.15 | 626.8325
10062 | Salto | A9668O61IM38LW- | XS4 ANSI electronic RF wireless SVN escutcheon, Mifare / DESFire deadbolt privacy w/ key override function, O lever, left handed, satin stainless finish, for use with 1 3/8" - 1 3/4" thick standard door | 1 |  | 1 Year | 868.55 | 0.15 | 738.2675
10063 | Salto | A9668O61IM38R-- | XS4 ANSI electronic wire-free SVN escutcheon, Mifare / DESFire deadbolt privacy w/ key override function, O lever, right handed, satin stainless finish, for use with 1 3/8" - 1 3/4" thick standard door | 1 |  | 1 Year | 683.35 | 0.15 | 580.8475
10064 | Salto | A9668O61IM38RA- | XS4 ANSI electronic AMOK wire-free SVN escutcheon, Mifare / DESFire deadbolt privacy w/ key override function, O lever, right handed, satin stainless finish, for use with 1 3/8" - 1 3/4" thick standard door | 1 |  | 1 Year | 812.35 | 0.15 | 690.4975
10065 | Salto | A9668O61IM38RC- | XS4 ANSI electronic RF wireless ready SVN escutcheon, Mifare / DESFire deadbolt privacy w/ key override function, O lever, right handed, satin stainless finish, for use with 1 3/8" - 1 3/4" thick standard door | 1 |  | 1 Year | 737.45 | 0.15 | 626.8325
10066 | Salto | A9668O61IM38RW- | XS4 ANSI electronic RF wireless SVN escutcheon, Mifare / DESFire deadbolt privacy w/ key override function, O lever, right handed, satin stainless finish, for use with 1 3/8" - 1 3/4" thick standard door | 1 |  | 1 Year | 868.55 | 0.15 | 738.2675
10067 | Salto | A9668O61IM48L-- | XS4 ANSI electronic wire-free SVN escutcheon, Mifare / DESFire deadbolt privacy w/ key override function, O lever, left handed, satin stainless finish, for use with 1 3/4" - 2 1/4" thick door | 1 |  | 1 Year | 683.35 | 0.15 | 580.8475
10068 | Salto | A9668O61IM48LA- | XS4 ANSI electronic AMOK wire-free SVN escutcheon, Mifare / DESFire deadbolt privacy w/ key override function, O lever, left handed, satin stainless finish, for use with 1 3/4" - 2 1/4" thick door | 1 |  | 1 Year | 812.35 | 0.15 | 690.4975
10069 | Salto | A9668O61IM48LC- | XS4 ANSI electronic RF wireless ready SVN escutcheon, Mifare / DESFire deadbolt privacy w/ key override function, O lever, left handed, satin stainless finish, for use with 1 3/4" - 2 1/4" thick door | 1 |  | 1 Year | 737.45 | 0.15 | 626.8325
10070 | Salto | A9668O61IM48LW- | XS4 ANSI electronic RF wireless SVN escutcheon, Mifare / DESFire deadbolt privacy w/ key override function, O lever, left handed, satin stainless finish, for use with 1 3/4" - 2 1/4" thick door | 1 |  | 1 Year | 868.55 | 0.15 | 738.2675
10071 | Salto | A9668O61IM48R-- | XS4 ANSI electronic wire-free SVN escutcheon, Mifare / DESFire deadbolt privacy w/ key override function, O lever, right handed, satin stainless finish, for use with 1 3/4" - 2 1/4" thick door | 1 |  | 1 Year | 683.35 | 0.15 | 580.8475
10072 | Salto | A9668O61IM48RA- | XS4 ANSI electronic AMOK wire-free SVN escutcheon, Mifare / DESFire deadbolt privacy w/ key override function, O lever, right handed, satin stainless finish, for use with 1 3/4" - 2 1/4" thick door | 1 |  | 1 Year | 812.35 | 0.15 | 690.4975
10073 | Salto | A9668O61IM48RC- | XS4 ANSI electronic RF wireless ready SVN escutcheon, Mifare / DESFire deadbolt privacy w/ key override function, O lever, right handed, satin stainless finish, for use with 1 3/4" - 2 1/4" thick door | 1 |  | 1 Year | 737.45 | 0.15 | 626.8325
10074 | Salto | A9668O61IM48RW- | XS4 ANSI electronic RF wireless SVN escutcheon, Mifare / DESFire deadbolt privacy w/ key override function, O lever, right handed, satin stainless finish, for use with 1 3/4" - 2 1/4" thick door | 1 |  | 1 Year | 868.55 | 0.15 | 738.2675
10075 | Salto | A9668O61IP38L-- | XS4 ANSI electronic wire-free SVN escutcheon, Mifare / DESFire deadbolt privacy w/ key override function, O lever, left handed, bright stainless steel finish, for use with 1 3/8" - 1 3/4" thick standard door | 1 |  | 1 Year | 699.65 | 0.15 | 594.7025
10076 | Salto | A9668O61IP38LA- | XS4 ANSI electronic AMOK wire-free SVN escutcheon, Mifare / DESFire deadbolt privacy w/ key override function, O lever, left handed, bright stainless steel finish, for use with 1 3/8" - 1 3/4" thick standard door | 1 |  | 1 Year | 828.65 | 0.15 | 704.3525
10077 | Salto | A9668O61IP38LC- | XS4 ANSI electronic RF wireless ready SVN escutcheon, Mifare / DESFire deadbolt privacy w/ key override function, O lever, left handed, bright stainless steel finish, for use with 1 3/8" - 1 3/4" thick standard door | 1 |  | 1 Year | 753.75 | 0.15 | 640.6875
10078 | Salto | A9668O61IP38LW- | XS4 ANSI electronic RF wireless SVN escutcheon, Mifare / DESFire deadbolt privacy w/ key override function, O lever, left handed, bright stainless steel finish, for use with 1 3/8" - 1 3/4" thick standard door | 1 |  | 1 Year | 884.85 | 0.15 | 752.1225
10079 | Salto | A9668O61IP38R-- | XS4 ANSI electronic wire-free SVN escutcheon, Mifare / DESFire deadbolt privacy w/ key override function, O lever, right handed, bright stainless steel finish, for use with 1 3/8" - 1 3/4" thick standard door | 1 |  | 1 Year | 699.65 | 0.15 | 594.7025
10080 | Salto | A9668O61IP38RA- | XS4 ANSI electronic AMOK wire-free SVN escutcheon, Mifare / DESFire deadbolt privacy w/ key override function, O lever, right handed, bright stainless steel finish, for use with 1 3/8" - 1 3/4" thick standard door | 1 |  | 1 Year | 828.65 | 0.15 | 704.3525
10081 | Salto | A9668O61IP38RC- | XS4 ANSI electronic RF wireless ready SVN escutcheon, Mifare / DESFire deadbolt privacy w/ key override function, O lever, right handed, bright stainless steel finish, for use with 1 3/8" - 1 3/4" thick standard door | 1 |  | 1 Year | 753.75 | 0.15 | 640.6875
10082 | Salto | A9668O61IP38RW- | XS4 ANSI electronic RF wireless SVN escutcheon, Mifare / DESFire deadbolt privacy w/ key override function, O lever, right handed, bright stainless steel finish, for use with 1 3/8" - 1 3/4" thick standard door | 1 |  | 1 Year | 884.85 | 0.15 | 752.1225
10083 | Salto | A9668O61IP48L-- | XS4 ANSI electronic wire-free SVN escutcheon, Mifare / DESFire deadbolt privacy w/ key override function, O lever, left handed, bright stainless steel finish, for use with 1 3/4" - 2 1/4" thick door | 1 |  | 1 Year | 699.65 | 0.15 | 594.7025
10084 | Salto | A9668O61IP48LA- | XS4 ANSI electronic AMOK wire-free SVN escutcheon, Mifare / DESFire deadbolt privacy w/ key override function, O lever, left handed, bright stainless steel finish, for use with 1 3/4" - 2 1/4" thick door | 1 |  | 1 Year | 828.65 | 0.15 | 704.3525
10085 | Salto | A9668O61IP48LC- | XS4 ANSI electronic RF wireless ready SVN escutcheon, Mifare / DESFire deadbolt privacy w/ key override function, O lever, left handed, bright stainless steel finish, for use with 1 3/4" - 2 1/4" thick door | 1 |  | 1 Year | 753.75 | 0.15 | 640.6875
10086 | Salto | A9668O61IP48LW- | XS4 ANSI electronic RF wireless SVN escutcheon, Mifare / DESFire deadbolt privacy w/ key override function, O lever, left handed, bright stainless steel finish, for use with 1 3/4" - 2 1/4" thick door | 1 |  | 1 Year | 884.85 | 0.15 | 752.1225
10087 | Salto | A9668O61IP48R-- | XS4 ANSI electronic wire-free SVN escutcheon, Mifare / DESFire deadbolt privacy w/ key override function, O lever, right handed, bright stainless steel finish, for use with 1 3/4" - 2 1/4" thick door | 1 |  | 1 Year | 699.65 | 0.15 | 594.7025
10088 | Salto | A9668O61IP48RA- | XS4 ANSI electronic AMOK wire-free SVN escutcheon, Mifare / DESFire deadbolt privacy w/ key override function, O lever, right handed, bright stainless steel finish, for use with 1 3/4" - 2 1/4" thick door | 1 |  | 1 Year | 828.65 | 0.15 | 704.3525
10089 | Salto | A9668O61IP48RC- | XS4 ANSI electronic RF wireless ready SVN escutcheon, Mifare / DESFire deadbolt privacy w/ key override function, O lever, right handed, bright stainless steel finish, for use with 1 3/4" - 2 1/4" thick door | 1 |  | 1 Year | 753.75 | 0.15 | 640.6875
10090 | Salto | A9668O61IP48RW- | XS4 ANSI electronic RF wireless SVN escutcheon, Mifare / DESFire deadbolt privacy w/ key override function, O lever, right handed, bright stainless steel finish, for use with 1 3/4" - 2 1/4" thick door | 1 |  | 1 Year | 884.85 | 0.15 | 752.1225
10091 | Salto | A9668O61NE38L-- | XS4 ANSI electronic wire-free SVN escutcheon, Mifare / DESFire deadbolt privacy w/ key override function, O lever, left handed, black chromium finish, for use with 1 3/8" - 1 3/4" thick standard door | 1 |  | 1 Year | 718.05 | 0.15 | 610.3425
10092 | Salto | A9668O61NE38LA- | XS4 ANSI electronic AMOK wire-free SVN escutcheon, Mifare / DESFire deadbolt privacy w/ key override function, O lever, left handed, black chromium finish, for use with 1 3/8" - 1 3/4" thick standard door | 1 |  | 1 Year | 847.05 | 0.15 | 719.9925
10093 | Salto | A9668O61NE38LC- | XS4 ANSI electronic RF wireless ready SVN escutcheon, Mifare / DESFire deadbolt privacy w/ key override function, O lever, left handed, black chromium finish, for use with 1 3/8" - 1 3/4" thick standard door | 1 |  | 1 Year | 772.15 | 0.15 | 656.3275
10094 | Salto | A9668O61NE38LW- | XS4 ANSI electronic RF wireless SVN escutcheon, Mifare / DESFire deadbolt privacy w/ key override function, O lever, left handed, black chromium finish, for use with 1 3/8" - 1 3/4" thick standard door | 1 |  | 1 Year | 903.25 | 0.15 | 767.7625
10095 | Salto | A9668O61NE38R-- | XS4 ANSI electronic wire-free SVN escutcheon, Mifare / DESFire deadbolt privacy w/ key override function, O lever, right handed, black chromium finish, for use with 1 3/8" - 1 3/4" thick standard door | 1 |  | 1 Year | 718.05 | 0.15 | 610.3425
10096 | Salto | A9668O61NE38RA- | XS4 ANSI electronic AMOK wire-free SVN escutcheon, Mifare / DESFire deadbolt privacy w/ key override function, O lever, right handed, black chromium finish, for use with 1 3/8" - 1 3/4" thick standard door | 1 |  | 1 Year | 847.05 | 0.15 | 719.9925
10097 | Salto | A9668O61NE38RC- | XS4 ANSI electronic RF wireless ready SVN escutcheon, Mifare / DESFire deadbolt privacy w/ key override function, O lever, right handed, black chromium finish, for use with 1 3/8" - 1 3/4" thick standard door | 1 |  | 1 Year | 772.15 | 0.15 | 656.3275
10098 | Salto | A9668O61NE38RW- | XS4 ANSI electronic RF wireless SVN escutcheon, Mifare / DESFire deadbolt privacy w/ key override function, O lever, right handed, black chromium finish, for use with 1 3/8" - 1 3/4" thick standard door | 1 |  | 1 Year | 903.25 | 0.15 | 767.7625
10099 | Salto | A9668O61NE48L-- | XS4 ANSI electronic wire-free SVN escutcheon, Mifare / DESFire deadbolt privacy w/ key override function, O lever, left handed, black chromium finish, for use with 1 3/4" - 2 1/4" thick door | 1 |  | 1 Year | 718.05 | 0.15 | 610.3425
10100 | Salto | A9668O61NE48LA- | XS4 ANSI electronic AMOK wire-free SVN escutcheon, Mifare / DESFire deadbolt privacy w/ key override function, O lever, left handed, black chromium finish, for use with 1 3/4" - 2 1/4" thick door | 1 |  | 1 Year | 847.05 | 0.15 | 719.9925
10101 | Salto | A9668O61NE48LC- | XS4 ANSI electronic RF wireless ready SVN escutcheon, Mifare / DESFire deadbolt privacy w/ key override function, O lever, left handed, black chromium finish, for use with 1 3/4" - 2 1/4" thick door | 1 |  | 1 Year | 772.15 | 0.15 | 656.3275
10102 | Salto | A9668O61NE48LW- | XS4 ANSI electronic RF wireless SVN escutcheon, Mifare / DESFire deadbolt privacy w/ key override function, O lever, left handed, black chromium finish, for use with 1 3/4" - 2 1/4" thick door | 1 |  | 1 Year | 903.25 | 0.15 | 767.7625
10103 | Salto | A9668O61NE48R-- | XS4 ANSI electronic wire-free SVN escutcheon, Mifare / DESFire deadbolt privacy w/ key override function, O lever, right handed, black chromium finish, for use with 1 3/4" - 2 1/4" thick door | 1 |  | 1 Year | 718.05 | 0.15 | 610.3425
10104 | Salto | A9668O61NE48RA- | XS4 ANSI electronic AMOK wire-free SVN escutcheon, Mifare / DESFire deadbolt privacy w/ key override function, O lever, right handed, black chromium finish, for use with 1 3/4" - 2 1/4" thick door | 1 |  | 1 Year | 847.05 | 0.15 | 719.9925
10105 | Salto | A9668O61NE48RC- | XS4 ANSI electronic RF wireless ready SVN escutcheon, Mifare / DESFire deadbolt privacy w/ key override function, O lever, right handed, black chromium finish, for use with 1 3/4" - 2 1/4" thick door | 1 |  | 1 Year | 772.15 | 0.15 | 656.3275
10106 | Salto | A9668O61NE48RW- | XS4 ANSI electronic RF wireless SVN escutcheon, Mifare / DESFire deadbolt privacy w/ key override function, O lever, right handed, black chromium finish, for use with 1 3/4" - 2 1/4" thick door | 1 |  | 1 Year | 903.25 | 0.15 | 767.7625
10107 | Salto | A9668O61PM38L-- | XS4 ANSI electronic wire-free SVN escutcheon, Mifare / DESFire deadbolt privacy w/ key override function, O lever, left handed, satin brass finish, for use with 1 3/8" - 1 3/4" thick standard door | 1 |  | 1 Year | 683.35 | 0.15 | 580.8475
10108 | Salto | A9668O61PM38LA- | XS4 ANSI electronic AMOK wire-free SVN escutcheon, Mifare / DESFire deadbolt privacy w/ key override function, O lever, left handed, satin brass finish, for use with 1 3/8" - 1 3/4" thick standard door | 1 |  | 1 Year | 812.35 | 0.15 | 690.4975
10109 | Salto | A9668O61PM38LC- | XS4 ANSI electronic RF wireless ready SVN escutcheon, Mifare / DESFire deadbolt privacy w/ key override function, O lever, left handed, satin brass finish, for use with 1 3/8" - 1 3/4" thick standard door | 1 |  | 1 Year | 737.45 | 0.15 | 626.8325
10110 | Salto | A9668O61PM38LW- | XS4 ANSI electronic RF wireless SVN escutcheon, Mifare / DESFire deadbolt privacy w/ key override function, O lever, left handed, satin brass finish, for use with 1 3/8" - 1 3/4" thick standard door | 1 |  | 1 Year | 868.55 | 0.15 | 738.2675
10111 | Salto | A9668O61PM38R-- | XS4 ANSI electronic wire-free SVN escutcheon, Mifare / DESFire deadbolt privacy w/ key override function, O lever, right handed, satin brass finish, for use with 1 3/8" - 1 3/4" thick standard door | 1 |  | 1 Year | 683.35 | 0.15 | 580.8475
10112 | Salto | A9668O61PM38RA- | XS4 ANSI electronic AMOK wire-free SVN escutcheon, Mifare / DESFire deadbolt privacy w/ key override function, O lever, right handed, satin brass finish, for use with 1 3/8" - 1 3/4" thick standard door | 1 |  | 1 Year | 812.35 | 0.15 | 690.4975
10113 | Salto | A9668O61PM38RC- | XS4 ANSI electronic RF wireless ready SVN escutcheon, Mifare / DESFire deadbolt privacy w/ key override function, O lever, right handed, satin brass finish, for use with 1 3/8" - 1 3/4" thick standard door | 1 |  | 1 Year | 737.45 | 0.15 | 626.8325
10114 | Salto | A9668O61PM38RW- | XS4 ANSI electronic RF wireless SVN escutcheon, Mifare / DESFire deadbolt privacy w/ key override function, O lever, right handed, satin brass finish, for use with 1 3/8" - 1 3/4" thick standard door | 1 |  | 1 Year | 868.55 | 0.15 | 738.2675
10115 | Salto | A9668O61PM48L-- | XS4 ANSI electronic wire-free SVN escutcheon, Mifare / DESFire deadbolt privacy w/ key override function, O lever, left handed, satin brass finish, for use with 1 3/4" - 2 1/4" thick door | 1 |  | 1 Year | 683.35 | 0.15 | 580.8475
10116 | Salto | A9668O61PM48LA- | XS4 ANSI electronic AMOK wire-free SVN escutcheon, Mifare / DESFire deadbolt privacy w/ key override function, O lever, left handed, satin brass finish, for use with 1 3/4" - 2 1/4" thick door | 1 |  | 1 Year | 812.35 | 0.15 | 690.4975
10117 | Salto | A9668O61PM48LC- | XS4 ANSI electronic RF wireless ready SVN escutcheon, Mifare / DESFire deadbolt privacy w/ key override function, O lever, left handed, satin brass finish, for use with 1 3/4" - 2 1/4" thick door | 1 |  | 1 Year | 737.45 | 0.15 | 626.8325
10118 | Salto | A9668O61PM48LW- | XS4 ANSI electronic RF wireless SVN escutcheon, Mifare / DESFire deadbolt privacy w/ key override function, O lever, left handed, satin brass finish, for use with 1 3/4" - 2 1/4" thick door | 1 |  | 1 Year | 868.55 | 0.15 | 738.2675
10119 | Salto | A9668O61PM48R-- | XS4 ANSI electronic wire-free SVN escutcheon, Mifare / DESFire deadbolt privacy w/ key override function, O lever, right handed, satin brass finish, for use with 1 3/4" - 2 1/4" thick door | 1 |  | 1 Year | 683.35 | 0.15 | 580.8475
10120 | Salto | A9668O61PM48RA- | XS4 ANSI electronic AMOK wire-free SVN escutcheon, Mifare / DESFire deadbolt privacy w/ key override function, O lever, right handed, satin brass finish, for use with 1 3/4" - 2 1/4" thick door | 1 |  | 1 Year | 812.35 | 0.15 | 690.4975
10121 | Salto | A9668O61PM48RC- | XS4 ANSI electronic RF wireless ready SVN escutcheon, Mifare / DESFire deadbolt privacy w/ key override function, O lever, right handed, satin brass finish, for use with 1 3/4" - 2 1/4" thick door | 1 |  | 1 Year | 737.45 | 0.15 | 626.8325
10122 | Salto | A9668O61PM48RW- | XS4 ANSI electronic RF wireless SVN escutcheon, Mifare / DESFire deadbolt privacy w/ key override function, O lever, right handed, satin brass finish, for use with 1 3/4" - 2 1/4" thick door | 1 |  | 1 Year | 868.55 | 0.15 | 738.2675
10123 | Salto | A9668O61PP38L-- | XS4 ANSI electronic wire-free SVN escutcheon, Mifare / DESFire deadbolt privacy w/ key override function, O lever, left handed, bright brass finish, for use with 1 3/8" - 1 3/4" thick standard door | 1 |  | 1 Year | 699.65 | 0.15 | 594.7025
10124 | Salto | A9668O61PP38LA- | XS4 ANSI electronic AMOK wire-free SVN escutcheon, Mifare / DESFire deadbolt privacy w/ key override function, O lever, left handed, bright brass finish, for use with 1 3/8" - 1 3/4" thick standard door | 1 |  | 1 Year | 828.65 | 0.15 | 704.3525
10125 | Salto | A9668O61PP38LC- | XS4 ANSI electronic RF wireless ready SVN escutcheon, Mifare / DESFire deadbolt privacy w/ key override function, O lever, left handed, bright brass finish, for use with 1 3/8" - 1 3/4" thick standard door | 1 |  | 1 Year | 753.75 | 0.15 | 640.6875
10126 | Salto | A9668O61PP38LW- | XS4 ANSI electronic RF wireless SVN escutcheon, Mifare / DESFire deadbolt privacy w/ key override function, O lever, left handed, bright brass finish, for use with 1 3/8" - 1 3/4" thick standard door | 1 |  | 1 Year | 884.85 | 0.15 | 752.1225
10127 | Salto | A9668O61PP38R-- | XS4 ANSI electronic wire-free SVN escutcheon, Mifare / DESFire deadbolt privacy w/ key override function, O lever, right handed, bright brass finish, for use with 1 3/8" - 1 3/4" thick standard door | 1 |  | 1 Year | 699.65 | 0.15 | 594.7025
10128 | Salto | A9668O61PP38RA- | XS4 ANSI electronic AMOK wire-free SVN escutcheon, Mifare / DESFire deadbolt privacy w/ key override function, O lever, right handed, bright brass finish, for use with 1 3/8" - 1 3/4" thick standard door | 1 |  | 1 Year | 828.65 | 0.15 | 704.3525
10129 | Salto | A9668O61PP38RC- | XS4 ANSI electronic RF wireless ready SVN escutcheon, Mifare / DESFire deadbolt privacy w/ key override function, O lever, right handed, bright brass finish, for use with 1 3/8" - 1 3/4" thick standard door | 1 |  | 1 Year | 753.75 | 0.15 | 640.6875
10130 | Salto | A9668O61PP38RW- | XS4 ANSI electronic RF wireless SVN escutcheon, Mifare / DESFire deadbolt privacy w/ key override function, O lever, right handed, bright brass finish, for use with 1 3/8" - 1 3/4" thick standard door | 1 |  | 1 Year | 884.85 | 0.15 | 752.1225
10131 | Salto | A9668O61PP48L-- | XS4 ANSI electronic wire-free SVN escutcheon, Mifare / DESFire deadbolt privacy w/ key override function, O lever, left handed, bright brass finish, for use with 1 3/4" - 2 1/4" thick door | 1 |  | 1 Year | 699.65 | 0.15 | 594.7025
10132 | Salto | A9668O61PP48LA- | XS4 ANSI electronic AMOK wire-free SVN escutcheon, Mifare / DESFire deadbolt privacy w/ key override function, O lever, left handed, bright brass finish, for use with 1 3/4" - 2 1/4" thick door | 1 |  | 1 Year | 828.65 | 0.15 | 704.3525
10133 | Salto | A9668O61PP48LC- | XS4 ANSI electronic RF wireless ready SVN escutcheon, Mifare / DESFire deadbolt privacy w/ key override function, O lever, left handed, bright brass finish, for use with 1 3/4" - 2 1/4" thick door | 1 |  | 1 Year | 753.75 | 0.15 | 640.6875
10134 | Salto | A9668O61PP48LW- | XS4 ANSI electronic RF wireless SVN escutcheon, Mifare / DESFire deadbolt privacy w/ key override function, O lever, left handed, bright brass finish, for use with 1 3/4" - 2 1/4" thick door | 1 |  | 1 Year | 884.85 | 0.15 | 752.1225
10135 | Salto | A9668O61PP48R-- | XS4 ANSI electronic wire-free SVN escutcheon, Mifare / DESFire deadbolt privacy w/ key override function, O lever, right handed, bright brass finish, for use with 1 3/4" - 2 1/4" thick door | 1 |  | 1 Year | 699.65 | 0.15 | 594.7025
10136 | Salto | A9668O61PP48RA- | XS4 ANSI electronic AMOK wire-free SVN escutcheon, Mifare / DESFire deadbolt privacy w/ key override function, O lever, right handed, bright brass finish, for use with 1 3/4" - 2 1/4" thick door | 1 |  | 1 Year | 828.65 | 0.15 | 704.3525
10137 | Salto | A9668O61PP48RC- | XS4 ANSI electronic RF wireless ready SVN escutcheon, Mifare / DESFire deadbolt privacy w/ key override function, O lever, right handed, bright brass finish, for use with 1 3/4" - 2 1/4" thick door | 1 |  | 1 Year | 753.75 | 0.15 | 640.6875
10138 | Salto | A9668O61PP48RW- | XS4 ANSI electronic RF wireless SVN escutcheon, Mifare / DESFire deadbolt privacy w/ key override function, O lever, right handed, bright brass finish, for use with 1 3/4" - 2 1/4" thick door | 1 |  | 1 Year | 884.85 | 0.15 | 752.1225
10139 | Salto | A9668O62IA38L-- | XS4 ANSI electronic wire-free SVN escutcheon, Mifare / DESFire deadbolt privacy w/ key override function, O lever, left handed, antique brass finish, for use with 1 3/8" - 1 3/4" thick standard door | 1 |  | 1 Year | 735.35 | 0.15 | 625.0475
10140 | Salto | A9668O62IA38LA- | XS4 ANSI electronic AMOK wire-free SVN escutcheon, Mifare / DESFire deadbolt privacy w/ key override function, O lever, left handed, antique brass finish, for use with 1 3/8" - 1 3/4" thick standard door | 1 |  | 1 Year | 864.35 | 0.15 | 734.6975
10141 | Salto | A9668O62IA38LC- | XS4 ANSI electronic RF wireless ready SVN escutcheon, Mifare / DESFire deadbolt privacy w/ key override function, O lever, left handed, antique brass finish, for use with 1 3/8" - 1 3/4" thick standard door | 1 |  | 1 Year | 789.45 | 0.15 | 671.0325
10142 | Salto | A9668O62IA38LW- | XS4 ANSI electronic RF wireless SVN escutcheon, Mifare / DESFire deadbolt privacy w/ key override function, O lever, left handed, antique brass finish, for use with 1 3/8" - 1 3/4" thick standard door | 1 |  | 1 Year | 920.55 | 0.15 | 782.4675
10143 | Salto | A9668O62IA38R-- | XS4 ANSI electronic wire-free SVN escutcheon, Mifare / DESFire deadbolt privacy w/ key override function, O lever, right handed, antique brass finish, for use with 1 3/8" - 1 3/4" thick standard door | 1 |  | 1 Year | 735.35 | 0.15 | 625.0475
10144 | Salto | A9668O62IA38RA- | XS4 ANSI electronic AMOK wire-free SVN escutcheon, Mifare / DESFire deadbolt privacy w/ key override function, O lever, right handed, antique brass finish, for use with 1 3/8" - 1 3/4" thick standard door | 1 |  | 1 Year | 864.35 | 0.15 | 734.6975
10145 | Salto | A9668O62IA38RC- | XS4 ANSI electronic RF wireless ready SVN escutcheon, Mifare / DESFire deadbolt privacy w/ key override function, O lever, right handed, antique brass finish, for use with 1 3/8" - 1 3/4" thick standard door | 1 |  | 1 Year | 789.45 | 0.15 | 671.0325
10146 | Salto | A9668O62IA38RW- | XS4 ANSI electronic RF wireless SVN escutcheon, Mifare / DESFire deadbolt privacy w/ key override function, O lever, right handed, antique brass finish, for use with 1 3/8" - 1 3/4" thick standard door | 1 |  | 1 Year | 920.55 | 0.15 | 782.4675
10147 | Salto | A9668O62IA48L-- | XS4 ANSI electronic wire-free SVN escutcheon, Mifare / DESFire deadbolt privacy w/ key override function, O lever, left handed, antique brass finish, for use with 1 3/4" - 2 1/4" thick door | 1 |  | 1 Year | 735.35 | 0.15 | 625.0475
10148 | Salto | A9668O62IA48LA- | XS4 ANSI electronic AMOK wire-free SVN escutcheon, Mifare / DESFire deadbolt privacy w/ key override function, O lever, left handed, antique brass finish, for use with 1 3/4" - 2 1/4" thick door | 1 |  | 1 Year | 864.35 | 0.15 | 734.6975
10149 | Salto | A9668O62IA48LC- | XS4 ANSI electronic RF wireless ready SVN escutcheon, Mifare / DESFire deadbolt privacy w/ key override function, O lever, left handed, antique brass finish, for use with 1 3/4" - 2 1/4" thick door | 1 |  | 1 Year | 789.45 | 0.15 | 671.0325
10150 | Salto | A9668O62IA48LW- | XS4 ANSI electronic RF wireless SVN escutcheon, Mifare / DESFire deadbolt privacy w/ key override function, O lever, left handed, antique brass finish, for use with 1 3/4" - 2 1/4" thick door | 1 |  | 1 Year | 920.55 | 0.15 | 782.4675
10151 | Salto | A9668O62IA48R-- | XS4 ANSI electronic wire-free SVN escutcheon, Mifare / DESFire deadbolt privacy w/ key override function, O lever, right handed, antique brass finish, for use with 1 3/4" - 2 1/4" thick door | 1 |  | 1 Year | 735.35 | 0.15 | 625.0475
10152 | Salto | A9668O62IA48RA- | XS4 ANSI electronic AMOK wire-free SVN escutcheon, Mifare / DESFire deadbolt privacy w/ key override function, O lever, right handed, antique brass finish, for use with 1 3/4" - 2 1/4" thick door | 1 |  | 1 Year | 864.35 | 0.15 | 734.6975
10153 | Salto | A9668O62IA48RC- | XS4 ANSI electronic RF wireless ready SVN escutcheon, Mifare / DESFire deadbolt privacy w/ key override function, O lever, right handed, antique brass finish, for use with 1 3/4" - 2 1/4" thick door | 1 |  | 1 Year | 789.45 | 0.15 | 671.0325
10154 | Salto | A9668O62IA48RW- | XS4 ANSI electronic RF wireless SVN escutcheon, Mifare / DESFire deadbolt privacy w/ key override function, O lever, right handed, antique brass finish, for use with 1 3/4" - 2 1/4" thick door | 1 |  | 1 Year | 920.55 | 0.15 | 782.4675
10155 | Salto | A9668O62IM38L-- | XS4 ANSI electronic wire-free SVN escutcheon, Mifare / DESFire deadbolt privacy w/ key override function, O lever, left handed, satin stainless finish, for use with 1 3/8" - 1 3/4" thick standard door | 1 |  | 1 Year | 683.35 | 0.15 | 580.8475
10156 | Salto | A9668O62IM38LA- | XS4 ANSI electronic AMOK wire-free SVN escutcheon, Mifare / DESFire deadbolt privacy w/ key override function, O lever, left handed, satin stainless finish, for use with 1 3/8" - 1 3/4" thick standard door | 1 |  | 1 Year | 812.35 | 0.15 | 690.4975
10157 | Salto | A9668O62IM38LC- | XS4 ANSI electronic RF wireless ready SVN escutcheon, Mifare / DESFire deadbolt privacy w/ key override function, O lever, left handed, satin stainless finish, for use with 1 3/8" - 1 3/4" thick standard door | 1 |  | 1 Year | 737.45 | 0.15 | 626.8325
10158 | Salto | A9668O62IM38LW- | XS4 ANSI electronic RF wireless SVN escutcheon, Mifare / DESFire deadbolt privacy w/ key override function, O lever, left handed, satin stainless finish, for use with 1 3/8" - 1 3/4" thick standard door | 1 |  | 1 Year | 868.55 | 0.15 | 738.2675
10159 | Salto | A9668O62IM38R-- | XS4 ANSI electronic wire-free SVN escutcheon, Mifare / DESFire deadbolt privacy w/ key override function, O lever, right handed, satin stainless finish, for use with 1 3/8" - 1 3/4" thick standard door | 1 |  | 1 Year | 683.35 | 0.15 | 580.8475
10160 | Salto | A9668O62IM38RA- | XS4 ANSI electronic AMOK wire-free SVN escutcheon, Mifare / DESFire deadbolt privacy w/ key override function, O lever, right handed, satin stainless finish, for use with 1 3/8" - 1 3/4" thick standard door | 1 |  | 1 Year | 812.35 | 0.15 | 690.4975
10161 | Salto | A9668O62IM38RC- | XS4 ANSI electronic RF wireless ready SVN escutcheon, Mifare / DESFire deadbolt privacy w/ key override function, O lever, right handed, satin stainless finish, for use with 1 3/8" - 1 3/4" thick standard door | 1 |  | 1 Year | 737.45 | 0.15 | 626.8325
10162 | Salto | A9668O62IM38RW- | XS4 ANSI electronic RF wireless SVN escutcheon, Mifare / DESFire deadbolt privacy w/ key override function, O lever, right handed, satin stainless finish, for use with 1 3/8" - 1 3/4" thick standard door | 1 |  | 1 Year | 868.55 | 0.15 | 738.2675
10163 | Salto | A9668O62IM48L-- | XS4 ANSI electronic wire-free SVN escutcheon, Mifare / DESFire deadbolt privacy w/ key override function, O lever, left handed, satin stainless finish, for use with 1 3/4" - 2 1/4" thick door | 1 |  | 1 Year | 683.35 | 0.15 | 580.8475
10164 | Salto | A9668O62IM48LA- | XS4 ANSI electronic AMOK wire-free SVN escutcheon, Mifare / DESFire deadbolt privacy w/ key override function, O lever, left handed, satin stainless finish, for use with 1 3/4" - 2 1/4" thick door | 1 |  | 1 Year | 812.35 | 0.15 | 690.4975
10165 | Salto | A9668O62IM48LC- | XS4 ANSI electronic RF wireless ready SVN escutcheon, Mifare / DESFire deadbolt privacy w/ key override function, O lever, left handed, satin stainless finish, for use with 1 3/4" - 2 1/4" thick door | 1 |  | 1 Year | 737.45 | 0.15 | 626.8325
10166 | Salto | A9668O62IM48LW- | XS4 ANSI electronic RF wireless SVN escutcheon, Mifare / DESFire deadbolt privacy w/ key override function, O lever, left handed, satin stainless finish, for use with 1 3/4" - 2 1/4" thick door | 1 |  | 1 Year | 868.55 | 0.15 | 738.2675
10167 | Salto | A9668O62IM48R-- | XS4 ANSI electronic wire-free SVN escutcheon, Mifare / DESFire deadbolt privacy w/ key override function, O lever, right handed, satin stainless finish, for use with 1 3/4" - 2 1/4" thick door | 1 |  | 1 Year | 683.35 | 0.15 | 580.8475
10168 | Salto | A9668O62IM48RA- | XS4 ANSI electronic AMOK wire-free SVN escutcheon, Mifare / DESFire deadbolt privacy w/ key override function, O lever, right handed, satin stainless finish, for use with 1 3/4" - 2 1/4" thick door | 1 |  | 1 Year | 812.35 | 0.15 | 690.4975
10169 | Salto | A9668O62IM48RC- | XS4 ANSI electronic RF wireless ready SVN escutcheon, Mifare / DESFire deadbolt privacy w/ key override function, O lever, right handed, satin stainless finish, for use with 1 3/4" - 2 1/4" thick door | 1 |  | 1 Year | 737.45 | 0.15 | 626.8325
10170 | Salto | A9668O62IM48RW- | XS4 ANSI electronic RF wireless SVN escutcheon, Mifare / DESFire deadbolt privacy w/ key override function, O lever, right handed, satin stainless finish, for use with 1 3/4" - 2 1/4" thick door | 1 |  | 1 Year | 868.55 | 0.15 | 738.2675
10171 | Salto | A9668O62IP38L-- | XS4 ANSI electronic wire-free SVN escutcheon, Mifare / DESFire deadbolt privacy w/ key override function, O lever, left handed, bright stainless steel finish, for use with 1 3/8" - 1 3/4" thick standard door | 1 |  | 1 Year | 699.65 | 0.15 | 594.7025
10172 | Salto | A9668O62IP38LA- | XS4 ANSI electronic AMOK wire-free SVN escutcheon, Mifare / DESFire deadbolt privacy w/ key override function, O lever, left handed, bright stainless steel finish, for use with 1 3/8" - 1 3/4" thick standard door | 1 |  | 1 Year | 828.65 | 0.15 | 704.3525
10173 | Salto | A9668O62IP38LC- | XS4 ANSI electronic RF wireless ready SVN escutcheon, Mifare / DESFire deadbolt privacy w/ key override function, O lever, left handed, bright stainless steel finish, for use with 1 3/8" - 1 3/4" thick standard door | 1 |  | 1 Year | 753.75 | 0.15 | 640.6875
10174 | Salto | A9668O62IP38LW- | XS4 ANSI electronic RF wireless SVN escutcheon, Mifare / DESFire deadbolt privacy w/ key override function, O lever, left handed, bright stainless steel finish, for use with 1 3/8" - 1 3/4" thick standard door | 1 |  | 1 Year | 884.85 | 0.15 | 752.1225
10175 | Salto | A9668O62IP38R-- | XS4 ANSI electronic wire-free SVN escutcheon, Mifare / DESFire deadbolt privacy w/ key override function, O lever, right handed, bright stainless steel finish, for use with 1 3/8" - 1 3/4" thick standard door | 1 |  | 1 Year | 699.65 | 0.15 | 594.7025
10176 | Salto | A9668O62IP38RA- | XS4 ANSI electronic AMOK wire-free SVN escutcheon, Mifare / DESFire deadbolt privacy w/ key override function, O lever, right handed, bright stainless steel finish, for use with 1 3/8" - 1 3/4" thick standard door | 1 |  | 1 Year | 828.65 | 0.15 | 704.3525
10177 | Salto | A9668O62IP38RC- | XS4 ANSI electronic RF wireless ready SVN escutcheon, Mifare / DESFire deadbolt privacy w/ key override function, O lever, right handed, bright stainless steel finish, for use with 1 3/8" - 1 3/4" thick standard door | 1 |  | 1 Year | 753.75 | 0.15 | 640.6875
10178 | Salto | A9668O62IP38RW- | XS4 ANSI electronic RF wireless SVN escutcheon, Mifare / DESFire deadbolt privacy w/ key override function, O lever, right handed, bright stainless steel finish, for use with 1 3/8" - 1 3/4" thick standard door | 1 |  | 1 Year | 884.85 | 0.15 | 752.1225
10179 | Salto | A9668O62IP48L-- | XS4 ANSI electronic wire-free SVN escutcheon, Mifare / DESFire deadbolt privacy w/ key override function, O lever, left handed, bright stainless steel finish, for use with 1 3/4" - 2 1/4" thick door | 1 |  | 1 Year | 699.65 | 0.15 | 594.7025
10180 | Salto | A9668O62IP48LA- | XS4 ANSI electronic AMOK wire-free SVN escutcheon, Mifare / DESFire deadbolt privacy w/ key override function, O lever, left handed, bright stainless steel finish, for use with 1 3/4" - 2 1/4" thick door | 1 |  | 1 Year | 828.65 | 0.15 | 704.3525
10181 | Salto | A9668O62IP48LC- | XS4 ANSI electronic RF wireless ready SVN escutcheon, Mifare / DESFire deadbolt privacy w/ key override function, O lever, left handed, bright stainless steel finish, for use with 1 3/4" - 2 1/4" thick door | 1 |  | 1 Year | 753.75 | 0.15 | 640.6875
10182 | Salto | A9668O62IP48LW- | XS4 ANSI electronic RF wireless SVN escutcheon, Mifare / DESFire deadbolt privacy w/ key override function, O lever, left handed, bright stainless steel finish, for use with 1 3/4" - 2 1/4" thick door | 1 |  | 1 Year | 884.85 | 0.15 | 752.1225
10183 | Salto | A9668O62IP48R-- | XS4 ANSI electronic wire-free SVN escutcheon, Mifare / DESFire deadbolt privacy w/ key override function, O lever, right handed, bright stainless steel finish, for use with 1 3/4" - 2 1/4" thick door | 1 |  | 1 Year | 699.65 | 0.15 | 594.7025
10184 | Salto | A9668O62IP48RA- | XS4 ANSI electronic AMOK wire-free SVN escutcheon, Mifare / DESFire deadbolt privacy w/ key override function, O lever, right handed, bright stainless steel finish, for use with 1 3/4" - 2 1/4" thick door | 1 |  | 1 Year | 828.65 | 0.15 | 704.3525
10185 | Salto | A9668O62IP48RC- | XS4 ANSI electronic RF wireless ready SVN escutcheon, Mifare / DESFire deadbolt privacy w/ key override function, O lever, right handed, bright stainless steel finish, for use with 1 3/4" - 2 1/4" thick door | 1 |  | 1 Year | 753.75 | 0.15 | 640.6875
10186 | Salto | A9668O62IP48RW- | XS4 ANSI electronic RF wireless SVN escutcheon, Mifare / DESFire deadbolt privacy w/ key override function, O lever, right handed, bright stainless steel finish, for use with 1 3/4" - 2 1/4" thick door | 1 |  | 1 Year | 884.85 | 0.15 | 752.1225
10187 | Salto | A9668O62NE38L-- | XS4 ANSI electronic wire-free SVN escutcheon, Mifare / DESFire deadbolt privacy w/ key override function, O lever, left handed, black chromium finish, for use with 1 3/8" - 1 3/4" thick standard door | 1 |  | 1 Year | 718.05 | 0.15 | 610.3425
10188 | Salto | A9668O62NE38LA- | XS4 ANSI electronic AMOK wire-free SVN escutcheon, Mifare / DESFire deadbolt privacy w/ key override function, O lever, left handed, black chromium finish, for use with 1 3/8" - 1 3/4" thick standard door | 1 |  | 1 Year | 847.05 | 0.15 | 719.9925
10189 | Salto | A9668O62NE38LC- | XS4 ANSI electronic RF wireless ready SVN escutcheon, Mifare / DESFire deadbolt privacy w/ key override function, O lever, left handed, black chromium finish, for use with 1 3/8" - 1 3/4" thick standard door | 1 |  | 1 Year | 772.15 | 0.15 | 656.3275
10190 | Salto | A9668O62NE38LW- | XS4 ANSI electronic RF wireless SVN escutcheon, Mifare / DESFire deadbolt privacy w/ key override function, O lever, left handed, black chromium finish, for use with 1 3/8" - 1 3/4" thick standard door | 1 |  | 1 Year | 903.25 | 0.15 | 767.7625
10191 | Salto | A9668O62NE38R-- | XS4 ANSI electronic wire-free SVN escutcheon, Mifare / DESFire deadbolt privacy w/ key override function, O lever, right handed, black chromium finish, for use with 1 3/8" - 1 3/4" thick standard door | 1 |  | 1 Year | 718.05 | 0.15 | 610.3425
10192 | Salto | A9668O62NE38RA- | XS4 ANSI electronic AMOK wire-free SVN escutcheon, Mifare / DESFire deadbolt privacy w/ key override function, O lever, right handed, black chromium finish, for use with 1 3/8" - 1 3/4" thick standard door | 1 |  | 1 Year | 847.05 | 0.15 | 719.9925
10193 | Salto | A9668O62NE38RC- | XS4 ANSI electronic RF wireless ready SVN escutcheon, Mifare / DESFire deadbolt privacy w/ key override function, O lever, right handed, black chromium finish, for use with 1 3/8" - 1 3/4" thick standard door | 1 |  | 1 Year | 772.15 | 0.15 | 656.3275
10194 | Salto | A9668O62NE38RW- | XS4 ANSI electronic RF wireless SVN escutcheon, Mifare / DESFire deadbolt privacy w/ key override function, O lever, right handed, black chromium finish, for use with 1 3/8" - 1 3/4" thick standard door | 1 |  | 1 Year | 903.25 | 0.15 | 767.7625
10195 | Salto | A9668O62NE48L-- | XS4 ANSI electronic wire-free SVN escutcheon, Mifare / DESFire deadbolt privacy w/ key override function, O lever, left handed, black chromium finish, for use with 1 3/4" - 2 1/4" thick door | 1 |  | 1 Year | 718.05 | 0.15 | 610.3425
10196 | Salto | A9668O62NE48LA- | XS4 ANSI electronic AMOK wire-free SVN escutcheon, Mifare / DESFire deadbolt privacy w/ key override function, O lever, left handed, black chromium finish, for use with 1 3/4" - 2 1/4" thick door | 1 |  | 1 Year | 847.05 | 0.15 | 719.9925
10197 | Salto | A9668O62NE48LC- | XS4 ANSI electronic RF wireless ready SVN escutcheon, Mifare / DESFire deadbolt privacy w/ key override function, O lever, left handed, black chromium finish, for use with 1 3/4" - 2 1/4" thick door | 1 |  | 1 Year | 772.15 | 0.15 | 656.3275
10198 | Salto | A9668O62NE48LW- | XS4 ANSI electronic RF wireless SVN escutcheon, Mifare / DESFire deadbolt privacy w/ key override function, O lever, left handed, black chromium finish, for use with 1 3/4" - 2 1/4" thick door | 1 |  | 1 Year | 903.25 | 0.15 | 767.7625
10199 | Salto | A9668O62NE48R-- | XS4 ANSI electronic wire-free SVN escutcheon, Mifare / DESFire deadbolt privacy w/ key override function, O lever, right handed, black chromium finish, for use with 1 3/4" - 2 1/4" thick door | 1 |  | 1 Year | 718.05 | 0.15 | 610.3425
10200 | Salto | A9668O62NE48RA- | XS4 ANSI electronic AMOK wire-free SVN escutcheon, Mifare / DESFire deadbolt privacy w/ key override function, O lever, right handed, black chromium finish, for use with 1 3/4" - 2 1/4" thick door | 1 |  | 1 Year | 847.05 | 0.15 | 719.9925
10201 | Salto | A9668O62NE48RC- | XS4 ANSI electronic RF wireless ready SVN escutcheon, Mifare / DESFire deadbolt privacy w/ key override function, O lever, right handed, black chromium finish, for use with 1 3/4" - 2 1/4" thick door | 1 |  | 1 Year | 772.15 | 0.15 | 656.3275
10202 | Salto | A9668O62NE48RW- | XS4 ANSI electronic RF wireless SVN escutcheon, Mifare / DESFire deadbolt privacy w/ key override function, O lever, right handed, black chromium finish, for use with 1 3/4" - 2 1/4" thick door | 1 |  | 1 Year | 903.25 | 0.15 | 767.7625
10203 | Salto | A9668O62PM38L-- | XS4 ANSI electronic wire-free SVN escutcheon, Mifare / DESFire deadbolt privacy w/ key override function, O lever, left handed, satin brass finish, for use with 1 3/8" - 1 3/4" thick standard door | 1 |  | 1 Year | 683.35 | 0.15 | 580.8475
10204 | Salto | A9668O62PM38LA- | XS4 ANSI electronic AMOK wire-free SVN escutcheon, Mifare / DESFire deadbolt privacy w/ key override function, O lever, left handed, satin brass finish, for use with 1 3/8" - 1 3/4" thick standard door | 1 |  | 1 Year | 812.35 | 0.15 | 690.4975
10205 | Salto | A9668O62PM38LC- | XS4 ANSI electronic RF wireless ready SVN escutcheon, Mifare / DESFire deadbolt privacy w/ key override function, O lever, left handed, satin brass finish, for use with 1 3/8" - 1 3/4" thick standard door | 1 |  | 1 Year | 737.45 | 0.15 | 626.8325
10206 | Salto | A9668O62PM38LW- | XS4 ANSI electronic RF wireless SVN escutcheon, Mifare / DESFire deadbolt privacy w/ key override function, O lever, left handed, satin brass finish, for use with 1 3/8" - 1 3/4" thick standard door | 1 |  | 1 Year | 868.55 | 0.15 | 738.2675
10207 | Salto | A9668O62PM38R-- | XS4 ANSI electronic wire-free SVN escutcheon, Mifare / DESFire deadbolt privacy w/ key override function, O lever, right handed, satin brass finish, for use with 1 3/8" - 1 3/4" thick standard door | 1 |  | 1 Year | 683.35 | 0.15 | 580.8475
10208 | Salto | A9668O62PM38RA- | XS4 ANSI electronic AMOK wire-free SVN escutcheon, Mifare / DESFire deadbolt privacy w/ key override function, O lever, right handed, satin brass finish, for use with 1 3/8" - 1 3/4" thick standard door | 1 |  | 1 Year | 812.35 | 0.15 | 690.4975
10209 | Salto | A9668O62PM38RC- | XS4 ANSI electronic RF wireless ready SVN escutcheon, Mifare / DESFire deadbolt privacy w/ key override function, O lever, right handed, satin brass finish, for use with 1 3/8" - 1 3/4" thick standard door | 1 |  | 1 Year | 737.45 | 0.15 | 626.8325
10210 | Salto | A9668O62PM38RW- | XS4 ANSI electronic RF wireless SVN escutcheon, Mifare / DESFire deadbolt privacy w/ key override function, O lever, right handed, satin brass finish, for use with 1 3/8" - 1 3/4" thick standard door | 1 |  | 1 Year | 868.55 | 0.15 | 738.2675
10211 | Salto | A9668O62PM48L-- | XS4 ANSI electronic wire-free SVN escutcheon, Mifare / DESFire deadbolt privacy w/ key override function, O lever, left handed, satin brass finish, for use with 1 3/4" - 2 1/4" thick door | 1 |  | 1 Year | 683.35 | 0.15 | 580.8475
10212 | Salto | A9668O62PM48LA- | XS4 ANSI electronic AMOK wire-free SVN escutcheon, Mifare / DESFire deadbolt privacy w/ key override function, O lever, left handed, satin brass finish, for use with 1 3/4" - 2 1/4" thick door | 1 |  | 1 Year | 812.35 | 0.15 | 690.4975
10213 | Salto | A9668O62PM48LC- | XS4 ANSI electronic RF wireless ready SVN escutcheon, Mifare / DESFire deadbolt privacy w/ key override function, O lever, left handed, satin brass finish, for use with 1 3/4" - 2 1/4" thick door | 1 |  | 1 Year | 737.45 | 0.15 | 626.8325
10214 | Salto | A9668O62PM48LW- | XS4 ANSI electronic RF wireless SVN escutcheon, Mifare / DESFire deadbolt privacy w/ key override function, O lever, left handed, satin brass finish, for use with 1 3/4" - 2 1/4" thick door | 1 |  | 1 Year | 868.55 | 0.15 | 738.2675
10215 | Salto | A9668O62PM48R-- | XS4 ANSI electronic wire-free SVN escutcheon, Mifare / DESFire deadbolt privacy w/ key override function, O lever, right handed, satin brass finish, for use with 1 3/4" - 2 1/4" thick door | 1 |  | 1 Year | 683.35 | 0.15 | 580.8475
10216 | Salto | A9668O62PM48RA- | XS4 ANSI electronic AMOK wire-free SVN escutcheon, Mifare / DESFire deadbolt privacy w/ key override function, O lever, right handed, satin brass finish, for use with 1 3/4" - 2 1/4" thick door | 1 |  | 1 Year | 812.35 | 0.15 | 690.4975
10217 | Salto | A9668O62PM48RC- | XS4 ANSI electronic RF wireless ready SVN escutcheon, Mifare / DESFire deadbolt privacy w/ key override function, O lever, right handed, satin brass finish, for use with 1 3/4" - 2 1/4" thick door | 1 |  | 1 Year | 737.45 | 0.15 | 626.8325
10218 | Salto | A9668O62PM48RW- | XS4 ANSI electronic RF wireless SVN escutcheon, Mifare / DESFire deadbolt privacy w/ key override function, O lever, right handed, satin brass finish, for use with 1 3/4" - 2 1/4" thick door | 1 |  | 1 Year | 868.55 | 0.15 | 738.2675
10219 | Salto | A9668O62PP38L-- | XS4 ANSI electronic wire-free SVN escutcheon, Mifare / DESFire deadbolt privacy w/ key override function, O lever, left handed, bright brass finish, for use with 1 3/8" - 1 3/4" thick standard door | 1 |  | 1 Year | 699.65 | 0.15 | 594.7025
10220 | Salto | A9668O62PP38LA- | XS4 ANSI electronic AMOK wire-free SVN escutcheon, Mifare / DESFire deadbolt privacy w/ key override function, O lever, left handed, bright brass finish, for use with 1 3/8" - 1 3/4" thick standard door | 1 |  | 1 Year | 828.65 | 0.15 | 704.3525
10221 | Salto | A9668O62PP38LC- | XS4 ANSI electronic RF wireless ready SVN escutcheon, Mifare / DESFire deadbolt privacy w/ key override function, O lever, left handed, bright brass finish, for use with 1 3/8" - 1 3/4" thick standard door | 1 |  | 1 Year | 753.75 | 0.15 | 640.6875
10222 | Salto | A9668O62PP38LW- | XS4 ANSI electronic RF wireless SVN escutcheon, Mifare / DESFire deadbolt privacy w/ key override function, O lever, left handed, bright brass finish, for use with 1 3/8" - 1 3/4" thick standard door | 1 |  | 1 Year | 884.85 | 0.15 | 752.1225
10223 | Salto | A9668O62PP38R-- | XS4 ANSI electronic wire-free SVN escutcheon, Mifare / DESFire deadbolt privacy w/ key override function, O lever, right handed, bright brass finish, for use with 1 3/8" - 1 3/4" thick standard door | 1 |  | 1 Year | 699.65 | 0.15 | 594.7025
10224 | Salto | A9668O62PP38RA- | XS4 ANSI electronic AMOK wire-free SVN escutcheon, Mifare / DESFire deadbolt privacy w/ key override function, O lever, right handed, bright brass finish, for use with 1 3/8" - 1 3/4" thick standard door | 1 |  | 1 Year | 828.65 | 0.15 | 704.3525
10225 | Salto | A9668O62PP38RC- | XS4 ANSI electronic RF wireless ready SVN escutcheon, Mifare / DESFire deadbolt privacy w/ key override function, O lever, right handed, bright brass finish, for use with 1 3/8" - 1 3/4" thick standard door | 1 |  | 1 Year | 753.75 | 0.15 | 640.6875
10226 | Salto | A9668O62PP38RW- | XS4 ANSI electronic RF wireless SVN escutcheon, Mifare / DESFire deadbolt privacy w/ key override function, O lever, right handed, bright brass finish, for use with 1 3/8" - 1 3/4" thick standard door | 1 |  | 1 Year | 884.85 | 0.15 | 752.1225
10227 | Salto | A9668O62PP48L-- | XS4 ANSI electronic wire-free SVN escutcheon, Mifare / DESFire deadbolt privacy w/ key override function, O lever, left handed, bright brass finish, for use with 1 3/4" - 2 1/4" thick door | 1 |  | 1 Year | 699.65 | 0.15 | 594.7025
10228 | Salto | A9668O62PP48LA- | XS4 ANSI electronic AMOK wire-free SVN escutcheon, Mifare / DESFire deadbolt privacy w/ key override function, O lever, left handed, bright brass finish, for use with 1 3/4" - 2 1/4" thick door | 1 |  | 1 Year | 828.65 | 0.15 | 704.3525
10229 | Salto | A9668O62PP48LC- | XS4 ANSI electronic RF wireless ready SVN escutcheon, Mifare / DESFire deadbolt privacy w/ key override function, O lever, left handed, bright brass finish, for use with 1 3/4" - 2 1/4" thick door | 1 |  | 1 Year | 753.75 | 0.15 | 640.6875
10230 | Salto | A9668O62PP48LW- | XS4 ANSI electronic RF wireless SVN escutcheon, Mifare / DESFire deadbolt privacy w/ key override function, O lever, left handed, bright brass finish, for use with 1 3/4" - 2 1/4" thick door | 1 |  | 1 Year | 884.85 | 0.15 | 752.1225
10231 | Salto | A9668O62PP48R-- | XS4 ANSI electronic wire-free SVN escutcheon, Mifare / DESFire deadbolt privacy w/ key override function, O lever, right handed, bright brass finish, for use with 1 3/4" - 2 1/4" thick door | 1 |  | 1 Year | 699.65 | 0.15 | 594.7025
10232 | Salto | A9668O62PP48RA- | XS4 ANSI electronic AMOK wire-free SVN escutcheon, Mifare / DESFire deadbolt privacy w/ key override function, O lever, right handed, bright brass finish, for use with 1 3/4" - 2 1/4" thick door | 1 |  | 1 Year | 828.65 | 0.15 | 704.3525
10233 | Salto | A9668O62PP48RC- | XS4 ANSI electronic RF wireless ready SVN escutcheon, Mifare / DESFire deadbolt privacy w/ key override function, O lever, right handed, bright brass finish, for use with 1 3/4" - 2 1/4" thick door | 1 |  | 1 Year | 753.75 | 0.15 | 640.6875
10234 | Salto | A9668O62PP48RW- | XS4 ANSI electronic RF wireless SVN escutcheon, Mifare / DESFire deadbolt privacy w/ key override function, O lever, right handed, bright brass finish, for use with 1 3/4" - 2 1/4" thick door | 1 |  | 1 Year | 884.85 | 0.15 | 752.1225
10235 | Salto | A9668O63IA38L-- | XS4 ANSI electronic wire-free SVN escutcheon, Mifare / DESFire deadbolt privacy w/ key override function, O lever, left handed, antique brass finish, for use with 1 3/8" - 1 3/4" thick standard door | 1 |  | 1 Year | 735.35 | 0.15 | 625.0475
10236 | Salto | A9668O63IA38LA- | XS4 ANSI electronic AMOK wire-free SVN escutcheon, Mifare / DESFire deadbolt privacy w/ key override function, O lever, left handed, antique brass finish, for use with 1 3/8" - 1 3/4" thick standard door | 1 |  | 1 Year | 864.35 | 0.15 | 734.6975
10237 | Salto | A9668O63IA38LC- | XS4 ANSI electronic RF wireless ready SVN escutcheon, Mifare / DESFire deadbolt privacy w/ key override function, O lever, left handed, antique brass finish, for use with 1 3/8" - 1 3/4" thick standard door | 1 |  | 1 Year | 789.45 | 0.15 | 671.0325
10238 | Salto | A9668O63IA38LW- | XS4 ANSI electronic RF wireless SVN escutcheon, Mifare / DESFire deadbolt privacy w/ key override function, O lever, left handed, antique brass finish, for use with 1 3/8" - 1 3/4" thick standard door | 1 |  | 1 Year | 920.55 | 0.15 | 782.4675
10239 | Salto | A9668O63IA38R-- | XS4 ANSI electronic wire-free SVN escutcheon, Mifare / DESFire deadbolt privacy w/ key override function, O lever, right handed, antique brass finish, for use with 1 3/8" - 1 3/4" thick standard door | 1 |  | 1 Year | 735.35 | 0.15 | 625.0475
10240 | Salto | A9668O63IA38RA- | XS4 ANSI electronic AMOK wire-free SVN escutcheon, Mifare / DESFire deadbolt privacy w/ key override function, O lever, right handed, antique brass finish, for use with 1 3/8" - 1 3/4" thick standard door | 1 |  | 1 Year | 864.35 | 0.15 | 734.6975
10241 | Salto | A9668O63IA38RC- | XS4 ANSI electronic RF wireless ready SVN escutcheon, Mifare / DESFire deadbolt privacy w/ key override function, O lever, right handed, antique brass finish, for use with 1 3/8" - 1 3/4" thick standard door | 1 |  | 1 Year | 789.45 | 0.15 | 671.0325
10242 | Salto | A9668O63IA38RW- | XS4 ANSI electronic RF wireless SVN escutcheon, Mifare / DESFire deadbolt privacy w/ key override function, O lever, right handed, antique brass finish, for use with 1 3/8" - 1 3/4" thick standard door | 1 |  | 1 Year | 920.55 | 0.15 | 782.4675
10243 | Salto | A9668O63IA48L-- | XS4 ANSI electronic wire-free SVN escutcheon, Mifare / DESFire deadbolt privacy w/ key override function, O lever, left handed, antique brass finish, for use with 1 3/4" - 2 1/4" thick door | 1 |  | 1 Year | 735.35 | 0.15 | 625.0475
10244 | Salto | A9668O63IA48LA- | XS4 ANSI electronic AMOK wire-free SVN escutcheon, Mifare / DESFire deadbolt privacy w/ key override function, O lever, left handed, antique brass finish, for use with 1 3/4" - 2 1/4" thick door | 1 |  | 1 Year | 864.35 | 0.15 | 734.6975
10245 | Salto | A9668O63IA48LC- | XS4 ANSI electronic RF wireless ready SVN escutcheon, Mifare / DESFire deadbolt privacy w/ key override function, O lever, left handed, antique brass finish, for use with 1 3/4" - 2 1/4" thick door | 1 |  | 1 Year | 789.45 | 0.15 | 671.0325
10246 | Salto | A9668O63IA48LW- | XS4 ANSI electronic RF wireless SVN escutcheon, Mifare / DESFire deadbolt privacy w/ key override function, O lever, left handed, antique brass finish, for use with 1 3/4" - 2 1/4" thick door | 1 |  | 1 Year | 920.55 | 0.15 | 782.4675
10247 | Salto | A9668O63IA48R-- | XS4 ANSI electronic wire-free SVN escutcheon, Mifare / DESFire deadbolt privacy w/ key override function, O lever, right handed, antique brass finish, for use with 1 3/4" - 2 1/4" thick door | 1 |  | 1 Year | 735.35 | 0.15 | 625.0475
10248 | Salto | A9668O63IA48RA- | XS4 ANSI electronic AMOK wire-free SVN escutcheon, Mifare / DESFire deadbolt privacy w/ key override function, O lever, right handed, antique brass finish, for use with 1 3/4" - 2 1/4" thick door | 1 |  | 1 Year | 864.35 | 0.15 | 734.6975
10249 | Salto | A9668O63IA48RC- | XS4 ANSI electronic RF wireless ready SVN escutcheon, Mifare / DESFire deadbolt privacy w/ key override function, O lever, right handed, antique brass finish, for use with 1 3/4" - 2 1/4" thick door | 1 |  | 1 Year | 789.45 | 0.15 | 671.0325
10250 | Salto | A9668O63IA48RW- | XS4 ANSI electronic RF wireless SVN escutcheon, Mifare / DESFire deadbolt privacy w/ key override function, O lever, right handed, antique brass finish, for use with 1 3/4" - 2 1/4" thick door | 1 |  | 1 Year | 920.55 | 0.15 | 782.4675
10251 | Salto | A9668O63IM38L-- | XS4 ANSI electronic wire-free SVN escutcheon, Mifare / DESFire deadbolt privacy w/ key override function, O lever, left handed, satin stainless finish, for use with 1 3/8" - 1 3/4" thick standard door | 1 |  | 1 Year | 683.35 | 0.15 | 580.8475
10252 | Salto | A9668O63IM38LA- | XS4 ANSI electronic AMOK wire-free SVN escutcheon, Mifare / DESFire deadbolt privacy w/ key override function, O lever, left handed, satin stainless finish, for use with 1 3/8" - 1 3/4" thick standard door | 1 |  | 1 Year | 812.35 | 0.15 | 690.4975
10253 | Salto | A9668O63IM38LC- | XS4 ANSI electronic RF wireless ready SVN escutcheon, Mifare / DESFire deadbolt privacy w/ key override function, O lever, left handed, satin stainless finish, for use with 1 3/8" - 1 3/4" thick standard door | 1 |  | 1 Year | 737.45 | 0.15 | 626.8325
10254 | Salto | A9668O63IM38LW- | XS4 ANSI electronic RF wireless SVN escutcheon, Mifare / DESFire deadbolt privacy w/ key override function, O lever, left handed, satin stainless finish, for use with 1 3/8" - 1 3/4" thick standard door | 1 |  | 1 Year | 868.55 | 0.15 | 738.2675
10255 | Salto | A9668O63IM38R-- | XS4 ANSI electronic wire-free SVN escutcheon, Mifare / DESFire deadbolt privacy w/ key override function, O lever, right handed, satin stainless finish, for use with 1 3/8" - 1 3/4" thick standard door | 1 |  | 1 Year | 683.35 | 0.15 | 580.8475
10256 | Salto | A9668O63IM38RA- | XS4 ANSI electronic AMOK wire-free SVN escutcheon, Mifare / DESFire deadbolt privacy w/ key override function, O lever, right handed, satin stainless finish, for use with 1 3/8" - 1 3/4" thick standard door | 1 |  | 1 Year | 812.35 | 0.15 | 690.4975
10257 | Salto | A9668O63IM38RC- | XS4 ANSI electronic RF wireless ready SVN escutcheon, Mifare / DESFire deadbolt privacy w/ key override function, O lever, right handed, satin stainless finish, for use with 1 3/8" - 1 3/4" thick standard door | 1 |  | 1 Year | 737.45 | 0.15 | 626.8325
10258 | Salto | A9668O63IM38RW- | XS4 ANSI electronic RF wireless SVN escutcheon, Mifare / DESFire deadbolt privacy w/ key override function, O lever, right handed, satin stainless finish, for use with 1 3/8" - 1 3/4" thick standard door | 1 |  | 1 Year | 868.55 | 0.15 | 738.2675
10259 | Salto | A9668O63IM48L-- | XS4 ANSI electronic wire-free SVN escutcheon, Mifare / DESFire deadbolt privacy w/ key override function, O lever, left handed, satin stainless finish, for use with 1 3/4" - 2 1/4" thick door | 1 |  | 1 Year | 683.35 | 0.15 | 580.8475
10260 | Salto | A9668O63IM48LA- | XS4 ANSI electronic AMOK wire-free SVN escutcheon, Mifare / DESFire deadbolt privacy w/ key override function, O lever, left handed, satin stainless finish, for use with 1 3/4" - 2 1/4" thick door | 1 |  | 1 Year | 812.35 | 0.15 | 690.4975
10261 | Salto | A9668O63IM48LC- | XS4 ANSI electronic RF wireless ready SVN escutcheon, Mifare / DESFire deadbolt privacy w/ key override function, O lever, left handed, satin stainless finish, for use with 1 3/4" - 2 1/4" thick door | 1 |  | 1 Year | 737.45 | 0.15 | 626.8325
10262 | Salto | A9668O63IM48LW- | XS4 ANSI electronic RF wireless SVN escutcheon, Mifare / DESFire deadbolt privacy w/ key override function, O lever, left handed, satin stainless finish, for use with 1 3/4" - 2 1/4" thick door | 1 |  | 1 Year | 868.55 | 0.15 | 738.2675
10263 | Salto | A9668O63IM48R-- | XS4 ANSI electronic wire-free SVN escutcheon, Mifare / DESFire deadbolt privacy w/ key override function, O lever, right handed, satin stainless finish, for use with 1 3/4" - 2 1/4" thick door | 1 |  | 1 Year | 683.35 | 0.15 | 580.8475
10264 | Salto | A9668O63IM48RA- | XS4 ANSI electronic AMOK wire-free SVN escutcheon, Mifare / DESFire deadbolt privacy w/ key override function, O lever, right handed, satin stainless finish, for use with 1 3/4" - 2 1/4" thick door | 1 |  | 1 Year | 812.35 | 0.15 | 690.4975
10265 | Salto | A9668O63IM48RC- | XS4 ANSI electronic RF wireless ready SVN escutcheon, Mifare / DESFire deadbolt privacy w/ key override function, O lever, right handed, satin stainless finish, for use with 1 3/4" - 2 1/4" thick door | 1 |  | 1 Year | 737.45 | 0.15 | 626.8325
10266 | Salto | A9668O63IM48RW- | XS4 ANSI electronic RF wireless SVN escutcheon, Mifare / DESFire deadbolt privacy w/ key override function, O lever, right handed, satin stainless finish, for use with 1 3/4" - 2 1/4" thick door | 1 |  | 1 Year | 868.55 | 0.15 | 738.2675
10267 | Salto | A9668O63IP38L-- | XS4 ANSI electronic wire-free SVN escutcheon, Mifare / DESFire deadbolt privacy w/ key override function, O lever, left handed, bright stainless steel finish, for use with 1 3/8" - 1 3/4" thick standard door | 1 |  | 1 Year | 699.65 | 0.15 | 594.7025
10268 | Salto | A9668O63IP38LA- | XS4 ANSI electronic AMOK wire-free SVN escutcheon, Mifare / DESFire deadbolt privacy w/ key override function, O lever, left handed, bright stainless steel finish, for use with 1 3/8" - 1 3/4" thick standard door | 1 |  | 1 Year | 828.65 | 0.15 | 704.3525
10269 | Salto | A9668O63IP38LC- | XS4 ANSI electronic RF wireless ready SVN escutcheon, Mifare / DESFire deadbolt privacy w/ key override function, O lever, left handed, bright stainless steel finish, for use with 1 3/8" - 1 3/4" thick standard door | 1 |  | 1 Year | 753.75 | 0.15 | 640.6875
10270 | Salto | A9668O63IP38LW- | XS4 ANSI electronic RF wireless SVN escutcheon, Mifare / DESFire deadbolt privacy w/ key override function, O lever, left handed, bright stainless steel finish, for use with 1 3/8" - 1 3/4" thick standard door | 1 |  | 1 Year | 884.85 | 0.15 | 752.1225
10271 | Salto | A9668O63IP38R-- | XS4 ANSI electronic wire-free SVN escutcheon, Mifare / DESFire deadbolt privacy w/ key override function, O lever, right handed, bright stainless steel finish, for use with 1 3/8" - 1 3/4" thick standard door | 1 |  | 1 Year | 699.65 | 0.15 | 594.7025
10272 | Salto | A9668O63IP38RA- | XS4 ANSI electronic AMOK wire-free SVN escutcheon, Mifare / DESFire deadbolt privacy w/ key override function, O lever, right handed, bright stainless steel finish, for use with 1 3/8" - 1 3/4" thick standard door | 1 |  | 1 Year | 828.65 | 0.15 | 704.3525
10273 | Salto | A9668O63IP38RC- | XS4 ANSI electronic RF wireless ready SVN escutcheon, Mifare / DESFire deadbolt privacy w/ key override function, O lever, right handed, bright stainless steel finish, for use with 1 3/8" - 1 3/4" thick standard door | 1 |  | 1 Year | 753.75 | 0.15 | 640.6875
10274 | Salto | A9668O63IP38RW- | XS4 ANSI electronic RF wireless SVN escutcheon, Mifare / DESFire deadbolt privacy w/ key override function, O lever, right handed, bright stainless steel finish, for use with 1 3/8" - 1 3/4" thick standard door | 1 |  | 1 Year | 884.85 | 0.15 | 752.1225
10275 | Salto | A9668O63IP48L-- | XS4 ANSI electronic wire-free SVN escutcheon, Mifare / DESFire deadbolt privacy w/ key override function, O lever, left handed, bright stainless steel finish, for use with 1 3/4" - 2 1/4" thick door | 1 |  | 1 Year | 699.65 | 0.15 | 594.7025
10276 | Salto | A9668O63IP48LA- | XS4 ANSI electronic AMOK wire-free SVN escutcheon, Mifare / DESFire deadbolt privacy w/ key override function, O lever, left handed, bright stainless steel finish, for use with 1 3/4" - 2 1/4" thick door | 1 |  | 1 Year | 828.65 | 0.15 | 704.3525
10277 | Salto | A9668O63IP48LC- | XS4 ANSI electronic RF wireless ready SVN escutcheon, Mifare / DESFire deadbolt privacy w/ key override function, O lever, left handed, bright stainless steel finish, for use with 1 3/4" - 2 1/4" thick door | 1 |  | 1 Year | 753.75 | 0.15 | 640.6875
10278 | Salto | A9668O63IP48LW- | XS4 ANSI electronic RF wireless SVN escutcheon, Mifare / DESFire deadbolt privacy w/ key override function, O lever, left handed, bright stainless steel finish, for use with 1 3/4" - 2 1/4" thick door | 1 |  | 1 Year | 884.85 | 0.15 | 752.1225
10279 | Salto | A9668O63IP48R-- | XS4 ANSI electronic wire-free SVN escutcheon, Mifare / DESFire deadbolt privacy w/ key override function, O lever, right handed, bright stainless steel finish, for use with 1 3/4" - 2 1/4" thick door | 1 |  | 1 Year | 699.65 | 0.15 | 594.7025
10280 | Salto | A9668O63IP48RA- | XS4 ANSI electronic AMOK wire-free SVN escutcheon, Mifare / DESFire deadbolt privacy w/ key override function, O lever, right handed, bright stainless steel finish, for use with 1 3/4" - 2 1/4" thick door | 1 |  | 1 Year | 828.65 | 0.15 | 704.3525
10281 | Salto | A9668O63IP48RC- | XS4 ANSI electronic RF wireless ready SVN escutcheon, Mifare / DESFire deadbolt privacy w/ key override function, O lever, right handed, bright stainless steel finish, for use with 1 3/4" - 2 1/4" thick door | 1 |  | 1 Year | 753.75 | 0.15 | 640.6875
10282 | Salto | A9668O63IP48RW- | XS4 ANSI electronic RF wireless SVN escutcheon, Mifare / DESFire deadbolt privacy w/ key override function, O lever, right handed, bright stainless steel finish, for use with 1 3/4" - 2 1/4" thick door | 1 |  | 1 Year | 884.85 | 0.15 | 752.1225
10283 | Salto | A9668O63NE38L-- | XS4 ANSI electronic wire-free SVN escutcheon, Mifare / DESFire deadbolt privacy w/ key override function, O lever, left handed, black chromium finish, for use with 1 3/8" - 1 3/4" thick standard door | 1 |  | 1 Year | 718.05 | 0.15 | 610.3425
10284 | Salto | A9668O63NE38LA- | XS4 ANSI electronic AMOK wire-free SVN escutcheon, Mifare / DESFire deadbolt privacy w/ key override function, O lever, left handed, black chromium finish, for use with 1 3/8" - 1 3/4" thick standard door | 1 |  | 1 Year | 847.05 | 0.15 | 719.9925
10285 | Salto | A9668O63NE38LC- | XS4 ANSI electronic RF wireless ready SVN escutcheon, Mifare / DESFire deadbolt privacy w/ key override function, O lever, left handed, black chromium finish, for use with 1 3/8" - 1 3/4" thick standard door | 1 |  | 1 Year | 772.15 | 0.15 | 656.3275
10286 | Salto | A9668O63NE38LW- | XS4 ANSI electronic RF wireless SVN escutcheon, Mifare / DESFire deadbolt privacy w/ key override function, O lever, left handed, black chromium finish, for use with 1 3/8" - 1 3/4" thick standard door | 1 |  | 1 Year | 903.25 | 0.15 | 767.7625
10287 | Salto | A9668O63NE38R-- | XS4 ANSI electronic wire-free SVN escutcheon, Mifare / DESFire deadbolt privacy w/ key override function, O lever, right handed, black chromium finish, for use with 1 3/8" - 1 3/4" thick standard door | 1 |  | 1 Year | 718.05 | 0.15 | 610.3425
10288 | Salto | A9668O63NE38RA- | XS4 ANSI electronic AMOK wire-free SVN escutcheon, Mifare / DESFire deadbolt privacy w/ key override function, O lever, right handed, black chromium finish, for use with 1 3/8" - 1 3/4" thick standard door | 1 |  | 1 Year | 847.05 | 0.15 | 719.9925
10289 | Salto | A9668O63NE38RC- | XS4 ANSI electronic RF wireless ready SVN escutcheon, Mifare / DESFire deadbolt privacy w/ key override function, O lever, right handed, black chromium finish, for use with 1 3/8" - 1 3/4" thick standard door | 1 |  | 1 Year | 772.15 | 0.15 | 656.3275
10290 | Salto | A9668O63NE38RW- | XS4 ANSI electronic RF wireless SVN escutcheon, Mifare / DESFire deadbolt privacy w/ key override function, O lever, right handed, black chromium finish, for use with 1 3/8" - 1 3/4" thick standard door | 1 |  | 1 Year | 903.25 | 0.15 | 767.7625
10291 | Salto | A9668O63NE48L-- | XS4 ANSI electronic wire-free SVN escutcheon, Mifare / DESFire deadbolt privacy w/ key override function, O lever, left handed, black chromium finish, for use with 1 3/4" - 2 1/4" thick door | 1 |  | 1 Year | 718.05 | 0.15 | 610.3425
10292 | Salto | A9668O63NE48LA- | XS4 ANSI electronic AMOK wire-free SVN escutcheon, Mifare / DESFire deadbolt privacy w/ key override function, O lever, left handed, black chromium finish, for use with 1 3/4" - 2 1/4" thick door | 1 |  | 1 Year | 847.05 | 0.15 | 719.9925
10293 | Salto | A9668O63NE48LC- | XS4 ANSI electronic RF wireless ready SVN escutcheon, Mifare / DESFire deadbolt privacy w/ key override function, O lever, left handed, black chromium finish, for use with 1 3/4" - 2 1/4" thick door | 1 |  | 1 Year | 772.15 | 0.15 | 656.3275
10294 | Salto | A9668O63NE48LW- | XS4 ANSI electronic RF wireless SVN escutcheon, Mifare / DESFire deadbolt privacy w/ key override function, O lever, left handed, black chromium finish, for use with 1 3/4" - 2 1/4" thick door | 1 |  | 1 Year | 903.25 | 0.15 | 767.7625
10295 | Salto | A9668O63NE48R-- | XS4 ANSI electronic wire-free SVN escutcheon, Mifare / DESFire deadbolt privacy w/ key override function, O lever, right handed, black chromium finish, for use with 1 3/4" - 2 1/4" thick door | 1 |  | 1 Year | 718.05 | 0.15 | 610.3425
10296 | Salto | A9668O63NE48RA- | XS4 ANSI electronic AMOK wire-free SVN escutcheon, Mifare / DESFire deadbolt privacy w/ key override function, O lever, right handed, black chromium finish, for use with 1 3/4" - 2 1/4" thick door | 1 |  | 1 Year | 847.05 | 0.15 | 719.9925
10297 | Salto | A9668O63NE48RC- | XS4 ANSI electronic RF wireless ready SVN escutcheon, Mifare / DESFire deadbolt privacy w/ key override function, O lever, right handed, black chromium finish, for use with 1 3/4" - 2 1/4" thick door | 1 |  | 1 Year | 772.15 | 0.15 | 656.3275
10298 | Salto | A9668O63NE48RW- | XS4 ANSI electronic RF wireless SVN escutcheon, Mifare / DESFire deadbolt privacy w/ key override function, O lever, right handed, black chromium finish, for use with 1 3/4" - 2 1/4" thick door | 1 |  | 1 Year | 903.25 | 0.15 | 767.7625
10299 | Salto | A9668O63PM38L-- | XS4 ANSI electronic wire-free SVN escutcheon, Mifare / DESFire deadbolt privacy w/ key override function, O lever, left handed, satin brass finish, for use with 1 3/8" - 1 3/4" thick standard door | 1 |  | 1 Year | 683.35 | 0.15 | 580.8475
10300 | Salto | A9668O63PM38LA- | XS4 ANSI electronic AMOK wire-free SVN escutcheon, Mifare / DESFire deadbolt privacy w/ key override function, O lever, left handed, satin brass finish, for use with 1 3/8" - 1 3/4" thick standard door | 1 |  | 1 Year | 812.35 | 0.15 | 690.4975
10301 | Salto | A9668O63PM38LC- | XS4 ANSI electronic RF wireless ready SVN escutcheon, Mifare / DESFire deadbolt privacy w/ key override function, O lever, left handed, satin brass finish, for use with 1 3/8" - 1 3/4" thick standard door | 1 |  | 1 Year | 737.45 | 0.15 | 626.8325
10302 | Salto | A9668O63PM38LW- | XS4 ANSI electronic RF wireless SVN escutcheon, Mifare / DESFire deadbolt privacy w/ key override function, O lever, left handed, satin brass finish, for use with 1 3/8" - 1 3/4" thick standard door | 1 |  | 1 Year | 868.55 | 0.15 | 738.2675
10303 | Salto | A9668O63PM38R-- | XS4 ANSI electronic wire-free SVN escutcheon, Mifare / DESFire deadbolt privacy w/ key override function, O lever, right handed, satin brass finish, for use with 1 3/8" - 1 3/4" thick standard door | 1 |  | 1 Year | 683.35 | 0.15 | 580.8475
10304 | Salto | A9668O63PM38RA- | XS4 ANSI electronic AMOK wire-free SVN escutcheon, Mifare / DESFire deadbolt privacy w/ key override function, O lever, right handed, satin brass finish, for use with 1 3/8" - 1 3/4" thick standard door | 1 |  | 1 Year | 812.35 | 0.15 | 690.4975
10305 | Salto | A9668O63PM38RC- | XS4 ANSI electronic RF wireless ready SVN escutcheon, Mifare / DESFire deadbolt privacy w/ key override function, O lever, right handed, satin brass finish, for use with 1 3/8" - 1 3/4" thick standard door | 1 |  | 1 Year | 737.45 | 0.15 | 626.8325
10306 | Salto | A9668O63PM38RW- | XS4 ANSI electronic RF wireless SVN escutcheon, Mifare / DESFire deadbolt privacy w/ key override function, O lever, right handed, satin brass finish, for use with 1 3/8" - 1 3/4" thick standard door | 1 |  | 1 Year | 868.55 | 0.15 | 738.2675
10307 | Salto | A9668O63PM48L-- | XS4 ANSI electronic wire-free SVN escutcheon, Mifare / DESFire deadbolt privacy w/ key override function, O lever, left handed, satin brass finish, for use with 1 3/4" - 2 1/4" thick door | 1 |  | 1 Year | 683.35 | 0.15 | 580.8475
10308 | Salto | A9668O63PM48LA- | XS4 ANSI electronic AMOK wire-free SVN escutcheon, Mifare / DESFire deadbolt privacy w/ key override function, O lever, left handed, satin brass finish, for use with 1 3/4" - 2 1/4" thick door | 1 |  | 1 Year | 812.35 | 0.15 | 690.4975
10309 | Salto | A9668O63PM48LC- | XS4 ANSI electronic RF wireless ready SVN escutcheon, Mifare / DESFire deadbolt privacy w/ key override function, O lever, left handed, satin brass finish, for use with 1 3/4" - 2 1/4" thick door | 1 |  | 1 Year | 737.45 | 0.15 | 626.8325
10310 | Salto | A9668O63PM48LW- | XS4 ANSI electronic RF wireless SVN escutcheon, Mifare / DESFire deadbolt privacy w/ key override function, O lever, left handed, satin brass finish, for use with 1 3/4" - 2 1/4" thick door | 1 |  | 1 Year | 868.55 | 0.15 | 738.2675
10311 | Salto | A9668O63PM48R-- | XS4 ANSI electronic wire-free SVN escutcheon, Mifare / DESFire deadbolt privacy w/ key override function, O lever, right handed, satin brass finish, for use with 1 3/4" - 2 1/4" thick door | 1 |  | 1 Year | 683.35 | 0.15 | 580.8475
10312 | Salto | A9668O63PM48RA- | XS4 ANSI electronic AMOK wire-free SVN escutcheon, Mifare / DESFire deadbolt privacy w/ key override function, O lever, right handed, satin brass finish, for use with 1 3/4" - 2 1/4" thick door | 1 |  | 1 Year | 812.35 | 0.15 | 690.4975
10313 | Salto | A9668O63PM48RC- | XS4 ANSI electronic RF wireless ready SVN escutcheon, Mifare / DESFire deadbolt privacy w/ key override function, O lever, right handed, satin brass finish, for use with 1 3/4" - 2 1/4" thick door | 1 |  | 1 Year | 737.45 | 0.15 | 626.8325
10314 | Salto | A9668O63PM48RW- | XS4 ANSI electronic RF wireless SVN escutcheon, Mifare / DESFire deadbolt privacy w/ key override function, O lever, right handed, satin brass finish, for use with 1 3/4" - 2 1/4" thick door | 1 |  | 1 Year | 868.55 | 0.15 | 738.2675
10315 | Salto | A9668O63PP38L-- | XS4 ANSI electronic wire-free SVN escutcheon, Mifare / DESFire deadbolt privacy w/ key override function, O lever, left handed, bright brass finish, for use with 1 3/8" - 1 3/4" thick standard door | 1 |  | 1 Year | 699.65 | 0.15 | 594.7025
10316 | Salto | A9668O63PP38LA- | XS4 ANSI electronic AMOK wire-free SVN escutcheon, Mifare / DESFire deadbolt privacy w/ key override function, O lever, left handed, bright brass finish, for use with 1 3/8" - 1 3/4" thick standard door | 1 |  | 1 Year | 828.65 | 0.15 | 704.3525
10317 | Salto | A9668O63PP38LC- | XS4 ANSI electronic RF wireless ready SVN escutcheon, Mifare / DESFire deadbolt privacy w/ key override function, O lever, left handed, bright brass finish, for use with 1 3/8" - 1 3/4" thick standard door | 1 |  | 1 Year | 753.75 | 0.15 | 640.6875
10318 | Salto | A9668O63PP38LW- | XS4 ANSI electronic RF wireless SVN escutcheon, Mifare / DESFire deadbolt privacy w/ key override function, O lever, left handed, bright brass finish, for use with 1 3/8" - 1 3/4" thick standard door | 1 |  | 1 Year | 884.85 | 0.15 | 752.1225
10319 | Salto | A9668O63PP38R-- | XS4 ANSI electronic wire-free SVN escutcheon, Mifare / DESFire deadbolt privacy w/ key override function, O lever, right handed, bright brass finish, for use with 1 3/8" - 1 3/4" thick standard door | 1 |  | 1 Year | 699.65 | 0.15 | 594.7025
10320 | Salto | A9668O63PP38RA- | XS4 ANSI electronic AMOK wire-free SVN escutcheon, Mifare / DESFire deadbolt privacy w/ key override function, O lever, right handed, bright brass finish, for use with 1 3/8" - 1 3/4" thick standard door | 1 |  | 1 Year | 828.65 | 0.15 | 704.3525
10321 | Salto | A9668O63PP38RC- | XS4 ANSI electronic RF wireless ready SVN escutcheon, Mifare / DESFire deadbolt privacy w/ key override function, O lever, right handed, bright brass finish, for use with 1 3/8" - 1 3/4" thick standard door | 1 |  | 1 Year | 753.75 | 0.15 | 640.6875
10322 | Salto | A9668O63PP38RW- | XS4 ANSI electronic RF wireless SVN escutcheon, Mifare / DESFire deadbolt privacy w/ key override function, O lever, right handed, bright brass finish, for use with 1 3/8" - 1 3/4" thick standard door | 1 |  | 1 Year | 884.85 | 0.15 | 752.1225
10323 | Salto | A9668O63PP48L-- | XS4 ANSI electronic wire-free SVN escutcheon, Mifare / DESFire deadbolt privacy w/ key override function, O lever, left handed, bright brass finish, for use with 1 3/4" - 2 1/4" thick door | 1 |  | 1 Year | 699.65 | 0.15 | 594.7025
10324 | Salto | A9668O63PP48LA- | XS4 ANSI electronic AMOK wire-free SVN escutcheon, Mifare / DESFire deadbolt privacy w/ key override function, O lever, left handed, bright brass finish, for use with 1 3/4" - 2 1/4" thick door | 1 |  | 1 Year | 828.65 | 0.15 | 704.3525
10325 | Salto | A9668O63PP48LC- | XS4 ANSI electronic RF wireless ready SVN escutcheon, Mifare / DESFire deadbolt privacy w/ key override function, O lever, left handed, bright brass finish, for use with 1 3/4" - 2 1/4" thick door | 1 |  | 1 Year | 753.75 | 0.15 | 640.6875
10326 | Salto | A9668O63PP48LW- | XS4 ANSI electronic RF wireless SVN escutcheon, Mifare / DESFire deadbolt privacy w/ key override function, O lever, left handed, bright brass finish, for use with 1 3/4" - 2 1/4" thick door | 1 |  | 1 Year | 884.85 | 0.15 | 752.1225
10327 | Salto | A9668O63PP48R-- | XS4 ANSI electronic wire-free SVN escutcheon, Mifare / DESFire deadbolt privacy w/ key override function, O lever, right handed, bright brass finish, for use with 1 3/4" - 2 1/4" thick door | 1 |  | 1 Year | 699.65 | 0.15 | 594.7025
10328 | Salto | A9668O63PP48RA- | XS4 ANSI electronic AMOK wire-free SVN escutcheon, Mifare / DESFire deadbolt privacy w/ key override function, O lever, right handed, bright brass finish, for use with 1 3/4" - 2 1/4" thick door | 1 |  | 1 Year | 828.65 | 0.15 | 704.3525
10329 | Salto | A9668O63PP48RC- | XS4 ANSI electronic RF wireless ready SVN escutcheon, Mifare / DESFire deadbolt privacy w/ key override function, O lever, right handed, bright brass finish, for use with 1 3/4" - 2 1/4" thick door | 1 |  | 1 Year | 753.75 | 0.15 | 640.6875
10330 | Salto | A9668O63PP48RW- | XS4 ANSI electronic RF wireless SVN escutcheon, Mifare / DESFire deadbolt privacy w/ key override function, O lever, right handed, bright brass finish, for use with 1 3/4" - 2 1/4" thick door | 1 |  | 1 Year | 884.85 | 0.15 | 752.1225
10331 | Salto | A9668W61BC38--- | XS4 ANSI electronic wire-free SVN escutcheon, Mifare / DESFire deadbolt privacy w/ key override function, W lever, unhanded, BioCote antimicrobial finish, for use with 1 3/8" - 1 3/4" thick standard door | 1 |  | 1 Year | 725.15 | 0.15 | 616.3775
10332 | Salto | A9668W61BC38-A- | XS4 ANSI electronic AMOK wire-free SVN escutcheon, Mifare / DESFire deadbolt privacy w/ key override function, W lever, unhanded, BioCote antimicrobial finish, for use with 1 3/8" - 1 3/4" thick standard door | 1 |  | 1 Year | 854.15 | 0.15 | 726.0275
10333 | Salto | A9668W61BC38-C- | XS4 ANSI electronic RF wireless ready SVN escutcheon, Mifare / DESFire deadbolt privacy w/ key override function, W lever, unhanded, BioCote antimicrobial finish, for use with 1 3/8" - 1 3/4" thick standard door | 1 |  | 1 Year | 779.25 | 0.15 | 662.3625
10334 | Salto | A9668W61BC38-W- | XS4 ANSI electronic RF wireless SVN escutcheon, Mifare / DESFire deadbolt privacy w/ key override function, W lever, unhanded, BioCote antimicrobial finish, for use with 1 3/8" - 1 3/4" thick standard door | 1 |  | 1 Year | 910.35 | 0.15 | 773.7975
10335 | Salto | A9668W61BC48--- | XS4 ANSI electronic wire-free SVN escutcheon, Mifare / DESFire deadbolt privacy w/ key override function, W lever, unhanded, BioCote antimicrobial finish, for use with 1 3/4" - 2 1/4" thick door | 1 |  | 1 Year | 725.15 | 0.15 | 616.3775
10336 | Salto | A9668W61BC48-A- | XS4 ANSI electronic AMOK wire-free SVN escutcheon, Mifare / DESFire deadbolt privacy w/ key override function, W lever, unhanded, BioCote antimicrobial finish, for use with 1 3/4" - 2 1/4" thick door | 1 |  | 1 Year | 854.15 | 0.15 | 726.0275
10337 | Salto | A9668W61BC48-C- | XS4 ANSI electronic RF wireless ready SVN escutcheon, Mifare / DESFire deadbolt privacy w/ key override function, W lever, unhanded, BioCote antimicrobial finish, for use with 1 3/4" - 2 1/4" thick door | 1 |  | 1 Year | 779.25 | 0.15 | 662.3625
10338 | Salto | A9668W61BC48-W- | XS4 ANSI electronic RF wireless SVN escutcheon, Mifare / DESFire deadbolt privacy w/ key override function, W lever, unhanded, BioCote antimicrobial finish, for use with 1 3/4" - 2 1/4" thick door | 1 |  | 1 Year | 910.35 | 0.15 | 773.7975
10339 | Salto | A9668W61IA38--- | XS4 ANSI electronic wire-free SVN escutcheon, Mifare / DESFire deadbolt privacy w/ key override function, W lever, unhanded, antique brass finish, for use with 1 3/8" - 1 3/4" thick standard door | 1 |  | 1 Year | 725.15 | 0.15 | 616.3775
10340 | Salto | A9668W61IA38-A- | XS4 ANSI electronic AMOK wire-free SVN escutcheon, Mifare / DESFire deadbolt privacy w/ key override function, W lever, unhanded, antique brass finish, for use with 1 3/8" - 1 3/4" thick standard door | 1 |  | 1 Year | 854.15 | 0.15 | 726.0275
10341 | Salto | A9668W61IA38-C- | XS4 ANSI electronic RF wireless ready SVN escutcheon, Mifare / DESFire deadbolt privacy w/ key override function, W lever, unhanded, antique brass finish, for use with 1 3/8" - 1 3/4" thick standard door | 1 |  | 1 Year | 779.25 | 0.15 | 662.3625
10342 | Salto | A9668W61IA38-W- | XS4 ANSI electronic RF wireless SVN escutcheon, Mifare / DESFire deadbolt privacy w/ key override function, W lever, unhanded, antique brass finish, for use with 1 3/8" - 1 3/4" thick standard door | 1 |  | 1 Year | 910.35 | 0.15 | 773.7975
10343 | Salto | A9668W61IA48--- | XS4 ANSI electronic wire-free SVN escutcheon, Mifare / DESFire deadbolt privacy w/ key override function, W lever, unhanded, antique brass finish, for use with 1 3/4" - 2 1/4" thick door | 1 |  | 1 Year | 725.15 | 0.15 | 616.3775
10344 | Salto | A9668W61IA48-A- | XS4 ANSI electronic AMOK wire-free SVN escutcheon, Mifare / DESFire deadbolt privacy w/ key override function, W lever, unhanded, antique brass finish, for use with 1 3/4" - 2 1/4" thick door | 1 |  | 1 Year | 854.15 | 0.15 | 726.0275
10345 | Salto | A9668W61IA48-C- | XS4 ANSI electronic RF wireless ready SVN escutcheon, Mifare / DESFire deadbolt privacy w/ key override function, W lever, unhanded, antique brass finish, for use with 1 3/4" - 2 1/4" thick door | 1 |  | 1 Year | 779.25 | 0.15 | 662.3625
10346 | Salto | A9668W61IA48-W- | XS4 ANSI electronic RF wireless SVN escutcheon, Mifare / DESFire deadbolt privacy w/ key override function, W lever, unhanded, antique brass finish, for use with 1 3/4" - 2 1/4" thick door | 1 |  | 1 Year | 910.35 | 0.15 | 773.7975
10347 | Salto | A9668W61IM38--- | XS4 ANSI electronic wire-free SVN escutcheon, Mifare / DESFire deadbolt privacy w/ key override function, W lever, unhanded, satin stainless finish, for use with 1 3/8" - 1 3/4" thick standard door | 1 |  | 1 Year | 673.15 | 0.15 | 572.1775
10348 | Salto | A9668W61IM38-A- | XS4 ANSI electronic AMOK wire-free SVN escutcheon, Mifare / DESFire deadbolt privacy w/ key override function, W lever, unhanded, satin stainless finish, for use with 1 3/8" - 1 3/4" thick standard door | 1 |  | 1 Year | 802.15 | 0.15 | 681.8275
10349 | Salto | A9668W61IM38-C- | XS4 ANSI electronic RF wireless ready SVN escutcheon, Mifare / DESFire deadbolt privacy w/ key override function, W lever, unhanded, satin stainless finish, for use with 1 3/8" - 1 3/4" thick standard door | 1 |  | 1 Year | 727.25 | 0.15 | 618.1625
10350 | Salto | A9668W61IM38-W- | XS4 ANSI electronic RF wireless SVN escutcheon, Mifare / DESFire deadbolt privacy w/ key override function, W lever, unhanded, satin stainless finish, for use with 1 3/8" - 1 3/4" thick standard door | 1 |  | 1 Year | 858.35 | 0.15 | 729.5975
10351 | Salto | A9668W61IM48--- | XS4 ANSI electronic wire-free SVN escutcheon, Mifare / DESFire deadbolt privacy w/ key override function, W lever, unhanded, satin stainless finish, for use with 1 3/4" - 2 1/4" thick door | 1 |  | 1 Year | 673.15 | 0.15 | 572.1775
10352 | Salto | A9668W61IM48-A- | XS4 ANSI electronic AMOK wire-free SVN escutcheon, Mifare / DESFire deadbolt privacy w/ key override function, W lever, unhanded, satin stainless finish, for use with 1 3/4" - 2 1/4" thick door | 1 |  | 1 Year | 802.15 | 0.15 | 681.8275
10353 | Salto | A9668W61IM48-C- | XS4 ANSI electronic RF wireless ready SVN escutcheon, Mifare / DESFire deadbolt privacy w/ key override function, W lever, unhanded, satin stainless finish, for use with 1 3/4" - 2 1/4" thick door | 1 |  | 1 Year | 727.25 | 0.15 | 618.1625
10354 | Salto | A9668W61IM48-W- | XS4 ANSI electronic RF wireless SVN escutcheon, Mifare / DESFire deadbolt privacy w/ key override function, W lever, unhanded, satin stainless finish, for use with 1 3/4" - 2 1/4" thick door | 1 |  | 1 Year | 858.35 | 0.15 | 729.5975
10355 | Salto | A9668W61IP38--- | XS4 ANSI electronic wire-free SVN escutcheon, Mifare / DESFire deadbolt privacy w/ key override function, W lever, unhanded, bright stainless steel finish, for use with 1 3/8" - 1 3/4" thick standard door | 1 |  | 1 Year | 689.45 | 0.15 | 586.0325
10356 | Salto | A9668W61IP38-A- | XS4 ANSI electronic AMOK wire-free SVN escutcheon, Mifare / DESFire deadbolt privacy w/ key override function, W lever, unhanded, bright stainless steel finish, for use with 1 3/8" - 1 3/4" thick standard door | 1 |  | 1 Year | 818.45 | 0.15 | 695.6825
10357 | Salto | A9668W61IP38-C- | XS4 ANSI electronic RF wireless ready SVN escutcheon, Mifare / DESFire deadbolt privacy w/ key override function, W lever, unhanded, bright stainless steel finish, for use with 1 3/8" - 1 3/4" thick standard door | 1 |  | 1 Year | 743.55 | 0.15 | 632.0175
10358 | Salto | A9668W61IP38-W- | XS4 ANSI electronic RF wireless SVN escutcheon, Mifare / DESFire deadbolt privacy w/ key override function, W lever, unhanded, bright stainless steel finish, for use with 1 3/8" - 1 3/4" thick standard door | 1 |  | 1 Year | 874.65 | 0.15 | 743.4525
10359 | Salto | A9668W61IP48--- | XS4 ANSI electronic wire-free SVN escutcheon, Mifare / DESFire deadbolt privacy w/ key override function, W lever, unhanded, bright stainless steel finish, for use with 1 3/4" - 2 1/4" thick door | 1 |  | 1 Year | 689.45 | 0.15 | 586.0325
10360 | Salto | A9668W61IP48-A- | XS4 ANSI electronic AMOK wire-free SVN escutcheon, Mifare / DESFire deadbolt privacy w/ key override function, W lever, unhanded, bright stainless steel finish, for use with 1 3/4" - 2 1/4" thick door | 1 |  | 1 Year | 818.45 | 0.15 | 695.6825
10361 | Salto | A9668W61IP48-C- | XS4 ANSI electronic RF wireless ready SVN escutcheon, Mifare / DESFire deadbolt privacy w/ key override function, W lever, unhanded, bright stainless steel finish, for use with 1 3/4" - 2 1/4" thick door | 1 |  | 1 Year | 743.55 | 0.15 | 632.0175
10362 | Salto | A9668W61IP48-W- | XS4 ANSI electronic RF wireless SVN escutcheon, Mifare / DESFire deadbolt privacy w/ key override function, W lever, unhanded, bright stainless steel finish, for use with 1 3/4" - 2 1/4" thick door | 1 |  | 1 Year | 874.65 | 0.15 | 743.4525
10363 | Salto | A9668W61NE38--- | XS4 ANSI electronic wire-free SVN escutcheon, Mifare / DESFire deadbolt privacy w/ key override function, W lever, unhanded, black chromium finish, for use with 1 3/8" - 1 3/4" thick standard door | 1 |  | 1 Year | 707.85 | 0.15 | 601.6725
10364 | Salto | A9668W61NE38-A- | XS4 ANSI electronic AMOK wire-free SVN escutcheon, Mifare / DESFire deadbolt privacy w/ key override function, W lever, unhanded, black chromium finish, for use with 1 3/8" - 1 3/4" thick standard door | 1 |  | 1 Year | 836.85 | 0.15 | 711.3225
10365 | Salto | A9668W61NE38-C- | XS4 ANSI electronic RF wireless ready SVN escutcheon, Mifare / DESFire deadbolt privacy w/ key override function, W lever, unhanded, black chromium finish, for use with 1 3/8" - 1 3/4" thick standard door | 1 |  | 1 Year | 761.95 | 0.15 | 647.6575
10366 | Salto | A9668W61NE38-W- | XS4 ANSI electronic RF wireless SVN escutcheon, Mifare / DESFire deadbolt privacy w/ key override function, W lever, unhanded, black chromium finish, for use with 1 3/8" - 1 3/4" thick standard door | 1 |  | 1 Year | 893.05 | 0.15 | 759.0925
10367 | Salto | A9668W61NE48--- | XS4 ANSI electronic wire-free SVN escutcheon, Mifare / DESFire deadbolt privacy w/ key override function, W lever, unhanded, black chromium finish, for use with 1 3/4" - 2 1/4" thick door | 1 |  | 1 Year | 707.85 | 0.15 | 601.6725
10368 | Salto | A9668W61NE48-A- | XS4 ANSI electronic AMOK wire-free SVN escutcheon, Mifare / DESFire deadbolt privacy w/ key override function, W lever, unhanded, black chromium finish, for use with 1 3/4" - 2 1/4" thick door | 1 |  | 1 Year | 836.85 | 0.15 | 711.3225
10369 | Salto | A9668W61NE48-C- | XS4 ANSI electronic RF wireless ready SVN escutcheon, Mifare / DESFire deadbolt privacy w/ key override function, W lever, unhanded, black chromium finish, for use with 1 3/4" - 2 1/4" thick door | 1 |  | 1 Year | 761.95 | 0.15 | 647.6575
10370 | Salto | A9668W61NE48-W- | XS4 ANSI electronic RF wireless SVN escutcheon, Mifare / DESFire deadbolt privacy w/ key override function, W lever, unhanded, black chromium finish, for use with 1 3/4" - 2 1/4" thick door | 1 |  | 1 Year | 893.05 | 0.15 | 759.0925
10371 | Salto | A9668W61PM38--- | XS4 ANSI electronic wire-free SVN escutcheon, Mifare / DESFire deadbolt privacy w/ key override function, W lever, unhanded, satin brass finish, for use with 1 3/8" - 1 3/4" thick standard door | 1 |  | 1 Year | 673.15 | 0.15 | 572.1775
10372 | Salto | A9668W61PM38-A- | XS4 ANSI electronic AMOK wire-free SVN escutcheon, Mifare / DESFire deadbolt privacy w/ key override function, W lever, unhanded, satin brass finish, for use with 1 3/8" - 1 3/4" thick standard door | 1 |  | 1 Year | 802.15 | 0.15 | 681.8275
10373 | Salto | A9668W61PM38-C- | XS4 ANSI electronic RF wireless ready SVN escutcheon, Mifare / DESFire deadbolt privacy w/ key override function, W lever, unhanded, satin brass finish, for use with 1 3/8" - 1 3/4" thick standard door | 1 |  | 1 Year | 727.25 | 0.15 | 618.1625
10374 | Salto | A9668W61PM38-W- | XS4 ANSI electronic RF wireless SVN escutcheon, Mifare / DESFire deadbolt privacy w/ key override function, W lever, unhanded, satin brass finish, for use with 1 3/8" - 1 3/4" thick standard door | 1 |  | 1 Year | 858.35 | 0.15 | 729.5975
10375 | Salto | A9668W61PM48--- | XS4 ANSI electronic wire-free SVN escutcheon, Mifare / DESFire deadbolt privacy w/ key override function, W lever, unhanded, satin brass finish, for use with 1 3/4" - 2 1/4" thick door | 1 |  | 1 Year | 673.15 | 0.15 | 572.1775
10376 | Salto | A9668W61PM48-A- | XS4 ANSI electronic AMOK wire-free SVN escutcheon, Mifare / DESFire deadbolt privacy w/ key override function, W lever, unhanded, satin brass finish, for use with 1 3/4" - 2 1/4" thick door | 1 |  | 1 Year | 802.15 | 0.15 | 681.8275
10377 | Salto | A9668W61PM48-C- | XS4 ANSI electronic RF wireless ready SVN escutcheon, Mifare / DESFire deadbolt privacy w/ key override function, W lever, unhanded, satin brass finish, for use with 1 3/4" - 2 1/4" thick door | 1 |  | 1 Year | 727.25 | 0.15 | 618.1625
10378 | Salto | A9668W61PM48-W- | XS4 ANSI electronic RF wireless SVN escutcheon, Mifare / DESFire deadbolt privacy w/ key override function, W lever, unhanded, satin brass finish, for use with 1 3/4" - 2 1/4" thick door | 1 |  | 1 Year | 858.35 | 0.15 | 729.5975
10379 | Salto | A9668W61PP38--- | XS4 ANSI electronic wire-free SVN escutcheon, Mifare / DESFire deadbolt privacy w/ key override function, W lever, unhanded, bright brass finish, for use with 1 3/8" - 1 3/4" thick standard door | 1 |  | 1 Year | 689.45 | 0.15 | 586.0325
10380 | Salto | A9668W61PP38-A- | XS4 ANSI electronic AMOK wire-free SVN escutcheon, Mifare / DESFire deadbolt privacy w/ key override function, W lever, unhanded, bright brass finish, for use with 1 3/8" - 1 3/4" thick standard door | 1 |  | 1 Year | 818.45 | 0.15 | 695.6825
10381 | Salto | A9668W61PP38-C- | XS4 ANSI electronic RF wireless ready SVN escutcheon, Mifare / DESFire deadbolt privacy w/ key override function, W lever, unhanded, bright brass finish, for use with 1 3/8" - 1 3/4" thick standard door | 1 |  | 1 Year | 743.55 | 0.15 | 632.0175
10382 | Salto | A9668W61PP38-W- | XS4 ANSI electronic RF wireless SVN escutcheon, Mifare / DESFire deadbolt privacy w/ key override function, W lever, unhanded, bright brass finish, for use with 1 3/8" - 1 3/4" thick standard door | 1 |  | 1 Year | 874.65 | 0.15 | 743.4525
10383 | Salto | A9668W61PP48--- | XS4 ANSI electronic wire-free SVN escutcheon, Mifare / DESFire deadbolt privacy w/ key override function, W lever, unhanded, bright brass finish, for use with 1 3/4" - 2 1/4" thick door | 1 |  | 1 Year | 689.45 | 0.15 | 586.0325
10384 | Salto | A9668W61PP48-A- | XS4 ANSI electronic AMOK wire-free SVN escutcheon, Mifare / DESFire deadbolt privacy w/ key override function, W lever, unhanded, bright brass finish, for use with 1 3/4" - 2 1/4" thick door | 1 |  | 1 Year | 818.45 | 0.15 | 695.6825
10385 | Salto | A9668W61PP48-C- | XS4 ANSI electronic RF wireless ready SVN escutcheon, Mifare / DESFire deadbolt privacy w/ key override function, W lever, unhanded, bright brass finish, for use with 1 3/4" - 2 1/4" thick door | 1 |  | 1 Year | 743.55 | 0.15 | 632.0175
10386 | Salto | A9668W61PP48-W- | XS4 ANSI electronic RF wireless SVN escutcheon, Mifare / DESFire deadbolt privacy w/ key override function, W lever, unhanded, bright brass finish, for use with 1 3/4" - 2 1/4" thick door | 1 |  | 1 Year | 874.65 | 0.15 | 743.4525
10387 | Salto | A9668W62BC38--- | XS4 ANSI electronic wire-free SVN escutcheon, Mifare / DESFire deadbolt privacy w/ key override function, W lever, unhanded, BioCote antimicrobial finish, for use with 1 3/8" - 1 3/4" thick standard door | 1 |  | 1 Year | 725.15 | 0.15 | 616.3775
10388 | Salto | A9668W62BC38-A- | XS4 ANSI electronic AMOK wire-free SVN escutcheon, Mifare / DESFire deadbolt privacy w/ key override function, W lever, unhanded, BioCote antimicrobial finish, for use with 1 3/8" - 1 3/4" thick standard door | 1 |  | 1 Year | 854.15 | 0.15 | 726.0275
10389 | Salto | A9668W62BC38-C- | XS4 ANSI electronic RF wireless ready SVN escutcheon, Mifare / DESFire deadbolt privacy w/ key override function, W lever, unhanded, BioCote antimicrobial finish, for use with 1 3/8" - 1 3/4" thick standard door | 1 |  | 1 Year | 779.25 | 0.15 | 662.3625
10390 | Salto | A9668W62BC38-W- | XS4 ANSI electronic RF wireless SVN escutcheon, Mifare / DESFire deadbolt privacy w/ key override function, W lever, unhanded, BioCote antimicrobial finish, for use with 1 3/8" - 1 3/4" thick standard door | 1 |  | 1 Year | 910.35 | 0.15 | 773.7975
10391 | Salto | A9668W62BC48--- | XS4 ANSI electronic wire-free SVN escutcheon, Mifare / DESFire deadbolt privacy w/ key override function, W lever, unhanded, BioCote antimicrobial finish, for use with 1 3/4" - 2 1/4" thick door | 1 |  | 1 Year | 725.15 | 0.15 | 616.3775
10392 | Salto | A9668W62BC48-A- | XS4 ANSI electronic AMOK wire-free SVN escutcheon, Mifare / DESFire deadbolt privacy w/ key override function, W lever, unhanded, BioCote antimicrobial finish, for use with 1 3/4" - 2 1/4" thick door | 1 |  | 1 Year | 854.15 | 0.15 | 726.0275
10393 | Salto | A9668W62BC48-C- | XS4 ANSI electronic RF wireless ready SVN escutcheon, Mifare / DESFire deadbolt privacy w/ key override function, W lever, unhanded, BioCote antimicrobial finish, for use with 1 3/4" - 2 1/4" thick door | 1 |  | 1 Year | 779.25 | 0.15 | 662.3625
10394 | Salto | A9668W62BC48-W- | XS4 ANSI electronic RF wireless SVN escutcheon, Mifare / DESFire deadbolt privacy w/ key override function, W lever, unhanded, BioCote antimicrobial finish, for use with 1 3/4" - 2 1/4" thick door | 1 |  | 1 Year | 910.35 | 0.15 | 773.7975
10395 | Salto | A9668W62IA38--- | XS4 ANSI electronic wire-free SVN escutcheon, Mifare / DESFire deadbolt privacy w/ key override function, W lever, unhanded, antique brass finish, for use with 1 3/8" - 1 3/4" thick standard door | 1 |  | 1 Year | 725.15 | 0.15 | 616.3775
10396 | Salto | A9668W62IA38-A- | XS4 ANSI electronic AMOK wire-free SVN escutcheon, Mifare / DESFire deadbolt privacy w/ key override function, W lever, unhanded, antique brass finish, for use with 1 3/8" - 1 3/4" thick standard door | 1 |  | 1 Year | 854.15 | 0.15 | 726.0275
10397 | Salto | A9668W62IA38-C- | XS4 ANSI electronic RF wireless ready SVN escutcheon, Mifare / DESFire deadbolt privacy w/ key override function, W lever, unhanded, antique brass finish, for use with 1 3/8" - 1 3/4" thick standard door | 1 |  | 1 Year | 779.25 | 0.15 | 662.3625
10398 | Salto | A9668W62IA38-W- | XS4 ANSI electronic RF wireless SVN escutcheon, Mifare / DESFire deadbolt privacy w/ key override function, W lever, unhanded, antique brass finish, for use with 1 3/8" - 1 3/4" thick standard door | 1 |  | 1 Year | 910.35 | 0.15 | 773.7975
10399 | Salto | A9668W62IA48--- | XS4 ANSI electronic wire-free SVN escutcheon, Mifare / DESFire deadbolt privacy w/ key override function, W lever, unhanded, antique brass finish, for use with 1 3/4" - 2 1/4" thick door | 1 |  | 1 Year | 725.15 | 0.15 | 616.3775
10400 | Salto | A9668W62IA48-A- | XS4 ANSI electronic AMOK wire-free SVN escutcheon, Mifare / DESFire deadbolt privacy w/ key override function, W lever, unhanded, antique brass finish, for use with 1 3/4" - 2 1/4" thick door | 1 |  | 1 Year | 854.15 | 0.15 | 726.0275
10401 | Salto | A9668W62IA48-C- | XS4 ANSI electronic RF wireless ready SVN escutcheon, Mifare / DESFire deadbolt privacy w/ key override function, W lever, unhanded, antique brass finish, for use with 1 3/4" - 2 1/4" thick door | 1 |  | 1 Year | 779.25 | 0.15 | 662.3625
10402 | Salto | A9668W62IA48-W- | XS4 ANSI electronic RF wireless SVN escutcheon, Mifare / DESFire deadbolt privacy w/ key override function, W lever, unhanded, antique brass finish, for use with 1 3/4" - 2 1/4" thick door | 1 |  | 1 Year | 910.35 | 0.15 | 773.7975
10403 | Salto | A9668W62IM38--- | XS4 ANSI electronic wire-free SVN escutcheon, Mifare / DESFire deadbolt privacy w/ key override function, W lever, unhanded, satin stainless finish, for use with 1 3/8" - 1 3/4" thick standard door | 1 |  | 1 Year | 673.15 | 0.15 | 572.1775
10404 | Salto | A9668W62IM38-A- | XS4 ANSI electronic AMOK wire-free SVN escutcheon, Mifare / DESFire deadbolt privacy w/ key override function, W lever, unhanded, satin stainless finish, for use with 1 3/8" - 1 3/4" thick standard door | 1 |  | 1 Year | 802.15 | 0.15 | 681.8275
10405 | Salto | A9668W62IM38-C- | XS4 ANSI electronic RF wireless ready SVN escutcheon, Mifare / DESFire deadbolt privacy w/ key override function, W lever, unhanded, satin stainless finish, for use with 1 3/8" - 1 3/4" thick standard door | 1 |  | 1 Year | 727.25 | 0.15 | 618.1625
10406 | Salto | A9668W62IM38-W- | XS4 ANSI electronic RF wireless SVN escutcheon, Mifare / DESFire deadbolt privacy w/ key override function, W lever, unhanded, satin stainless finish, for use with 1 3/8" - 1 3/4" thick standard door | 1 |  | 1 Year | 858.35 | 0.15 | 729.5975
10407 | Salto | A9668W62IM48--- | XS4 ANSI electronic wire-free SVN escutcheon, Mifare / DESFire deadbolt privacy w/ key override function, W lever, unhanded, satin stainless finish, for use with 1 3/4" - 2 1/4" thick door | 1 |  | 1 Year | 673.15 | 0.15 | 572.1775
10408 | Salto | A9668W62IM48-A- | XS4 ANSI electronic AMOK wire-free SVN escutcheon, Mifare / DESFire deadbolt privacy w/ key override function, W lever, unhanded, satin stainless finish, for use with 1 3/4" - 2 1/4" thick door | 1 |  | 1 Year | 802.15 | 0.15 | 681.8275
10409 | Salto | A9668W62IM48-C- | XS4 ANSI electronic RF wireless ready SVN escutcheon, Mifare / DESFire deadbolt privacy w/ key override function, W lever, unhanded, satin stainless finish, for use with 1 3/4" - 2 1/4" thick door | 1 |  | 1 Year | 727.25 | 0.15 | 618.1625
10410 | Salto | A9668W62IM48-W- | XS4 ANSI electronic RF wireless SVN escutcheon, Mifare / DESFire deadbolt privacy w/ key override function, W lever, unhanded, satin stainless finish, for use with 1 3/4" - 2 1/4" thick door | 1 |  | 1 Year | 858.35 | 0.15 | 729.5975
10411 | Salto | A9668W62IP38--- | XS4 ANSI electronic wire-free SVN escutcheon, Mifare / DESFire deadbolt privacy w/ key override function, W lever, unhanded, bright stainless steel finish, for use with 1 3/8" - 1 3/4" thick standard door | 1 |  | 1 Year | 689.45 | 0.15 | 586.0325
10412 | Salto | A9668W62IP38-A- | XS4 ANSI electronic AMOK wire-free SVN escutcheon, Mifare / DESFire deadbolt privacy w/ key override function, W lever, unhanded, bright stainless steel finish, for use with 1 3/8" - 1 3/4" thick standard door | 1 |  | 1 Year | 818.45 | 0.15 | 695.6825
10413 | Salto | A9668W62IP38-C- | XS4 ANSI electronic RF wireless ready SVN escutcheon, Mifare / DESFire deadbolt privacy w/ key override function, W lever, unhanded, bright stainless steel finish, for use with 1 3/8" - 1 3/4" thick standard door | 1 |  | 1 Year | 743.55 | 0.15 | 632.0175
10414 | Salto | A9668W62IP38-W- | XS4 ANSI electronic RF wireless SVN escutcheon, Mifare / DESFire deadbolt privacy w/ key override function, W lever, unhanded, bright stainless steel finish, for use with 1 3/8" - 1 3/4" thick standard door | 1 |  | 1 Year | 874.65 | 0.15 | 743.4525
10415 | Salto | A9668W62IP48--- | XS4 ANSI electronic wire-free SVN escutcheon, Mifare / DESFire deadbolt privacy w/ key override function, W lever, unhanded, bright stainless steel finish, for use with 1 3/4" - 2 1/4" thick door | 1 |  | 1 Year | 689.45 | 0.15 | 586.0325
10416 | Salto | A9668W62IP48-A- | XS4 ANSI electronic AMOK wire-free SVN escutcheon, Mifare / DESFire deadbolt privacy w/ key override function, W lever, unhanded, bright stainless steel finish, for use with 1 3/4" - 2 1/4" thick door | 1 |  | 1 Year | 818.45 | 0.15 | 695.6825
10417 | Salto | A9668W62IP48-C- | XS4 ANSI electronic RF wireless ready SVN escutcheon, Mifare / DESFire deadbolt privacy w/ key override function, W lever, unhanded, bright stainless steel finish, for use with 1 3/4" - 2 1/4" thick door | 1 |  | 1 Year | 743.55 | 0.15 | 632.0175
10418 | Salto | A9668W62IP48-W- | XS4 ANSI electronic RF wireless SVN escutcheon, Mifare / DESFire deadbolt privacy w/ key override function, W lever, unhanded, bright stainless steel finish, for use with 1 3/4" - 2 1/4" thick door | 1 |  | 1 Year | 874.65 | 0.15 | 743.4525
10419 | Salto | A9668W62NE38--- | XS4 ANSI electronic wire-free SVN escutcheon, Mifare / DESFire deadbolt privacy w/ key override function, W lever, unhanded, black chromium finish, for use with 1 3/8" - 1 3/4" thick standard door | 1 |  | 1 Year | 707.85 | 0.15 | 601.6725
10420 | Salto | A9668W62NE38-A- | XS4 ANSI electronic AMOK wire-free SVN escutcheon, Mifare / DESFire deadbolt privacy w/ key override function, W lever, unhanded, black chromium finish, for use with 1 3/8" - 1 3/4" thick standard door | 1 |  | 1 Year | 836.85 | 0.15 | 711.3225
10421 | Salto | A9668W62NE38-C- | XS4 ANSI electronic RF wireless ready SVN escutcheon, Mifare / DESFire deadbolt privacy w/ key override function, W lever, unhanded, black chromium finish, for use with 1 3/8" - 1 3/4" thick standard door | 1 |  | 1 Year | 761.95 | 0.15 | 647.6575
10422 | Salto | A9668W62NE38-W- | XS4 ANSI electronic RF wireless SVN escutcheon, Mifare / DESFire deadbolt privacy w/ key override function, W lever, unhanded, black chromium finish, for use with 1 3/8" - 1 3/4" thick standard door | 1 |  | 1 Year | 893.05 | 0.15 | 759.0925
10423 | Salto | A9668W62NE48--- | XS4 ANSI electronic wire-free SVN escutcheon, Mifare / DESFire deadbolt privacy w/ key override function, W lever, unhanded, black chromium finish, for use with 1 3/4" - 2 1/4" thick door | 1 |  | 1 Year | 707.85 | 0.15 | 601.6725
10424 | Salto | A9668W62NE48-A- | XS4 ANSI electronic AMOK wire-free SVN escutcheon, Mifare / DESFire deadbolt privacy w/ key override function, W lever, unhanded, black chromium finish, for use with 1 3/4" - 2 1/4" thick door | 1 |  | 1 Year | 836.85 | 0.15 | 711.3225
10425 | Salto | A9668W62NE48-C- | XS4 ANSI electronic RF wireless ready SVN escutcheon, Mifare / DESFire deadbolt privacy w/ key override function, W lever, unhanded, black chromium finish, for use with 1 3/4" - 2 1/4" thick door | 1 |  | 1 Year | 761.95 | 0.15 | 647.6575
10426 | Salto | A9668W62NE48-W- | XS4 ANSI electronic RF wireless SVN escutcheon, Mifare / DESFire deadbolt privacy w/ key override function, W lever, unhanded, black chromium finish, for use with 1 3/4" - 2 1/4" thick door | 1 |  | 1 Year | 893.05 | 0.15 | 759.0925
10427 | Salto | A9668W62PM38--- | XS4 ANSI electronic wire-free SVN escutcheon, Mifare / DESFire deadbolt privacy w/ key override function, W lever, unhanded, satin brass finish, for use with 1 3/8" - 1 3/4" thick standard door | 1 |  | 1 Year | 673.15 | 0.15 | 572.1775
10428 | Salto | A9668W62PM38-A- | XS4 ANSI electronic AMOK wire-free SVN escutcheon, Mifare / DESFire deadbolt privacy w/ key override function, W lever, unhanded, satin brass finish, for use with 1 3/8" - 1 3/4" thick standard door | 1 |  | 1 Year | 802.15 | 0.15 | 681.8275
10429 | Salto | A9668W62PM38-C- | XS4 ANSI electronic RF wireless ready SVN escutcheon, Mifare / DESFire deadbolt privacy w/ key override function, W lever, unhanded, satin brass finish, for use with 1 3/8" - 1 3/4" thick standard door | 1 |  | 1 Year | 727.25 | 0.15 | 618.1625
10430 | Salto | A9668W62PM38-W- | XS4 ANSI electronic RF wireless SVN escutcheon, Mifare / DESFire deadbolt privacy w/ key override function, W lever, unhanded, satin brass finish, for use with 1 3/8" - 1 3/4" thick standard door | 1 |  | 1 Year | 858.35 | 0.15 | 729.5975
10431 | Salto | A9668W62PM48--- | XS4 ANSI electronic wire-free SVN escutcheon, Mifare / DESFire deadbolt privacy w/ key override function, W lever, unhanded, satin brass finish, for use with 1 3/4" - 2 1/4" thick door | 1 |  | 1 Year | 673.15 | 0.15 | 572.1775
10432 | Salto | A9668W62PM48-A- | XS4 ANSI electronic AMOK wire-free SVN escutcheon, Mifare / DESFire deadbolt privacy w/ key override function, W lever, unhanded, satin brass finish, for use with 1 3/4" - 2 1/4" thick door | 1 |  | 1 Year | 802.15 | 0.15 | 681.8275
10433 | Salto | A9668W62PM48-C- | XS4 ANSI electronic RF wireless ready SVN escutcheon, Mifare / DESFire deadbolt privacy w/ key override function, W lever, unhanded, satin brass finish, for use with 1 3/4" - 2 1/4" thick door | 1 |  | 1 Year | 727.25 | 0.15 | 618.1625
10434 | Salto | A9668W62PM48-W- | XS4 ANSI electronic RF wireless SVN escutcheon, Mifare / DESFire deadbolt privacy w/ key override function, W lever, unhanded, satin brass finish, for use with 1 3/4" - 2 1/4" thick door | 1 |  | 1 Year | 858.35 | 0.15 | 729.5975
10435 | Salto | A9668W62PP38--- | XS4 ANSI electronic wire-free SVN escutcheon, Mifare / DESFire deadbolt privacy w/ key override function, W lever, unhanded, bright brass finish, for use with 1 3/8" - 1 3/4" thick standard door | 1 |  | 1 Year | 689.45 | 0.15 | 586.0325
10436 | Salto | A9668W62PP38-A- | XS4 ANSI electronic AMOK wire-free SVN escutcheon, Mifare / DESFire deadbolt privacy w/ key override function, W lever, unhanded, bright brass finish, for use with 1 3/8" - 1 3/4" thick standard door | 1 |  | 1 Year | 818.45 | 0.15 | 695.6825
10437 | Salto | A9668W62PP38-C- | XS4 ANSI electronic RF wireless ready SVN escutcheon, Mifare / DESFire deadbolt privacy w/ key override function, W lever, unhanded, bright brass finish, for use with 1 3/8" - 1 3/4" thick standard door | 1 |  | 1 Year | 743.55 | 0.15 | 632.0175
10438 | Salto | A9668W62PP38-W- | XS4 ANSI electronic RF wireless SVN escutcheon, Mifare / DESFire deadbolt privacy w/ key override function, W lever, unhanded, bright brass finish, for use with 1 3/8" - 1 3/4" thick standard door | 1 |  | 1 Year | 874.65 | 0.15 | 743.4525
10439 | Salto | A9668W62PP48--- | XS4 ANSI electronic wire-free SVN escutcheon, Mifare / DESFire deadbolt privacy w/ key override function, W lever, unhanded, bright brass finish, for use with 1 3/4" - 2 1/4" thick door | 1 |  | 1 Year | 689.45 | 0.15 | 586.0325
10440 | Salto | A9668W62PP48-A- | XS4 ANSI electronic AMOK wire-free SVN escutcheon, Mifare / DESFire deadbolt privacy w/ key override function, W lever, unhanded, bright brass finish, for use with 1 3/4" - 2 1/4" thick door | 1 |  | 1 Year | 818.45 | 0.15 | 695.6825
10441 | Salto | A9668W62PP48-C- | XS4 ANSI electronic RF wireless ready SVN escutcheon, Mifare / DESFire deadbolt privacy w/ key override function, W lever, unhanded, bright brass finish, for use with 1 3/4" - 2 1/4" thick door | 1 |  | 1 Year | 743.55 | 0.15 | 632.0175
10442 | Salto | A9668W62PP48-W- | XS4 ANSI electronic RF wireless SVN escutcheon, Mifare / DESFire deadbolt privacy w/ key override function, W lever, unhanded, bright brass finish, for use with 1 3/4" - 2 1/4" thick door | 1 |  | 1 Year | 874.65 | 0.15 | 743.4525
10443 | Salto | A9668W63BC38--- | XS4 ANSI electronic wire-free SVN escutcheon, Mifare / DESFire deadbolt privacy w/ key override function, W lever, unhanded, BioCote antimicrobial finish, for use with 1 3/8" - 1 3/4" thick standard door | 1 |  | 1 Year | 725.15 | 0.15 | 616.3775
10444 | Salto | A9668W63BC38-A- | XS4 ANSI electronic AMOK wire-free SVN escutcheon, Mifare / DESFire deadbolt privacy w/ key override function, W lever, unhanded, BioCote antimicrobial finish, for use with 1 3/8" - 1 3/4" thick standard door | 1 |  | 1 Year | 854.15 | 0.15 | 726.0275
10445 | Salto | A9668W63BC38-C- | XS4 ANSI electronic RF wireless ready SVN escutcheon, Mifare / DESFire deadbolt privacy w/ key override function, W lever, unhanded, BioCote antimicrobial finish, for use with 1 3/8" - 1 3/4" thick standard door | 1 |  | 1 Year | 779.25 | 0.15 | 662.3625
10446 | Salto | A9668W63BC38-W- | XS4 ANSI electronic RF wireless SVN escutcheon, Mifare / DESFire deadbolt privacy w/ key override function, W lever, unhanded, BioCote antimicrobial finish, for use with 1 3/8" - 1 3/4" thick standard door | 1 |  | 1 Year | 910.35 | 0.15 | 773.7975
10447 | Salto | A9668W63BC48--- | XS4 ANSI electronic wire-free SVN escutcheon, Mifare / DESFire deadbolt privacy w/ key override function, W lever, unhanded, BioCote antimicrobial finish, for use with 1 3/4" - 2 1/4" thick door | 1 |  | 1 Year | 725.15 | 0.15 | 616.3775
10448 | Salto | A9668W63BC48-A- | XS4 ANSI electronic AMOK wire-free SVN escutcheon, Mifare / DESFire deadbolt privacy w/ key override function, W lever, unhanded, BioCote antimicrobial finish, for use with 1 3/4" - 2 1/4" thick door | 1 |  | 1 Year | 854.15 | 0.15 | 726.0275
10449 | Salto | A9668W63BC48-C- | XS4 ANSI electronic RF wireless ready SVN escutcheon, Mifare / DESFire deadbolt privacy w/ key override function, W lever, unhanded, BioCote antimicrobial finish, for use with 1 3/4" - 2 1/4" thick door | 1 |  | 1 Year | 779.25 | 0.15 | 662.3625
10450 | Salto | A9668W63BC48-W- | XS4 ANSI electronic RF wireless SVN escutcheon, Mifare / DESFire deadbolt privacy w/ key override function, W lever, unhanded, BioCote antimicrobial finish, for use with 1 3/4" - 2 1/4" thick door | 1 |  | 1 Year | 910.35 | 0.15 | 773.7975
10451 | Salto | A9668W63IA38--- | XS4 ANSI electronic wire-free SVN escutcheon, Mifare / DESFire deadbolt privacy w/ key override function, W lever, unhanded, antique brass finish, for use with 1 3/8" - 1 3/4" thick standard door | 1 |  | 1 Year | 725.15 | 0.15 | 616.3775
10452 | Salto | A9668W63IA38-A- | XS4 ANSI electronic AMOK wire-free SVN escutcheon, Mifare / DESFire deadbolt privacy w/ key override function, W lever, unhanded, antique brass finish, for use with 1 3/8" - 1 3/4" thick standard door | 1 |  | 1 Year | 854.15 | 0.15 | 726.0275
10453 | Salto | A9668W63IA38-C- | XS4 ANSI electronic RF wireless ready SVN escutcheon, Mifare / DESFire deadbolt privacy w/ key override function, W lever, unhanded, antique brass finish, for use with 1 3/8" - 1 3/4" thick standard door | 1 |  | 1 Year | 779.25 | 0.15 | 662.3625
10454 | Salto | A9668W63IA38-W- | XS4 ANSI electronic RF wireless SVN escutcheon, Mifare / DESFire deadbolt privacy w/ key override function, W lever, unhanded, antique brass finish, for use with 1 3/8" - 1 3/4" thick standard door | 1 |  | 1 Year | 910.35 | 0.15 | 773.7975
10455 | Salto | A9668W63IA48--- | XS4 ANSI electronic wire-free SVN escutcheon, Mifare / DESFire deadbolt privacy w/ key override function, W lever, unhanded, antique brass finish, for use with 1 3/4" - 2 1/4" thick door | 1 |  | 1 Year | 725.15 | 0.15 | 616.3775
10456 | Salto | A9668W63IA48-A- | XS4 ANSI electronic AMOK wire-free SVN escutcheon, Mifare / DESFire deadbolt privacy w/ key override function, W lever, unhanded, antique brass finish, for use with 1 3/4" - 2 1/4" thick door | 1 |  | 1 Year | 854.15 | 0.15 | 726.0275
10457 | Salto | A9668W63IA48-C- | XS4 ANSI electronic RF wireless ready SVN escutcheon, Mifare / DESFire deadbolt privacy w/ key override function, W lever, unhanded, antique brass finish, for use with 1 3/4" - 2 1/4" thick door | 1 |  | 1 Year | 779.25 | 0.15 | 662.3625
10458 | Salto | A9668W63IA48-W- | XS4 ANSI electronic RF wireless SVN escutcheon, Mifare / DESFire deadbolt privacy w/ key override function, W lever, unhanded, antique brass finish, for use with 1 3/4" - 2 1/4" thick door | 1 |  | 1 Year | 910.35 | 0.15 | 773.7975
10459 | Salto | A9668W63IM38--- | XS4 ANSI electronic wire-free SVN escutcheon, Mifare / DESFire deadbolt privacy w/ key override function, W lever, unhanded, satin stainless finish, for use with 1 3/8" - 1 3/4" thick standard door | 1 |  | 1 Year | 673.15 | 0.15 | 572.1775
10460 | Salto | A9668W63IM38-A- | XS4 ANSI electronic AMOK wire-free SVN escutcheon, Mifare / DESFire deadbolt privacy w/ key override function, W lever, unhanded, satin stainless finish, for use with 1 3/8" - 1 3/4" thick standard door | 1 |  | 1 Year | 802.15 | 0.15 | 681.8275
10461 | Salto | A9668W63IM38-C- | XS4 ANSI electronic RF wireless ready SVN escutcheon, Mifare / DESFire deadbolt privacy w/ key override function, W lever, unhanded, satin stainless finish, for use with 1 3/8" - 1 3/4" thick standard door | 1 |  | 1 Year | 727.25 | 0.15 | 618.1625
10462 | Salto | A9668W63IM38-W- | XS4 ANSI electronic RF wireless SVN escutcheon, Mifare / DESFire deadbolt privacy w/ key override function, W lever, unhanded, satin stainless finish, for use with 1 3/8" - 1 3/4" thick standard door | 1 |  | 1 Year | 858.35 | 0.15 | 729.5975
10463 | Salto | A9668W63IM48--- | XS4 ANSI electronic wire-free SVN escutcheon, Mifare / DESFire deadbolt privacy w/ key override function, W lever, unhanded, satin stainless finish, for use with 1 3/4" - 2 1/4" thick door | 1 |  | 1 Year | 673.15 | 0.15 | 572.1775
10464 | Salto | A9668W63IM48-A- | XS4 ANSI electronic AMOK wire-free SVN escutcheon, Mifare / DESFire deadbolt privacy w/ key override function, W lever, unhanded, satin stainless finish, for use with 1 3/4" - 2 1/4" thick door | 1 |  | 1 Year | 802.15 | 0.15 | 681.8275
10465 | Salto | A9668W63IM48-C- | XS4 ANSI electronic RF wireless ready SVN escutcheon, Mifare / DESFire deadbolt privacy w/ key override function, W lever, unhanded, satin stainless finish, for use with 1 3/4" - 2 1/4" thick door | 1 |  | 1 Year | 727.25 | 0.15 | 618.1625
10466 | Salto | A9668W63IM48-W- | XS4 ANSI electronic RF wireless SVN escutcheon, Mifare / DESFire deadbolt privacy w/ key override function, W lever, unhanded, satin stainless finish, for use with 1 3/4" - 2 1/4" thick door | 1 |  | 1 Year | 858.35 | 0.15 | 729.5975
10467 | Salto | A9668W63IP38--- | XS4 ANSI electronic wire-free SVN escutcheon, Mifare / DESFire deadbolt privacy w/ key override function, W lever, unhanded, bright stainless steel finish, for use with 1 3/8" - 1 3/4" thick standard door | 1 |  | 1 Year | 689.45 | 0.15 | 586.0325
10468 | Salto | A9668W63IP38-A- | XS4 ANSI electronic AMOK wire-free SVN escutcheon, Mifare / DESFire deadbolt privacy w/ key override function, W lever, unhanded, bright stainless steel finish, for use with 1 3/8" - 1 3/4" thick standard door | 1 |  | 1 Year | 818.45 | 0.15 | 695.6825
10469 | Salto | A9668W63IP38-C- | XS4 ANSI electronic RF wireless ready SVN escutcheon, Mifare / DESFire deadbolt privacy w/ key override function, W lever, unhanded, bright stainless steel finish, for use with 1 3/8" - 1 3/4" thick standard door | 1 |  | 1 Year | 743.55 | 0.15 | 632.0175
10470 | Salto | A9668W63IP38-W- | XS4 ANSI electronic RF wireless SVN escutcheon, Mifare / DESFire deadbolt privacy w/ key override function, W lever, unhanded, bright stainless steel finish, for use with 1 3/8" - 1 3/4" thick standard door | 1 |  | 1 Year | 874.65 | 0.15 | 743.4525
10471 | Salto | A9668W63IP48--- | XS4 ANSI electronic wire-free SVN escutcheon, Mifare / DESFire deadbolt privacy w/ key override function, W lever, unhanded, bright stainless steel finish, for use with 1 3/4" - 2 1/4" thick door | 1 |  | 1 Year | 689.45 | 0.15 | 586.0325
10472 | Salto | A9668W63IP48-A- | XS4 ANSI electronic AMOK wire-free SVN escutcheon, Mifare / DESFire deadbolt privacy w/ key override function, W lever, unhanded, bright stainless steel finish, for use with 1 3/4" - 2 1/4" thick door | 1 |  | 1 Year | 818.45 | 0.15 | 695.6825
10473 | Salto | A9668W63IP48-C- | XS4 ANSI electronic RF wireless ready SVN escutcheon, Mifare / DESFire deadbolt privacy w/ key override function, W lever, unhanded, bright stainless steel finish, for use with 1 3/4" - 2 1/4" thick door | 1 |  | 1 Year | 743.55 | 0.15 | 632.0175
10474 | Salto | A9668W63IP48-W- | XS4 ANSI electronic RF wireless SVN escutcheon, Mifare / DESFire deadbolt privacy w/ key override function, W lever, unhanded, bright stainless steel finish, for use with 1 3/4" - 2 1/4" thick door | 1 |  | 1 Year | 874.65 | 0.15 | 743.4525
10475 | Salto | A9668W63NE38--- | XS4 ANSI electronic wire-free SVN escutcheon, Mifare / DESFire deadbolt privacy w/ key override function, W lever, unhanded, black chromium finish, for use with 1 3/8" - 1 3/4" thick standard door | 1 |  | 1 Year | 707.85 | 0.15 | 601.6725
10476 | Salto | A9668W63NE38-A- | XS4 ANSI electronic AMOK wire-free SVN escutcheon, Mifare / DESFire deadbolt privacy w/ key override function, W lever, unhanded, black chromium finish, for use with 1 3/8" - 1 3/4" thick standard door | 1 |  | 1 Year | 836.85 | 0.15 | 711.3225
10477 | Salto | A9668W63NE38-C- | XS4 ANSI electronic RF wireless ready SVN escutcheon, Mifare / DESFire deadbolt privacy w/ key override function, W lever, unhanded, black chromium finish, for use with 1 3/8" - 1 3/4" thick standard door | 1 |  | 1 Year | 761.95 | 0.15 | 647.6575
10478 | Salto | A9668W63NE38-W- | XS4 ANSI electronic RF wireless SVN escutcheon, Mifare / DESFire deadbolt privacy w/ key override function, W lever, unhanded, black chromium finish, for use with 1 3/8" - 1 3/4" thick standard door | 1 |  | 1 Year | 893.05 | 0.15 | 759.0925
10479 | Salto | A9668W63NE48--- | XS4 ANSI electronic wire-free SVN escutcheon, Mifare / DESFire deadbolt privacy w/ key override function, W lever, unhanded, black chromium finish, for use with 1 3/4" - 2 1/4" thick door | 1 |  | 1 Year | 707.85 | 0.15 | 601.6725
10480 | Salto | A9668W63NE48-A- | XS4 ANSI electronic AMOK wire-free SVN escutcheon, Mifare / DESFire deadbolt privacy w/ key override function, W lever, unhanded, black chromium finish, for use with 1 3/4" - 2 1/4" thick door | 1 |  | 1 Year | 836.85 | 0.15 | 711.3225
10481 | Salto | A9668W63NE48-C- | XS4 ANSI electronic RF wireless ready SVN escutcheon, Mifare / DESFire deadbolt privacy w/ key override function, W lever, unhanded, black chromium finish, for use with 1 3/4" - 2 1/4" thick door | 1 |  | 1 Year | 761.95 | 0.15 | 647.6575
10482 | Salto | A9668W63NE48-W- | XS4 ANSI electronic RF wireless SVN escutcheon, Mifare / DESFire deadbolt privacy w/ key override function, W lever, unhanded, black chromium finish, for use with 1 3/4" - 2 1/4" thick door | 1 |  | 1 Year | 893.05 | 0.15 | 759.0925
10483 | Salto | A9668W63PM38--- | XS4 ANSI electronic wire-free SVN escutcheon, Mifare / DESFire deadbolt privacy w/ key override function, W lever, unhanded, satin brass finish, for use with 1 3/8" - 1 3/4" thick standard door | 1 |  | 1 Year | 673.15 | 0.15 | 572.1775
10484 | Salto | A9668W63PM38-A- | XS4 ANSI electronic AMOK wire-free SVN escutcheon, Mifare / DESFire deadbolt privacy w/ key override function, W lever, unhanded, satin brass finish, for use with 1 3/8" - 1 3/4" thick standard door | 1 |  | 1 Year | 802.15 | 0.15 | 681.8275
10485 | Salto | A9668W63PM38-C- | XS4 ANSI electronic RF wireless ready SVN escutcheon, Mifare / DESFire deadbolt privacy w/ key override function, W lever, unhanded, satin brass finish, for use with 1 3/8" - 1 3/4" thick standard door | 1 |  | 1 Year | 727.25 | 0.15 | 618.1625
10486 | Salto | A9668W63PM38-W- | XS4 ANSI electronic RF wireless SVN escutcheon, Mifare / DESFire deadbolt privacy w/ key override function, W lever, unhanded, satin brass finish, for use with 1 3/8" - 1 3/4" thick standard door | 1 |  | 1 Year | 858.35 | 0.15 | 729.5975
10487 | Salto | A9668W63PM48--- | XS4 ANSI electronic wire-free SVN escutcheon, Mifare / DESFire deadbolt privacy w/ key override function, W lever, unhanded, satin brass finish, for use with 1 3/4" - 2 1/4" thick door | 1 |  | 1 Year | 673.15 | 0.15 | 572.1775
10488 | Salto | A9668W63PM48-A- | XS4 ANSI electronic AMOK wire-free SVN escutcheon, Mifare / DESFire deadbolt privacy w/ key override function, W lever, unhanded, satin brass finish, for use with 1 3/4" - 2 1/4" thick door | 1 |  | 1 Year | 802.15 | 0.15 | 681.8275
10489 | Salto | A9668W63PM48-C- | XS4 ANSI electronic RF wireless ready SVN escutcheon, Mifare / DESFire deadbolt privacy w/ key override function, W lever, unhanded, satin brass finish, for use with 1 3/4" - 2 1/4" thick door | 1 |  | 1 Year | 727.25 | 0.15 | 618.1625
10490 | Salto | A9668W63PM48-W- | XS4 ANSI electronic RF wireless SVN escutcheon, Mifare / DESFire deadbolt privacy w/ key override function, W lever, unhanded, satin brass finish, for use with 1 3/4" - 2 1/4" thick door | 1 |  | 1 Year | 858.35 | 0.15 | 729.5975
10491 | Salto | A9668W63PP38--- | XS4 ANSI electronic wire-free SVN escutcheon, Mifare / DESFire deadbolt privacy w/ key override function, W lever, unhanded, bright brass finish, for use with 1 3/8" - 1 3/4" thick standard door | 1 |  | 1 Year | 689.45 | 0.15 | 586.0325
10492 | Salto | A9668W63PP38-A- | XS4 ANSI electronic AMOK wire-free SVN escutcheon, Mifare / DESFire deadbolt privacy w/ key override function, W lever, unhanded, bright brass finish, for use with 1 3/8" - 1 3/4" thick standard door | 1 |  | 1 Year | 818.45 | 0.15 | 695.6825
10493 | Salto | A9668W63PP38-C- | XS4 ANSI electronic RF wireless ready SVN escutcheon, Mifare / DESFire deadbolt privacy w/ key override function, W lever, unhanded, bright brass finish, for use with 1 3/8" - 1 3/4" thick standard door | 1 |  | 1 Year | 743.55 | 0.15 | 632.0175
10494 | Salto | A9668W63PP38-W- | XS4 ANSI electronic RF wireless SVN escutcheon, Mifare / DESFire deadbolt privacy w/ key override function, W lever, unhanded, bright brass finish, for use with 1 3/8" - 1 3/4" thick standard door | 1 |  | 1 Year | 874.65 | 0.15 | 743.4525
10495 | Salto | A9668W63PP48--- | XS4 ANSI electronic wire-free SVN escutcheon, Mifare / DESFire deadbolt privacy w/ key override function, W lever, unhanded, bright brass finish, for use with 1 3/4" - 2 1/4" thick door | 1 |  | 1 Year | 689.45 | 0.15 | 586.0325
10496 | Salto | A9668W63PP48-A- | XS4 ANSI electronic AMOK wire-free SVN escutcheon, Mifare / DESFire deadbolt privacy w/ key override function, W lever, unhanded, bright brass finish, for use with 1 3/4" - 2 1/4" thick door | 1 |  | 1 Year | 818.45 | 0.15 | 695.6825
10497 | Salto | A9668W63PP48-C- | XS4 ANSI electronic RF wireless ready SVN escutcheon, Mifare / DESFire deadbolt privacy w/ key override function, W lever, unhanded, bright brass finish, for use with 1 3/4" - 2 1/4" thick door | 1 |  | 1 Year | 743.55 | 0.15 | 632.0175
10498 | Salto | A9668W63PP48-W- | XS4 ANSI electronic RF wireless SVN escutcheon, Mifare / DESFire deadbolt privacy w/ key override function, W lever, unhanded, bright brass finish, for use with 1 3/4" - 2 1/4" thick door | 1 |  | 1 Year | 874.65 | 0.15 | 743.4525
10499 | Salto | AB650200IM38--- | XS4 ANSI electronic wire-free SVN escutcheon, BLE / Mifare / DESFire entrance function, Columbo Robodue premium series lever, unhanded, satin stainless finish, for use with 1 3/8" - 1 3/4" thick standard door | 1 |  | 1 Year | 758.05 | 0.15 | 644.3425
10500 | Salto | AB650200IM38-A- | XS4 ANSI electronic AMOK wire-free SVN escutcheon, BLE / Mifare / DESFire entrance function, Columbo Robodue premium series lever, unhanded, satin stainless finish, for use with 1 3/8" - 1 3/4" thick standard door | 1 |  | 1 Year | 887.05 | 0.15 | 753.9925
10501 | Salto | AB650200IM38--K | XS4 ANSI electronic wire-free SVN escutcheon, BLE / Mifare / DESFire entrance function, with keypad, Columbo Robodue premium series lever, unhanded, satin stainless finish, for use with 1 3/8" - 1 3/4" thick standard door | 1 |  | 1 Year | 820.9 | 0.15 | 697.765
10502 | Salto | AB650200IM38-W- | XS4 ANSI electronic RF wireless SVN escutcheon, BLE / Mifare / DESFire entrance function, Columbo Robodue premium series lever, unhanded, satin stainless finish, for use with 1 3/8" - 1 3/4" thick standard door | 1 |  | 1 Year | 943.25 | 0.15 | 801.7625
10503 | Salto | AB650200IM38-WK | XS4 ANSI electronic RF wireless SVN escutcheon, BLE / Mifare / DESFire entrance function, with keypad, Columbo Robodue premium series lever, unhanded, satin stainless finish, for use with 1 3/8" - 1 3/4" thick standard door | 1 |  | 1 Year | 1006.1 | 0.15 | 855.185
10504 | Salto | AB650200IM48--- | XS4 ANSI electronic wire-free SVN escutcheon, BLE / Mifare / DESFire entrance function, Columbo Robodue premium series lever, unhanded, satin stainless finish, for use with 1 3/4" - 2 1/4" thick door | 1 |  | 1 Year | 758.05 | 0.15 | 644.3425
10505 | Salto | AB650200IM48-A- | XS4 ANSI electronic AMOK wire-free SVN escutcheon, BLE / Mifare / DESFire entrance function, Columbo Robodue premium series lever, unhanded, satin stainless finish, for use with 1 3/4" - 2 1/4" thick door | 1 |  | 1 Year | 887.05 | 0.15 | 753.9925
10506 | Salto | AB650200IM48--K | XS4 ANSI electronic wire-free SVN escutcheon, BLE / Mifare / DESFire entrance function, with keypad, Columbo Robodue premium series lever, unhanded, satin stainless finish, for use with 1 3/4" - 2 1/4" thick door | 1 |  | 1 Year | 820.9 | 0.15 | 697.765
10507 | Salto | AB650200IM48-W- | XS4 ANSI electronic RF wireless SVN escutcheon, BLE / Mifare / DESFire entrance function, Columbo Robodue premium series lever, unhanded, satin stainless finish, for use with 1 3/4" - 2 1/4" thick door | 1 |  | 1 Year | 943.25 | 0.15 | 801.7625
10508 | Salto | AB650200IM48-WK | XS4 ANSI electronic RF wireless SVN escutcheon, BLE / Mifare / DESFire entrance function, with keypad, Columbo Robodue premium series lever, unhanded, satin stainless finish, for use with 1 3/4" - 2 1/4" thick door | 1 |  | 1 Year | 1006.1 | 0.15 | 855.185
10509 | Salto | AB650200IP38--- | XS4 ANSI electronic wire-free SVN escutcheon, BLE / Mifare / DESFire entrance function, Columbo Robodue premium series lever, unhanded, bright stainless steel finish, for use with 1 3/8" - 1 3/4" thick standard door | 1 |  | 1 Year | 774.35 | 0.15 | 658.1975
10510 | Salto | AB650200IP38-A- | XS4 ANSI electronic AMOK wire-free SVN escutcheon, BLE / Mifare / DESFire entrance function, Columbo Robodue premium series lever, unhanded, bright stainless steel finish, for use with 1 3/8" - 1 3/4" thick standard door | 1 |  | 1 Year | 903.35 | 0.15 | 767.8475
10511 | Salto | AB650200IP38--K | XS4 ANSI electronic wire-free SVN escutcheon, BLE / Mifare / DESFire entrance function, with keypad, Columbo Robodue premium series lever, unhanded, bright stainless steel finish, for use with 1 3/8" - 1 3/4" thick standard door | 1 |  | 1 Year | 837.2 | 0.15 | 711.62
10512 | Salto | AB650200IP38-W- | XS4 ANSI electronic RF wireless SVN escutcheon, BLE / Mifare / DESFire entrance function, Columbo Robodue premium series lever, unhanded, bright stainless steel finish, for use with 1 3/8" - 1 3/4" thick standard door | 1 |  | 1 Year | 959.55 | 0.15 | 815.6175
10513 | Salto | AB650200IP38-WK | XS4 ANSI electronic RF wireless SVN escutcheon, BLE / Mifare / DESFire entrance function, with keypad, Columbo Robodue premium series lever, unhanded, bright stainless steel finish, for use with 1 3/8" - 1 3/4" thick standard door | 1 |  | 1 Year | 1022.4 | 0.15 | 869.04
10514 | Salto | AB650200IP48--- | XS4 ANSI electronic wire-free SVN escutcheon, BLE / Mifare / DESFire entrance function, Columbo Robodue premium series lever, unhanded, bright stainless steel finish, for use with 1 3/4" - 2 1/4" thick door | 1 |  | 1 Year | 774.35 | 0.15 | 658.1975
10515 | Salto | AB650200IP48-A- | XS4 ANSI electronic AMOK wire-free SVN escutcheon, BLE / Mifare / DESFire entrance function, Columbo Robodue premium series lever, unhanded, bright stainless steel finish, for use with 1 3/4" - 2 1/4" thick door | 1 |  | 1 Year | 903.35 | 0.15 | 767.8475
10516 | Salto | AB650200IP48--K | XS4 ANSI electronic wire-free SVN escutcheon, BLE / Mifare / DESFire entrance function, with keypad, Columbo Robodue premium series lever, unhanded, bright stainless steel finish, for use with 1 3/4" - 2 1/4" thick door | 1 |  | 1 Year | 837.2 | 0.15 | 711.62
10517 | Salto | AB650200IP48-W- | XS4 ANSI electronic RF wireless SVN escutcheon, BLE / Mifare / DESFire entrance function, Columbo Robodue premium series lever, unhanded, bright stainless steel finish, for use with 1 3/4" - 2 1/4" thick door | 1 |  | 1 Year | 959.55 | 0.15 | 815.6175
10518 | Salto | AB650200IP48-WK | XS4 ANSI electronic RF wireless SVN escutcheon, BLE / Mifare / DESFire entrance function, with keypad, Columbo Robodue premium series lever, unhanded, bright stainless steel finish, for use with 1 3/4" - 2 1/4" thick door | 1 |  | 1 Year | 1022.4 | 0.15 | 869.04
10519 | Salto | AB650200PP38--- | XS4 ANSI electronic wire-free SVN escutcheon, BLE / Mifare / DESFire entrance function, Columbo Robodue premium series lever, unhanded, bright brass finish, for use with 1 3/8" - 1 3/4" thick standard door | 1 |  | 1 Year | 774.35 | 0.15 | 658.1975
10520 | Salto | AB650200PP38-A- | XS4 ANSI electronic AMOK wire-free SVN escutcheon, BLE / Mifare / DESFire entrance function, Columbo Robodue premium series lever, unhanded, bright brass finish, for use with 1 3/8" - 1 3/4" thick standard door | 1 |  | 1 Year | 903.35 | 0.15 | 767.8475
10521 | Salto | AB650200PP38--K | XS4 ANSI electronic wire-free SVN escutcheon, BLE / Mifare / DESFire entrance function, with keypad, Columbo Robodue premium series lever, unhanded, bright brass finish, for use with 1 3/8" - 1 3/4" thick standard door | 1 |  | 1 Year | 837.2 | 0.15 | 711.62
10522 | Salto | AB650200PP38-W- | XS4 ANSI electronic RF wireless SVN escutcheon, BLE / Mifare / DESFire entrance function, Columbo Robodue premium series lever, unhanded, bright brass finish, for use with 1 3/8" - 1 3/4" thick standard door | 1 |  | 1 Year | 959.55 | 0.15 | 815.6175
10523 | Salto | AB650200PP38-WK | XS4 ANSI electronic RF wireless SVN escutcheon, BLE / Mifare / DESFire entrance function, with keypad, Columbo Robodue premium series lever, unhanded, bright brass finish, for use with 1 3/8" - 1 3/4" thick standard door | 1 |  | 1 Year | 1022.4 | 0.15 | 869.04
10524 | Salto | AB650200PP48--- | XS4 ANSI electronic wire-free SVN escutcheon, BLE / Mifare / DESFire entrance function, Columbo Robodue premium series lever, unhanded, bright brass finish, for use with 1 3/4" - 2 1/4" thick door | 1 |  | 1 Year | 774.35 | 0.15 | 658.1975
10525 | Salto | AB650200PP48-A- | XS4 ANSI electronic AMOK wire-free SVN escutcheon, BLE / Mifare / DESFire entrance function, Columbo Robodue premium series lever, unhanded, bright brass finish, for use with 1 3/4" - 2 1/4" thick door | 1 |  | 1 Year | 903.35 | 0.15 | 767.8475
10526 | Salto | AB650200PP48--K | XS4 ANSI electronic wire-free SVN escutcheon, BLE / Mifare / DESFire entrance function, with keypad, Columbo Robodue premium series lever, unhanded, bright brass finish, for use with 1 3/4" - 2 1/4" thick door | 1 |  | 1 Year | 837.2 | 0.15 | 711.62
10527 | Salto | AB650200PP48-W- | XS4 ANSI electronic RF wireless SVN escutcheon, BLE / Mifare / DESFire entrance function, Columbo Robodue premium series lever, unhanded, bright brass finish, for use with 1 3/4" - 2 1/4" thick door | 1 |  | 1 Year | 959.55 | 0.15 | 815.6175
10528 | Salto | AB650200PP48-WK | XS4 ANSI electronic RF wireless SVN escutcheon, BLE / Mifare / DESFire entrance function, with keypad, Columbo Robodue premium series lever, unhanded, bright brass finish, for use with 1 3/4" - 2 1/4" thick door | 1 |  | 1 Year | 1022.4 | 0.15 | 869.04
10529 | Salto | AB650300IM38--- | XS4 ANSI electronic wire-free SVN escutcheon, BLE / Mifare / DESFire entrance function, Columbo Robotre premium series lever, unhanded, satin stainless finish, for use with 1 3/8" - 1 3/4" thick standard door | 1 |  | 1 Year | 758.05 | 0.15 | 644.3425
10530 | Salto | AB650300IM38-A- | XS4 ANSI electronic AMOK wire-free SVN escutcheon, BLE / Mifare / DESFire entrance function, Columbo Robotre premium series lever, unhanded, satin stainless finish, for use with 1 3/8" - 1 3/4" thick standard door | 1 |  | 1 Year | 887.05 | 0.15 | 753.9925
10531 | Salto | AB650300IM38--K | XS4 ANSI electronic wire-free SVN escutcheon, BLE / Mifare / DESFire entrance function, with keypad, Columbo Robotre premium series lever, unhanded, satin stainless finish, for use with 1 3/8" - 1 3/4" thick standard door | 1 |  | 1 Year | 820.9 | 0.15 | 697.765
10532 | Salto | AB650300IM38-W- | XS4 ANSI electronic RF wireless SVN escutcheon, BLE / Mifare / DESFire entrance function, Columbo Robotre premium series lever, unhanded, satin stainless finish, for use with 1 3/8" - 1 3/4" thick standard door | 1 |  | 1 Year | 943.25 | 0.15 | 801.7625
10533 | Salto | AB650300IM38-WK | XS4 ANSI electronic RF wireless SVN escutcheon, BLE / Mifare / DESFire entrance function, with keypad, Columbo Robotre premium series lever, unhanded, satin stainless finish, for use with 1 3/8" - 1 3/4" thick standard door | 1 |  | 1 Year | 1006.1 | 0.15 | 855.185
10534 | Salto | AB650300IM48--- | XS4 ANSI electronic wire-free SVN escutcheon, BLE / Mifare / DESFire entrance function, Columbo Robotre premium series lever, unhanded, satin stainless finish, for use with 1 3/4" - 2 1/4" thick door | 1 |  | 1 Year | 758.05 | 0.15 | 644.3425
10535 | Salto | AB650300IM48-A- | XS4 ANSI electronic AMOK wire-free SVN escutcheon, BLE / Mifare / DESFire entrance function, Columbo Robotre premium series lever, unhanded, satin stainless finish, for use with 1 3/4" - 2 1/4" thick door | 1 |  | 1 Year | 887.05 | 0.15 | 753.9925
10536 | Salto | AB650300IM48--K | XS4 ANSI electronic wire-free SVN escutcheon, BLE / Mifare / DESFire entrance function, with keypad, Columbo Robotre premium series lever, unhanded, satin stainless finish, for use with 1 3/4" - 2 1/4" thick door | 1 |  | 1 Year | 820.9 | 0.15 | 697.765
10537 | Salto | AB650300IM48-W- | XS4 ANSI electronic RF wireless SVN escutcheon, BLE / Mifare / DESFire entrance function, Columbo Robotre premium series lever, unhanded, satin stainless finish, for use with 1 3/4" - 2 1/4" thick door | 1 |  | 1 Year | 943.25 | 0.15 | 801.7625
10538 | Salto | AB650300IM48-WK | XS4 ANSI electronic RF wireless SVN escutcheon, BLE / Mifare / DESFire entrance function, with keypad, Columbo Robotre premium series lever, unhanded, satin stainless finish, for use with 1 3/4" - 2 1/4" thick door | 1 |  | 1 Year | 1006.1 | 0.15 | 855.185
10539 | Salto | AB650300IP38--- | XS4 ANSI electronic wire-free SVN escutcheon, BLE / Mifare / DESFire entrance function, Columbo Robotre premium series lever, unhanded, bright stainless steel finish, for use with 1 3/8" - 1 3/4" thick standard door | 1 |  | 1 Year | 774.35 | 0.15 | 658.1975
10540 | Salto | AB650300IP38-A- | XS4 ANSI electronic AMOK wire-free SVN escutcheon, BLE / Mifare / DESFire entrance function, Columbo Robotre premium series lever, unhanded, bright stainless steel finish, for use with 1 3/8" - 1 3/4" thick standard door | 1 |  | 1 Year | 903.35 | 0.15 | 767.8475
10541 | Salto | AB650300IP38--K | XS4 ANSI electronic wire-free SVN escutcheon, BLE / Mifare / DESFire entrance function, with keypad, Columbo Robotre premium series lever, unhanded, bright stainless steel finish, for use with 1 3/8" - 1 3/4" thick standard door | 1 |  | 1 Year | 837.2 | 0.15 | 711.62
10542 | Salto | AB650300IP38-W- | XS4 ANSI electronic RF wireless SVN escutcheon, BLE / Mifare / DESFire entrance function, Columbo Robotre premium series lever, unhanded, bright stainless steel finish, for use with 1 3/8" - 1 3/4" thick standard door | 1 |  | 1 Year | 959.55 | 0.15 | 815.6175
10543 | Salto | AB650300IP38-WK | XS4 ANSI electronic RF wireless SVN escutcheon, BLE / Mifare / DESFire entrance function, with keypad, Columbo Robotre premium series lever, unhanded, bright stainless steel finish, for use with 1 3/8" - 1 3/4" thick standard door | 1 |  | 1 Year | 1022.4 | 0.15 | 869.04
10544 | Salto | AB650300IP48--- | XS4 ANSI electronic wire-free SVN escutcheon, BLE / Mifare / DESFire entrance function, Columbo Robotre premium series lever, unhanded, bright stainless steel finish, for use with 1 3/4" - 2 1/4" thick door | 1 |  | 1 Year | 774.35 | 0.15 | 658.1975
10545 | Salto | AB650300IP48-A- | XS4 ANSI electronic AMOK wire-free SVN escutcheon, BLE / Mifare / DESFire entrance function, Columbo Robotre premium series lever, unhanded, bright stainless steel finish, for use with 1 3/4" - 2 1/4" thick door | 1 |  | 1 Year | 903.35 | 0.15 | 767.8475
10546 | Salto | AB650300IP48--K | XS4 ANSI electronic wire-free SVN escutcheon, BLE / Mifare / DESFire entrance function, with keypad, Columbo Robotre premium series lever, unhanded, bright stainless steel finish, for use with 1 3/4" - 2 1/4" thick door | 1 |  | 1 Year | 837.2 | 0.15 | 711.62
10547 | Salto | AB650300IP48-W- | XS4 ANSI electronic RF wireless SVN escutcheon, BLE / Mifare / DESFire entrance function, Columbo Robotre premium series lever, unhanded, bright stainless steel finish, for use with 1 3/4" - 2 1/4" thick door | 1 |  | 1 Year | 959.55 | 0.15 | 815.6175
10548 | Salto | AB650300IP48-WK | XS4 ANSI electronic RF wireless SVN escutcheon, BLE / Mifare / DESFire entrance function, with keypad, Columbo Robotre premium series lever, unhanded, bright stainless steel finish, for use with 1 3/4" - 2 1/4" thick door | 1 |  | 1 Year | 1022.4 | 0.15 | 869.04
10549 | Salto | AB650300PP38--- | XS4 ANSI electronic wire-free SVN escutcheon, BLE / Mifare / DESFire entrance function, Columbo Robotre premium series lever, unhanded, bright brass finish, for use with 1 3/8" - 1 3/4" thick standard door | 1 |  | 1 Year | 774.35 | 0.15 | 658.1975
10550 | Salto | AB650300PP38-A- | XS4 ANSI electronic AMOK wire-free SVN escutcheon, BLE / Mifare / DESFire entrance function, Columbo Robotre premium series lever, unhanded, bright brass finish, for use with 1 3/8" - 1 3/4" thick standard door | 1 |  | 1 Year | 903.35 | 0.15 | 767.8475
10551 | Salto | AB650300PP38--K | XS4 ANSI electronic wire-free SVN escutcheon, BLE / Mifare / DESFire entrance function, with keypad, Columbo Robotre premium series lever, unhanded, bright brass finish, for use with 1 3/8" - 1 3/4" thick standard door | 1 |  | 1 Year | 837.2 | 0.15 | 711.62
10552 | Salto | AB650300PP38-W- | XS4 ANSI electronic RF wireless SVN escutcheon, BLE / Mifare / DESFire entrance function, Columbo Robotre premium series lever, unhanded, bright brass finish, for use with 1 3/8" - 1 3/4" thick standard door | 1 |  | 1 Year | 959.55 | 0.15 | 815.6175
10553 | Salto | AB650300PP38-WK | XS4 ANSI electronic RF wireless SVN escutcheon, BLE / Mifare / DESFire entrance function, with keypad, Columbo Robotre premium series lever, unhanded, bright brass finish, for use with 1 3/8" - 1 3/4" thick standard door | 1 |  | 1 Year | 1022.4 | 0.15 | 869.04
10554 | Salto | AB650300PP48--- | XS4 ANSI electronic wire-free SVN escutcheon, BLE / Mifare / DESFire entrance function, Columbo Robotre premium series lever, unhanded, bright brass finish, for use with 1 3/4" - 2 1/4" thick door | 1 |  | 1 Year | 774.35 | 0.15 | 658.1975
10555 | Salto | AB650300PP48-A- | XS4 ANSI electronic AMOK wire-free SVN escutcheon, BLE / Mifare / DESFire entrance function, Columbo Robotre premium series lever, unhanded, bright brass finish, for use with 1 3/4" - 2 1/4" thick door | 1 |  | 1 Year | 903.35 | 0.15 | 767.8475
10556 | Salto | AB650300PP48--K | XS4 ANSI electronic wire-free SVN escutcheon, BLE / Mifare / DESFire entrance function, with keypad, Columbo Robotre premium series lever, unhanded, bright brass finish, for use with 1 3/4" - 2 1/4" thick door | 1 |  | 1 Year | 837.2 | 0.15 | 711.62
10557 | Salto | AB650300PP48-W- | XS4 ANSI electronic RF wireless SVN escutcheon, BLE / Mifare / DESFire entrance function, Columbo Robotre premium series lever, unhanded, bright brass finish, for use with 1 3/4" - 2 1/4" thick door | 1 |  | 1 Year | 959.55 | 0.15 | 815.6175
10558 | Salto | AB650300PP48-WK | XS4 ANSI electronic RF wireless SVN escutcheon, BLE / Mifare / DESFire entrance function, with keypad, Columbo Robotre premium series lever, unhanded, bright brass finish, for use with 1 3/4" - 2 1/4" thick door | 1 |  | 1 Year | 1022.4 | 0.15 | 869.04
10559 | Salto | AB650400IM38--- | XS4 ANSI electronic wire-free SVN escutcheon, BLE / Mifare / DESFire entrance function, Columbo Roboquattro premium series lever, unhanded, satin stainless finish, for use with 1 3/8" - 1 3/4" thick standard door | 1 |  | 1 Year | 758.05 | 0.15 | 644.3425
10560 | Salto | AB650400IM38-A- | XS4 ANSI electronic AMOK wire-free SVN escutcheon, BLE / Mifare / DESFire entrance function, Columbo Roboquattro premium series lever, unhanded, satin stainless finish, for use with 1 3/8" - 1 3/4" thick standard door | 1 |  | 1 Year | 887.05 | 0.15 | 753.9925
10561 | Salto | AB650400IM38--K | XS4 ANSI electronic wire-free SVN escutcheon, BLE / Mifare / DESFire entrance function, with keypad, Columbo Roboquattro premium series lever, unhanded, satin stainless finish, for use with 1 3/8" - 1 3/4" thick standard door | 1 |  | 1 Year | 820.9 | 0.15 | 697.765
10562 | Salto | AB650400IM38-W- | XS4 ANSI electronic RF wireless SVN escutcheon, BLE / Mifare / DESFire entrance function, Columbo Roboquattro premium series lever, unhanded, satin stainless finish, for use with 1 3/8" - 1 3/4" thick standard door | 1 |  | 1 Year | 943.25 | 0.15 | 801.7625
10563 | Salto | AB650400IM38-WK | XS4 ANSI electronic RF wireless SVN escutcheon, BLE / Mifare / DESFire entrance function, with keypad, Columbo Roboquattro premium series lever, unhanded, satin stainless finish, for use with 1 3/8" - 1 3/4" thick standard door | 1 |  | 1 Year | 1006.1 | 0.15 | 855.185
10564 | Salto | AB650400IM48--- | XS4 ANSI electronic wire-free SVN escutcheon, BLE / Mifare / DESFire entrance function, Columbo Roboquattro premium series lever, unhanded, satin stainless finish, for use with 1 3/4" - 2 1/4" thick door | 1 |  | 1 Year | 758.05 | 0.15 | 644.3425
10565 | Salto | AB650400IM48-A- | XS4 ANSI electronic AMOK wire-free SVN escutcheon, BLE / Mifare / DESFire entrance function, Columbo Roboquattro premium series lever, unhanded, satin stainless finish, for use with 1 3/4" - 2 1/4" thick door | 1 |  | 1 Year | 887.05 | 0.15 | 753.9925
10566 | Salto | AB650400IM48--K | XS4 ANSI electronic wire-free SVN escutcheon, BLE / Mifare / DESFire entrance function, with keypad, Columbo Roboquattro premium series lever, unhanded, satin stainless finish, for use with 1 3/4" - 2 1/4" thick door | 1 |  | 1 Year | 820.9 | 0.15 | 697.765
10567 | Salto | AB650400IM48-W- | XS4 ANSI electronic RF wireless SVN escutcheon, BLE / Mifare / DESFire entrance function, Columbo Roboquattro premium series lever, unhanded, satin stainless finish, for use with 1 3/4" - 2 1/4" thick door | 1 |  | 1 Year | 943.25 | 0.15 | 801.7625
10568 | Salto | AB650400IM48-WK | XS4 ANSI electronic RF wireless SVN escutcheon, BLE / Mifare / DESFire entrance function, with keypad, Columbo Roboquattro premium series lever, unhanded, satin stainless finish, for use with 1 3/4" - 2 1/4" thick door | 1 |  | 1 Year | 1006.1 | 0.15 | 855.185
10569 | Salto | AB650400IP38--- | XS4 ANSI electronic wire-free SVN escutcheon, BLE / Mifare / DESFire entrance function, Columbo Roboquattro premium series lever, unhanded, bright stainless steel finish, for use with 1 3/8" - 1 3/4" thick standard door | 1 |  | 1 Year | 774.35 | 0.15 | 658.1975
10570 | Salto | AB650400IP38-A- | XS4 ANSI electronic AMOK wire-free SVN escutcheon, BLE / Mifare / DESFire entrance function, Columbo Roboquattro premium series lever, unhanded, bright stainless steel finish, for use with 1 3/8" - 1 3/4" thick standard door | 1 |  | 1 Year | 903.35 | 0.15 | 767.8475
10571 | Salto | AB650400IP38--K | XS4 ANSI electronic wire-free SVN escutcheon, BLE / Mifare / DESFire entrance function, with keypad, Columbo Roboquattro premium series lever, unhanded, bright stainless steel finish, for use with 1 3/8" - 1 3/4" thick standard door | 1 |  | 1 Year | 837.2 | 0.15 | 711.62
10572 | Salto | AB650400IP38-W- | XS4 ANSI electronic RF wireless SVN escutcheon, BLE / Mifare / DESFire entrance function, Columbo Roboquattro premium series lever, unhanded, bright stainless steel finish, for use with 1 3/8" - 1 3/4" thick standard door | 1 |  | 1 Year | 959.55 | 0.15 | 815.6175
10573 | Salto | AB650400IP38-WK | XS4 ANSI electronic RF wireless SVN escutcheon, BLE / Mifare / DESFire entrance function, with keypad, Columbo Roboquattro premium series lever, unhanded, bright stainless steel finish, for use with 1 3/8" - 1 3/4" thick standard door | 1 |  | 1 Year | 1022.4 | 0.15 | 869.04
10574 | Salto | AB650400IP48--- | XS4 ANSI electronic wire-free SVN escutcheon, BLE / Mifare / DESFire entrance function, Columbo Roboquattro premium series lever, unhanded, bright stainless steel finish, for use with 1 3/4" - 2 1/4" thick door | 1 |  | 1 Year | 774.35 | 0.15 | 658.1975
10575 | Salto | AB650400IP48-A- | XS4 ANSI electronic AMOK wire-free SVN escutcheon, BLE / Mifare / DESFire entrance function, Columbo Roboquattro premium series lever, unhanded, bright stainless steel finish, for use with 1 3/4" - 2 1/4" thick door | 1 |  | 1 Year | 903.35 | 0.15 | 767.8475
10576 | Salto | AB650400IP48--K | XS4 ANSI electronic wire-free SVN escutcheon, BLE / Mifare / DESFire entrance function, with keypad, Columbo Roboquattro premium series lever, unhanded, bright stainless steel finish, for use with 1 3/4" - 2 1/4" thick door | 1 |  | 1 Year | 837.2 | 0.15 | 711.62
10577 | Salto | AB650400IP48-W- | XS4 ANSI electronic RF wireless SVN escutcheon, BLE / Mifare / DESFire entrance function, Columbo Roboquattro premium series lever, unhanded, bright stainless steel finish, for use with 1 3/4" - 2 1/4" thick door | 1 |  | 1 Year | 959.55 | 0.15 | 815.6175
10578 | Salto | AB650400IP48-WK | XS4 ANSI electronic RF wireless SVN escutcheon, BLE / Mifare / DESFire entrance function, with keypad, Columbo Roboquattro premium series lever, unhanded, bright stainless steel finish, for use with 1 3/4" - 2 1/4" thick door | 1 |  | 1 Year | 1022.4 | 0.15 | 869.04
10579 | Salto | AB650400PP38--- | XS4 ANSI electronic wire-free SVN escutcheon, BLE / Mifare / DESFire entrance function, Columbo Roboquattro premium series lever, unhanded, bright brass finish, for use with 1 3/8" - 1 3/4" thick standard door | 1 |  | 1 Year | 774.35 | 0.15 | 658.1975
10580 | Salto | AB650400PP38-A- | XS4 ANSI electronic AMOK wire-free SVN escutcheon, BLE / Mifare / DESFire entrance function, Columbo Roboquattro premium series lever, unhanded, bright brass finish, for use with 1 3/8" - 1 3/4" thick standard door | 1 |  | 1 Year | 903.35 | 0.15 | 767.8475
10581 | Salto | AB650400PP38--K | XS4 ANSI electronic wire-free SVN escutcheon, BLE / Mifare / DESFire entrance function, with keypad, Columbo Roboquattro premium series lever, unhanded, bright brass finish, for use with 1 3/8" - 1 3/4" thick standard door | 1 |  | 1 Year | 837.2 | 0.15 | 711.62
10582 | Salto | AB650400PP38-W- | XS4 ANSI electronic RF wireless SVN escutcheon, BLE / Mifare / DESFire entrance function, Columbo Roboquattro premium series lever, unhanded, bright brass finish, for use with 1 3/8" - 1 3/4" thick standard door | 1 |  | 1 Year | 959.55 | 0.15 | 815.6175
10583 | Salto | AB650400PP38-WK | XS4 ANSI electronic RF wireless SVN escutcheon, BLE / Mifare / DESFire entrance function, with keypad, Columbo Roboquattro premium series lever, unhanded, bright brass finish, for use with 1 3/8" - 1 3/4" thick standard door | 1 |  | 1 Year | 1022.4 | 0.15 | 869.04
10584 | Salto | AB650400PP48--- | XS4 ANSI electronic wire-free SVN escutcheon, BLE / Mifare / DESFire entrance function, Columbo Roboquattro premium series lever, unhanded, bright brass finish, for use with 1 3/4" - 2 1/4" thick door | 1 |  | 1 Year | 774.35 | 0.15 | 658.1975
10585 | Salto | AB650400PP48-A- | XS4 ANSI electronic AMOK wire-free SVN escutcheon, BLE / Mifare / DESFire entrance function, Columbo Roboquattro premium series lever, unhanded, bright brass finish, for use with 1 3/4" - 2 1/4" thick door | 1 |  | 1 Year | 903.35 | 0.15 | 767.8475
10586 | Salto | AB650400PP48--K | XS4 ANSI electronic wire-free SVN escutcheon, BLE / Mifare / DESFire entrance function, with keypad, Columbo Roboquattro premium series lever, unhanded, bright brass finish, for use with 1 3/4" - 2 1/4" thick door | 1 |  | 1 Year | 837.2 | 0.15 | 711.62
10587 | Salto | AB650400PP48-W- | XS4 ANSI electronic RF wireless SVN escutcheon, BLE / Mifare / DESFire entrance function, Columbo Roboquattro premium series lever, unhanded, bright brass finish, for use with 1 3/4" - 2 1/4" thick door | 1 |  | 1 Year | 959.55 | 0.15 | 815.6175
10588 | Salto | AB650400PP48-WK | XS4 ANSI electronic RF wireless SVN escutcheon, BLE / Mifare / DESFire entrance function, with keypad, Columbo Roboquattro premium series lever, unhanded, bright brass finish, for use with 1 3/4" - 2 1/4" thick door | 1 |  | 1 Year | 1022.4 | 0.15 | 869.04
10589 | Salto | AB650700IM38--- | XS4 ANSI electronic wire-free SVN escutcheon, BLE / Mifare / DESFire entrance function, Columbo Mach premium series lever, unhanded, satin stainless finish, for use with 1 3/8" - 1 3/4" thick standard door | 1 |  | 1 Year | 758.05 | 0.15 | 644.3425
10590 | Salto | AB650700IM38-A- | XS4 ANSI electronic AMOK wire-free SVN escutcheon, BLE / Mifare / DESFire entrance function, Columbo Mach premium series lever, unhanded, satin stainless finish, for use with 1 3/8" - 1 3/4" thick standard door | 1 |  | 1 Year | 887.05 | 0.15 | 753.9925
10591 | Salto | AB650700IM38--K | XS4 ANSI electronic wire-free SVN escutcheon, BLE / Mifare / DESFire entrance function, with keypad, Columbo Mach premium series lever, unhanded, satin stainless finish, for use with 1 3/8" - 1 3/4" thick standard door | 1 |  | 1 Year | 820.9 | 0.15 | 697.765
10592 | Salto | AB650700IM38-W- | XS4 ANSI electronic RF wireless SVN escutcheon, BLE / Mifare / DESFire entrance function, Columbo Mach premium series lever, unhanded, satin stainless finish, for use with 1 3/8" - 1 3/4" thick standard door | 1 |  | 1 Year | 943.25 | 0.15 | 801.7625
10593 | Salto | AB650700IM38-WK | XS4 ANSI electronic RF wireless SVN escutcheon, BLE / Mifare / DESFire entrance function, with keypad, Columbo Mach premium series lever, unhanded, satin stainless finish, for use with 1 3/8" - 1 3/4" thick standard door | 1 |  | 1 Year | 1006.1 | 0.15 | 855.185
10594 | Salto | AB650700IM48--- | XS4 ANSI electronic wire-free SVN escutcheon, BLE / Mifare / DESFire entrance function, Columbo Mach premium series lever, unhanded, satin stainless finish, for use with 1 3/4" - 2 1/4" thick door | 1 |  | 1 Year | 758.05 | 0.15 | 644.3425
10595 | Salto | AB650700IM48-A- | XS4 ANSI electronic AMOK wire-free SVN escutcheon, BLE / Mifare / DESFire entrance function, Columbo Mach premium series lever, unhanded, satin stainless finish, for use with 1 3/4" - 2 1/4" thick door | 1 |  | 1 Year | 887.05 | 0.15 | 753.9925
10596 | Salto | AB650700IM48--K | XS4 ANSI electronic wire-free SVN escutcheon, BLE / Mifare / DESFire entrance function, with keypad, Columbo Mach premium series lever, unhanded, satin stainless finish, for use with 1 3/4" - 2 1/4" thick door | 1 |  | 1 Year | 820.9 | 0.15 | 697.765
10597 | Salto | AB650700IM48-W- | XS4 ANSI electronic RF wireless SVN escutcheon, BLE / Mifare / DESFire entrance function, Columbo Mach premium series lever, unhanded, satin stainless finish, for use with 1 3/4" - 2 1/4" thick door | 1 |  | 1 Year | 943.25 | 0.15 | 801.7625
10598 | Salto | AB650700IM48-WK | XS4 ANSI electronic RF wireless SVN escutcheon, BLE / Mifare / DESFire entrance function, with keypad, Columbo Mach premium series lever, unhanded, satin stainless finish, for use with 1 3/4" - 2 1/4" thick door | 1 |  | 1 Year | 1006.1 | 0.15 | 855.185
10599 | Salto | AB650700IP38--- | XS4 ANSI electronic wire-free SVN escutcheon, BLE / Mifare / DESFire entrance function, Columbo Mach premium series lever, unhanded, bright stainless steel finish, for use with 1 3/8" - 1 3/4" thick standard door | 1 |  | 1 Year | 774.35 | 0.15 | 658.1975
10600 | Salto | AB650700IP38-A- | XS4 ANSI electronic AMOK wire-free SVN escutcheon, BLE / Mifare / DESFire entrance function, Columbo Mach premium series lever, unhanded, bright stainless steel finish, for use with 1 3/8" - 1 3/4" thick standard door | 1 |  | 1 Year | 903.35 | 0.15 | 767.8475
10601 | Salto | AB650700IP38--K | XS4 ANSI electronic wire-free SVN escutcheon, BLE / Mifare / DESFire entrance function, with keypad, Columbo Mach premium series lever, unhanded, bright stainless steel finish, for use with 1 3/8" - 1 3/4" thick standard door | 1 |  | 1 Year | 837.2 | 0.15 | 711.62
10602 | Salto | AB650700IP38-W- | XS4 ANSI electronic RF wireless SVN escutcheon, BLE / Mifare / DESFire entrance function, Columbo Mach premium series lever, unhanded, bright stainless steel finish, for use with 1 3/8" - 1 3/4" thick standard door | 1 |  | 1 Year | 959.55 | 0.15 | 815.6175
10603 | Salto | AB650700IP38-WK | XS4 ANSI electronic RF wireless SVN escutcheon, BLE / Mifare / DESFire entrance function, with keypad, Columbo Mach premium series lever, unhanded, bright stainless steel finish, for use with 1 3/8" - 1 3/4" thick standard door | 1 |  | 1 Year | 1022.4 | 0.15 | 869.04
10604 | Salto | AB650700IP48--- | XS4 ANSI electronic wire-free SVN escutcheon, BLE / Mifare / DESFire entrance function, Columbo Mach premium series lever, unhanded, bright stainless steel finish, for use with 1 3/4" - 2 1/4" thick door | 1 |  | 1 Year | 774.35 | 0.15 | 658.1975
10605 | Salto | AB650700IP48-A- | XS4 ANSI electronic AMOK wire-free SVN escutcheon, BLE / Mifare / DESFire entrance function, Columbo Mach premium series lever, unhanded, bright stainless steel finish, for use with 1 3/4" - 2 1/4" thick door | 1 |  | 1 Year | 903.35 | 0.15 | 767.8475
10606 | Salto | AB650700IP48--K | XS4 ANSI electronic wire-free SVN escutcheon, BLE / Mifare / DESFire entrance function, with keypad, Columbo Mach premium series lever, unhanded, bright stainless steel finish, for use with 1 3/4" - 2 1/4" thick door | 1 |  | 1 Year | 837.2 | 0.15 | 711.62
10607 | Salto | AB650700IP48-W- | XS4 ANSI electronic RF wireless SVN escutcheon, BLE / Mifare / DESFire entrance function, Columbo Mach premium series lever, unhanded, bright stainless steel finish, for use with 1 3/4" - 2 1/4" thick door | 1 |  | 1 Year | 959.55 | 0.15 | 815.6175
10608 | Salto | AB650700IP48-WK | XS4 ANSI electronic RF wireless SVN escutcheon, BLE / Mifare / DESFire entrance function, with keypad, Columbo Mach premium series lever, unhanded, bright stainless steel finish, for use with 1 3/4" - 2 1/4" thick door | 1 |  | 1 Year | 1022.4 | 0.15 | 869.04
10609 | Salto | AB650700PP38--- | XS4 ANSI electronic wire-free SVN escutcheon, BLE / Mifare / DESFire entrance function, Columbo Mach premium series lever, unhanded, bright brass finish, for use with 1 3/8" - 1 3/4" thick standard door | 1 |  | 1 Year | 774.35 | 0.15 | 658.1975
10610 | Salto | AB650700PP38-A- | XS4 ANSI electronic AMOK wire-free SVN escutcheon, BLE / Mifare / DESFire entrance function, Columbo Mach premium series lever, unhanded, bright brass finish, for use with 1 3/8" - 1 3/4" thick standard door | 1 |  | 1 Year | 903.35 | 0.15 | 767.8475
10611 | Salto | AB650700PP38--K | XS4 ANSI electronic wire-free SVN escutcheon, BLE / Mifare / DESFire entrance function, with keypad, Columbo Mach premium series lever, unhanded, bright brass finish, for use with 1 3/8" - 1 3/4" thick standard door | 1 |  | 1 Year | 837.2 | 0.15 | 711.62
10612 | Salto | AB650700PP38-W- | XS4 ANSI electronic RF wireless SVN escutcheon, BLE / Mifare / DESFire entrance function, Columbo Mach premium series lever, unhanded, bright brass finish, for use with 1 3/8" - 1 3/4" thick standard door | 1 |  | 1 Year | 959.55 | 0.15 | 815.6175
10613 | Salto | AB650700PP38-WK | XS4 ANSI electronic RF wireless SVN escutcheon, BLE / Mifare / DESFire entrance function, with keypad, Columbo Mach premium series lever, unhanded, bright brass finish, for use with 1 3/8" - 1 3/4" thick standard door | 1 |  | 1 Year | 1022.4 | 0.15 | 869.04
10614 | Salto | AB650700PP48--- | XS4 ANSI electronic wire-free SVN escutcheon, BLE / Mifare / DESFire entrance function, Columbo Mach premium series lever, unhanded, bright brass finish, for use with 1 3/4" - 2 1/4" thick door | 1 |  | 1 Year | 774.35 | 0.15 | 658.1975
10615 | Salto | AB650700PP48-A- | XS4 ANSI electronic AMOK wire-free SVN escutcheon, BLE / Mifare / DESFire entrance function, Columbo Mach premium series lever, unhanded, bright brass finish, for use with 1 3/4" - 2 1/4" thick door | 1 |  | 1 Year | 903.35 | 0.15 | 767.8475
10616 | Salto | AB650700PP48--K | XS4 ANSI electronic wire-free SVN escutcheon, BLE / Mifare / DESFire entrance function, with keypad, Columbo Mach premium series lever, unhanded, bright brass finish, for use with 1 3/4" - 2 1/4" thick door | 1 |  | 1 Year | 837.2 | 0.15 | 711.62
10617 | Salto | AB650700PP48-W- | XS4 ANSI electronic RF wireless SVN escutcheon, BLE / Mifare / DESFire entrance function, Columbo Mach premium series lever, unhanded, bright brass finish, for use with 1 3/4" - 2 1/4" thick door | 1 |  | 1 Year | 959.55 | 0.15 | 815.6175
10618 | Salto | AB650700PP48-WK | XS4 ANSI electronic RF wireless SVN escutcheon, BLE / Mifare / DESFire entrance function, with keypad, Columbo Mach premium series lever, unhanded, bright brass finish, for use with 1 3/4" - 2 1/4" thick door | 1 |  | 1 Year | 1022.4 | 0.15 | 869.04
10619 | Salto | AB650A00BC38--- | XS4 ANSI electronic wire-free SVN escutcheon, BLE / Mifare / DESFire entrance function, A lever, unhanded, BioCote antimicrobial finish, for use with 1 3/8" - 1 3/4" thick standard door | 1 |  | 1 Year | 764.15 | 0.15 | 649.5275
10620 | Salto | AB650A00BC38-A- | XS4 ANSI electronic AMOK wire-free SVN escutcheon, BLE / Mifare / DESFire entrance function, A lever, unhanded, BioCote antimicrobial finish, for use with 1 3/8" - 1 3/4" thick standard door | 1 |  | 1 Year | 893.15 | 0.15 | 759.1775
10621 | Salto | AB650A00BC38--K | XS4 ANSI electronic wire-free SVN escutcheon, BLE / Mifare / DESFire entrance function, with keypad, A lever, unhanded, BioCote antimicrobial finish, for use with 1 3/8" - 1 3/4" thick standard door | 1 |  | 1 Year | 827 | 0.15 | 702.95
10622 | Salto | AB650A00BC38-W- | XS4 ANSI electronic RF wireless SVN escutcheon, BLE / Mifare / DESFire entrance function, A lever, unhanded, BioCote antimicrobial finish, for use with 1 3/8" - 1 3/4" thick standard door | 1 |  | 1 Year | 949.35 | 0.15 | 806.9475
10623 | Salto | AB650A00BC38-WK | XS4 ANSI electronic RF wireless SVN escutcheon, BLE / Mifare / DESFire entrance function, with keypad, A lever, unhanded, BioCote antimicrobial finish, for use with 1 3/8" - 1 3/4" thick standard door | 1 |  | 1 Year | 1012.2 | 0.15 | 860.37
10624 | Salto | AB650A00BC48--- | XS4 ANSI electronic wire-free SVN escutcheon, BLE / Mifare / DESFire entrance function, A lever, unhanded, BioCote antimicrobial finish, for use with 1 3/4" - 2 1/4" thick door | 1 |  | 1 Year | 764.15 | 0.15 | 649.5275
10625 | Salto | AB650A00BC48-A- | XS4 ANSI electronic AMOK wire-free SVN escutcheon, BLE / Mifare / DESFire entrance function, A lever, unhanded, BioCote antimicrobial finish, for use with 1 3/4" - 2 1/4" thick door | 1 |  | 1 Year | 893.15 | 0.15 | 759.1775
10626 | Salto | AB650A00BC48--K | XS4 ANSI electronic wire-free SVN escutcheon, BLE / Mifare / DESFire entrance function, with keypad, A lever, unhanded, BioCote antimicrobial finish, for use with 1 3/4" - 2 1/4" thick door | 1 |  | 1 Year | 827 | 0.15 | 702.95
10627 | Salto | AB650A00BC48-W- | XS4 ANSI electronic RF wireless SVN escutcheon, BLE / Mifare / DESFire entrance function, A lever, unhanded, BioCote antimicrobial finish, for use with 1 3/4" - 2 1/4" thick door | 1 |  | 1 Year | 949.35 | 0.15 | 806.9475
10628 | Salto | AB650A00BC48-WK | XS4 ANSI electronic RF wireless SVN escutcheon, BLE / Mifare / DESFire entrance function, with keypad, A lever, unhanded, BioCote antimicrobial finish, for use with 1 3/4" - 2 1/4" thick door | 1 |  | 1 Year | 1012.2 | 0.15 | 860.37
10629 | Salto | AB650A00IA38--- | XS4 ANSI electronic wire-free SVN escutcheon, BLE / Mifare / DESFire entrance function, A lever, unhanded, antique brass finish, for use with 1 3/8" - 1 3/4" thick standard door | 1 |  | 1 Year | 764.15 | 0.15 | 649.5275
10630 | Salto | AB650A00IA38-A- | XS4 ANSI electronic AMOK wire-free SVN escutcheon, BLE / Mifare / DESFire entrance function, A lever, unhanded, antique brass finish, for use with 1 3/8" - 1 3/4" thick standard door | 1 |  | 1 Year | 893.15 | 0.15 | 759.1775
10631 | Salto | AB650A00IA38--K | XS4 ANSI electronic wire-free SVN escutcheon, BLE / Mifare / DESFire entrance function, with keypad, A lever, unhanded, antique brass finish, for use with 1 3/8" - 1 3/4" thick standard door | 1 |  | 1 Year | 827 | 0.15 | 702.95
10632 | Salto | AB650A00IA38-W- | XS4 ANSI electronic RF wireless SVN escutcheon, BLE / Mifare / DESFire entrance function, A lever, unhanded, antique brass finish, for use with 1 3/8" - 1 3/4" thick standard door | 1 |  | 1 Year | 949.35 | 0.15 | 806.9475
10633 | Salto | AB650A00IA38-WK | XS4 ANSI electronic RF wireless SVN escutcheon, BLE / Mifare / DESFire entrance function, with keypad, A lever, unhanded, antique brass finish, for use with 1 3/8" - 1 3/4" thick standard door | 1 |  | 1 Year | 1012.2 | 0.15 | 860.37
10634 | Salto | AB650A00IA48--- | XS4 ANSI electronic wire-free SVN escutcheon, BLE / Mifare / DESFire entrance function, A lever, unhanded, antique brass finish, for use with 1 3/4" - 2 1/4" thick door | 1 |  | 1 Year | 764.15 | 0.15 | 649.5275
10635 | Salto | AB650A00IA48-A- | XS4 ANSI electronic AMOK wire-free SVN escutcheon, BLE / Mifare / DESFire entrance function, A lever, unhanded, antique brass finish, for use with 1 3/4" - 2 1/4" thick door | 1 |  | 1 Year | 893.15 | 0.15 | 759.1775
10636 | Salto | AB650A00IA48--K | XS4 ANSI electronic wire-free SVN escutcheon, BLE / Mifare / DESFire entrance function, with keypad, A lever, unhanded, antique brass finish, for use with 1 3/4" - 2 1/4" thick door | 1 |  | 1 Year | 827 | 0.15 | 702.95
10637 | Salto | AB650A00IA48-W- | XS4 ANSI electronic RF wireless SVN escutcheon, BLE / Mifare / DESFire entrance function, A lever, unhanded, antique brass finish, for use with 1 3/4" - 2 1/4" thick door | 1 |  | 1 Year | 949.35 | 0.15 | 806.9475
10638 | Salto | AB650A00IA48-WK | XS4 ANSI electronic RF wireless SVN escutcheon, BLE / Mifare / DESFire entrance function, with keypad, A lever, unhanded, antique brass finish, for use with 1 3/4" - 2 1/4" thick door | 1 |  | 1 Year | 1012.2 | 0.15 | 860.37
10639 | Salto | AB650A00IM38--- | XS4 ANSI electronic wire-free SVN escutcheon, BLE / Mifare / DESFire entrance function, A lever, unhanded, satin stainless finish, for use with 1 3/8" - 1 3/4" thick standard door | 1 |  | 1 Year | 712.15 | 0.15 | 605.3275
10640 | Salto | AB650A00IM38-A- | XS4 ANSI electronic AMOK wire-free SVN escutcheon, BLE / Mifare / DESFire entrance function, A lever, unhanded, satin stainless finish, for use with 1 3/8" - 1 3/4" thick standard door | 1 |  | 1 Year | 841.15 | 0.15 | 714.9775
10641 | Salto | AB650A00IM38--K | XS4 ANSI electronic wire-free SVN escutcheon, BLE / Mifare / DESFire entrance function, with keypad, A lever, unhanded, satin stainless finish, for use with 1 3/8" - 1 3/4" thick standard door | 1 |  | 1 Year | 775 | 0.15 | 658.75
10642 | Salto | AB650A00IM38-W- | XS4 ANSI electronic RF wireless SVN escutcheon, BLE / Mifare / DESFire entrance function, A lever, unhanded, satin stainless finish, for use with 1 3/8" - 1 3/4" thick standard door | 1 |  | 1 Year | 897.35 | 0.15 | 762.7475
10643 | Salto | AB650A00IM38-WK | XS4 ANSI electronic RF wireless SVN escutcheon, BLE / Mifare / DESFire entrance function, with keypad, A lever, unhanded, satin stainless finish, for use with 1 3/8" - 1 3/4" thick standard door | 1 |  | 1 Year | 960.2 | 0.15 | 816.17
10644 | Salto | AB650A00IM48--- | XS4 ANSI electronic wire-free SVN escutcheon, BLE / Mifare / DESFire entrance function, A lever, unhanded, satin stainless finish, for use with 1 3/4" - 2 1/4" thick door | 1 |  | 1 Year | 712.15 | 0.15 | 605.3275
10645 | Salto | AB650A00IM48-A- | XS4 ANSI electronic AMOK wire-free SVN escutcheon, BLE / Mifare / DESFire entrance function, A lever, unhanded, satin stainless finish, for use with 1 3/4" - 2 1/4" thick door | 1 |  | 1 Year | 841.15 | 0.15 | 714.9775
10646 | Salto | AB650A00IM48--K | XS4 ANSI electronic wire-free SVN escutcheon, BLE / Mifare / DESFire entrance function, with keypad, A lever, unhanded, satin stainless finish, for use with 1 3/4" - 2 1/4" thick door | 1 |  | 1 Year | 775 | 0.15 | 658.75
10647 | Salto | AB650A00IM48-W- | XS4 ANSI electronic RF wireless SVN escutcheon, BLE / Mifare / DESFire entrance function, A lever, unhanded, satin stainless finish, for use with 1 3/4" - 2 1/4" thick door | 1 |  | 1 Year | 897.35 | 0.15 | 762.7475
10648 | Salto | AB650A00IM48-WK | XS4 ANSI electronic RF wireless SVN escutcheon, BLE / Mifare / DESFire entrance function, with keypad, A lever, unhanded, satin stainless finish, for use with 1 3/4" - 2 1/4" thick door | 1 |  | 1 Year | 960.2 | 0.15 | 816.17
10649 | Salto | AB650A00IP38--- | XS4 ANSI electronic wire-free SVN escutcheon, BLE / Mifare / DESFire entrance function, A lever, unhanded, bright stainless steel finish, for use with 1 3/8" - 1 3/4" thick standard door | 1 |  | 1 Year | 728.45 | 0.15 | 619.1825
10650 | Salto | AB650A00IP38-A- | XS4 ANSI electronic AMOK wire-free SVN escutcheon, BLE / Mifare / DESFire entrance function, A lever, unhanded, bright stainless steel finish, for use with 1 3/8" - 1 3/4" thick standard door | 1 |  | 1 Year | 857.45 | 0.15 | 728.8325
10651 | Salto | AB650A00IP38--K | XS4 ANSI electronic wire-free SVN escutcheon, BLE / Mifare / DESFire entrance function, with keypad, A lever, unhanded, bright stainless steel finish, for use with 1 3/8" - 1 3/4" thick standard door | 1 |  | 1 Year | 791.3 | 0.15 | 672.605
10652 | Salto | AB650A00IP38-W- | XS4 ANSI electronic RF wireless SVN escutcheon, BLE / Mifare / DESFire entrance function, A lever, unhanded, bright stainless steel finish, for use with 1 3/8" - 1 3/4" thick standard door | 1 |  | 1 Year | 913.65 | 0.15 | 776.6025
10653 | Salto | AB650A00IP38-WK | XS4 ANSI electronic RF wireless SVN escutcheon, BLE / Mifare / DESFire entrance function, with keypad, A lever, unhanded, bright stainless steel finish, for use with 1 3/8" - 1 3/4" thick standard door | 1 |  | 1 Year | 976.5 | 0.15 | 830.025
10654 | Salto | AB650A00IP48--- | XS4 ANSI electronic wire-free SVN escutcheon, BLE / Mifare / DESFire entrance function, A lever, unhanded, bright stainless steel finish, for use with 1 3/4" - 2 1/4" thick door | 1 |  | 1 Year | 728.45 | 0.15 | 619.1825
10655 | Salto | AB650A00IP48-A- | XS4 ANSI electronic AMOK wire-free SVN escutcheon, BLE / Mifare / DESFire entrance function, A lever, unhanded, bright stainless steel finish, for use with 1 3/4" - 2 1/4" thick door | 1 |  | 1 Year | 857.45 | 0.15 | 728.8325
10656 | Salto | AB650A00IP48--K | XS4 ANSI electronic wire-free SVN escutcheon, BLE / Mifare / DESFire entrance function, with keypad, A lever, unhanded, bright stainless steel finish, for use with 1 3/4" - 2 1/4" thick door | 1 |  | 1 Year | 791.3 | 0.15 | 672.605
10657 | Salto | AB650A00IP48-W- | XS4 ANSI electronic RF wireless SVN escutcheon, BLE / Mifare / DESFire entrance function, A lever, unhanded, bright stainless steel finish, for use with 1 3/4" - 2 1/4" thick door | 1 |  | 1 Year | 913.65 | 0.15 | 776.6025
10658 | Salto | AB650A00IP48-WK | XS4 ANSI electronic RF wireless SVN escutcheon, BLE / Mifare / DESFire entrance function, with keypad, A lever, unhanded, bright stainless steel finish, for use with 1 3/4" - 2 1/4" thick door | 1 |  | 1 Year | 976.5 | 0.15 | 830.025
10659 | Salto | AB650A00NE38--- | XS4 ANSI electronic wire-free SVN escutcheon, BLE / Mifare / DESFire entrance function, A lever, unhanded, black chromium finish, for use with 1 3/8" - 1 3/4" thick standard door | 1 |  | 1 Year | 746.85 | 0.15 | 634.8225
10660 | Salto | AB650A00NE38-A- | XS4 ANSI electronic AMOK wire-free SVN escutcheon, BLE / Mifare / DESFire entrance function, A lever, unhanded, black chromium finish, for use with 1 3/8" - 1 3/4" thick standard door | 1 |  | 1 Year | 875.85 | 0.15 | 744.4725
10661 | Salto | AB650A00NE38--K | XS4 ANSI electronic wire-free SVN escutcheon, BLE / Mifare / DESFire entrance function, with keypad, A lever, unhanded, black chromium finish, for use with 1 3/8" - 1 3/4" thick standard door | 1 |  | 1 Year | 809.7 | 0.15 | 688.245
10662 | Salto | AB650A00NE38-W- | XS4 ANSI electronic RF wireless SVN escutcheon, BLE / Mifare / DESFire entrance function, A lever, unhanded, black chromium finish, for use with 1 3/8" - 1 3/4" thick standard door | 1 |  | 1 Year | 932.05 | 0.15 | 792.2425
10663 | Salto | AB650A00NE38-WK | XS4 ANSI electronic RF wireless SVN escutcheon, BLE / Mifare / DESFire entrance function, with keypad, A lever, unhanded, black chromium finish, for use with 1 3/8" - 1 3/4" thick standard door | 1 |  | 1 Year | 994.9 | 0.15 | 845.665
10664 | Salto | AB650A00NE48--- | XS4 ANSI electronic wire-free SVN escutcheon, BLE / Mifare / DESFire entrance function, A lever, unhanded, black chromium finish, for use with 1 3/4" - 2 1/4" thick door | 1 |  | 1 Year | 746.85 | 0.15 | 634.8225
10665 | Salto | AB650A00NE48-A- | XS4 ANSI electronic AMOK wire-free SVN escutcheon, BLE / Mifare / DESFire entrance function, A lever, unhanded, black chromium finish, for use with 1 3/4" - 2 1/4" thick door | 1 |  | 1 Year | 875.85 | 0.15 | 744.4725
10666 | Salto | AB650A00NE48--K | XS4 ANSI electronic wire-free SVN escutcheon, BLE / Mifare / DESFire entrance function, with keypad, A lever, unhanded, black chromium finish, for use with 1 3/4" - 2 1/4" thick door | 1 |  | 1 Year | 809.7 | 0.15 | 688.245
10667 | Salto | AB650A00NE48-W- | XS4 ANSI electronic RF wireless SVN escutcheon, BLE / Mifare / DESFire entrance function, A lever, unhanded, black chromium finish, for use with 1 3/4" - 2 1/4" thick door | 1 |  | 1 Year | 932.05 | 0.15 | 792.2425
10668 | Salto | AB650A00NE48-WK | XS4 ANSI electronic RF wireless SVN escutcheon, BLE / Mifare / DESFire entrance function, with keypad, A lever, unhanded, black chromium finish, for use with 1 3/4" - 2 1/4" thick door | 1 |  | 1 Year | 994.9 | 0.15 | 845.665
10669 | Salto | AB650A00PM38--- | XS4 ANSI electronic wire-free SVN escutcheon, BLE / Mifare / DESFire entrance function, A lever, unhanded, satin brass finish, for use with 1 3/8" - 1 3/4" thick standard door | 1 |  | 1 Year | 712.15 | 0.15 | 605.3275
10670 | Salto | AB650A00PM38-A- | XS4 ANSI electronic AMOK wire-free SVN escutcheon, BLE / Mifare / DESFire entrance function, A lever, unhanded, satin brass finish, for use with 1 3/8" - 1 3/4" thick standard door | 1 |  | 1 Year | 841.15 | 0.15 | 714.9775
10671 | Salto | AB650A00PM38--K | XS4 ANSI electronic wire-free SVN escutcheon, BLE / Mifare / DESFire entrance function, with keypad, A lever, unhanded, satin brass finish, for use with 1 3/8" - 1 3/4" thick standard door | 1 |  | 1 Year | 775 | 0.15 | 658.75
10672 | Salto | AB650A00PM38-W- | XS4 ANSI electronic RF wireless SVN escutcheon, BLE / Mifare / DESFire entrance function, A lever, unhanded, satin brass finish, for use with 1 3/8" - 1 3/4" thick standard door | 1 |  | 1 Year | 897.35 | 0.15 | 762.7475
10673 | Salto | AB650A00PM38-WK | XS4 ANSI electronic RF wireless SVN escutcheon, BLE / Mifare / DESFire entrance function, with keypad, A lever, unhanded, satin brass finish, for use with 1 3/8" - 1 3/4" thick standard door | 1 |  | 1 Year | 960.2 | 0.15 | 816.17
10674 | Salto | AB650A00PM48--- | XS4 ANSI electronic wire-free SVN escutcheon, BLE / Mifare / DESFire entrance function, A lever, unhanded, satin brass finish, for use with 1 3/4" - 2 1/4" thick door | 1 |  | 1 Year | 712.15 | 0.15 | 605.3275
10675 | Salto | AB650A00PM48-A- | XS4 ANSI electronic AMOK wire-free SVN escutcheon, BLE / Mifare / DESFire entrance function, A lever, unhanded, satin brass finish, for use with 1 3/4" - 2 1/4" thick door | 1 |  | 1 Year | 841.15 | 0.15 | 714.9775
10676 | Salto | AB650A00PM48--K | XS4 ANSI electronic wire-free SVN escutcheon, BLE / Mifare / DESFire entrance function, with keypad, A lever, unhanded, satin brass finish, for use with 1 3/4" - 2 1/4" thick door | 1 |  | 1 Year | 775 | 0.15 | 658.75
10677 | Salto | AB650A00PM48-W- | XS4 ANSI electronic RF wireless SVN escutcheon, BLE / Mifare / DESFire entrance function, A lever, unhanded, satin brass finish, for use with 1 3/4" - 2 1/4" thick door | 1 |  | 1 Year | 897.35 | 0.15 | 762.7475
10678 | Salto | AB650A00PM48-WK | XS4 ANSI electronic RF wireless SVN escutcheon, BLE / Mifare / DESFire entrance function, with keypad, A lever, unhanded, satin brass finish, for use with 1 3/4" - 2 1/4" thick door | 1 |  | 1 Year | 960.2 | 0.15 | 816.17
10679 | Salto | AB650A00PP38--- | XS4 ANSI electronic wire-free SVN escutcheon, BLE / Mifare / DESFire entrance function, A lever, unhanded, bright brass finish, for use with 1 3/8" - 1 3/4" thick standard door | 1 |  | 1 Year | 728.45 | 0.15 | 619.1825
10680 | Salto | AB650A00PP38-A- | XS4 ANSI electronic AMOK wire-free SVN escutcheon, BLE / Mifare / DESFire entrance function, A lever, unhanded, bright brass finish, for use with 1 3/8" - 1 3/4" thick standard door | 1 |  | 1 Year | 857.45 | 0.15 | 728.8325
10681 | Salto | AB650A00PP38--K | XS4 ANSI electronic wire-free SVN escutcheon, BLE / Mifare / DESFire entrance function, with keypad, A lever, unhanded, bright brass finish, for use with 1 3/8" - 1 3/4" thick standard door | 1 |  | 1 Year | 791.3 | 0.15 | 672.605
10682 | Salto | AB650A00PP38-W- | XS4 ANSI electronic RF wireless SVN escutcheon, BLE / Mifare / DESFire entrance function, A lever, unhanded, bright brass finish, for use with 1 3/8" - 1 3/4" thick standard door | 1 |  | 1 Year | 913.65 | 0.15 | 776.6025
10683 | Salto | AB650A00PP38-WK | XS4 ANSI electronic RF wireless SVN escutcheon, BLE / Mifare / DESFire entrance function, with keypad, A lever, unhanded, bright brass finish, for use with 1 3/8" - 1 3/4" thick standard door | 1 |  | 1 Year | 976.5 | 0.15 | 830.025
10684 | Salto | AB650A00PP48--- | XS4 ANSI electronic wire-free SVN escutcheon, BLE / Mifare / DESFire entrance function, A lever, unhanded, bright brass finish, for use with 1 3/4" - 2 1/4" thick door | 1 |  | 1 Year | 728.45 | 0.15 | 619.1825
10685 | Salto | AB650A00PP48-A- | XS4 ANSI electronic AMOK wire-free SVN escutcheon, BLE / Mifare / DESFire entrance function, A lever, unhanded, bright brass finish, for use with 1 3/4" - 2 1/4" thick door | 1 |  | 1 Year | 857.45 | 0.15 | 728.8325
10686 | Salto | AB650A00PP48--K | XS4 ANSI electronic wire-free SVN escutcheon, BLE / Mifare / DESFire entrance function, with keypad, A lever, unhanded, bright brass finish, for use with 1 3/4" - 2 1/4" thick door | 1 |  | 1 Year | 791.3 | 0.15 | 672.605
10687 | Salto | AB650A00PP48-W- | XS4 ANSI electronic RF wireless SVN escutcheon, BLE / Mifare / DESFire entrance function, A lever, unhanded, bright brass finish, for use with 1 3/4" - 2 1/4" thick door | 1 |  | 1 Year | 913.65 | 0.15 | 776.6025
10688 | Salto | AB650A00PP48-WK | XS4 ANSI electronic RF wireless SVN escutcheon, BLE / Mifare / DESFire entrance function, with keypad, A lever, unhanded, bright brass finish, for use with 1 3/4" - 2 1/4" thick door | 1 |  | 1 Year | 976.5 | 0.15 | 830.025
10689 | Salto | AB650G00BC38--- | XS4 ANSI electronic wire-free SVN escutcheon, BLE / Mifare / DESFire entrance function, G lever, unhanded, BioCote antimicrobial finish, for use with 1 3/8" - 1 3/4" thick standard door | 1 |  | 1 Year | 764.15 | 0.15 | 649.5275
10690 | Salto | AB650G00BC38-A- | XS4 ANSI electronic AMOK wire-free SVN escutcheon, BLE / Mifare / DESFire entrance function, G lever, unhanded, BioCote antimicrobial finish, for use with 1 3/8" - 1 3/4" thick standard door | 1 |  | 1 Year | 893.15 | 0.15 | 759.1775
10691 | Salto | AB650G00BC38--K | XS4 ANSI electronic wire-free SVN escutcheon, BLE / Mifare / DESFire entrance function, with keypad, G lever, unhanded, BioCote antimicrobial finish, for use with 1 3/8" - 1 3/4" thick standard door | 1 |  | 1 Year | 827 | 0.15 | 702.95
10692 | Salto | AB650G00BC38-W- | XS4 ANSI electronic RF wireless SVN escutcheon, BLE / Mifare / DESFire entrance function, G lever, unhanded, BioCote antimicrobial finish, for use with 1 3/8" - 1 3/4" thick standard door | 1 |  | 1 Year | 949.35 | 0.15 | 806.9475
10693 | Salto | AB650G00BC38-WK | XS4 ANSI electronic RF wireless SVN escutcheon, BLE / Mifare / DESFire entrance function, with keypad, G lever, unhanded, BioCote antimicrobial finish, for use with 1 3/8" - 1 3/4" thick standard door | 1 |  | 1 Year | 1012.2 | 0.15 | 860.37
10694 | Salto | AB650G00BC48--- | XS4 ANSI electronic wire-free SVN escutcheon, BLE / Mifare / DESFire entrance function, G lever, unhanded, BioCote antimicrobial finish, for use with 1 3/4" - 2 1/4" thick door | 1 |  | 1 Year | 764.15 | 0.15 | 649.5275
10695 | Salto | AB650G00BC48-A- | XS4 ANSI electronic AMOK wire-free SVN escutcheon, BLE / Mifare / DESFire entrance function, G lever, unhanded, BioCote antimicrobial finish, for use with 1 3/4" - 2 1/4" thick door | 1 |  | 1 Year | 893.15 | 0.15 | 759.1775
10696 | Salto | AB650G00BC48--K | XS4 ANSI electronic wire-free SVN escutcheon, BLE / Mifare / DESFire entrance function, with keypad, G lever, unhanded, BioCote antimicrobial finish, for use with 1 3/4" - 2 1/4" thick door | 1 |  | 1 Year | 827 | 0.15 | 702.95
10697 | Salto | AB650G00BC48-W- | XS4 ANSI electronic RF wireless SVN escutcheon, BLE / Mifare / DESFire entrance function, G lever, unhanded, BioCote antimicrobial finish, for use with 1 3/4" - 2 1/4" thick door | 1 |  | 1 Year | 949.35 | 0.15 | 806.9475
10698 | Salto | AB650G00BC48-WK | XS4 ANSI electronic RF wireless SVN escutcheon, BLE / Mifare / DESFire entrance function, with keypad, G lever, unhanded, BioCote antimicrobial finish, for use with 1 3/4" - 2 1/4" thick door | 1 |  | 1 Year | 1012.2 | 0.15 | 860.37
10699 | Salto | AB650G00IM38--- | XS4 ANSI electronic wire-free SVN escutcheon, BLE / Mifare / DESFire entrance function, G lever, unhanded, satin stainless finish, for use with 1 3/8" - 1 3/4" thick standard door | 1 |  | 1 Year | 712.15 | 0.15 | 605.3275
10700 | Salto | AB650G00IM38-A- | XS4 ANSI electronic AMOK wire-free SVN escutcheon, BLE / Mifare / DESFire entrance function, G lever, unhanded, satin stainless finish, for use with 1 3/8" - 1 3/4" thick standard door | 1 |  | 1 Year | 841.15 | 0.15 | 714.9775
10701 | Salto | AB650G00IM38--K | XS4 ANSI electronic wire-free SVN escutcheon, BLE / Mifare / DESFire entrance function, with keypad, G lever, unhanded, satin stainless finish, for use with 1 3/8" - 1 3/4" thick standard door | 1 |  | 1 Year | 775 | 0.15 | 658.75
10702 | Salto | AB650G00IM38-W- | XS4 ANSI electronic RF wireless SVN escutcheon, BLE / Mifare / DESFire entrance function, G lever, unhanded, satin stainless finish, for use with 1 3/8" - 1 3/4" thick standard door | 1 |  | 1 Year | 897.35 | 0.15 | 762.7475
10703 | Salto | AB650G00IM38-WK | XS4 ANSI electronic RF wireless SVN escutcheon, BLE / Mifare / DESFire entrance function, with keypad, G lever, unhanded, satin stainless finish, for use with 1 3/8" - 1 3/4" thick standard door | 1 |  | 1 Year | 960.2 | 0.15 | 816.17
10704 | Salto | AB650G00IM48--- | XS4 ANSI electronic wire-free SVN escutcheon, BLE / Mifare / DESFire entrance function, G lever, unhanded, satin stainless finish, for use with 1 3/4" - 2 1/4" thick door | 1 |  | 1 Year | 712.15 | 0.15 | 605.3275
10705 | Salto | AB650G00IM48-A- | XS4 ANSI electronic AMOK wire-free SVN escutcheon, BLE / Mifare / DESFire entrance function, G lever, unhanded, satin stainless finish, for use with 1 3/4" - 2 1/4" thick door | 1 |  | 1 Year | 841.15 | 0.15 | 714.9775
10706 | Salto | AB650G00IM48--K | XS4 ANSI electronic wire-free SVN escutcheon, BLE / Mifare / DESFire entrance function, with keypad, G lever, unhanded, satin stainless finish, for use with 1 3/4" - 2 1/4" thick door | 1 |  | 1 Year | 775 | 0.15 | 658.75
10707 | Salto | AB650G00IM48-W- | XS4 ANSI electronic RF wireless SVN escutcheon, BLE / Mifare / DESFire entrance function, G lever, unhanded, satin stainless finish, for use with 1 3/4" - 2 1/4" thick door | 1 |  | 1 Year | 897.35 | 0.15 | 762.7475
10708 | Salto | AB650G00IM48-WK | XS4 ANSI electronic RF wireless SVN escutcheon, BLE / Mifare / DESFire entrance function, with keypad, G lever, unhanded, satin stainless finish, for use with 1 3/4" - 2 1/4" thick door | 1 |  | 1 Year | 960.2 | 0.15 | 816.17
10709 | Salto | AB650G00PM38--- | XS4 ANSI electronic wire-free SVN escutcheon, BLE / Mifare / DESFire entrance function, G lever, unhanded, satin brass finish, for use with 1 3/8" - 1 3/4" thick standard door | 1 |  | 1 Year | 712.15 | 0.15 | 605.3275
10710 | Salto | AB650G00PM38-A- | XS4 ANSI electronic AMOK wire-free SVN escutcheon, BLE / Mifare / DESFire entrance function, G lever, unhanded, satin brass finish, for use with 1 3/8" - 1 3/4" thick standard door | 1 |  | 1 Year | 841.15 | 0.15 | 714.9775
10711 | Salto | AB650G00PM38--K | XS4 ANSI electronic wire-free SVN escutcheon, BLE / Mifare / DESFire entrance function, with keypad, G lever, unhanded, satin brass finish, for use with 1 3/8" - 1 3/4" thick standard door | 1 |  | 1 Year | 775 | 0.15 | 658.75
10712 | Salto | AB650G00PM38-W- | XS4 ANSI electronic RF wireless SVN escutcheon, BLE / Mifare / DESFire entrance function, G lever, unhanded, satin brass finish, for use with 1 3/8" - 1 3/4" thick standard door | 1 |  | 1 Year | 897.35 | 0.15 | 762.7475
10713 | Salto | AB650G00PM38-WK | XS4 ANSI electronic RF wireless SVN escutcheon, BLE / Mifare / DESFire entrance function, with keypad, G lever, unhanded, satin brass finish, for use with 1 3/8" - 1 3/4" thick standard door | 1 |  | 1 Year | 960.2 | 0.15 | 816.17
10714 | Salto | AB650G00PM48--- | XS4 ANSI electronic wire-free SVN escutcheon, BLE / Mifare / DESFire entrance function, G lever, unhanded, satin brass finish, for use with 1 3/4" - 2 1/4" thick door | 1 |  | 1 Year | 712.15 | 0.15 | 605.3275
10715 | Salto | AB650G00PM48-A- | XS4 ANSI electronic AMOK wire-free SVN escutcheon, BLE / Mifare / DESFire entrance function, G lever, unhanded, satin brass finish, for use with 1 3/4" - 2 1/4" thick door | 1 |  | 1 Year | 841.15 | 0.15 | 714.9775
10716 | Salto | AB650G00PM48--K | XS4 ANSI electronic wire-free SVN escutcheon, BLE / Mifare / DESFire entrance function, with keypad, G lever, unhanded, satin brass finish, for use with 1 3/4" - 2 1/4" thick door | 1 |  | 1 Year | 775 | 0.15 | 658.75
10717 | Salto | AB650G00PM48-W- | XS4 ANSI electronic RF wireless SVN escutcheon, BLE / Mifare / DESFire entrance function, G lever, unhanded, satin brass finish, for use with 1 3/4" - 2 1/4" thick door | 1 |  | 1 Year | 897.35 | 0.15 | 762.7475
10718 | Salto | AB650G00PM48-WK | XS4 ANSI electronic RF wireless SVN escutcheon, BLE / Mifare / DESFire entrance function, with keypad, G lever, unhanded, satin brass finish, for use with 1 3/4" - 2 1/4" thick door | 1 |  | 1 Year | 960.2 | 0.15 | 816.17
10719 | Salto | AB650J00BC38--- | XS4 ANSI electronic wire-free SVN escutcheon, BLE / Mifare / DESFire entrance function, J lever, unhanded, BioCote antimicrobial finish, for use with 1 3/8" - 1 3/4" thick standard door | 1 |  | 1 Year | 774.35 | 0.15 | 658.1975
10720 | Salto | AB650J00BC38-A- | XS4 ANSI electronic AMOK wire-free SVN escutcheon, BLE / Mifare / DESFire entrance function, J lever, unhanded, BioCote antimicrobial finish, for use with 1 3/8" - 1 3/4" thick standard door | 1 |  | 1 Year | 903.35 | 0.15 | 767.8475
10721 | Salto | AB650J00BC38--K | XS4 ANSI electronic wire-free SVN escutcheon, BLE / Mifare / DESFire entrance function, with keypad, J lever, unhanded, BioCote antimicrobial finish, for use with 1 3/8" - 1 3/4" thick standard door | 1 |  | 1 Year | 837.2 | 0.15 | 711.62
10722 | Salto | AB650J00BC38-W- | XS4 ANSI electronic RF wireless SVN escutcheon, BLE / Mifare / DESFire entrance function, J lever, unhanded, BioCote antimicrobial finish, for use with 1 3/8" - 1 3/4" thick standard door | 1 |  | 1 Year | 959.55 | 0.15 | 815.6175
10723 | Salto | AB650J00BC38-WK | XS4 ANSI electronic RF wireless SVN escutcheon, BLE / Mifare / DESFire entrance function, with keypad, J lever, unhanded, BioCote antimicrobial finish, for use with 1 3/8" - 1 3/4" thick standard door | 1 |  | 1 Year | 1022.4 | 0.15 | 869.04
10724 | Salto | AB650J00BC48--- | XS4 ANSI electronic wire-free SVN escutcheon, BLE / Mifare / DESFire entrance function, J lever, unhanded, BioCote antimicrobial finish, for use with 1 3/4" - 2 1/4" thick door | 1 |  | 1 Year | 774.35 | 0.15 | 658.1975
10725 | Salto | AB650J00BC48-A- | XS4 ANSI electronic AMOK wire-free SVN escutcheon, BLE / Mifare / DESFire entrance function, J lever, unhanded, BioCote antimicrobial finish, for use with 1 3/4" - 2 1/4" thick door | 1 |  | 1 Year | 903.35 | 0.15 | 767.8475
10726 | Salto | AB650J00BC48--K | XS4 ANSI electronic wire-free SVN escutcheon, BLE / Mifare / DESFire entrance function, with keypad, J lever, unhanded, BioCote antimicrobial finish, for use with 1 3/4" - 2 1/4" thick door | 1 |  | 1 Year | 837.2 | 0.15 | 711.62
10727 | Salto | AB650J00BC48-W- | XS4 ANSI electronic RF wireless SVN escutcheon, BLE / Mifare / DESFire entrance function, J lever, unhanded, BioCote antimicrobial finish, for use with 1 3/4" - 2 1/4" thick door | 1 |  | 1 Year | 959.55 | 0.15 | 815.6175
10728 | Salto | AB650J00BC48-WK | XS4 ANSI electronic RF wireless SVN escutcheon, BLE / Mifare / DESFire entrance function, with keypad, J lever, unhanded, BioCote antimicrobial finish, for use with 1 3/4" - 2 1/4" thick door | 1 |  | 1 Year | 1022.4 | 0.15 | 869.04
10729 | Salto | AB650J00IA38--- | XS4 ANSI electronic wire-free SVN escutcheon, BLE / Mifare / DESFire entrance function, J lever, unhanded, antique brass finish, for use with 1 3/8" - 1 3/4" thick standard door | 1 |  | 1 Year | 774.35 | 0.15 | 658.1975
10730 | Salto | AB650J00IA38-A- | XS4 ANSI electronic AMOK wire-free SVN escutcheon, BLE / Mifare / DESFire entrance function, J lever, unhanded, antique brass finish, for use with 1 3/8" - 1 3/4" thick standard door | 1 |  | 1 Year | 903.35 | 0.15 | 767.8475
10731 | Salto | AB650J00IA38--K | XS4 ANSI electronic wire-free SVN escutcheon, BLE / Mifare / DESFire entrance function, with keypad, J lever, unhanded, antique brass finish, for use with 1 3/8" - 1 3/4" thick standard door | 1 |  | 1 Year | 837.2 | 0.15 | 711.62
10732 | Salto | AB650J00IA38-W- | XS4 ANSI electronic RF wireless SVN escutcheon, BLE / Mifare / DESFire entrance function, J lever, unhanded, antique brass finish, for use with 1 3/8" - 1 3/4" thick standard door | 1 |  | 1 Year | 959.55 | 0.15 | 815.6175
10733 | Salto | AB650J00IA38-WK | XS4 ANSI electronic RF wireless SVN escutcheon, BLE / Mifare / DESFire entrance function, with keypad, J lever, unhanded, antique brass finish, for use with 1 3/8" - 1 3/4" thick standard door | 1 |  | 1 Year | 1022.4 | 0.15 | 869.04
10734 | Salto | AB650J00IA48--- | XS4 ANSI electronic wire-free SVN escutcheon, BLE / Mifare / DESFire entrance function, J lever, unhanded, antique brass finish, for use with 1 3/4" - 2 1/4" thick door | 1 |  | 1 Year | 774.35 | 0.15 | 658.1975
10735 | Salto | AB650J00IA48-A- | XS4 ANSI electronic AMOK wire-free SVN escutcheon, BLE / Mifare / DESFire entrance function, J lever, unhanded, antique brass finish, for use with 1 3/4" - 2 1/4" thick door | 1 |  | 1 Year | 903.35 | 0.15 | 767.8475
10736 | Salto | AB650J00IA48--K | XS4 ANSI electronic wire-free SVN escutcheon, BLE / Mifare / DESFire entrance function, with keypad, J lever, unhanded, antique brass finish, for use with 1 3/4" - 2 1/4" thick door | 1 |  | 1 Year | 837.2 | 0.15 | 711.62
10737 | Salto | AB650J00IA48-W- | XS4 ANSI electronic RF wireless SVN escutcheon, BLE / Mifare / DESFire entrance function, J lever, unhanded, antique brass finish, for use with 1 3/4" - 2 1/4" thick door | 1 |  | 1 Year | 959.55 | 0.15 | 815.6175
10738 | Salto | AB650J00IA48-WK | XS4 ANSI electronic RF wireless SVN escutcheon, BLE / Mifare / DESFire entrance function, with keypad, J lever, unhanded, antique brass finish, for use with 1 3/4" - 2 1/4" thick door | 1 |  | 1 Year | 1022.4 | 0.15 | 869.04
10739 | Salto | AB650J00IM38--- | XS4 ANSI electronic wire-free SVN escutcheon, BLE / Mifare / DESFire entrance function, J lever, unhanded, satin stainless finish, for use with 1 3/8" - 1 3/4" thick standard door | 1 |  | 1 Year | 722.35 | 0.15 | 613.9975
10740 | Salto | AB650J00IM38-A- | XS4 ANSI electronic AMOK wire-free SVN escutcheon, BLE / Mifare / DESFire entrance function, J lever, unhanded, satin stainless finish, for use with 1 3/8" - 1 3/4" thick standard door | 1 |  | 1 Year | 851.35 | 0.15 | 723.6475
10741 | Salto | AB650J00IM38--K | XS4 ANSI electronic wire-free SVN escutcheon, BLE / Mifare / DESFire entrance function, with keypad, J lever, unhanded, satin stainless finish, for use with 1 3/8" - 1 3/4" thick standard door | 1 |  | 1 Year | 785.2 | 0.15 | 667.42
10742 | Salto | AB650J00IM38-W- | XS4 ANSI electronic RF wireless SVN escutcheon, BLE / Mifare / DESFire entrance function, J lever, unhanded, satin stainless finish, for use with 1 3/8" - 1 3/4" thick standard door | 1 |  | 1 Year | 907.55 | 0.15 | 771.4175
10743 | Salto | AB650J00IM38-WK | XS4 ANSI electronic RF wireless SVN escutcheon, BLE / Mifare / DESFire entrance function, with keypad, J lever, unhanded, satin stainless finish, for use with 1 3/8" - 1 3/4" thick standard door | 1 |  | 1 Year | 970.4 | 0.15 | 824.84
10744 | Salto | AB650J00IM48--- | XS4 ANSI electronic wire-free SVN escutcheon, BLE / Mifare / DESFire entrance function, J lever, unhanded, satin stainless finish, for use with 1 3/4" - 2 1/4" thick door | 1 |  | 1 Year | 722.35 | 0.15 | 613.9975
10745 | Salto | AB650J00IM48-A- | XS4 ANSI electronic AMOK wire-free SVN escutcheon, BLE / Mifare / DESFire entrance function, J lever, unhanded, satin stainless finish, for use with 1 3/4" - 2 1/4" thick door | 1 |  | 1 Year | 851.35 | 0.15 | 723.6475
10746 | Salto | AB650J00IM48--K | XS4 ANSI electronic wire-free SVN escutcheon, BLE / Mifare / DESFire entrance function, with keypad, J lever, unhanded, satin stainless finish, for use with 1 3/4" - 2 1/4" thick door | 1 |  | 1 Year | 785.2 | 0.15 | 667.42
10747 | Salto | AB650J00IM48-W- | XS4 ANSI electronic RF wireless SVN escutcheon, BLE / Mifare / DESFire entrance function, J lever, unhanded, satin stainless finish, for use with 1 3/4" - 2 1/4" thick door | 1 |  | 1 Year | 907.55 | 0.15 | 771.4175
10748 | Salto | AB650J00IM48-WK | XS4 ANSI electronic RF wireless SVN escutcheon, BLE / Mifare / DESFire entrance function, with keypad, J lever, unhanded, satin stainless finish, for use with 1 3/4" - 2 1/4" thick door | 1 |  | 1 Year | 970.4 | 0.15 | 824.84
10749 | Salto | AB650J00NE38--- | XS4 ANSI electronic wire-free SVN escutcheon, BLE / Mifare / DESFire entrance function, J lever, unhanded, black chromium finish, for use with 1 3/8" - 1 3/4" thick standard door | 1 |  | 1 Year | 757.05 | 0.15 | 643.4925
10750 | Salto | AB650J00NE38-A- | XS4 ANSI electronic AMOK wire-free SVN escutcheon, BLE / Mifare / DESFire entrance function, J lever, unhanded, black chromium finish, for use with 1 3/8" - 1 3/4" thick standard door | 1 |  | 1 Year | 886.05 | 0.15 | 753.1425
10751 | Salto | AB650J00NE38--K | XS4 ANSI electronic wire-free SVN escutcheon, BLE / Mifare / DESFire entrance function, with keypad, J lever, unhanded, black chromium finish, for use with 1 3/8" - 1 3/4" thick standard door | 1 |  | 1 Year | 819.9 | 0.15 | 696.915
10752 | Salto | AB650J00NE38-W- | XS4 ANSI electronic RF wireless SVN escutcheon, BLE / Mifare / DESFire entrance function, J lever, unhanded, black chromium finish, for use with 1 3/8" - 1 3/4" thick standard door | 1 |  | 1 Year | 942.25 | 0.15 | 800.9125
10753 | Salto | AB650J00NE38-WK | XS4 ANSI electronic RF wireless SVN escutcheon, BLE / Mifare / DESFire entrance function, with keypad, J lever, unhanded, black chromium finish, for use with 1 3/8" - 1 3/4" thick standard door | 1 |  | 1 Year | 1005.1 | 0.15 | 854.335
10754 | Salto | AB650J00NE48--- | XS4 ANSI electronic wire-free SVN escutcheon, BLE / Mifare / DESFire entrance function, J lever, unhanded, black chromium finish, for use with 1 3/4" - 2 1/4" thick door | 1 |  | 1 Year | 757.05 | 0.15 | 643.4925
10755 | Salto | AB650J00NE48-A- | XS4 ANSI electronic AMOK wire-free SVN escutcheon, BLE / Mifare / DESFire entrance function, J lever, unhanded, black chromium finish, for use with 1 3/4" - 2 1/4" thick door | 1 |  | 1 Year | 886.05 | 0.15 | 753.1425
10756 | Salto | AB650J00NE48--K | XS4 ANSI electronic wire-free SVN escutcheon, BLE / Mifare / DESFire entrance function, with keypad, J lever, unhanded, black chromium finish, for use with 1 3/4" - 2 1/4" thick door | 1 |  | 1 Year | 819.9 | 0.15 | 696.915
10757 | Salto | AB650J00NE48-W- | XS4 ANSI electronic RF wireless SVN escutcheon, BLE / Mifare / DESFire entrance function, J lever, unhanded, black chromium finish, for use with 1 3/4" - 2 1/4" thick door | 1 |  | 1 Year | 942.25 | 0.15 | 800.9125
10758 | Salto | AB650J00NE48-WK | XS4 ANSI electronic RF wireless SVN escutcheon, BLE / Mifare / DESFire entrance function, with keypad, J lever, unhanded, black chromium finish, for use with 1 3/4" - 2 1/4" thick door | 1 |  | 1 Year | 1005.1 | 0.15 | 854.335
10759 | Salto | AB650J00PM38--- | XS4 ANSI electronic wire-free SVN escutcheon, BLE / Mifare / DESFire entrance function, J lever, unhanded, satin brass finish, for use with 1 3/8" - 1 3/4" thick standard door | 1 |  | 1 Year | 722.35 | 0.15 | 613.9975
10760 | Salto | AB650J00PM38-A- | XS4 ANSI electronic AMOK wire-free SVN escutcheon, BLE / Mifare / DESFire entrance function, J lever, unhanded, satin brass finish, for use with 1 3/8" - 1 3/4" thick standard door | 1 |  | 1 Year | 851.35 | 0.15 | 723.6475
10761 | Salto | AB650J00PM38--K | XS4 ANSI electronic wire-free SVN escutcheon, BLE / Mifare / DESFire entrance function, with keypad, J lever, unhanded, satin brass finish, for use with 1 3/8" - 1 3/4" thick standard door | 1 |  | 1 Year | 785.2 | 0.15 | 667.42
10762 | Salto | AB650J00PM38-W- | XS4 ANSI electronic RF wireless SVN escutcheon, BLE / Mifare / DESFire entrance function, J lever, unhanded, satin brass finish, for use with 1 3/8" - 1 3/4" thick standard door | 1 |  | 1 Year | 907.55 | 0.15 | 771.4175
10763 | Salto | AB650J00PM38-WK | XS4 ANSI electronic RF wireless SVN escutcheon, BLE / Mifare / DESFire entrance function, with keypad, J lever, unhanded, satin brass finish, for use with 1 3/8" - 1 3/4" thick standard door | 1 |  | 1 Year | 970.4 | 0.15 | 824.84
10764 | Salto | AB650J00PM48--- | XS4 ANSI electronic wire-free SVN escutcheon, BLE / Mifare / DESFire entrance function, J lever, unhanded, satin brass finish, for use with 1 3/4" - 2 1/4" thick door | 1 |  | 1 Year | 722.35 | 0.15 | 613.9975
10765 | Salto | AB650J00PM48-A- | XS4 ANSI electronic AMOK wire-free SVN escutcheon, BLE / Mifare / DESFire entrance function, J lever, unhanded, satin brass finish, for use with 1 3/4" - 2 1/4" thick door | 1 |  | 1 Year | 851.35 | 0.15 | 723.6475
10766 | Salto | AB650J00PM48--K | XS4 ANSI electronic wire-free SVN escutcheon, BLE / Mifare / DESFire entrance function, with keypad, J lever, unhanded, satin brass finish, for use with 1 3/4" - 2 1/4" thick door | 1 |  | 1 Year | 785.2 | 0.15 | 667.42
10767 | Salto | AB650J00PM48-W- | XS4 ANSI electronic RF wireless SVN escutcheon, BLE / Mifare / DESFire entrance function, J lever, unhanded, satin brass finish, for use with 1 3/4" - 2 1/4" thick door | 1 |  | 1 Year | 907.55 | 0.15 | 771.4175
10768 | Salto | AB650J00PM48-WK | XS4 ANSI electronic RF wireless SVN escutcheon, BLE / Mifare / DESFire entrance function, with keypad, J lever, unhanded, satin brass finish, for use with 1 3/4" - 2 1/4" thick door | 1 |  | 1 Year | 970.4 | 0.15 | 824.84
10769 | Salto | AB650K00IM38L-- | XS4 ANSI electronic wire-free SVN escutcheon, BLE / Mifare / DESFire entrance function, K lever, left handed, satin stainless finish, for use with 1 3/8" - 1 3/4" thick standard door | 1 |  | 1 Year | 722.35 | 0.15 | 613.9975
10770 | Salto | AB650K00IM38LA- | XS4 ANSI electronic AMOK wire-free SVN escutcheon, BLE / Mifare / DESFire entrance function, K lever, left handed, satin stainless finish, for use with 1 3/8" - 1 3/4" thick standard door | 1 |  | 1 Year | 851.35 | 0.15 | 723.6475
10771 | Salto | AB650K00IM38L-K | XS4 ANSI electronic wire-free SVN escutcheon, BLE / Mifare / DESFire entrance function, with keypad, K lever, left handed, satin stainless finish, for use with 1 3/8" - 1 3/4" thick standard door | 1 |  | 1 Year | 785.2 | 0.15 | 667.42
10772 | Salto | AB650K00IM38LW- | XS4 ANSI electronic RF wireless SVN escutcheon, BLE / Mifare / DESFire entrance function, K lever, left handed, satin stainless finish, for use with 1 3/8" - 1 3/4" thick standard door | 1 |  | 1 Year | 907.55 | 0.15 | 771.4175
10773 | Salto | AB650K00IM38LWK | XS4 ANSI electronic RF wireless SVN escutcheon, BLE / Mifare / DESFire entrance function, with keypad, K lever, left handed, satin stainless finish, for use with 1 3/8" - 1 3/4" thick standard door | 1 |  | 1 Year | 970.4 | 0.15 | 824.84
10774 | Salto | AB650K00IM38R-- | XS4 ANSI electronic wire-free SVN escutcheon, BLE / Mifare / DESFire entrance function, K lever, right handed, satin stainless finish, for use with 1 3/8" - 1 3/4" thick standard door | 1 |  | 1 Year | 722.35 | 0.15 | 613.9975
10775 | Salto | AB650K00IM38RA- | XS4 ANSI electronic AMOK wire-free SVN escutcheon, BLE / Mifare / DESFire entrance function, K lever, right handed, satin stainless finish, for use with 1 3/8" - 1 3/4" thick standard door | 1 |  | 1 Year | 851.35 | 0.15 | 723.6475
10776 | Salto | AB650K00IM38R-K | XS4 ANSI electronic wire-free SVN escutcheon, BLE / Mifare / DESFire entrance function, with keypad, K lever, right handed, satin stainless finish, for use with 1 3/8" - 1 3/4" thick standard door | 1 |  | 1 Year | 785.2 | 0.15 | 667.42
10777 | Salto | AB650K00IM38RW- | XS4 ANSI electronic RF wireless SVN escutcheon, BLE / Mifare / DESFire entrance function, K lever, right handed, satin stainless finish, for use with 1 3/8" - 1 3/4" thick standard door | 1 |  | 1 Year | 907.55 | 0.15 | 771.4175
10778 | Salto | AB650K00IM38RWK | XS4 ANSI electronic RF wireless SVN escutcheon, BLE / Mifare / DESFire entrance function, with keypad, K lever, right handed, satin stainless finish, for use with 1 3/8" - 1 3/4" thick standard door | 1 |  | 1 Year | 970.4 | 0.15 | 824.84
10779 | Salto | AB650K00IM48L-- | XS4 ANSI electronic wire-free SVN escutcheon, BLE / Mifare / DESFire entrance function, K lever, left handed, satin stainless finish, for use with 1 3/4" - 2 1/4" thick door | 1 |  | 1 Year | 722.35 | 0.15 | 613.9975
10780 | Salto | AB650K00IM48LA- | XS4 ANSI electronic AMOK wire-free SVN escutcheon, BLE / Mifare / DESFire entrance function, K lever, left handed, satin stainless finish, for use with 1 3/4" - 2 1/4" thick door | 1 |  | 1 Year | 851.35 | 0.15 | 723.6475
10781 | Salto | AB650K00IM48L-K | XS4 ANSI electronic wire-free SVN escutcheon, BLE / Mifare / DESFire entrance function, with keypad, K lever, left handed, satin stainless finish, for use with 1 3/4" - 2 1/4" thick door | 1 |  | 1 Year | 785.2 | 0.15 | 667.42
10782 | Salto | AB650K00IM48LW- | XS4 ANSI electronic RF wireless SVN escutcheon, BLE / Mifare / DESFire entrance function, K lever, left handed, satin stainless finish, for use with 1 3/4" - 2 1/4" thick door | 1 |  | 1 Year | 907.55 | 0.15 | 771.4175
10783 | Salto | AB650K00IM48LWK | XS4 ANSI electronic RF wireless SVN escutcheon, BLE / Mifare / DESFire entrance function, with keypad, K lever, left handed, satin stainless finish, for use with 1 3/4" - 2 1/4" thick door | 1 |  | 1 Year | 970.4 | 0.15 | 824.84
10784 | Salto | AB650K00IM48R-- | XS4 ANSI electronic wire-free SVN escutcheon, BLE / Mifare / DESFire entrance function, K lever, right handed, satin stainless finish, for use with 1 3/4" - 2 1/4" thick door | 1 |  | 1 Year | 722.35 | 0.15 | 613.9975
10785 | Salto | AB650K00IM48RA- | XS4 ANSI electronic AMOK wire-free SVN escutcheon, BLE / Mifare / DESFire entrance function, K lever, right handed, satin stainless finish, for use with 1 3/4" - 2 1/4" thick door | 1 |  | 1 Year | 851.35 | 0.15 | 723.6475
10786 | Salto | AB650K00IM48R-K | XS4 ANSI electronic wire-free SVN escutcheon, BLE / Mifare / DESFire entrance function, with keypad, K lever, right handed, satin stainless finish, for use with 1 3/4" - 2 1/4" thick door | 1 |  | 1 Year | 785.2 | 0.15 | 667.42
10787 | Salto | AB650K00IM48RW- | XS4 ANSI electronic RF wireless SVN escutcheon, BLE / Mifare / DESFire entrance function, K lever, right handed, satin stainless finish, for use with 1 3/4" - 2 1/4" thick door | 1 |  | 1 Year | 907.55 | 0.15 | 771.4175
10788 | Salto | AB650K00IM48RWK | XS4 ANSI electronic RF wireless SVN escutcheon, BLE / Mifare / DESFire entrance function, with keypad, K lever, right handed, satin stainless finish, for use with 1 3/4" - 2 1/4" thick door | 1 |  | 1 Year | 970.4 | 0.15 | 824.84
10789 | Salto | AB650K00IP38L-- | XS4 ANSI electronic wire-free SVN escutcheon, BLE / Mifare / DESFire entrance function, K lever, left handed, bright stainless steel finish, for use with 1 3/8" - 1 3/4" thick standard door | 1 |  | 1 Year | 738.65 | 0.15 | 627.8525
10790 | Salto | AB650K00IP38LA- | XS4 ANSI electronic AMOK wire-free SVN escutcheon, BLE / Mifare / DESFire entrance function, K lever, left handed, bright stainless steel finish, for use with 1 3/8" - 1 3/4" thick standard door | 1 |  | 1 Year | 867.65 | 0.15 | 737.5025
10791 | Salto | AB650K00IP38L-K | XS4 ANSI electronic wire-free SVN escutcheon, BLE / Mifare / DESFire entrance function, with keypad, K lever, left handed, bright stainless steel finish, for use with 1 3/8" - 1 3/4" thick standard door | 1 |  | 1 Year | 801.5 | 0.15 | 681.275
10792 | Salto | AB650K00IP38LW- | XS4 ANSI electronic RF wireless SVN escutcheon, BLE / Mifare / DESFire entrance function, K lever, left handed, bright stainless steel finish, for use with 1 3/8" - 1 3/4" thick standard door | 1 |  | 1 Year | 923.85 | 0.15 | 785.2725
10793 | Salto | AB650K00IP38LWK | XS4 ANSI electronic RF wireless SVN escutcheon, BLE / Mifare / DESFire entrance function, with keypad, K lever, left handed, bright stainless steel finish, for use with 1 3/8" - 1 3/4" thick standard door | 1 |  | 1 Year | 986.7 | 0.15 | 838.695
10794 | Salto | AB650K00IP38R-- | XS4 ANSI electronic wire-free SVN escutcheon, BLE / Mifare / DESFire entrance function, K lever, right handed, bright stainless steel finish, for use with 1 3/8" - 1 3/4" thick standard door | 1 |  | 1 Year | 738.65 | 0.15 | 627.8525
10795 | Salto | AB650K00IP38RA- | XS4 ANSI electronic AMOK wire-free SVN escutcheon, BLE / Mifare / DESFire entrance function, K lever, right handed, bright stainless steel finish, for use with 1 3/8" - 1 3/4" thick standard door | 1 |  | 1 Year | 867.65 | 0.15 | 737.5025
10796 | Salto | AB650K00IP38R-K | XS4 ANSI electronic wire-free SVN escutcheon, BLE / Mifare / DESFire entrance function, with keypad, K lever, right handed, bright stainless steel finish, for use with 1 3/8" - 1 3/4" thick standard door | 1 |  | 1 Year | 801.5 | 0.15 | 681.275
10797 | Salto | AB650K00IP38RW- | XS4 ANSI electronic RF wireless SVN escutcheon, BLE / Mifare / DESFire entrance function, K lever, right handed, bright stainless steel finish, for use with 1 3/8" - 1 3/4" thick standard door | 1 |  | 1 Year | 923.85 | 0.15 | 785.2725
10798 | Salto | AB650K00IP38RWK | XS4 ANSI electronic RF wireless SVN escutcheon, BLE / Mifare / DESFire entrance function, with keypad, K lever, right handed, bright stainless steel finish, for use with 1 3/8" - 1 3/4" thick standard door | 1 |  | 1 Year | 986.7 | 0.15 | 838.695
10799 | Salto | AB650K00IP48L-- | XS4 ANSI electronic wire-free SVN escutcheon, BLE / Mifare / DESFire entrance function, K lever, left handed, bright stainless steel finish, for use with 1 3/4" - 2 1/4" thick door | 1 |  | 1 Year | 738.65 | 0.15 | 627.8525
10800 | Salto | AB650K00IP48LA- | XS4 ANSI electronic AMOK wire-free SVN escutcheon, BLE / Mifare / DESFire entrance function, K lever, left handed, bright stainless steel finish, for use with 1 3/4" - 2 1/4" thick door | 1 |  | 1 Year | 867.65 | 0.15 | 737.5025
10801 | Salto | AB650K00IP48L-K | XS4 ANSI electronic wire-free SVN escutcheon, BLE / Mifare / DESFire entrance function, with keypad, K lever, left handed, bright stainless steel finish, for use with 1 3/4" - 2 1/4" thick door | 1 |  | 1 Year | 801.5 | 0.15 | 681.275
10802 | Salto | AB650K00IP48LW- | XS4 ANSI electronic RF wireless SVN escutcheon, BLE / Mifare / DESFire entrance function, K lever, left handed, bright stainless steel finish, for use with 1 3/4" - 2 1/4" thick door | 1 |  | 1 Year | 923.85 | 0.15 | 785.2725
10803 | Salto | AB650K00IP48LWK | XS4 ANSI electronic RF wireless SVN escutcheon, BLE / Mifare / DESFire entrance function, with keypad, K lever, left handed, bright stainless steel finish, for use with 1 3/4" - 2 1/4" thick door | 1 |  | 1 Year | 986.7 | 0.15 | 838.695
10804 | Salto | AB650K00IP48R-- | XS4 ANSI electronic wire-free SVN escutcheon, BLE / Mifare / DESFire entrance function, K lever, right handed, bright stainless steel finish, for use with 1 3/4" - 2 1/4" thick door | 1 |  | 1 Year | 738.65 | 0.15 | 627.8525
10805 | Salto | AB650K00IP48RA- | XS4 ANSI electronic AMOK wire-free SVN escutcheon, BLE / Mifare / DESFire entrance function, K lever, right handed, bright stainless steel finish, for use with 1 3/4" - 2 1/4" thick door | 1 |  | 1 Year | 867.65 | 0.15 | 737.5025
10806 | Salto | AB650K00IP48R-K | XS4 ANSI electronic wire-free SVN escutcheon, BLE / Mifare / DESFire entrance function, with keypad, K lever, right handed, bright stainless steel finish, for use with 1 3/4" - 2 1/4" thick door | 1 |  | 1 Year | 801.5 | 0.15 | 681.275
10807 | Salto | AB650K00IP48RW- | XS4 ANSI electronic RF wireless SVN escutcheon, BLE / Mifare / DESFire entrance function, K lever, right handed, bright stainless steel finish, for use with 1 3/4" - 2 1/4" thick door | 1 |  | 1 Year | 923.85 | 0.15 | 785.2725
10808 | Salto | AB650K00IP48RWK | XS4 ANSI electronic RF wireless SVN escutcheon, BLE / Mifare / DESFire entrance function, with keypad, K lever, right handed, bright stainless steel finish, for use with 1 3/4" - 2 1/4" thick door | 1 |  | 1 Year | 986.7 | 0.15 | 838.695
10809 | Salto | AB650K00PP38L-- | XS4 ANSI electronic wire-free SVN escutcheon, BLE / Mifare / DESFire entrance function, K lever, left handed, bright brass finish, for use with 1 3/8" - 1 3/4" thick standard door | 1 |  | 1 Year | 738.65 | 0.15 | 627.8525
10810 | Salto | AB650K00PP38LA- | XS4 ANSI electronic AMOK wire-free SVN escutcheon, BLE / Mifare / DESFire entrance function, K lever, left handed, bright brass finish, for use with 1 3/8" - 1 3/4" thick standard door | 1 |  | 1 Year | 867.65 | 0.15 | 737.5025
10811 | Salto | AB650K00PP38L-K | XS4 ANSI electronic wire-free SVN escutcheon, BLE / Mifare / DESFire entrance function, with keypad, K lever, left handed, bright brass finish, for use with 1 3/8" - 1 3/4" thick standard door | 1 |  | 1 Year | 801.5 | 0.15 | 681.275
10812 | Salto | AB650K00PP38LW- | XS4 ANSI electronic RF wireless SVN escutcheon, BLE / Mifare / DESFire entrance function, K lever, left handed, bright brass finish, for use with 1 3/8" - 1 3/4" thick standard door | 1 |  | 1 Year | 923.85 | 0.15 | 785.2725
10813 | Salto | AB650K00PP38LWK | XS4 ANSI electronic RF wireless SVN escutcheon, BLE / Mifare / DESFire entrance function, with keypad, K lever, left handed, bright brass finish, for use with 1 3/8" - 1 3/4" thick standard door | 1 |  | 1 Year | 986.7 | 0.15 | 838.695
10814 | Salto | AB650K00PP38R-- | XS4 ANSI electronic wire-free SVN escutcheon, BLE / Mifare / DESFire entrance function, K lever, right handed, bright brass finish, for use with 1 3/8" - 1 3/4" thick standard door | 1 |  | 1 Year | 738.65 | 0.15 | 627.8525
10815 | Salto | AB650K00PP38RA- | XS4 ANSI electronic AMOK wire-free SVN escutcheon, BLE / Mifare / DESFire entrance function, K lever, right handed, bright brass finish, for use with 1 3/8" - 1 3/4" thick standard door | 1 |  | 1 Year | 867.65 | 0.15 | 737.5025
10816 | Salto | AB650K00PP38R-K | XS4 ANSI electronic wire-free SVN escutcheon, BLE / Mifare / DESFire entrance function, with keypad, K lever, right handed, bright brass finish, for use with 1 3/8" - 1 3/4" thick standard door | 1 |  | 1 Year | 801.5 | 0.15 | 681.275
10817 | Salto | AB650K00PP38RW- | XS4 ANSI electronic RF wireless SVN escutcheon, BLE / Mifare / DESFire entrance function, K lever, right handed, bright brass finish, for use with 1 3/8" - 1 3/4" thick standard door | 1 |  | 1 Year | 923.85 | 0.15 | 785.2725
10818 | Salto | AB650K00PP38RWK | XS4 ANSI electronic RF wireless SVN escutcheon, BLE / Mifare / DESFire entrance function, with keypad, K lever, right handed, bright brass finish, for use with 1 3/8" - 1 3/4" thick standard door | 1 |  | 1 Year | 986.7 | 0.15 | 838.695
10819 | Salto | AB650K00PP48L-- | XS4 ANSI electronic wire-free SVN escutcheon, BLE / Mifare / DESFire entrance function, K lever, left handed, bright brass finish, for use with 1 3/4" - 2 1/4" thick door | 1 |  | 1 Year | 738.65 | 0.15 | 627.8525
10820 | Salto | AB650K00PP48LA- | XS4 ANSI electronic AMOK wire-free SVN escutcheon, BLE / Mifare / DESFire entrance function, K lever, left handed, bright brass finish, for use with 1 3/4" - 2 1/4" thick door | 1 |  | 1 Year | 867.65 | 0.15 | 737.5025
10821 | Salto | AB650K00PP48L-K | XS4 ANSI electronic wire-free SVN escutcheon, BLE / Mifare / DESFire entrance function, with keypad, K lever, left handed, bright brass finish, for use with 1 3/4" - 2 1/4" thick door | 1 |  | 1 Year | 801.5 | 0.15 | 681.275
10822 | Salto | AB650K00PP48LW- | XS4 ANSI electronic RF wireless SVN escutcheon, BLE / Mifare / DESFire entrance function, K lever, left handed, bright brass finish, for use with 1 3/4" - 2 1/4" thick door | 1 |  | 1 Year | 923.85 | 0.15 | 785.2725
10823 | Salto | AB650K00PP48LWK | XS4 ANSI electronic RF wireless SVN escutcheon, BLE / Mifare / DESFire entrance function, with keypad, K lever, left handed, bright brass finish, for use with 1 3/4" - 2 1/4" thick door | 1 |  | 1 Year | 986.7 | 0.15 | 838.695
10824 | Salto | AB650K00PP48R-- | XS4 ANSI electronic wire-free SVN escutcheon, BLE / Mifare / DESFire entrance function, K lever, right handed, bright brass finish, for use with 1 3/4" - 2 1/4" thick door | 1 |  | 1 Year | 738.65 | 0.15 | 627.8525
10825 | Salto | AB650K00PP48RA- | XS4 ANSI electronic AMOK wire-free SVN escutcheon, BLE / Mifare / DESFire entrance function, K lever, right handed, bright brass finish, for use with 1 3/4" - 2 1/4" thick door | 1 |  | 1 Year | 867.65 | 0.15 | 737.5025
10826 | Salto | AB650K00PP48R-K | XS4 ANSI electronic wire-free SVN escutcheon, BLE / Mifare / DESFire entrance function, with keypad, K lever, right handed, bright brass finish, for use with 1 3/4" - 2 1/4" thick door | 1 |  | 1 Year | 801.5 | 0.15 | 681.275
10827 | Salto | AB650K00PP48RW- | XS4 ANSI electronic RF wireless SVN escutcheon, BLE / Mifare / DESFire entrance function, K lever, right handed, bright brass finish, for use with 1 3/4" - 2 1/4" thick door | 1 |  | 1 Year | 923.85 | 0.15 | 785.2725
10828 | Salto | AB650K00PP48RWK | XS4 ANSI electronic RF wireless SVN escutcheon, BLE / Mifare / DESFire entrance function, with keypad, K lever, right handed, bright brass finish, for use with 1 3/4" - 2 1/4" thick door | 1 |  | 1 Year | 986.7 | 0.15 | 838.695
10829 | Salto | AB650L00BC38--- | XS4 ANSI electronic wire-free SVN escutcheon, BLE / Mifare / DESFire entrance function, L lever, unhanded, BioCote antimicrobial finish, for use with 1 3/8" - 1 3/4" thick standard door | 1 |  | 1 Year | 764.15 | 0.15 | 649.5275
10830 | Salto | AB650L00BC38-A- | XS4 ANSI electronic AMOK wire-free SVN escutcheon, BLE / Mifare / DESFire entrance function, L lever, unhanded, BioCote antimicrobial finish, for use with 1 3/8" - 1 3/4" thick standard door | 1 |  | 1 Year | 893.15 | 0.15 | 759.1775
10831 | Salto | AB650L00BC38--K | XS4 ANSI electronic wire-free SVN escutcheon, BLE / Mifare / DESFire entrance function, with keypad, L lever, unhanded, BioCote antimicrobial finish, for use with 1 3/8" - 1 3/4" thick standard door | 1 |  | 1 Year | 827 | 0.15 | 702.95
10832 | Salto | AB650L00BC38-W- | XS4 ANSI electronic RF wireless SVN escutcheon, BLE / Mifare / DESFire entrance function, L lever, unhanded, BioCote antimicrobial finish, for use with 1 3/8" - 1 3/4" thick standard door | 1 |  | 1 Year | 949.35 | 0.15 | 806.9475
10833 | Salto | AB650L00BC38-WK | XS4 ANSI electronic RF wireless SVN escutcheon, BLE / Mifare / DESFire entrance function, with keypad, L lever, unhanded, BioCote antimicrobial finish, for use with 1 3/8" - 1 3/4" thick standard door | 1 |  | 1 Year | 1012.2 | 0.15 | 860.37
10834 | Salto | AB650L00BC48--- | XS4 ANSI electronic wire-free SVN escutcheon, BLE / Mifare / DESFire entrance function, L lever, unhanded, BioCote antimicrobial finish, for use with 1 3/4" - 2 1/4" thick door | 1 |  | 1 Year | 764.15 | 0.15 | 649.5275
10835 | Salto | AB650L00BC48-A- | XS4 ANSI electronic AMOK wire-free SVN escutcheon, BLE / Mifare / DESFire entrance function, L lever, unhanded, BioCote antimicrobial finish, for use with 1 3/4" - 2 1/4" thick door | 1 |  | 1 Year | 893.15 | 0.15 | 759.1775
10836 | Salto | AB650L00BC48--K | XS4 ANSI electronic wire-free SVN escutcheon, BLE / Mifare / DESFire entrance function, with keypad, L lever, unhanded, BioCote antimicrobial finish, for use with 1 3/4" - 2 1/4" thick door | 1 |  | 1 Year | 827 | 0.15 | 702.95
10837 | Salto | AB650L00BC48-W- | XS4 ANSI electronic RF wireless SVN escutcheon, BLE / Mifare / DESFire entrance function, L lever, unhanded, BioCote antimicrobial finish, for use with 1 3/4" - 2 1/4" thick door | 1 |  | 1 Year | 949.35 | 0.15 | 806.9475
10838 | Salto | AB650L00BC48-WK | XS4 ANSI electronic RF wireless SVN escutcheon, BLE / Mifare / DESFire entrance function, with keypad, L lever, unhanded, BioCote antimicrobial finish, for use with 1 3/4" - 2 1/4" thick door | 1 |  | 1 Year | 1012.2 | 0.15 | 860.37
10839 | Salto | AB650L00IA38--- | XS4 ANSI electronic wire-free SVN escutcheon, BLE / Mifare / DESFire entrance function, L lever, unhanded, antique brass finish, for use with 1 3/8" - 1 3/4" thick standard door | 1 |  | 1 Year | 764.15 | 0.15 | 649.5275
10840 | Salto | AB650L00IA38-A- | XS4 ANSI electronic AMOK wire-free SVN escutcheon, BLE / Mifare / DESFire entrance function, L lever, unhanded, antique brass finish, for use with 1 3/8" - 1 3/4" thick standard door | 1 |  | 1 Year | 893.15 | 0.15 | 759.1775
10841 | Salto | AB650L00IA38--K | XS4 ANSI electronic wire-free SVN escutcheon, BLE / Mifare / DESFire entrance function, with keypad, L lever, unhanded, antique brass finish, for use with 1 3/8" - 1 3/4" thick standard door | 1 |  | 1 Year | 827 | 0.15 | 702.95
10842 | Salto | AB650L00IA38-W- | XS4 ANSI electronic RF wireless SVN escutcheon, BLE / Mifare / DESFire entrance function, L lever, unhanded, antique brass finish, for use with 1 3/8" - 1 3/4" thick standard door | 1 |  | 1 Year | 949.35 | 0.15 | 806.9475
10843 | Salto | AB650L00IA38-WK | XS4 ANSI electronic RF wireless SVN escutcheon, BLE / Mifare / DESFire entrance function, with keypad, L lever, unhanded, antique brass finish, for use with 1 3/8" - 1 3/4" thick standard door | 1 |  | 1 Year | 1012.2 | 0.15 | 860.37
10844 | Salto | AB650L00IA48--- | XS4 ANSI electronic wire-free SVN escutcheon, BLE / Mifare / DESFire entrance function, L lever, unhanded, antique brass finish, for use with 1 3/4" - 2 1/4" thick door | 1 |  | 1 Year | 764.15 | 0.15 | 649.5275
10845 | Salto | AB650L00IA48-A- | XS4 ANSI electronic AMOK wire-free SVN escutcheon, BLE / Mifare / DESFire entrance function, L lever, unhanded, antique brass finish, for use with 1 3/4" - 2 1/4" thick door | 1 |  | 1 Year | 893.15 | 0.15 | 759.1775
10846 | Salto | AB650L00IA48--K | XS4 ANSI electronic wire-free SVN escutcheon, BLE / Mifare / DESFire entrance function, with keypad, L lever, unhanded, antique brass finish, for use with 1 3/4" - 2 1/4" thick door | 1 |  | 1 Year | 827 | 0.15 | 702.95
10847 | Salto | AB650L00IA48-W- | XS4 ANSI electronic RF wireless SVN escutcheon, BLE / Mifare / DESFire entrance function, L lever, unhanded, antique brass finish, for use with 1 3/4" - 2 1/4" thick door | 1 |  | 1 Year | 949.35 | 0.15 | 806.9475
10848 | Salto | AB650L00IA48-WK | XS4 ANSI electronic RF wireless SVN escutcheon, BLE / Mifare / DESFire entrance function, with keypad, L lever, unhanded, antique brass finish, for use with 1 3/4" - 2 1/4" thick door | 1 |  | 1 Year | 1012.2 | 0.15 | 860.37
10849 | Salto | AB650L00IM38--- | XS4 ANSI electronic wire-free SVN escutcheon, BLE / Mifare / DESFire entrance function, L lever, unhanded, satin stainless finish, for use with 1 3/8" - 1 3/4" thick standard door | 1 |  | 1 Year | 712.15 | 0.15 | 605.3275
10850 | Salto | AB650L00IM38-A- | XS4 ANSI electronic AMOK wire-free SVN escutcheon, BLE / Mifare / DESFire entrance function, L lever, unhanded, satin stainless finish, for use with 1 3/8" - 1 3/4" thick standard door | 1 |  | 1 Year | 841.15 | 0.15 | 714.9775
10851 | Salto | AB650L00IM38--K | XS4 ANSI electronic wire-free SVN escutcheon, BLE / Mifare / DESFire entrance function, with keypad, L lever, unhanded, satin stainless finish, for use with 1 3/8" - 1 3/4" thick standard door | 1 |  | 1 Year | 775 | 0.15 | 658.75
10852 | Salto | AB650L00IM38-W- | XS4 ANSI electronic RF wireless SVN escutcheon, BLE / Mifare / DESFire entrance function, L lever, unhanded, satin stainless finish, for use with 1 3/8" - 1 3/4" thick standard door | 1 |  | 1 Year | 897.35 | 0.15 | 762.7475
10853 | Salto | AB650L00IM38-WK | XS4 ANSI electronic RF wireless SVN escutcheon, BLE / Mifare / DESFire entrance function, with keypad, L lever, unhanded, satin stainless finish, for use with 1 3/8" - 1 3/4" thick standard door | 1 |  | 1 Year | 960.2 | 0.15 | 816.17
10854 | Salto | AB650L00IM48--- | XS4 ANSI electronic wire-free SVN escutcheon, BLE / Mifare / DESFire entrance function, L lever, unhanded, satin stainless finish, for use with 1 3/4" - 2 1/4" thick door | 1 |  | 1 Year | 712.15 | 0.15 | 605.3275
10855 | Salto | AB650L00IM48-A- | XS4 ANSI electronic AMOK wire-free SVN escutcheon, BLE / Mifare / DESFire entrance function, L lever, unhanded, satin stainless finish, for use with 1 3/4" - 2 1/4" thick door | 1 |  | 1 Year | 841.15 | 0.15 | 714.9775
10856 | Salto | AB650L00IM48--K | XS4 ANSI electronic wire-free SVN escutcheon, BLE / Mifare / DESFire entrance function, with keypad, L lever, unhanded, satin stainless finish, for use with 1 3/4" - 2 1/4" thick door | 1 |  | 1 Year | 775 | 0.15 | 658.75
10857 | Salto | AB650L00IM48-W- | XS4 ANSI electronic RF wireless SVN escutcheon, BLE / Mifare / DESFire entrance function, L lever, unhanded, satin stainless finish, for use with 1 3/4" - 2 1/4" thick door | 1 |  | 1 Year | 897.35 | 0.15 | 762.7475
10858 | Salto | AB650L00IM48-WK | XS4 ANSI electronic RF wireless SVN escutcheon, BLE / Mifare / DESFire entrance function, with keypad, L lever, unhanded, satin stainless finish, for use with 1 3/4" - 2 1/4" thick door | 1 |  | 1 Year | 960.2 | 0.15 | 816.17
10859 | Salto | AB650L00IP38--- | XS4 ANSI electronic wire-free SVN escutcheon, BLE / Mifare / DESFire entrance function, L lever, unhanded, bright stainless steel finish, for use with 1 3/8" - 1 3/4" thick standard door | 1 |  | 1 Year | 728.45 | 0.15 | 619.1825
10860 | Salto | AB650L00IP38-A- | XS4 ANSI electronic AMOK wire-free SVN escutcheon, BLE / Mifare / DESFire entrance function, L lever, unhanded, bright stainless steel finish, for use with 1 3/8" - 1 3/4" thick standard door | 1 |  | 1 Year | 857.45 | 0.15 | 728.8325
10861 | Salto | AB650L00IP38--K | XS4 ANSI electronic wire-free SVN escutcheon, BLE / Mifare / DESFire entrance function, with keypad, L lever, unhanded, bright stainless steel finish, for use with 1 3/8" - 1 3/4" thick standard door | 1 |  | 1 Year | 791.3 | 0.15 | 672.605
10862 | Salto | AB650L00IP38-W- | XS4 ANSI electronic RF wireless SVN escutcheon, BLE / Mifare / DESFire entrance function, L lever, unhanded, bright stainless steel finish, for use with 1 3/8" - 1 3/4" thick standard door | 1 |  | 1 Year | 913.65 | 0.15 | 776.6025
10863 | Salto | AB650L00IP38-WK | XS4 ANSI electronic RF wireless SVN escutcheon, BLE / Mifare / DESFire entrance function, with keypad, L lever, unhanded, bright stainless steel finish, for use with 1 3/8" - 1 3/4" thick standard door | 1 |  | 1 Year | 976.5 | 0.15 | 830.025
10864 | Salto | AB650L00IP48--- | XS4 ANSI electronic wire-free SVN escutcheon, BLE / Mifare / DESFire entrance function, L lever, unhanded, bright stainless steel finish, for use with 1 3/4" - 2 1/4" thick door | 1 |  | 1 Year | 728.45 | 0.15 | 619.1825
10865 | Salto | AB650L00IP48-A- | XS4 ANSI electronic AMOK wire-free SVN escutcheon, BLE / Mifare / DESFire entrance function, L lever, unhanded, bright stainless steel finish, for use with 1 3/4" - 2 1/4" thick door | 1 |  | 1 Year | 857.45 | 0.15 | 728.8325
10866 | Salto | AB650L00IP48--K | XS4 ANSI electronic wire-free SVN escutcheon, BLE / Mifare / DESFire entrance function, with keypad, L lever, unhanded, bright stainless steel finish, for use with 1 3/4" - 2 1/4" thick door | 1 |  | 1 Year | 791.3 | 0.15 | 672.605
10867 | Salto | AB650L00IP48-W- | XS4 ANSI electronic RF wireless SVN escutcheon, BLE / Mifare / DESFire entrance function, L lever, unhanded, bright stainless steel finish, for use with 1 3/4" - 2 1/4" thick door | 1 |  | 1 Year | 913.65 | 0.15 | 776.6025
10868 | Salto | AB650L00IP48-WK | XS4 ANSI electronic RF wireless SVN escutcheon, BLE / Mifare / DESFire entrance function, with keypad, L lever, unhanded, bright stainless steel finish, for use with 1 3/4" - 2 1/4" thick door | 1 |  | 1 Year | 976.5 | 0.15 | 830.025
10869 | Salto | AB650L00NE38--- | XS4 ANSI electronic wire-free SVN escutcheon, BLE / Mifare / DESFire entrance function, L lever, unhanded, black chromium finish, for use with 1 3/8" - 1 3/4" thick standard door | 1 |  | 1 Year | 746.85 | 0.15 | 634.8225
10870 | Salto | AB650L00NE38-A- | XS4 ANSI electronic AMOK wire-free SVN escutcheon, BLE / Mifare / DESFire entrance function, L lever, unhanded, black chromium finish, for use with 1 3/8" - 1 3/4" thick standard door | 1 |  | 1 Year | 875.85 | 0.15 | 744.4725
10871 | Salto | AB650L00NE38--K | XS4 ANSI electronic wire-free SVN escutcheon, BLE / Mifare / DESFire entrance function, with keypad, L lever, unhanded, black chromium finish, for use with 1 3/8" - 1 3/4" thick standard door | 1 |  | 1 Year | 809.7 | 0.15 | 688.245
10872 | Salto | AB650L00NE38-W- | XS4 ANSI electronic RF wireless SVN escutcheon, BLE / Mifare / DESFire entrance function, L lever, unhanded, black chromium finish, for use with 1 3/8" - 1 3/4" thick standard door | 1 |  | 1 Year | 932.05 | 0.15 | 792.2425
10873 | Salto | AB650L00NE38-WK | XS4 ANSI electronic RF wireless SVN escutcheon, BLE / Mifare / DESFire entrance function, with keypad, L lever, unhanded, black chromium finish, for use with 1 3/8" - 1 3/4" thick standard door | 1 |  | 1 Year | 994.9 | 0.15 | 845.665
10874 | Salto | AB650L00NE48--- | XS4 ANSI electronic wire-free SVN escutcheon, BLE / Mifare / DESFire entrance function, L lever, unhanded, black chromium finish, for use with 1 3/4" - 2 1/4" thick door | 1 |  | 1 Year | 746.85 | 0.15 | 634.8225
10875 | Salto | AB650L00NE48-A- | XS4 ANSI electronic AMOK wire-free SVN escutcheon, BLE / Mifare / DESFire entrance function, L lever, unhanded, black chromium finish, for use with 1 3/4" - 2 1/4" thick door | 1 |  | 1 Year | 875.85 | 0.15 | 744.4725
10876 | Salto | AB650L00NE48--K | XS4 ANSI electronic wire-free SVN escutcheon, BLE / Mifare / DESFire entrance function, with keypad, L lever, unhanded, black chromium finish, for use with 1 3/4" - 2 1/4" thick door | 1 |  | 1 Year | 809.7 | 0.15 | 688.245
10877 | Salto | AB650L00NE48-W- | XS4 ANSI electronic RF wireless SVN escutcheon, BLE / Mifare / DESFire entrance function, L lever, unhanded, black chromium finish, for use with 1 3/4" - 2 1/4" thick door | 1 |  | 1 Year | 932.05 | 0.15 | 792.2425
10878 | Salto | AB650L00NE48-WK | XS4 ANSI electronic RF wireless SVN escutcheon, BLE / Mifare / DESFire entrance function, with keypad, L lever, unhanded, black chromium finish, for use with 1 3/4" - 2 1/4" thick door | 1 |  | 1 Year | 994.9 | 0.15 | 845.665
10879 | Salto | AB650L00PM38--- | XS4 ANSI electronic wire-free SVN escutcheon, BLE / Mifare / DESFire entrance function, L lever, unhanded, satin brass finish, for use with 1 3/8" - 1 3/4" thick standard door | 1 |  | 1 Year | 712.15 | 0.15 | 605.3275
10880 | Salto | AB650L00PM38-A- | XS4 ANSI electronic AMOK wire-free SVN escutcheon, BLE / Mifare / DESFire entrance function, L lever, unhanded, satin brass finish, for use with 1 3/8" - 1 3/4" thick standard door | 1 |  | 1 Year | 841.15 | 0.15 | 714.9775
10881 | Salto | AB650L00PM38--K | XS4 ANSI electronic wire-free SVN escutcheon, BLE / Mifare / DESFire entrance function, with keypad, L lever, unhanded, satin brass finish, for use with 1 3/8" - 1 3/4" thick standard door | 1 |  | 1 Year | 775 | 0.15 | 658.75
10882 | Salto | AB650L00PM38-W- | XS4 ANSI electronic RF wireless SVN escutcheon, BLE / Mifare / DESFire entrance function, L lever, unhanded, satin brass finish, for use with 1 3/8" - 1 3/4" thick standard door | 1 |  | 1 Year | 897.35 | 0.15 | 762.7475
10883 | Salto | AB650L00PM38-WK | XS4 ANSI electronic RF wireless SVN escutcheon, BLE / Mifare / DESFire entrance function, with keypad, L lever, unhanded, satin brass finish, for use with 1 3/8" - 1 3/4" thick standard door | 1 |  | 1 Year | 960.2 | 0.15 | 816.17
10884 | Salto | AB650L00PM48--- | XS4 ANSI electronic wire-free SVN escutcheon, BLE / Mifare / DESFire entrance function, L lever, unhanded, satin brass finish, for use with 1 3/4" - 2 1/4" thick door | 1 |  | 1 Year | 712.15 | 0.15 | 605.3275
10885 | Salto | AB650L00PM48-A- | XS4 ANSI electronic AMOK wire-free SVN escutcheon, BLE / Mifare / DESFire entrance function, L lever, unhanded, satin brass finish, for use with 1 3/4" - 2 1/4" thick door | 1 |  | 1 Year | 841.15 | 0.15 | 714.9775
10886 | Salto | AB650L00PM48--K | XS4 ANSI electronic wire-free SVN escutcheon, BLE / Mifare / DESFire entrance function, with keypad, L lever, unhanded, satin brass finish, for use with 1 3/4" - 2 1/4" thick door | 1 |  | 1 Year | 775 | 0.15 | 658.75
10887 | Salto | AB650L00PM48-W- | XS4 ANSI electronic RF wireless SVN escutcheon, BLE / Mifare / DESFire entrance function, L lever, unhanded, satin brass finish, for use with 1 3/4" - 2 1/4" thick door | 1 |  | 1 Year | 897.35 | 0.15 | 762.7475
10888 | Salto | AB650L00PM48-WK | XS4 ANSI electronic RF wireless SVN escutcheon, BLE / Mifare / DESFire entrance function, with keypad, L lever, unhanded, satin brass finish, for use with 1 3/4" - 2 1/4" thick door | 1 |  | 1 Year | 960.2 | 0.15 | 816.17
10889 | Salto | AB650L00PP38--- | XS4 ANSI electronic wire-free SVN escutcheon, BLE / Mifare / DESFire entrance function, L lever, unhanded, bright brass finish, for use with 1 3/8" - 1 3/4" thick standard door | 1 |  | 1 Year | 728.45 | 0.15 | 619.1825
10890 | Salto | AB650L00PP38-A- | XS4 ANSI electronic AMOK wire-free SVN escutcheon, BLE / Mifare / DESFire entrance function, L lever, unhanded, bright brass finish, for use with 1 3/8" - 1 3/4" thick standard door | 1 |  | 1 Year | 857.45 | 0.15 | 728.8325
10891 | Salto | AB650L00PP38--K | XS4 ANSI electronic wire-free SVN escutcheon, BLE / Mifare / DESFire entrance function, with keypad, L lever, unhanded, bright brass finish, for use with 1 3/8" - 1 3/4" thick standard door | 1 |  | 1 Year | 791.3 | 0.15 | 672.605
10892 | Salto | AB650L00PP38-W- | XS4 ANSI electronic RF wireless SVN escutcheon, BLE / Mifare / DESFire entrance function, L lever, unhanded, bright brass finish, for use with 1 3/8" - 1 3/4" thick standard door | 1 |  | 1 Year | 913.65 | 0.15 | 776.6025
10893 | Salto | AB650L00PP38-WK | XS4 ANSI electronic RF wireless SVN escutcheon, BLE / Mifare / DESFire entrance function, with keypad, L lever, unhanded, bright brass finish, for use with 1 3/8" - 1 3/4" thick standard door | 1 |  | 1 Year | 976.5 | 0.15 | 830.025
10894 | Salto | AB650L00PP48--- | XS4 ANSI electronic wire-free SVN escutcheon, BLE / Mifare / DESFire entrance function, L lever, unhanded, bright brass finish, for use with 1 3/4" - 2 1/4" thick door | 1 |  | 1 Year | 728.45 | 0.15 | 619.1825
10895 | Salto | AB650L00PP48-A- | XS4 ANSI electronic AMOK wire-free SVN escutcheon, BLE / Mifare / DESFire entrance function, L lever, unhanded, bright brass finish, for use with 1 3/4" - 2 1/4" thick door | 1 |  | 1 Year | 857.45 | 0.15 | 728.8325
10896 | Salto | AB650L00PP48--K | XS4 ANSI electronic wire-free SVN escutcheon, BLE / Mifare / DESFire entrance function, with keypad, L lever, unhanded, bright brass finish, for use with 1 3/4" - 2 1/4" thick door | 1 |  | 1 Year | 791.3 | 0.15 | 672.605
10897 | Salto | AB650L00PP48-W- | XS4 ANSI electronic RF wireless SVN escutcheon, BLE / Mifare / DESFire entrance function, L lever, unhanded, bright brass finish, for use with 1 3/4" - 2 1/4" thick door | 1 |  | 1 Year | 913.65 | 0.15 | 776.6025
10898 | Salto | AB650L00PP48-WK | XS4 ANSI electronic RF wireless SVN escutcheon, BLE / Mifare / DESFire entrance function, with keypad, L lever, unhanded, bright brass finish, for use with 1 3/4" - 2 1/4" thick door | 1 |  | 1 Year | 976.5 | 0.15 | 830.025
10899 | Salto | AB650N00BC38--- | XS4 ANSI electronic wire-free SVN escutcheon, BLE / Mifare / DESFire entrance function, N lever, unhanded, BioCote antimicrobial finish, for use with 1 3/8" - 1 3/4" thick standard door | 1 |  | 1 Year | 764.15 | 0.15 | 649.5275
10900 | Salto | AB650N00BC38-A- | XS4 ANSI electronic AMOK wire-free SVN escutcheon, BLE / Mifare / DESFire entrance function, N lever, unhanded, BioCote antimicrobial finish, for use with 1 3/8" - 1 3/4" thick standard door | 1 |  | 1 Year | 893.15 | 0.15 | 759.1775
10901 | Salto | AB650N00BC38--K | XS4 ANSI electronic wire-free SVN escutcheon, BLE / Mifare / DESFire entrance function, with keypad, N lever, unhanded, BioCote antimicrobial finish, for use with 1 3/8" - 1 3/4" thick standard door | 1 |  | 1 Year | 827 | 0.15 | 702.95
10902 | Salto | AB650N00BC38-W- | XS4 ANSI electronic RF wireless SVN escutcheon, BLE / Mifare / DESFire entrance function, N lever, unhanded, BioCote antimicrobial finish, for use with 1 3/8" - 1 3/4" thick standard door | 1 |  | 1 Year | 949.35 | 0.15 | 806.9475
10903 | Salto | AB650N00BC38-WK | XS4 ANSI electronic RF wireless SVN escutcheon, BLE / Mifare / DESFire entrance function, with keypad, N lever, unhanded, BioCote antimicrobial finish, for use with 1 3/8" - 1 3/4" thick standard door | 1 |  | 1 Year | 1012.2 | 0.15 | 860.37
10904 | Salto | AB650N00BC48--- | XS4 ANSI electronic wire-free SVN escutcheon, BLE / Mifare / DESFire entrance function, N lever, unhanded, BioCote antimicrobial finish, for use with 1 3/4" - 2 1/4" thick door | 1 |  | 1 Year | 764.15 | 0.15 | 649.5275
10905 | Salto | AB650N00BC48-A- | XS4 ANSI electronic AMOK wire-free SVN escutcheon, BLE / Mifare / DESFire entrance function, N lever, unhanded, BioCote antimicrobial finish, for use with 1 3/4" - 2 1/4" thick door | 1 |  | 1 Year | 893.15 | 0.15 | 759.1775
10906 | Salto | AB650N00BC48--K | XS4 ANSI electronic wire-free SVN escutcheon, BLE / Mifare / DESFire entrance function, with keypad, N lever, unhanded, BioCote antimicrobial finish, for use with 1 3/4" - 2 1/4" thick door | 1 |  | 1 Year | 827 | 0.15 | 702.95
10907 | Salto | AB650N00BC48-W- | XS4 ANSI electronic RF wireless SVN escutcheon, BLE / Mifare / DESFire entrance function, N lever, unhanded, BioCote antimicrobial finish, for use with 1 3/4" - 2 1/4" thick door | 1 |  | 1 Year | 949.35 | 0.15 | 806.9475
10908 | Salto | AB650N00BC48-WK | XS4 ANSI electronic RF wireless SVN escutcheon, BLE / Mifare / DESFire entrance function, with keypad, N lever, unhanded, BioCote antimicrobial finish, for use with 1 3/4" - 2 1/4" thick door | 1 |  | 1 Year | 1012.2 | 0.15 | 860.37
10909 | Salto | AB650N00IM38--- | XS4 ANSI electronic wire-free SVN escutcheon, BLE / Mifare / DESFire entrance function, N lever, unhanded, satin stainless finish, for use with 1 3/8" - 1 3/4" thick standard door | 1 |  | 1 Year | 712.15 | 0.15 | 605.3275
10910 | Salto | AB650N00IM38-A- | XS4 ANSI electronic AMOK wire-free SVN escutcheon, BLE / Mifare / DESFire entrance function, N lever, unhanded, satin stainless finish, for use with 1 3/8" - 1 3/4" thick standard door | 1 |  | 1 Year | 841.15 | 0.15 | 714.9775
10911 | Salto | AB650N00IM38--K | XS4 ANSI electronic wire-free SVN escutcheon, BLE / Mifare / DESFire entrance function, with keypad, N lever, unhanded, satin stainless finish, for use with 1 3/8" - 1 3/4" thick standard door | 1 |  | 1 Year | 775 | 0.15 | 658.75
10912 | Salto | AB650N00IM38-W- | XS4 ANSI electronic RF wireless SVN escutcheon, BLE / Mifare / DESFire entrance function, N lever, unhanded, satin stainless finish, for use with 1 3/8" - 1 3/4" thick standard door | 1 |  | 1 Year | 897.35 | 0.15 | 762.7475
10913 | Salto | AB650N00IM38-WK | XS4 ANSI electronic RF wireless SVN escutcheon, BLE / Mifare / DESFire entrance function, with keypad, N lever, unhanded, satin stainless finish, for use with 1 3/8" - 1 3/4" thick standard door | 1 |  | 1 Year | 960.2 | 0.15 | 816.17
10914 | Salto | AB650N00IM48--- | XS4 ANSI electronic wire-free SVN escutcheon, BLE / Mifare / DESFire entrance function, N lever, unhanded, satin stainless finish, for use with 1 3/4" - 2 1/4" thick door | 1 |  | 1 Year | 712.15 | 0.15 | 605.3275
10915 | Salto | AB650N00IM48-A- | XS4 ANSI electronic AMOK wire-free SVN escutcheon, BLE / Mifare / DESFire entrance function, N lever, unhanded, satin stainless finish, for use with 1 3/4" - 2 1/4" thick door | 1 |  | 1 Year | 841.15 | 0.15 | 714.9775
10916 | Salto | AB650N00IM48--K | XS4 ANSI electronic wire-free SVN escutcheon, BLE / Mifare / DESFire entrance function, with keypad, N lever, unhanded, satin stainless finish, for use with 1 3/4" - 2 1/4" thick door | 1 |  | 1 Year | 775 | 0.15 | 658.75
10917 | Salto | AB650N00IM48-W- | XS4 ANSI electronic RF wireless SVN escutcheon, BLE / Mifare / DESFire entrance function, N lever, unhanded, satin stainless finish, for use with 1 3/4" - 2 1/4" thick door | 1 |  | 1 Year | 897.35 | 0.15 | 762.7475
10918 | Salto | AB650N00IM48-WK | XS4 ANSI electronic RF wireless SVN escutcheon, BLE / Mifare / DESFire entrance function, with keypad, N lever, unhanded, satin stainless finish, for use with 1 3/4" - 2 1/4" thick door | 1 |  | 1 Year | 960.2 | 0.15 | 816.17
10919 | Salto | AB650N00PM38--- | XS4 ANSI electronic wire-free SVN escutcheon, BLE / Mifare / DESFire entrance function, N lever, unhanded, satin brass finish, for use with 1 3/8" - 1 3/4" thick standard door | 1 |  | 1 Year | 712.15 | 0.15 | 605.3275
10920 | Salto | AB650N00PM38-A- | XS4 ANSI electronic AMOK wire-free SVN escutcheon, BLE / Mifare / DESFire entrance function, N lever, unhanded, satin brass finish, for use with 1 3/8" - 1 3/4" thick standard door | 1 |  | 1 Year | 841.15 | 0.15 | 714.9775
10921 | Salto | AB650N00PM38--K | XS4 ANSI electronic wire-free SVN escutcheon, BLE / Mifare / DESFire entrance function, with keypad, N lever, unhanded, satin brass finish, for use with 1 3/8" - 1 3/4" thick standard door | 1 |  | 1 Year | 775 | 0.15 | 658.75
10922 | Salto | AB650N00PM38-W- | XS4 ANSI electronic RF wireless SVN escutcheon, BLE / Mifare / DESFire entrance function, N lever, unhanded, satin brass finish, for use with 1 3/8" - 1 3/4" thick standard door | 1 |  | 1 Year | 897.35 | 0.15 | 762.7475
10923 | Salto | AB650N00PM38-WK | XS4 ANSI electronic RF wireless SVN escutcheon, BLE / Mifare / DESFire entrance function, with keypad, N lever, unhanded, satin brass finish, for use with 1 3/8" - 1 3/4" thick standard door | 1 |  | 1 Year | 960.2 | 0.15 | 816.17
10924 | Salto | AB650N00PM48--- | XS4 ANSI electronic wire-free SVN escutcheon, BLE / Mifare / DESFire entrance function, N lever, unhanded, satin brass finish, for use with 1 3/4" - 2 1/4" thick door | 1 |  | 1 Year | 712.15 | 0.15 | 605.3275
10925 | Salto | AB650N00PM48-A- | XS4 ANSI electronic AMOK wire-free SVN escutcheon, BLE / Mifare / DESFire entrance function, N lever, unhanded, satin brass finish, for use with 1 3/4" - 2 1/4" thick door | 1 |  | 1 Year | 841.15 | 0.15 | 714.9775
10926 | Salto | AB650N00PM48--K | XS4 ANSI electronic wire-free SVN escutcheon, BLE / Mifare / DESFire entrance function, with keypad, N lever, unhanded, satin brass finish, for use with 1 3/4" - 2 1/4" thick door | 1 |  | 1 Year | 775 | 0.15 | 658.75
10927 | Salto | AB650N00PM48-W- | XS4 ANSI electronic RF wireless SVN escutcheon, BLE / Mifare / DESFire entrance function, N lever, unhanded, satin brass finish, for use with 1 3/4" - 2 1/4" thick door | 1 |  | 1 Year | 897.35 | 0.15 | 762.7475
10928 | Salto | AB650N00PM48-WK | XS4 ANSI electronic RF wireless SVN escutcheon, BLE / Mifare / DESFire entrance function, with keypad, N lever, unhanded, satin brass finish, for use with 1 3/4" - 2 1/4" thick door | 1 |  | 1 Year | 960.2 | 0.15 | 816.17
10929 | Salto | AB650O00IA38L-- | XS4 ANSI electronic wire-free SVN escutcheon, BLE / Mifare / DESFire entrance function, O lever, left handed, antique brass finish, for use with 1 3/8" - 1 3/4" thick standard door | 1 |  | 1 Year | 774.35 | 0.15 | 658.1975
10930 | Salto | AB650O00IA38LA- | XS4 ANSI electronic AMOK wire-free SVN escutcheon, BLE / Mifare / DESFire entrance function, O lever, left handed, antique brass finish, for use with 1 3/8" - 1 3/4" thick standard door | 1 |  | 1 Year | 903.35 | 0.15 | 767.8475
10931 | Salto | AB650O00IA38L-K | XS4 ANSI electronic wire-free SVN escutcheon, BLE / Mifare / DESFire entrance function, with keypad, O lever, left handed, antique brass finish, for use with 1 3/8" - 1 3/4" thick standard door | 1 |  | 1 Year | 837.2 | 0.15 | 711.62
10932 | Salto | AB650O00IA38LW- | XS4 ANSI electronic RF wireless SVN escutcheon, BLE / Mifare / DESFire entrance function, O lever, left handed, antique brass finish, for use with 1 3/8" - 1 3/4" thick standard door | 1 |  | 1 Year | 959.55 | 0.15 | 815.6175
10933 | Salto | AB650O00IA38LWK | XS4 ANSI electronic RF wireless SVN escutcheon, BLE / Mifare / DESFire entrance function, with keypad, O lever, left handed, antique brass finish, for use with 1 3/8" - 1 3/4" thick standard door | 1 |  | 1 Year | 1022.4 | 0.15 | 869.04
10934 | Salto | AB650O00IA38R-- | XS4 ANSI electronic wire-free SVN escutcheon, BLE / Mifare / DESFire entrance function, O lever, right handed, antique brass finish, for use with 1 3/8" - 1 3/4" thick standard door | 1 |  | 1 Year | 774.35 | 0.15 | 658.1975
10935 | Salto | AB650O00IA38RA- | XS4 ANSI electronic AMOK wire-free SVN escutcheon, BLE / Mifare / DESFire entrance function, O lever, right handed, antique brass finish, for use with 1 3/8" - 1 3/4" thick standard door | 1 |  | 1 Year | 903.35 | 0.15 | 767.8475
10936 | Salto | AB650O00IA38R-K | XS4 ANSI electronic wire-free SVN escutcheon, BLE / Mifare / DESFire entrance function, with keypad, O lever, right handed, antique brass finish, for use with 1 3/8" - 1 3/4" thick standard door | 1 |  | 1 Year | 837.2 | 0.15 | 711.62
10937 | Salto | AB650O00IA38RW- | XS4 ANSI electronic RF wireless SVN escutcheon, BLE / Mifare / DESFire entrance function, O lever, right handed, antique brass finish, for use with 1 3/8" - 1 3/4" thick standard door | 1 |  | 1 Year | 959.55 | 0.15 | 815.6175
10938 | Salto | AB650O00IA38RWK | XS4 ANSI electronic RF wireless SVN escutcheon, BLE / Mifare / DESFire entrance function, with keypad, O lever, right handed, antique brass finish, for use with 1 3/8" - 1 3/4" thick standard door | 1 |  | 1 Year | 1022.4 | 0.15 | 869.04
10939 | Salto | AB650O00IA48L-- | XS4 ANSI electronic wire-free SVN escutcheon, BLE / Mifare / DESFire entrance function, O lever, left handed, antique brass finish, for use with 1 3/4" - 2 1/4" thick door | 1 |  | 1 Year | 774.35 | 0.15 | 658.1975
10940 | Salto | AB650O00IA48LA- | XS4 ANSI electronic AMOK wire-free SVN escutcheon, BLE / Mifare / DESFire entrance function, O lever, left handed, antique brass finish, for use with 1 3/4" - 2 1/4" thick door | 1 |  | 1 Year | 903.35 | 0.15 | 767.8475
10941 | Salto | AB650O00IA48L-K | XS4 ANSI electronic wire-free SVN escutcheon, BLE / Mifare / DESFire entrance function, with keypad, O lever, left handed, antique brass finish, for use with 1 3/4" - 2 1/4" thick door | 1 |  | 1 Year | 837.2 | 0.15 | 711.62
10942 | Salto | AB650O00IA48LW- | XS4 ANSI electronic RF wireless SVN escutcheon, BLE / Mifare / DESFire entrance function, O lever, left handed, antique brass finish, for use with 1 3/4" - 2 1/4" thick door | 1 |  | 1 Year | 959.55 | 0.15 | 815.6175
10943 | Salto | AB650O00IA48LWK | XS4 ANSI electronic RF wireless SVN escutcheon, BLE / Mifare / DESFire entrance function, with keypad, O lever, left handed, antique brass finish, for use with 1 3/4" - 2 1/4" thick door | 1 |  | 1 Year | 1022.4 | 0.15 | 869.04
10944 | Salto | AB650O00IA48R-- | XS4 ANSI electronic wire-free SVN escutcheon, BLE / Mifare / DESFire entrance function, O lever, right handed, antique brass finish, for use with 1 3/4" - 2 1/4" thick door | 1 |  | 1 Year | 774.35 | 0.15 | 658.1975
10945 | Salto | AB650O00IA48RA- | XS4 ANSI electronic AMOK wire-free SVN escutcheon, BLE / Mifare / DESFire entrance function, O lever, right handed, antique brass finish, for use with 1 3/4" - 2 1/4" thick door | 1 |  | 1 Year | 903.35 | 0.15 | 767.8475
10946 | Salto | AB650O00IA48R-K | XS4 ANSI electronic wire-free SVN escutcheon, BLE / Mifare / DESFire entrance function, with keypad, O lever, right handed, antique brass finish, for use with 1 3/4" - 2 1/4" thick door | 1 |  | 1 Year | 837.2 | 0.15 | 711.62
10947 | Salto | AB650O00IA48RW- | XS4 ANSI electronic RF wireless SVN escutcheon, BLE / Mifare / DESFire entrance function, O lever, right handed, antique brass finish, for use with 1 3/4" - 2 1/4" thick door | 1 |  | 1 Year | 959.55 | 0.15 | 815.6175
10948 | Salto | AB650O00IA48RWK | XS4 ANSI electronic RF wireless SVN escutcheon, BLE / Mifare / DESFire entrance function, with keypad, O lever, right handed, antique brass finish, for use with 1 3/4" - 2 1/4" thick door | 1 |  | 1 Year | 1022.4 | 0.15 | 869.04
10949 | Salto | AB650O00IM38L-- | XS4 ANSI electronic wire-free SVN escutcheon, BLE / Mifare / DESFire entrance function, O lever, left handed, satin stainless finish, for use with 1 3/8" - 1 3/4" thick standard door | 1 |  | 1 Year | 722.35 | 0.15 | 613.9975
10950 | Salto | AB650O00IM38LA- | XS4 ANSI electronic AMOK wire-free SVN escutcheon, BLE / Mifare / DESFire entrance function, O lever, left handed, satin stainless finish, for use with 1 3/8" - 1 3/4" thick standard door | 1 |  | 1 Year | 851.35 | 0.15 | 723.6475
10951 | Salto | AB650O00IM38L-K | XS4 ANSI electronic wire-free SVN escutcheon, BLE / Mifare / DESFire entrance function, with keypad, O lever, left handed, satin stainless finish, for use with 1 3/8" - 1 3/4" thick standard door | 1 |  | 1 Year | 785.2 | 0.15 | 667.42
10952 | Salto | AB650O00IM38LW- | XS4 ANSI electronic RF wireless SVN escutcheon, BLE / Mifare / DESFire entrance function, O lever, left handed, satin stainless finish, for use with 1 3/8" - 1 3/4" thick standard door | 1 |  | 1 Year | 907.55 | 0.15 | 771.4175
10953 | Salto | AB650O00IM38LWK | XS4 ANSI electronic RF wireless SVN escutcheon, BLE / Mifare / DESFire entrance function, with keypad, O lever, left handed, satin stainless finish, for use with 1 3/8" - 1 3/4" thick standard door | 1 |  | 1 Year | 970.4 | 0.15 | 824.84
10954 | Salto | AB650O00IM38R-- | XS4 ANSI electronic wire-free SVN escutcheon, BLE / Mifare / DESFire entrance function, O lever, right handed, satin stainless finish, for use with 1 3/8" - 1 3/4" thick standard door | 1 |  | 1 Year | 722.35 | 0.15 | 613.9975
10955 | Salto | AB650O00IM38RA- | XS4 ANSI electronic AMOK wire-free SVN escutcheon, BLE / Mifare / DESFire entrance function, O lever, right handed, satin stainless finish, for use with 1 3/8" - 1 3/4" thick standard door | 1 |  | 1 Year | 851.35 | 0.15 | 723.6475
10956 | Salto | AB650O00IM38R-K | XS4 ANSI electronic wire-free SVN escutcheon, BLE / Mifare / DESFire entrance function, with keypad, O lever, right handed, satin stainless finish, for use with 1 3/8" - 1 3/4" thick standard door | 1 |  | 1 Year | 785.2 | 0.15 | 667.42
10957 | Salto | AB650O00IM38RW- | XS4 ANSI electronic RF wireless SVN escutcheon, BLE / Mifare / DESFire entrance function, O lever, right handed, satin stainless finish, for use with 1 3/8" - 1 3/4" thick standard door | 1 |  | 1 Year | 907.55 | 0.15 | 771.4175
10958 | Salto | AB650O00IM38RWK | XS4 ANSI electronic RF wireless SVN escutcheon, BLE / Mifare / DESFire entrance function, with keypad, O lever, right handed, satin stainless finish, for use with 1 3/8" - 1 3/4" thick standard door | 1 |  | 1 Year | 970.4 | 0.15 | 824.84
10959 | Salto | AB650O00IM48L-- | XS4 ANSI electronic wire-free SVN escutcheon, BLE / Mifare / DESFire entrance function, O lever, left handed, satin stainless finish, for use with 1 3/4" - 2 1/4" thick door | 1 |  | 1 Year | 722.35 | 0.15 | 613.9975
10960 | Salto | AB650O00IM48LA- | XS4 ANSI electronic AMOK wire-free SVN escutcheon, BLE / Mifare / DESFire entrance function, O lever, left handed, satin stainless finish, for use with 1 3/4" - 2 1/4" thick door | 1 |  | 1 Year | 851.35 | 0.15 | 723.6475
10961 | Salto | AB650O00IM48L-K | XS4 ANSI electronic wire-free SVN escutcheon, BLE / Mifare / DESFire entrance function, with keypad, O lever, left handed, satin stainless finish, for use with 1 3/4" - 2 1/4" thick door | 1 |  | 1 Year | 785.2 | 0.15 | 667.42
10962 | Salto | AB650O00IM48LW- | XS4 ANSI electronic RF wireless SVN escutcheon, BLE / Mifare / DESFire entrance function, O lever, left handed, satin stainless finish, for use with 1 3/4" - 2 1/4" thick door | 1 |  | 1 Year | 907.55 | 0.15 | 771.4175
10963 | Salto | AB650O00IM48LWK | XS4 ANSI electronic RF wireless SVN escutcheon, BLE / Mifare / DESFire entrance function, with keypad, O lever, left handed, satin stainless finish, for use with 1 3/4" - 2 1/4" thick door | 1 |  | 1 Year | 970.4 | 0.15 | 824.84
10964 | Salto | AB650O00IM48R-- | XS4 ANSI electronic wire-free SVN escutcheon, BLE / Mifare / DESFire entrance function, O lever, right handed, satin stainless finish, for use with 1 3/4" - 2 1/4" thick door | 1 |  | 1 Year | 722.35 | 0.15 | 613.9975
10965 | Salto | AB650O00IM48RA- | XS4 ANSI electronic AMOK wire-free SVN escutcheon, BLE / Mifare / DESFire entrance function, O lever, right handed, satin stainless finish, for use with 1 3/4" - 2 1/4" thick door | 1 |  | 1 Year | 851.35 | 0.15 | 723.6475
10966 | Salto | AB650O00IM48R-K | XS4 ANSI electronic wire-free SVN escutcheon, BLE / Mifare / DESFire entrance function, with keypad, O lever, right handed, satin stainless finish, for use with 1 3/4" - 2 1/4" thick door | 1 |  | 1 Year | 785.2 | 0.15 | 667.42
10967 | Salto | AB650O00IM48RW- | XS4 ANSI electronic RF wireless SVN escutcheon, BLE / Mifare / DESFire entrance function, O lever, right handed, satin stainless finish, for use with 1 3/4" - 2 1/4" thick door | 1 |  | 1 Year | 907.55 | 0.15 | 771.4175
10968 | Salto | AB650O00IM48RWK | XS4 ANSI electronic RF wireless SVN escutcheon, BLE / Mifare / DESFire entrance function, with keypad, O lever, right handed, satin stainless finish, for use with 1 3/4" - 2 1/4" thick door | 1 |  | 1 Year | 970.4 | 0.15 | 824.84
10969 | Salto | AB650O00IP38L-- | XS4 ANSI electronic wire-free SVN escutcheon, BLE / Mifare / DESFire entrance function, O lever, left handed, bright stainless steel finish, for use with 1 3/8" - 1 3/4" thick standard door | 1 |  | 1 Year | 738.65 | 0.15 | 627.8525
10970 | Salto | AB650O00IP38LA- | XS4 ANSI electronic AMOK wire-free SVN escutcheon, BLE / Mifare / DESFire entrance function, O lever, left handed, bright stainless steel finish, for use with 1 3/8" - 1 3/4" thick standard door | 1 |  | 1 Year | 867.65 | 0.15 | 737.5025
10971 | Salto | AB650O00IP38L-K | XS4 ANSI electronic wire-free SVN escutcheon, BLE / Mifare / DESFire entrance function, with keypad, O lever, left handed, bright stainless steel finish, for use with 1 3/8" - 1 3/4" thick standard door | 1 |  | 1 Year | 801.5 | 0.15 | 681.275
10972 | Salto | AB650O00IP38LW- | XS4 ANSI electronic RF wireless SVN escutcheon, BLE / Mifare / DESFire entrance function, O lever, left handed, bright stainless steel finish, for use with 1 3/8" - 1 3/4" thick standard door | 1 |  | 1 Year | 923.85 | 0.15 | 785.2725
10973 | Salto | AB650O00IP38LWK | XS4 ANSI electronic RF wireless SVN escutcheon, BLE / Mifare / DESFire entrance function, with keypad, O lever, left handed, bright stainless steel finish, for use with 1 3/8" - 1 3/4" thick standard door | 1 |  | 1 Year | 986.7 | 0.15 | 838.695
10974 | Salto | AB650O00IP38R-- | XS4 ANSI electronic wire-free SVN escutcheon, BLE / Mifare / DESFire entrance function, O lever, right handed, bright stainless steel finish, for use with 1 3/8" - 1 3/4" thick standard door | 1 |  | 1 Year | 738.65 | 0.15 | 627.8525
10975 | Salto | AB650O00IP38RA- | XS4 ANSI electronic AMOK wire-free SVN escutcheon, BLE / Mifare / DESFire entrance function, O lever, right handed, bright stainless steel finish, for use with 1 3/8" - 1 3/4" thick standard door | 1 |  | 1 Year | 867.65 | 0.15 | 737.5025
10976 | Salto | AB650O00IP38R-K | XS4 ANSI electronic wire-free SVN escutcheon, BLE / Mifare / DESFire entrance function, with keypad, O lever, right handed, bright stainless steel finish, for use with 1 3/8" - 1 3/4" thick standard door | 1 |  | 1 Year | 801.5 | 0.15 | 681.275
10977 | Salto | AB650O00IP38RW- | XS4 ANSI electronic RF wireless SVN escutcheon, BLE / Mifare / DESFire entrance function, O lever, right handed, bright stainless steel finish, for use with 1 3/8" - 1 3/4" thick standard door | 1 |  | 1 Year | 923.85 | 0.15 | 785.2725
10978 | Salto | AB650O00IP38RWK | XS4 ANSI electronic RF wireless SVN escutcheon, BLE / Mifare / DESFire entrance function, with keypad, O lever, right handed, bright stainless steel finish, for use with 1 3/8" - 1 3/4" thick standard door | 1 |  | 1 Year | 986.7 | 0.15 | 838.695
10979 | Salto | AB650O00IP48L-- | XS4 ANSI electronic wire-free SVN escutcheon, BLE / Mifare / DESFire entrance function, O lever, left handed, bright stainless steel finish, for use with 1 3/4" - 2 1/4" thick door | 1 |  | 1 Year | 738.65 | 0.15 | 627.8525
10980 | Salto | AB650O00IP48LA- | XS4 ANSI electronic AMOK wire-free SVN escutcheon, BLE / Mifare / DESFire entrance function, O lever, left handed, bright stainless steel finish, for use with 1 3/4" - 2 1/4" thick door | 1 |  | 1 Year | 867.65 | 0.15 | 737.5025
10981 | Salto | AB650O00IP48L-K | XS4 ANSI electronic wire-free SVN escutcheon, BLE / Mifare / DESFire entrance function, with keypad, O lever, left handed, bright stainless steel finish, for use with 1 3/4" - 2 1/4" thick door | 1 |  | 1 Year | 801.5 | 0.15 | 681.275
10982 | Salto | AB650O00IP48LW- | XS4 ANSI electronic RF wireless SVN escutcheon, BLE / Mifare / DESFire entrance function, O lever, left handed, bright stainless steel finish, for use with 1 3/4" - 2 1/4" thick door | 1 |  | 1 Year | 923.85 | 0.15 | 785.2725
10983 | Salto | AB650O00IP48LWK | XS4 ANSI electronic RF wireless SVN escutcheon, BLE / Mifare / DESFire entrance function, with keypad, O lever, left handed, bright stainless steel finish, for use with 1 3/4" - 2 1/4" thick door | 1 |  | 1 Year | 986.7 | 0.15 | 838.695
10984 | Salto | AB650O00IP48R-- | XS4 ANSI electronic wire-free SVN escutcheon, BLE / Mifare / DESFire entrance function, O lever, right handed, bright stainless steel finish, for use with 1 3/4" - 2 1/4" thick door | 1 |  | 1 Year | 738.65 | 0.15 | 627.8525
10985 | Salto | AB650O00IP48RA- | XS4 ANSI electronic AMOK wire-free SVN escutcheon, BLE / Mifare / DESFire entrance function, O lever, right handed, bright stainless steel finish, for use with 1 3/4" - 2 1/4" thick door | 1 |  | 1 Year | 867.65 | 0.15 | 737.5025
10986 | Salto | AB650O00IP48R-K | XS4 ANSI electronic wire-free SVN escutcheon, BLE / Mifare / DESFire entrance function, with keypad, O lever, right handed, bright stainless steel finish, for use with 1 3/4" - 2 1/4" thick door | 1 |  | 1 Year | 801.5 | 0.15 | 681.275
10987 | Salto | AB650O00IP48RW- | XS4 ANSI electronic RF wireless SVN escutcheon, BLE / Mifare / DESFire entrance function, O lever, right handed, bright stainless steel finish, for use with 1 3/4" - 2 1/4" thick door | 1 |  | 1 Year | 923.85 | 0.15 | 785.2725
10988 | Salto | AB650O00IP48RWK | XS4 ANSI electronic RF wireless SVN escutcheon, BLE / Mifare / DESFire entrance function, with keypad, O lever, right handed, bright stainless steel finish, for use with 1 3/4" - 2 1/4" thick door | 1 |  | 1 Year | 986.7 | 0.15 | 838.695
10989 | Salto | AB650O00NE38L-- | XS4 ANSI electronic wire-free SVN escutcheon, BLE / Mifare / DESFire entrance function, O lever, left handed, black chromium finish, for use with 1 3/8" - 1 3/4" thick standard door | 1 |  | 1 Year | 757.05 | 0.15 | 643.4925
10990 | Salto | AB650O00NE38LA- | XS4 ANSI electronic AMOK wire-free SVN escutcheon, BLE / Mifare / DESFire entrance function, O lever, left handed, black chromium finish, for use with 1 3/8" - 1 3/4" thick standard door | 1 |  | 1 Year | 886.05 | 0.15 | 753.1425
10991 | Salto | AB650O00NE38L-K | XS4 ANSI electronic wire-free SVN escutcheon, BLE / Mifare / DESFire entrance function, with keypad, O lever, left handed, black chromium finish, for use with 1 3/8" - 1 3/4" thick standard door | 1 |  | 1 Year | 819.9 | 0.15 | 696.915
10992 | Salto | AB650O00NE38LW- | XS4 ANSI electronic RF wireless SVN escutcheon, BLE / Mifare / DESFire entrance function, O lever, left handed, black chromium finish, for use with 1 3/8" - 1 3/4" thick standard door | 1 |  | 1 Year | 942.25 | 0.15 | 800.9125
10993 | Salto | AB650O00NE38LWK | XS4 ANSI electronic RF wireless SVN escutcheon, BLE / Mifare / DESFire entrance function, with keypad, O lever, left handed, black chromium finish, for use with 1 3/8" - 1 3/4" thick standard door | 1 |  | 1 Year | 1005.1 | 0.15 | 854.335
10994 | Salto | AB650O00NE38R-- | XS4 ANSI electronic wire-free SVN escutcheon, BLE / Mifare / DESFire entrance function, O lever, right handed, black chromium finish, for use with 1 3/8" - 1 3/4" thick standard door | 1 |  | 1 Year | 757.05 | 0.15 | 643.4925
10995 | Salto | AB650O00NE38RA- | XS4 ANSI electronic AMOK wire-free SVN escutcheon, BLE / Mifare / DESFire entrance function, O lever, right handed, black chromium finish, for use with 1 3/8" - 1 3/4" thick standard door | 1 |  | 1 Year | 886.05 | 0.15 | 753.1425
10996 | Salto | AB650O00NE38R-K | XS4 ANSI electronic wire-free SVN escutcheon, BLE / Mifare / DESFire entrance function, with keypad, O lever, right handed, black chromium finish, for use with 1 3/8" - 1 3/4" thick standard door | 1 |  | 1 Year | 819.9 | 0.15 | 696.915
10997 | Salto | AB650O00NE38RW- | XS4 ANSI electronic RF wireless SVN escutcheon, BLE / Mifare / DESFire entrance function, O lever, right handed, black chromium finish, for use with 1 3/8" - 1 3/4" thick standard door | 1 |  | 1 Year | 942.25 | 0.15 | 800.9125
10998 | Salto | AB650O00NE38RWK | XS4 ANSI electronic RF wireless SVN escutcheon, BLE / Mifare / DESFire entrance function, with keypad, O lever, right handed, black chromium finish, for use with 1 3/8" - 1 3/4" thick standard door | 1 |  | 1 Year | 1005.1 | 0.15 | 854.335
10999 | Salto | AB650O00NE48L-- | XS4 ANSI electronic wire-free SVN escutcheon, BLE / Mifare / DESFire entrance function, O lever, left handed, black chromium finish, for use with 1 3/4" - 2 1/4" thick door | 1 |  | 1 Year | 757.05 | 0.15 | 643.4925
11000 | Salto | AB650O00NE48LA- | XS4 ANSI electronic AMOK wire-free SVN escutcheon, BLE / Mifare / DESFire entrance function, O lever, left handed, black chromium finish, for use with 1 3/4" - 2 1/4" thick door | 1 |  | 1 Year | 886.05 | 0.15 | 753.1425
11001 | Salto | AB650O00NE48L-K | XS4 ANSI electronic wire-free SVN escutcheon, BLE / Mifare / DESFire entrance function, with keypad, O lever, left handed, black chromium finish, for use with 1 3/4" - 2 1/4" thick door | 1 |  | 1 Year | 819.9 | 0.15 | 696.915
11002 | Salto | AB650O00NE48LW- | XS4 ANSI electronic RF wireless SVN escutcheon, BLE / Mifare / DESFire entrance function, O lever, left handed, black chromium finish, for use with 1 3/4" - 2 1/4" thick door | 1 |  | 1 Year | 942.25 | 0.15 | 800.9125
11003 | Salto | AB650O00NE48LWK | XS4 ANSI electronic RF wireless SVN escutcheon, BLE / Mifare / DESFire entrance function, with keypad, O lever, left handed, black chromium finish, for use with 1 3/4" - 2 1/4" thick door | 1 |  | 1 Year | 1005.1 | 0.15 | 854.335
11004 | Salto | AB650O00NE48R-- | XS4 ANSI electronic wire-free SVN escutcheon, BLE / Mifare / DESFire entrance function, O lever, right handed, black chromium finish, for use with 1 3/4" - 2 1/4" thick door | 1 |  | 1 Year | 757.05 | 0.15 | 643.4925
11005 | Salto | AB650O00NE48RA- | XS4 ANSI electronic AMOK wire-free SVN escutcheon, BLE / Mifare / DESFire entrance function, O lever, right handed, black chromium finish, for use with 1 3/4" - 2 1/4" thick door | 1 |  | 1 Year | 886.05 | 0.15 | 753.1425
11006 | Salto | AB650O00NE48R-K | XS4 ANSI electronic wire-free SVN escutcheon, BLE / Mifare / DESFire entrance function, with keypad, O lever, right handed, black chromium finish, for use with 1 3/4" - 2 1/4" thick door | 1 |  | 1 Year | 819.9 | 0.15 | 696.915
11007 | Salto | AB650O00NE48RW- | XS4 ANSI electronic RF wireless SVN escutcheon, BLE / Mifare / DESFire entrance function, O lever, right handed, black chromium finish, for use with 1 3/4" - 2 1/4" thick door | 1 |  | 1 Year | 942.25 | 0.15 | 800.9125
11008 | Salto | AB650O00NE48RWK | XS4 ANSI electronic RF wireless SVN escutcheon, BLE / Mifare / DESFire entrance function, with keypad, O lever, right handed, black chromium finish, for use with 1 3/4" - 2 1/4" thick door | 1 |  | 1 Year | 1005.1 | 0.15 | 854.335
11009 | Salto | AB650O00PM38L-- | XS4 ANSI electronic wire-free SVN escutcheon, BLE / Mifare / DESFire entrance function, O lever, left handed, satin brass finish, for use with 1 3/8" - 1 3/4" thick standard door | 1 |  | 1 Year | 722.35 | 0.15 | 613.9975
11010 | Salto | AB650O00PM38LA- | XS4 ANSI electronic AMOK wire-free SVN escutcheon, BLE / Mifare / DESFire entrance function, O lever, left handed, satin brass finish, for use with 1 3/8" - 1 3/4" thick standard door | 1 |  | 1 Year | 851.35 | 0.15 | 723.6475
11011 | Salto | AB650O00PM38L-K | XS4 ANSI electronic wire-free SVN escutcheon, BLE / Mifare / DESFire entrance function, with keypad, O lever, left handed, satin brass finish, for use with 1 3/8" - 1 3/4" thick standard door | 1 |  | 1 Year | 785.2 | 0.15 | 667.42
11012 | Salto | AB650O00PM38LW- | XS4 ANSI electronic RF wireless SVN escutcheon, BLE / Mifare / DESFire entrance function, O lever, left handed, satin brass finish, for use with 1 3/8" - 1 3/4" thick standard door | 1 |  | 1 Year | 907.55 | 0.15 | 771.4175
11013 | Salto | AB650O00PM38LWK | XS4 ANSI electronic RF wireless SVN escutcheon, BLE / Mifare / DESFire entrance function, with keypad, O lever, left handed, satin brass finish, for use with 1 3/8" - 1 3/4" thick standard door | 1 |  | 1 Year | 970.4 | 0.15 | 824.84
11014 | Salto | AB650O00PM38R-- | XS4 ANSI electronic wire-free SVN escutcheon, BLE / Mifare / DESFire entrance function, O lever, right handed, satin brass finish, for use with 1 3/8" - 1 3/4" thick standard door | 1 |  | 1 Year | 722.35 | 0.15 | 613.9975
11015 | Salto | AB650O00PM38RA- | XS4 ANSI electronic AMOK wire-free SVN escutcheon, BLE / Mifare / DESFire entrance function, O lever, right handed, satin brass finish, for use with 1 3/8" - 1 3/4" thick standard door | 1 |  | 1 Year | 851.35 | 0.15 | 723.6475
11016 | Salto | AB650O00PM38R-K | XS4 ANSI electronic wire-free SVN escutcheon, BLE / Mifare / DESFire entrance function, with keypad, O lever, right handed, satin brass finish, for use with 1 3/8" - 1 3/4" thick standard door | 1 |  | 1 Year | 785.2 | 0.15 | 667.42
11017 | Salto | AB650O00PM38RW- | XS4 ANSI electronic RF wireless SVN escutcheon, BLE / Mifare / DESFire entrance function, O lever, right handed, satin brass finish, for use with 1 3/8" - 1 3/4" thick standard door | 1 |  | 1 Year | 907.55 | 0.15 | 771.4175
11018 | Salto | AB650O00PM38RWK | XS4 ANSI electronic RF wireless SVN escutcheon, BLE / Mifare / DESFire entrance function, with keypad, O lever, right handed, satin brass finish, for use with 1 3/8" - 1 3/4" thick standard door | 1 |  | 1 Year | 970.4 | 0.15 | 824.84
11019 | Salto | AB650O00PM48L-- | XS4 ANSI electronic wire-free SVN escutcheon, BLE / Mifare / DESFire entrance function, O lever, left handed, satin brass finish, for use with 1 3/4" - 2 1/4" thick door | 1 |  | 1 Year | 722.35 | 0.15 | 613.9975
11020 | Salto | AB650O00PM48LA- | XS4 ANSI electronic AMOK wire-free SVN escutcheon, BLE / Mifare / DESFire entrance function, O lever, left handed, satin brass finish, for use with 1 3/4" - 2 1/4" thick door | 1 |  | 1 Year | 851.35 | 0.15 | 723.6475
11021 | Salto | AB650O00PM48L-K | XS4 ANSI electronic wire-free SVN escutcheon, BLE / Mifare / DESFire entrance function, with keypad, O lever, left handed, satin brass finish, for use with 1 3/4" - 2 1/4" thick door | 1 |  | 1 Year | 785.2 | 0.15 | 667.42
11022 | Salto | AB650O00PM48LW- | XS4 ANSI electronic RF wireless SVN escutcheon, BLE / Mifare / DESFire entrance function, O lever, left handed, satin brass finish, for use with 1 3/4" - 2 1/4" thick door | 1 |  | 1 Year | 907.55 | 0.15 | 771.4175
11023 | Salto | AB650O00PM48LWK | XS4 ANSI electronic RF wireless SVN escutcheon, BLE / Mifare / DESFire entrance function, with keypad, O lever, left handed, satin brass finish, for use with 1 3/4" - 2 1/4" thick door | 1 |  | 1 Year | 970.4 | 0.15 | 824.84
11024 | Salto | AB650O00PM48R-- | XS4 ANSI electronic wire-free SVN escutcheon, BLE / Mifare / DESFire entrance function, O lever, right handed, satin brass finish, for use with 1 3/4" - 2 1/4" thick door | 1 |  | 1 Year | 722.35 | 0.15 | 613.9975
11025 | Salto | AB650O00PM48RA- | XS4 ANSI electronic AMOK wire-free SVN escutcheon, BLE / Mifare / DESFire entrance function, O lever, right handed, satin brass finish, for use with 1 3/4" - 2 1/4" thick door | 1 |  | 1 Year | 851.35 | 0.15 | 723.6475
11026 | Salto | AB650O00PM48R-K | XS4 ANSI electronic wire-free SVN escutcheon, BLE / Mifare / DESFire entrance function, with keypad, O lever, right handed, satin brass finish, for use with 1 3/4" - 2 1/4" thick door | 1 |  | 1 Year | 785.2 | 0.15 | 667.42
11027 | Salto | AB650O00PM48RW- | XS4 ANSI electronic RF wireless SVN escutcheon, BLE / Mifare / DESFire entrance function, O lever, right handed, satin brass finish, for use with 1 3/4" - 2 1/4" thick door | 1 |  | 1 Year | 907.55 | 0.15 | 771.4175
11028 | Salto | AB650O00PM48RWK | XS4 ANSI electronic RF wireless SVN escutcheon, BLE / Mifare / DESFire entrance function, with keypad, O lever, right handed, satin brass finish, for use with 1 3/4" - 2 1/4" thick door | 1 |  | 1 Year | 970.4 | 0.15 | 824.84
11029 | Salto | AB650O00PP38L-- | XS4 ANSI electronic wire-free SVN escutcheon, BLE / Mifare / DESFire entrance function, O lever, left handed, bright brass finish, for use with 1 3/8" - 1 3/4" thick standard door | 1 |  | 1 Year | 738.65 | 0.15 | 627.8525
11030 | Salto | AB650O00PP38LA- | XS4 ANSI electronic AMOK wire-free SVN escutcheon, BLE / Mifare / DESFire entrance function, O lever, left handed, bright brass finish, for use with 1 3/8" - 1 3/4" thick standard door | 1 |  | 1 Year | 867.65 | 0.15 | 737.5025
11031 | Salto | AB650O00PP38L-K | XS4 ANSI electronic wire-free SVN escutcheon, BLE / Mifare / DESFire entrance function, with keypad, O lever, left handed, bright brass finish, for use with 1 3/8" - 1 3/4" thick standard door | 1 |  | 1 Year | 801.5 | 0.15 | 681.275
11032 | Salto | AB650O00PP38LW- | XS4 ANSI electronic RF wireless SVN escutcheon, BLE / Mifare / DESFire entrance function, O lever, left handed, bright brass finish, for use with 1 3/8" - 1 3/4" thick standard door | 1 |  | 1 Year | 923.85 | 0.15 | 785.2725
11033 | Salto | AB650O00PP38LWK | XS4 ANSI electronic RF wireless SVN escutcheon, BLE / Mifare / DESFire entrance function, with keypad, O lever, left handed, bright brass finish, for use with 1 3/8" - 1 3/4" thick standard door | 1 |  | 1 Year | 986.7 | 0.15 | 838.695
11034 | Salto | AB650O00PP38R-- | XS4 ANSI electronic wire-free SVN escutcheon, BLE / Mifare / DESFire entrance function, O lever, right handed, bright brass finish, for use with 1 3/8" - 1 3/4" thick standard door | 1 |  | 1 Year | 738.65 | 0.15 | 627.8525
11035 | Salto | AB650O00PP38RA- | XS4 ANSI electronic AMOK wire-free SVN escutcheon, BLE / Mifare / DESFire entrance function, O lever, right handed, bright brass finish, for use with 1 3/8" - 1 3/4" thick standard door | 1 |  | 1 Year | 867.65 | 0.15 | 737.5025
11036 | Salto | AB650O00PP38R-K | XS4 ANSI electronic wire-free SVN escutcheon, BLE / Mifare / DESFire entrance function, with keypad, O lever, right handed, bright brass finish, for use with 1 3/8" - 1 3/4" thick standard door | 1 |  | 1 Year | 801.5 | 0.15 | 681.275
11037 | Salto | AB650O00PP38RW- | XS4 ANSI electronic RF wireless SVN escutcheon, BLE / Mifare / DESFire entrance function, O lever, right handed, bright brass finish, for use with 1 3/8" - 1 3/4" thick standard door | 1 |  | 1 Year | 923.85 | 0.15 | 785.2725
11038 | Salto | AB650O00PP38RWK | XS4 ANSI electronic RF wireless SVN escutcheon, BLE / Mifare / DESFire entrance function, with keypad, O lever, right handed, bright brass finish, for use with 1 3/8" - 1 3/4" thick standard door | 1 |  | 1 Year | 986.7 | 0.15 | 838.695
11039 | Salto | AB650O00PP48L-- | XS4 ANSI electronic wire-free SVN escutcheon, BLE / Mifare / DESFire entrance function, O lever, left handed, bright brass finish, for use with 1 3/4" - 2 1/4" thick door | 1 |  | 1 Year | 738.65 | 0.15 | 627.8525
11040 | Salto | AB650O00PP48LA- | XS4 ANSI electronic AMOK wire-free SVN escutcheon, BLE / Mifare / DESFire entrance function, O lever, left handed, bright brass finish, for use with 1 3/4" - 2 1/4" thick door | 1 |  | 1 Year | 867.65 | 0.15 | 737.5025
11041 | Salto | AB650O00PP48L-K | XS4 ANSI electronic wire-free SVN escutcheon, BLE / Mifare / DESFire entrance function, with keypad, O lever, left handed, bright brass finish, for use with 1 3/4" - 2 1/4" thick door | 1 |  | 1 Year | 801.5 | 0.15 | 681.275
11042 | Salto | AB650O00PP48LW- | XS4 ANSI electronic RF wireless SVN escutcheon, BLE / Mifare / DESFire entrance function, O lever, left handed, bright brass finish, for use with 1 3/4" - 2 1/4" thick door | 1 |  | 1 Year | 923.85 | 0.15 | 785.2725
11043 | Salto | AB650O00PP48LWK | XS4 ANSI electronic RF wireless SVN escutcheon, BLE / Mifare / DESFire entrance function, with keypad, O lever, left handed, bright brass finish, for use with 1 3/4" - 2 1/4" thick door | 1 |  | 1 Year | 986.7 | 0.15 | 838.695
11044 | Salto | AB650O00PP48R-- | XS4 ANSI electronic wire-free SVN escutcheon, BLE / Mifare / DESFire entrance function, O lever, right handed, bright brass finish, for use with 1 3/4" - 2 1/4" thick door | 1 |  | 1 Year | 738.65 | 0.15 | 627.8525
11045 | Salto | AB650O00PP48RA- | XS4 ANSI electronic AMOK wire-free SVN escutcheon, BLE / Mifare / DESFire entrance function, O lever, right handed, bright brass finish, for use with 1 3/4" - 2 1/4" thick door | 1 |  | 1 Year | 867.65 | 0.15 | 737.5025
11046 | Salto | AB650O00PP48R-K | XS4 ANSI electronic wire-free SVN escutcheon, BLE / Mifare / DESFire entrance function, with keypad, O lever, right handed, bright brass finish, for use with 1 3/4" - 2 1/4" thick door | 1 |  | 1 Year | 801.5 | 0.15 | 681.275
11047 | Salto | AB650O00PP48RW- | XS4 ANSI electronic RF wireless SVN escutcheon, BLE / Mifare / DESFire entrance function, O lever, right handed, bright brass finish, for use with 1 3/4" - 2 1/4" thick door | 1 |  | 1 Year | 923.85 | 0.15 | 785.2725
11048 | Salto | AB650O00PP48RWK | XS4 ANSI electronic RF wireless SVN escutcheon, BLE / Mifare / DESFire entrance function, with keypad, O lever, right handed, bright brass finish, for use with 1 3/4" - 2 1/4" thick door | 1 |  | 1 Year | 986.7 | 0.15 | 838.695
11049 | Salto | AB650W00BC38--- | XS4 ANSI electronic wire-free SVN escutcheon, BLE / Mifare / DESFire entrance function, W lever, unhanded, BioCote antimicrobial finish, for use with 1 3/8" - 1 3/4" thick standard door | 1 |  | 1 Year | 764.15 | 0.15 | 649.5275
11050 | Salto | AB650W00BC38-A- | XS4 ANSI electronic AMOK wire-free SVN escutcheon, BLE / Mifare / DESFire entrance function, W lever, unhanded, BioCote antimicrobial finish, for use with 1 3/8" - 1 3/4" thick standard door | 1 |  | 1 Year | 893.15 | 0.15 | 759.1775
11051 | Salto | AB650W00BC38--K | XS4 ANSI electronic wire-free SVN escutcheon, BLE / Mifare / DESFire entrance function, with keypad, W lever, unhanded, BioCote antimicrobial finish, for use with 1 3/8" - 1 3/4" thick standard door | 1 |  | 1 Year | 827 | 0.15 | 702.95
11052 | Salto | AB650W00BC38-W- | XS4 ANSI electronic RF wireless SVN escutcheon, BLE / Mifare / DESFire entrance function, W lever, unhanded, BioCote antimicrobial finish, for use with 1 3/8" - 1 3/4" thick standard door | 1 |  | 1 Year | 949.35 | 0.15 | 806.9475
11053 | Salto | AB650W00BC38-WK | XS4 ANSI electronic RF wireless SVN escutcheon, BLE / Mifare / DESFire entrance function, with keypad, W lever, unhanded, BioCote antimicrobial finish, for use with 1 3/8" - 1 3/4" thick standard door | 1 |  | 1 Year | 1012.2 | 0.15 | 860.37
11054 | Salto | AB650W00BC48--- | XS4 ANSI electronic wire-free SVN escutcheon, BLE / Mifare / DESFire entrance function, W lever, unhanded, BioCote antimicrobial finish, for use with 1 3/4" - 2 1/4" thick door | 1 |  | 1 Year | 764.15 | 0.15 | 649.5275
11055 | Salto | AB650W00BC48-A- | XS4 ANSI electronic AMOK wire-free SVN escutcheon, BLE / Mifare / DESFire entrance function, W lever, unhanded, BioCote antimicrobial finish, for use with 1 3/4" - 2 1/4" thick door | 1 |  | 1 Year | 893.15 | 0.15 | 759.1775
11056 | Salto | AB650W00BC48--K | XS4 ANSI electronic wire-free SVN escutcheon, BLE / Mifare / DESFire entrance function, with keypad, W lever, unhanded, BioCote antimicrobial finish, for use with 1 3/4" - 2 1/4" thick door | 1 |  | 1 Year | 827 | 0.15 | 702.95
11057 | Salto | AB650W00BC48-W- | XS4 ANSI electronic RF wireless SVN escutcheon, BLE / Mifare / DESFire entrance function, W lever, unhanded, BioCote antimicrobial finish, for use with 1 3/4" - 2 1/4" thick door | 1 |  | 1 Year | 949.35 | 0.15 | 806.9475
11058 | Salto | AB650W00BC48-WK | XS4 ANSI electronic RF wireless SVN escutcheon, BLE / Mifare / DESFire entrance function, with keypad, W lever, unhanded, BioCote antimicrobial finish, for use with 1 3/4" - 2 1/4" thick door | 1 |  | 1 Year | 1012.2 | 0.15 | 860.37
11059 | Salto | AB650W00IA38--- | XS4 ANSI electronic wire-free SVN escutcheon, BLE / Mifare / DESFire entrance function, W lever, unhanded, antique brass finish, for use with 1 3/8" - 1 3/4" thick standard door | 1 |  | 1 Year | 764.15 | 0.15 | 649.5275
11060 | Salto | AB650W00IA38-A- | XS4 ANSI electronic AMOK wire-free SVN escutcheon, BLE / Mifare / DESFire entrance function, W lever, unhanded, antique brass finish, for use with 1 3/8" - 1 3/4" thick standard door | 1 |  | 1 Year | 893.15 | 0.15 | 759.1775
11061 | Salto | AB650W00IA38--K | XS4 ANSI electronic wire-free SVN escutcheon, BLE / Mifare / DESFire entrance function, with keypad, W lever, unhanded, antique brass finish, for use with 1 3/8" - 1 3/4" thick standard door | 1 |  | 1 Year | 827 | 0.15 | 702.95
11062 | Salto | AB650W00IA38-W- | XS4 ANSI electronic RF wireless SVN escutcheon, BLE / Mifare / DESFire entrance function, W lever, unhanded, antique brass finish, for use with 1 3/8" - 1 3/4" thick standard door | 1 |  | 1 Year | 949.35 | 0.15 | 806.9475
11063 | Salto | AB650W00IA38-WK | XS4 ANSI electronic RF wireless SVN escutcheon, BLE / Mifare / DESFire entrance function, with keypad, W lever, unhanded, antique brass finish, for use with 1 3/8" - 1 3/4" thick standard door | 1 |  | 1 Year | 1012.2 | 0.15 | 860.37
11064 | Salto | AB650W00IA48--- | XS4 ANSI electronic wire-free SVN escutcheon, BLE / Mifare / DESFire entrance function, W lever, unhanded, antique brass finish, for use with 1 3/4" - 2 1/4" thick door | 1 |  | 1 Year | 764.15 | 0.15 | 649.5275
11065 | Salto | AB650W00IA48-A- | XS4 ANSI electronic AMOK wire-free SVN escutcheon, BLE / Mifare / DESFire entrance function, W lever, unhanded, antique brass finish, for use with 1 3/4" - 2 1/4" thick door | 1 |  | 1 Year | 893.15 | 0.15 | 759.1775
11066 | Salto | AB650W00IA48--K | XS4 ANSI electronic wire-free SVN escutcheon, BLE / Mifare / DESFire entrance function, with keypad, W lever, unhanded, antique brass finish, for use with 1 3/4" - 2 1/4" thick door | 1 |  | 1 Year | 827 | 0.15 | 702.95
11067 | Salto | AB650W00IA48-W- | XS4 ANSI electronic RF wireless SVN escutcheon, BLE / Mifare / DESFire entrance function, W lever, unhanded, antique brass finish, for use with 1 3/4" - 2 1/4" thick door | 1 |  | 1 Year | 949.35 | 0.15 | 806.9475
11068 | Salto | AB650W00IA48-WK | XS4 ANSI electronic RF wireless SVN escutcheon, BLE / Mifare / DESFire entrance function, with keypad, W lever, unhanded, antique brass finish, for use with 1 3/4" - 2 1/4" thick door | 1 |  | 1 Year | 1012.2 | 0.15 | 860.37
11069 | Salto | AB650W00IM38--- | XS4 ANSI electronic wire-free SVN escutcheon, BLE / Mifare / DESFire entrance function, W lever, unhanded, satin stainless finish, for use with 1 3/8" - 1 3/4" thick standard door | 1 |  | 1 Year | 712.15 | 0.15 | 605.3275
11070 | Salto | AB650W00IM38-A- | XS4 ANSI electronic AMOK wire-free SVN escutcheon, BLE / Mifare / DESFire entrance function, W lever, unhanded, satin stainless finish, for use with 1 3/8" - 1 3/4" thick standard door | 1 |  | 1 Year | 841.15 | 0.15 | 714.9775
11071 | Salto | AB650W00IM38--K | XS4 ANSI electronic wire-free SVN escutcheon, BLE / Mifare / DESFire entrance function, with keypad, W lever, unhanded, satin stainless finish, for use with 1 3/8" - 1 3/4" thick standard door | 1 |  | 1 Year | 775 | 0.15 | 658.75
11072 | Salto | AB650W00IM38-W- | XS4 ANSI electronic RF wireless SVN escutcheon, BLE / Mifare / DESFire entrance function, W lever, unhanded, satin stainless finish, for use with 1 3/8" - 1 3/4" thick standard door | 1 |  | 1 Year | 897.35 | 0.15 | 762.7475
11073 | Salto | AB650W00IM38-WK | XS4 ANSI electronic RF wireless SVN escutcheon, BLE / Mifare / DESFire entrance function, with keypad, W lever, unhanded, satin stainless finish, for use with 1 3/8" - 1 3/4" thick standard door | 1 |  | 1 Year | 960.2 | 0.15 | 816.17
11074 | Salto | AB650W00IM48--- | XS4 ANSI electronic wire-free SVN escutcheon, BLE / Mifare / DESFire entrance function, W lever, unhanded, satin stainless finish, for use with 1 3/4" - 2 1/4" thick door | 1 |  | 1 Year | 712.15 | 0.15 | 605.3275
11075 | Salto | AB650W00IM48-A- | XS4 ANSI electronic AMOK wire-free SVN escutcheon, BLE / Mifare / DESFire entrance function, W lever, unhanded, satin stainless finish, for use with 1 3/4" - 2 1/4" thick door | 1 |  | 1 Year | 841.15 | 0.15 | 714.9775
11076 | Salto | AB650W00IM48--K | XS4 ANSI electronic wire-free SVN escutcheon, BLE / Mifare / DESFire entrance function, with keypad, W lever, unhanded, satin stainless finish, for use with 1 3/4" - 2 1/4" thick door | 1 |  | 1 Year | 775 | 0.15 | 658.75
11077 | Salto | AB650W00IM48-W- | XS4 ANSI electronic RF wireless SVN escutcheon, BLE / Mifare / DESFire entrance function, W lever, unhanded, satin stainless finish, for use with 1 3/4" - 2 1/4" thick door | 1 |  | 1 Year | 897.35 | 0.15 | 762.7475
11078 | Salto | AB650W00IM48-WK | XS4 ANSI electronic RF wireless SVN escutcheon, BLE / Mifare / DESFire entrance function, with keypad, W lever, unhanded, satin stainless finish, for use with 1 3/4" - 2 1/4" thick door | 1 |  | 1 Year | 960.2 | 0.15 | 816.17
11079 | Salto | AB650W00IP38--- | XS4 ANSI electronic wire-free SVN escutcheon, BLE / Mifare / DESFire entrance function, W lever, unhanded, bright stainless steel finish, for use with 1 3/8" - 1 3/4" thick standard door | 1 |  | 1 Year | 728.45 | 0.15 | 619.1825
11080 | Salto | AB650W00IP38-A- | XS4 ANSI electronic AMOK wire-free SVN escutcheon, BLE / Mifare / DESFire entrance function, W lever, unhanded, bright stainless steel finish, for use with 1 3/8" - 1 3/4" thick standard door | 1 |  | 1 Year | 857.45 | 0.15 | 728.8325
11081 | Salto | AB650W00IP38--K | XS4 ANSI electronic wire-free SVN escutcheon, BLE / Mifare / DESFire entrance function, with keypad, W lever, unhanded, bright stainless steel finish, for use with 1 3/8" - 1 3/4" thick standard door | 1 |  | 1 Year | 791.3 | 0.15 | 672.605
11082 | Salto | AB650W00IP38-W- | XS4 ANSI electronic RF wireless SVN escutcheon, BLE / Mifare / DESFire entrance function, W lever, unhanded, bright stainless steel finish, for use with 1 3/8" - 1 3/4" thick standard door | 1 |  | 1 Year | 913.65 | 0.15 | 776.6025
11083 | Salto | AB650W00IP38-WK | XS4 ANSI electronic RF wireless SVN escutcheon, BLE / Mifare / DESFire entrance function, with keypad, W lever, unhanded, bright stainless steel finish, for use with 1 3/8" - 1 3/4" thick standard door | 1 |  | 1 Year | 976.5 | 0.15 | 830.025
11084 | Salto | AB650W00IP48--- | XS4 ANSI electronic wire-free SVN escutcheon, BLE / Mifare / DESFire entrance function, W lever, unhanded, bright stainless steel finish, for use with 1 3/4" - 2 1/4" thick door | 1 |  | 1 Year | 728.45 | 0.15 | 619.1825
11085 | Salto | AB650W00IP48-A- | XS4 ANSI electronic AMOK wire-free SVN escutcheon, BLE / Mifare / DESFire entrance function, W lever, unhanded, bright stainless steel finish, for use with 1 3/4" - 2 1/4" thick door | 1 |  | 1 Year | 857.45 | 0.15 | 728.8325
11086 | Salto | AB650W00IP48--K | XS4 ANSI electronic wire-free SVN escutcheon, BLE / Mifare / DESFire entrance function, with keypad, W lever, unhanded, bright stainless steel finish, for use with 1 3/4" - 2 1/4" thick door | 1 |  | 1 Year | 791.3 | 0.15 | 672.605
11087 | Salto | AB650W00IP48-W- | XS4 ANSI electronic RF wireless SVN escutcheon, BLE / Mifare / DESFire entrance function, W lever, unhanded, bright stainless steel finish, for use with 1 3/4" - 2 1/4" thick door | 1 |  | 1 Year | 913.65 | 0.15 | 776.6025
11088 | Salto | AB650W00IP48-WK | XS4 ANSI electronic RF wireless SVN escutcheon, BLE / Mifare / DESFire entrance function, with keypad, W lever, unhanded, bright stainless steel finish, for use with 1 3/4" - 2 1/4" thick door | 1 |  | 1 Year | 976.5 | 0.15 | 830.025
11089 | Salto | AB650W00NE38--- | XS4 ANSI electronic wire-free SVN escutcheon, BLE / Mifare / DESFire entrance function, W lever, unhanded, black chromium finish, for use with 1 3/8" - 1 3/4" thick standard door | 1 |  | 1 Year | 746.85 | 0.15 | 634.8225
11090 | Salto | AB650W00NE38-A- | XS4 ANSI electronic AMOK wire-free SVN escutcheon, BLE / Mifare / DESFire entrance function, W lever, unhanded, black chromium finish, for use with 1 3/8" - 1 3/4" thick standard door | 1 |  | 1 Year | 875.85 | 0.15 | 744.4725
11091 | Salto | AB650W00NE38--K | XS4 ANSI electronic wire-free SVN escutcheon, BLE / Mifare / DESFire entrance function, with keypad, W lever, unhanded, black chromium finish, for use with 1 3/8" - 1 3/4" thick standard door | 1 |  | 1 Year | 809.7 | 0.15 | 688.245
11092 | Salto | AB650W00NE38-W- | XS4 ANSI electronic RF wireless SVN escutcheon, BLE / Mifare / DESFire entrance function, W lever, unhanded, black chromium finish, for use with 1 3/8" - 1 3/4" thick standard door | 1 |  | 1 Year | 932.05 | 0.15 | 792.2425
11093 | Salto | AB650W00NE38-WK | XS4 ANSI electronic RF wireless SVN escutcheon, BLE / Mifare / DESFire entrance function, with keypad, W lever, unhanded, black chromium finish, for use with 1 3/8" - 1 3/4" thick standard door | 1 |  | 1 Year | 994.9 | 0.15 | 845.665
11094 | Salto | AB650W00NE48--- | XS4 ANSI electronic wire-free SVN escutcheon, BLE / Mifare / DESFire entrance function, W lever, unhanded, black chromium finish, for use with 1 3/4" - 2 1/4" thick door | 1 |  | 1 Year | 746.85 | 0.15 | 634.8225
11095 | Salto | AB650W00NE48-A- | XS4 ANSI electronic AMOK wire-free SVN escutcheon, BLE / Mifare / DESFire entrance function, W lever, unhanded, black chromium finish, for use with 1 3/4" - 2 1/4" thick door | 1 |  | 1 Year | 875.85 | 0.15 | 744.4725
11096 | Salto | AB650W00NE48--K | XS4 ANSI electronic wire-free SVN escutcheon, BLE / Mifare / DESFire entrance function, with keypad, W lever, unhanded, black chromium finish, for use with 1 3/4" - 2 1/4" thick door | 1 |  | 1 Year | 809.7 | 0.15 | 688.245
11097 | Salto | AB650W00NE48-W- | XS4 ANSI electronic RF wireless SVN escutcheon, BLE / Mifare / DESFire entrance function, W lever, unhanded, black chromium finish, for use with 1 3/4" - 2 1/4" thick door | 1 |  | 1 Year | 932.05 | 0.15 | 792.2425
11098 | Salto | AB650W00NE48-WK | XS4 ANSI electronic RF wireless SVN escutcheon, BLE / Mifare / DESFire entrance function, with keypad, W lever, unhanded, black chromium finish, for use with 1 3/4" - 2 1/4" thick door | 1 |  | 1 Year | 994.9 | 0.15 | 845.665
11099 | Salto | AB650W00PM38--- | XS4 ANSI electronic wire-free SVN escutcheon, BLE / Mifare / DESFire entrance function, W lever, unhanded, satin brass finish, for use with 1 3/8" - 1 3/4" thick standard door | 1 |  | 1 Year | 712.15 | 0.15 | 605.3275
11100 | Salto | AB650W00PM38-A- | XS4 ANSI electronic AMOK wire-free SVN escutcheon, BLE / Mifare / DESFire entrance function, W lever, unhanded, satin brass finish, for use with 1 3/8" - 1 3/4" thick standard door | 1 |  | 1 Year | 841.15 | 0.15 | 714.9775
11101 | Salto | AB650W00PM38--K | XS4 ANSI electronic wire-free SVN escutcheon, BLE / Mifare / DESFire entrance function, with keypad, W lever, unhanded, satin brass finish, for use with 1 3/8" - 1 3/4" thick standard door | 1 |  | 1 Year | 775 | 0.15 | 658.75
11102 | Salto | AB650W00PM38-W- | XS4 ANSI electronic RF wireless SVN escutcheon, BLE / Mifare / DESFire entrance function, W lever, unhanded, satin brass finish, for use with 1 3/8" - 1 3/4" thick standard door | 1 |  | 1 Year | 897.35 | 0.15 | 762.7475
11103 | Salto | AB650W00PM38-WK | XS4 ANSI electronic RF wireless SVN escutcheon, BLE / Mifare / DESFire entrance function, with keypad, W lever, unhanded, satin brass finish, for use with 1 3/8" - 1 3/4" thick standard door | 1 |  | 1 Year | 960.2 | 0.15 | 816.17
11104 | Salto | AB650W00PM48--- | XS4 ANSI electronic wire-free SVN escutcheon, BLE / Mifare / DESFire entrance function, W lever, unhanded, satin brass finish, for use with 1 3/4" - 2 1/4" thick door | 1 |  | 1 Year | 712.15 | 0.15 | 605.3275
11105 | Salto | AB650W00PM48-A- | XS4 ANSI electronic AMOK wire-free SVN escutcheon, BLE / Mifare / DESFire entrance function, W lever, unhanded, satin brass finish, for use with 1 3/4" - 2 1/4" thick door | 1 |  | 1 Year | 841.15 | 0.15 | 714.9775
11106 | Salto | AB650W00PM48--K | XS4 ANSI electronic wire-free SVN escutcheon, BLE / Mifare / DESFire entrance function, with keypad, W lever, unhanded, satin brass finish, for use with 1 3/4" - 2 1/4" thick door | 1 |  | 1 Year | 775 | 0.15 | 658.75
11107 | Salto | AB650W00PM48-W- | XS4 ANSI electronic RF wireless SVN escutcheon, BLE / Mifare / DESFire entrance function, W lever, unhanded, satin brass finish, for use with 1 3/4" - 2 1/4" thick door | 1 |  | 1 Year | 897.35 | 0.15 | 762.7475
11108 | Salto | AB650W00PM48-WK | XS4 ANSI electronic RF wireless SVN escutcheon, BLE / Mifare / DESFire entrance function, with keypad, W lever, unhanded, satin brass finish, for use with 1 3/4" - 2 1/4" thick door | 1 |  | 1 Year | 960.2 | 0.15 | 816.17
11109 | Salto | AB650W00PP38--- | XS4 ANSI electronic wire-free SVN escutcheon, BLE / Mifare / DESFire entrance function, W lever, unhanded, bright brass finish, for use with 1 3/8" - 1 3/4" thick standard door | 1 |  | 1 Year | 728.45 | 0.15 | 619.1825
11110 | Salto | AB650W00PP38-A- | XS4 ANSI electronic AMOK wire-free SVN escutcheon, BLE / Mifare / DESFire entrance function, W lever, unhanded, bright brass finish, for use with 1 3/8" - 1 3/4" thick standard door | 1 |  | 1 Year | 857.45 | 0.15 | 728.8325
11111 | Salto | AB650W00PP38--K | XS4 ANSI electronic wire-free SVN escutcheon, BLE / Mifare / DESFire entrance function, with keypad, W lever, unhanded, bright brass finish, for use with 1 3/8" - 1 3/4" thick standard door | 1 |  | 1 Year | 791.3 | 0.15 | 672.605
11112 | Salto | AB650W00PP38-W- | XS4 ANSI electronic RF wireless SVN escutcheon, BLE / Mifare / DESFire entrance function, W lever, unhanded, bright brass finish, for use with 1 3/8" - 1 3/4" thick standard door | 1 |  | 1 Year | 913.65 | 0.15 | 776.6025
11113 | Salto | AB650W00PP38-WK | XS4 ANSI electronic RF wireless SVN escutcheon, BLE / Mifare / DESFire entrance function, with keypad, W lever, unhanded, bright brass finish, for use with 1 3/8" - 1 3/4" thick standard door | 1 |  | 1 Year | 976.5 | 0.15 | 830.025
11114 | Salto | AB650W00PP48--- | XS4 ANSI electronic wire-free SVN escutcheon, BLE / Mifare / DESFire entrance function, W lever, unhanded, bright brass finish, for use with 1 3/4" - 2 1/4" thick door | 1 |  | 1 Year | 728.45 | 0.15 | 619.1825
11115 | Salto | AB650W00PP48-A- | XS4 ANSI electronic AMOK wire-free SVN escutcheon, BLE / Mifare / DESFire entrance function, W lever, unhanded, bright brass finish, for use with 1 3/4" - 2 1/4" thick door | 1 |  | 1 Year | 857.45 | 0.15 | 728.8325
11116 | Salto | AB650W00PP48--K | XS4 ANSI electronic wire-free SVN escutcheon, BLE / Mifare / DESFire entrance function, with keypad, W lever, unhanded, bright brass finish, for use with 1 3/4" - 2 1/4" thick door | 1 |  | 1 Year | 791.3 | 0.15 | 672.605
11117 | Salto | AB650W00PP48-W- | XS4 ANSI electronic RF wireless SVN escutcheon, BLE / Mifare / DESFire entrance function, W lever, unhanded, bright brass finish, for use with 1 3/4" - 2 1/4" thick door | 1 |  | 1 Year | 913.65 | 0.15 | 776.6025
11118 | Salto | AB650W00PP48-WK | XS4 ANSI electronic RF wireless SVN escutcheon, BLE / Mifare / DESFire entrance function, with keypad, W lever, unhanded, bright brass finish, for use with 1 3/4" - 2 1/4" thick door | 1 |  | 1 Year | 976.5 | 0.15 | 830.025
11119 | Salto | AB656200IM38--- | XS4 ANSI electronic wire-free SVN escutcheon, BLE / Mifare / DESFire push button privacy function, Columbo Robodue premium series lever, unhanded, satin stainless finish, for use with 1 3/8" - 1 3/4" thick standard door | 1 |  | 1 Year | 758.05 | 0.15 | 644.3425
11120 | Salto | AB656200IM38-A- | XS4 ANSI electronic AMOK wire-free SVN escutcheon, BLE / Mifare / DESFire push button privacy function, Columbo Robodue premium series lever, unhanded, satin stainless finish, for use with 1 3/8" - 1 3/4" thick standard door | 1 |  | 1 Year | 887.05 | 0.15 | 753.9925
11121 | Salto | AB656200IM38--K | XS4 ANSI electronic wire-free SVN escutcheon, BLE / Mifare / DESFire push button privacy function, with keypad, Columbo Robodue premium series lever, unhanded, satin stainless finish, for use with 1 3/8" - 1 3/4" thick standard door | 1 |  | 1 Year | 820.9 | 0.15 | 697.765
11122 | Salto | AB656200IM38-W- | XS4 ANSI electronic RF wireless SVN escutcheon, BLE / Mifare / DESFire push button privacy function, Columbo Robodue premium series lever, unhanded, satin stainless finish, for use with 1 3/8" - 1 3/4" thick standard door | 1 |  | 1 Year | 943.25 | 0.15 | 801.7625
11123 | Salto | AB656200IM38-WK | XS4 ANSI electronic RF wireless SVN escutcheon, BLE / Mifare / DESFire push button privacy function, with keypad, Columbo Robodue premium series lever, unhanded, satin stainless finish, for use with 1 3/8" - 1 3/4" thick standard door | 1 |  | 1 Year | 1006.1 | 0.15 | 855.185
11124 | Salto | AB656200IM48--- | XS4 ANSI electronic wire-free SVN escutcheon, BLE / Mifare / DESFire push button privacy function, Columbo Robodue premium series lever, unhanded, satin stainless finish, for use with 1 3/4" - 2 1/4" thick door | 1 |  | 1 Year | 758.05 | 0.15 | 644.3425
11125 | Salto | AB656200IM48-A- | XS4 ANSI electronic AMOK wire-free SVN escutcheon, BLE / Mifare / DESFire push button privacy function, Columbo Robodue premium series lever, unhanded, satin stainless finish, for use with 1 3/4" - 2 1/4" thick door | 1 |  | 1 Year | 887.05 | 0.15 | 753.9925
11126 | Salto | AB656200IM48--K | XS4 ANSI electronic wire-free SVN escutcheon, BLE / Mifare / DESFire push button privacy function, with keypad, Columbo Robodue premium series lever, unhanded, satin stainless finish, for use with 1 3/4" - 2 1/4" thick door | 1 |  | 1 Year | 820.9 | 0.15 | 697.765
11127 | Salto | AB656200IM48-W- | XS4 ANSI electronic RF wireless SVN escutcheon, BLE / Mifare / DESFire push button privacy function, Columbo Robodue premium series lever, unhanded, satin stainless finish, for use with 1 3/4" - 2 1/4" thick door | 1 |  | 1 Year | 943.25 | 0.15 | 801.7625
11128 | Salto | AB656200IM48-WK | XS4 ANSI electronic RF wireless SVN escutcheon, BLE / Mifare / DESFire push button privacy function, with keypad, Columbo Robodue premium series lever, unhanded, satin stainless finish, for use with 1 3/4" - 2 1/4" thick door | 1 |  | 1 Year | 1006.1 | 0.15 | 855.185
11129 | Salto | AB656200IP38--- | XS4 ANSI electronic wire-free SVN escutcheon, BLE / Mifare / DESFire push button privacy function, Columbo Robodue premium series lever, unhanded, bright stainless steel finish, for use with 1 3/8" - 1 3/4" thick standard door | 1 |  | 1 Year | 774.35 | 0.15 | 658.1975
11130 | Salto | AB656200IP38-A- | XS4 ANSI electronic AMOK wire-free SVN escutcheon, BLE / Mifare / DESFire push button privacy function, Columbo Robodue premium series lever, unhanded, bright stainless steel finish, for use with 1 3/8" - 1 3/4" thick standard door | 1 |  | 1 Year | 903.35 | 0.15 | 767.8475
11131 | Salto | AB656200IP38--K | XS4 ANSI electronic wire-free SVN escutcheon, BLE / Mifare / DESFire push button privacy function, with keypad, Columbo Robodue premium series lever, unhanded, bright stainless steel finish, for use with 1 3/8" - 1 3/4" thick standard door | 1 |  | 1 Year | 837.2 | 0.15 | 711.62
11132 | Salto | AB656200IP38-W- | XS4 ANSI electronic RF wireless SVN escutcheon, BLE / Mifare / DESFire push button privacy function, Columbo Robodue premium series lever, unhanded, bright stainless steel finish, for use with 1 3/8" - 1 3/4" thick standard door | 1 |  | 1 Year | 959.55 | 0.15 | 815.6175
11133 | Salto | AB656200IP38-WK | XS4 ANSI electronic RF wireless SVN escutcheon, BLE / Mifare / DESFire push button privacy function, with keypad, Columbo Robodue premium series lever, unhanded, bright stainless steel finish, for use with 1 3/8" - 1 3/4" thick standard door | 1 |  | 1 Year | 1022.4 | 0.15 | 869.04
11134 | Salto | AB656200IP48--- | XS4 ANSI electronic wire-free SVN escutcheon, BLE / Mifare / DESFire push button privacy function, Columbo Robodue premium series lever, unhanded, bright stainless steel finish, for use with 1 3/4" - 2 1/4" thick door | 1 |  | 1 Year | 774.35 | 0.15 | 658.1975
11135 | Salto | AB656200IP48-A- | XS4 ANSI electronic AMOK wire-free SVN escutcheon, BLE / Mifare / DESFire push button privacy function, Columbo Robodue premium series lever, unhanded, bright stainless steel finish, for use with 1 3/4" - 2 1/4" thick door | 1 |  | 1 Year | 903.35 | 0.15 | 767.8475
11136 | Salto | AB656200IP48--K | XS4 ANSI electronic wire-free SVN escutcheon, BLE / Mifare / DESFire push button privacy function, with keypad, Columbo Robodue premium series lever, unhanded, bright stainless steel finish, for use with 1 3/4" - 2 1/4" thick door | 1 |  | 1 Year | 837.2 | 0.15 | 711.62
11137 | Salto | AB656200IP48-W- | XS4 ANSI electronic RF wireless SVN escutcheon, BLE / Mifare / DESFire push button privacy function, Columbo Robodue premium series lever, unhanded, bright stainless steel finish, for use with 1 3/4" - 2 1/4" thick door | 1 |  | 1 Year | 959.55 | 0.15 | 815.6175
11138 | Salto | AB656200IP48-WK | XS4 ANSI electronic RF wireless SVN escutcheon, BLE / Mifare / DESFire push button privacy function, with keypad, Columbo Robodue premium series lever, unhanded, bright stainless steel finish, for use with 1 3/4" - 2 1/4" thick door | 1 |  | 1 Year | 1022.4 | 0.15 | 869.04
11139 | Salto | AB656200PP38--- | XS4 ANSI electronic wire-free SVN escutcheon, BLE / Mifare / DESFire push button privacy function, Columbo Robodue premium series lever, unhanded, bright brass finish, for use with 1 3/8" - 1 3/4" thick standard door | 1 |  | 1 Year | 774.35 | 0.15 | 658.1975
11140 | Salto | AB656200PP38-A- | XS4 ANSI electronic AMOK wire-free SVN escutcheon, BLE / Mifare / DESFire push button privacy function, Columbo Robodue premium series lever, unhanded, bright brass finish, for use with 1 3/8" - 1 3/4" thick standard door | 1 |  | 1 Year | 903.35 | 0.15 | 767.8475
11141 | Salto | AB656200PP38--K | XS4 ANSI electronic wire-free SVN escutcheon, BLE / Mifare / DESFire push button privacy function, with keypad, Columbo Robodue premium series lever, unhanded, bright brass finish, for use with 1 3/8" - 1 3/4" thick standard door | 1 |  | 1 Year | 837.2 | 0.15 | 711.62
11142 | Salto | AB656200PP38-W- | XS4 ANSI electronic RF wireless SVN escutcheon, BLE / Mifare / DESFire push button privacy function, Columbo Robodue premium series lever, unhanded, bright brass finish, for use with 1 3/8" - 1 3/4" thick standard door | 1 |  | 1 Year | 959.55 | 0.15 | 815.6175
11143 | Salto | AB656200PP38-WK | XS4 ANSI electronic RF wireless SVN escutcheon, BLE / Mifare / DESFire push button privacy function, with keypad, Columbo Robodue premium series lever, unhanded, bright brass finish, for use with 1 3/8" - 1 3/4" thick standard door | 1 |  | 1 Year | 1022.4 | 0.15 | 869.04
11144 | Salto | AB656200PP48--- | XS4 ANSI electronic wire-free SVN escutcheon, BLE / Mifare / DESFire push button privacy function, Columbo Robodue premium series lever, unhanded, bright brass finish, for use with 1 3/4" - 2 1/4" thick door | 1 |  | 1 Year | 774.35 | 0.15 | 658.1975
11145 | Salto | AB656200PP48-A- | XS4 ANSI electronic AMOK wire-free SVN escutcheon, BLE / Mifare / DESFire push button privacy function, Columbo Robodue premium series lever, unhanded, bright brass finish, for use with 1 3/4" - 2 1/4" thick door | 1 |  | 1 Year | 903.35 | 0.15 | 767.8475
11146 | Salto | AB656200PP48--K | XS4 ANSI electronic wire-free SVN escutcheon, BLE / Mifare / DESFire push button privacy function, with keypad, Columbo Robodue premium series lever, unhanded, bright brass finish, for use with 1 3/4" - 2 1/4" thick door | 1 |  | 1 Year | 837.2 | 0.15 | 711.62
11147 | Salto | AB656200PP48-W- | XS4 ANSI electronic RF wireless SVN escutcheon, BLE / Mifare / DESFire push button privacy function, Columbo Robodue premium series lever, unhanded, bright brass finish, for use with 1 3/4" - 2 1/4" thick door | 1 |  | 1 Year | 959.55 | 0.15 | 815.6175
11148 | Salto | AB656200PP48-WK | XS4 ANSI electronic RF wireless SVN escutcheon, BLE / Mifare / DESFire push button privacy function, with keypad, Columbo Robodue premium series lever, unhanded, bright brass finish, for use with 1 3/4" - 2 1/4" thick door | 1 |  | 1 Year | 1022.4 | 0.15 | 869.04
11149 | Salto | AB656300IM38--- | XS4 ANSI electronic wire-free SVN escutcheon, BLE / Mifare / DESFire push button privacy function, Columbo Robotre premium series lever, unhanded, satin stainless finish, for use with 1 3/8" - 1 3/4" thick standard door | 1 |  | 1 Year | 758.05 | 0.15 | 644.3425
11150 | Salto | AB656300IM38-A- | XS4 ANSI electronic AMOK wire-free SVN escutcheon, BLE / Mifare / DESFire push button privacy function, Columbo Robotre premium series lever, unhanded, satin stainless finish, for use with 1 3/8" - 1 3/4" thick standard door | 1 |  | 1 Year | 887.05 | 0.15 | 753.9925
11151 | Salto | AB656300IM38--K | XS4 ANSI electronic wire-free SVN escutcheon, BLE / Mifare / DESFire push button privacy function, with keypad, Columbo Robotre premium series lever, unhanded, satin stainless finish, for use with 1 3/8" - 1 3/4" thick standard door | 1 |  | 1 Year | 820.9 | 0.15 | 697.765
11152 | Salto | AB656300IM38-W- | XS4 ANSI electronic RF wireless SVN escutcheon, BLE / Mifare / DESFire push button privacy function, Columbo Robotre premium series lever, unhanded, satin stainless finish, for use with 1 3/8" - 1 3/4" thick standard door | 1 |  | 1 Year | 943.25 | 0.15 | 801.7625
11153 | Salto | AB656300IM38-WK | XS4 ANSI electronic RF wireless SVN escutcheon, BLE / Mifare / DESFire push button privacy function, with keypad, Columbo Robotre premium series lever, unhanded, satin stainless finish, for use with 1 3/8" - 1 3/4" thick standard door | 1 |  | 1 Year | 1006.1 | 0.15 | 855.185
11154 | Salto | AB656300IM48--- | XS4 ANSI electronic wire-free SVN escutcheon, BLE / Mifare / DESFire push button privacy function, Columbo Robotre premium series lever, unhanded, satin stainless finish, for use with 1 3/4" - 2 1/4" thick door | 1 |  | 1 Year | 758.05 | 0.15 | 644.3425
11155 | Salto | AB656300IM48-A- | XS4 ANSI electronic AMOK wire-free SVN escutcheon, BLE / Mifare / DESFire push button privacy function, Columbo Robotre premium series lever, unhanded, satin stainless finish, for use with 1 3/4" - 2 1/4" thick door | 1 |  | 1 Year | 887.05 | 0.15 | 753.9925
11156 | Salto | AB656300IM48--K | XS4 ANSI electronic wire-free SVN escutcheon, BLE / Mifare / DESFire push button privacy function, with keypad, Columbo Robotre premium series lever, unhanded, satin stainless finish, for use with 1 3/4" - 2 1/4" thick door | 1 |  | 1 Year | 820.9 | 0.15 | 697.765
11157 | Salto | AB656300IM48-W- | XS4 ANSI electronic RF wireless SVN escutcheon, BLE / Mifare / DESFire push button privacy function, Columbo Robotre premium series lever, unhanded, satin stainless finish, for use with 1 3/4" - 2 1/4" thick door | 1 |  | 1 Year | 943.25 | 0.15 | 801.7625
11158 | Salto | AB656300IM48-WK | XS4 ANSI electronic RF wireless SVN escutcheon, BLE / Mifare / DESFire push button privacy function, with keypad, Columbo Robotre premium series lever, unhanded, satin stainless finish, for use with 1 3/4" - 2 1/4" thick door | 1 |  | 1 Year | 1006.1 | 0.15 | 855.185
11159 | Salto | AB656300IP38--- | XS4 ANSI electronic wire-free SVN escutcheon, BLE / Mifare / DESFire push button privacy function, Columbo Robotre premium series lever, unhanded, bright stainless steel finish, for use with 1 3/8" - 1 3/4" thick standard door | 1 |  | 1 Year | 774.35 | 0.15 | 658.1975
11160 | Salto | AB656300IP38-A- | XS4 ANSI electronic AMOK wire-free SVN escutcheon, BLE / Mifare / DESFire push button privacy function, Columbo Robotre premium series lever, unhanded, bright stainless steel finish, for use with 1 3/8" - 1 3/4" thick standard door | 1 |  | 1 Year | 903.35 | 0.15 | 767.8475
11161 | Salto | AB656300IP38--K | XS4 ANSI electronic wire-free SVN escutcheon, BLE / Mifare / DESFire push button privacy function, with keypad, Columbo Robotre premium series lever, unhanded, bright stainless steel finish, for use with 1 3/8" - 1 3/4" thick standard door | 1 |  | 1 Year | 837.2 | 0.15 | 711.62
11162 | Salto | AB656300IP38-W- | XS4 ANSI electronic RF wireless SVN escutcheon, BLE / Mifare / DESFire push button privacy function, Columbo Robotre premium series lever, unhanded, bright stainless steel finish, for use with 1 3/8" - 1 3/4" thick standard door | 1 |  | 1 Year | 959.55 | 0.15 | 815.6175
11163 | Salto | AB656300IP38-WK | XS4 ANSI electronic RF wireless SVN escutcheon, BLE / Mifare / DESFire push button privacy function, with keypad, Columbo Robotre premium series lever, unhanded, bright stainless steel finish, for use with 1 3/8" - 1 3/4" thick standard door | 1 |  | 1 Year | 1022.4 | 0.15 | 869.04
11164 | Salto | AB656300IP48--- | XS4 ANSI electronic wire-free SVN escutcheon, BLE / Mifare / DESFire push button privacy function, Columbo Robotre premium series lever, unhanded, bright stainless steel finish, for use with 1 3/4" - 2 1/4" thick door | 1 |  | 1 Year | 774.35 | 0.15 | 658.1975
11165 | Salto | AB656300IP48-A- | XS4 ANSI electronic AMOK wire-free SVN escutcheon, BLE / Mifare / DESFire push button privacy function, Columbo Robotre premium series lever, unhanded, bright stainless steel finish, for use with 1 3/4" - 2 1/4" thick door | 1 |  | 1 Year | 903.35 | 0.15 | 767.8475
11166 | Salto | AB656300IP48--K | XS4 ANSI electronic wire-free SVN escutcheon, BLE / Mifare / DESFire push button privacy function, with keypad, Columbo Robotre premium series lever, unhanded, bright stainless steel finish, for use with 1 3/4" - 2 1/4" thick door | 1 |  | 1 Year | 837.2 | 0.15 | 711.62
11167 | Salto | AB656300IP48-W- | XS4 ANSI electronic RF wireless SVN escutcheon, BLE / Mifare / DESFire push button privacy function, Columbo Robotre premium series lever, unhanded, bright stainless steel finish, for use with 1 3/4" - 2 1/4" thick door | 1 |  | 1 Year | 959.55 | 0.15 | 815.6175
11168 | Salto | AB656300IP48-WK | XS4 ANSI electronic RF wireless SVN escutcheon, BLE / Mifare / DESFire push button privacy function, with keypad, Columbo Robotre premium series lever, unhanded, bright stainless steel finish, for use with 1 3/4" - 2 1/4" thick door | 1 |  | 1 Year | 1022.4 | 0.15 | 869.04
11169 | Salto | AB656300PP38--- | XS4 ANSI electronic wire-free SVN escutcheon, BLE / Mifare / DESFire push button privacy function, Columbo Robotre premium series lever, unhanded, bright brass finish, for use with 1 3/8" - 1 3/4" thick standard door | 1 |  | 1 Year | 774.35 | 0.15 | 658.1975
11170 | Salto | AB656300PP38-A- | XS4 ANSI electronic AMOK wire-free SVN escutcheon, BLE / Mifare / DESFire push button privacy function, Columbo Robotre premium series lever, unhanded, bright brass finish, for use with 1 3/8" - 1 3/4" thick standard door | 1 |  | 1 Year | 903.35 | 0.15 | 767.8475
11171 | Salto | AB656300PP38--K | XS4 ANSI electronic wire-free SVN escutcheon, BLE / Mifare / DESFire push button privacy function, with keypad, Columbo Robotre premium series lever, unhanded, bright brass finish, for use with 1 3/8" - 1 3/4" thick standard door | 1 |  | 1 Year | 837.2 | 0.15 | 711.62
11172 | Salto | AB656300PP38-W- | XS4 ANSI electronic RF wireless SVN escutcheon, BLE / Mifare / DESFire push button privacy function, Columbo Robotre premium series lever, unhanded, bright brass finish, for use with 1 3/8" - 1 3/4" thick standard door | 1 |  | 1 Year | 959.55 | 0.15 | 815.6175
11173 | Salto | AB656300PP38-WK | XS4 ANSI electronic RF wireless SVN escutcheon, BLE / Mifare / DESFire push button privacy function, with keypad, Columbo Robotre premium series lever, unhanded, bright brass finish, for use with 1 3/8" - 1 3/4" thick standard door | 1 |  | 1 Year | 1022.4 | 0.15 | 869.04
11174 | Salto | AB656300PP48--- | XS4 ANSI electronic wire-free SVN escutcheon, BLE / Mifare / DESFire push button privacy function, Columbo Robotre premium series lever, unhanded, bright brass finish, for use with 1 3/4" - 2 1/4" thick door | 1 |  | 1 Year | 774.35 | 0.15 | 658.1975
11175 | Salto | AB656300PP48-A- | XS4 ANSI electronic AMOK wire-free SVN escutcheon, BLE / Mifare / DESFire push button privacy function, Columbo Robotre premium series lever, unhanded, bright brass finish, for use with 1 3/4" - 2 1/4" thick door | 1 |  | 1 Year | 903.35 | 0.15 | 767.8475
11176 | Salto | AB656300PP48--K | XS4 ANSI electronic wire-free SVN escutcheon, BLE / Mifare / DESFire push button privacy function, with keypad, Columbo Robotre premium series lever, unhanded, bright brass finish, for use with 1 3/4" - 2 1/4" thick door | 1 |  | 1 Year | 837.2 | 0.15 | 711.62
11177 | Salto | AB656300PP48-W- | XS4 ANSI electronic RF wireless SVN escutcheon, BLE / Mifare / DESFire push button privacy function, Columbo Robotre premium series lever, unhanded, bright brass finish, for use with 1 3/4" - 2 1/4" thick door | 1 |  | 1 Year | 959.55 | 0.15 | 815.6175
11178 | Salto | AB656300PP48-WK | XS4 ANSI electronic RF wireless SVN escutcheon, BLE / Mifare / DESFire push button privacy function, with keypad, Columbo Robotre premium series lever, unhanded, bright brass finish, for use with 1 3/4" - 2 1/4" thick door | 1 |  | 1 Year | 1022.4 | 0.15 | 869.04
11179 | Salto | AB656400IM38--- | XS4 ANSI electronic wire-free SVN escutcheon, BLE / Mifare / DESFire push button privacy function, Columbo Roboquattro premium series lever, unhanded, satin stainless finish, for use with 1 3/8" - 1 3/4" thick standard door | 1 |  | 1 Year | 758.05 | 0.15 | 644.3425
11180 | Salto | AB656400IM38-A- | XS4 ANSI electronic AMOK wire-free SVN escutcheon, BLE / Mifare / DESFire push button privacy function, Columbo Roboquattro premium series lever, unhanded, satin stainless finish, for use with 1 3/8" - 1 3/4" thick standard door | 1 |  | 1 Year | 887.05 | 0.15 | 753.9925
11181 | Salto | AB656400IM38--K | XS4 ANSI electronic wire-free SVN escutcheon, BLE / Mifare / DESFire push button privacy function, with keypad, Columbo Roboquattro premium series lever, unhanded, satin stainless finish, for use with 1 3/8" - 1 3/4" thick standard door | 1 |  | 1 Year | 820.9 | 0.15 | 697.765
11182 | Salto | AB656400IM38-W- | XS4 ANSI electronic RF wireless SVN escutcheon, BLE / Mifare / DESFire push button privacy function, Columbo Roboquattro premium series lever, unhanded, satin stainless finish, for use with 1 3/8" - 1 3/4" thick standard door | 1 |  | 1 Year | 943.25 | 0.15 | 801.7625
11183 | Salto | AB656400IM38-WK | XS4 ANSI electronic RF wireless SVN escutcheon, BLE / Mifare / DESFire push button privacy function, with keypad, Columbo Roboquattro premium series lever, unhanded, satin stainless finish, for use with 1 3/8" - 1 3/4" thick standard door | 1 |  | 1 Year | 1006.1 | 0.15 | 855.185
11184 | Salto | AB656400IM48--- | XS4 ANSI electronic wire-free SVN escutcheon, BLE / Mifare / DESFire push button privacy function, Columbo Roboquattro premium series lever, unhanded, satin stainless finish, for use with 1 3/4" - 2 1/4" thick door | 1 |  | 1 Year | 758.05 | 0.15 | 644.3425
11185 | Salto | AB656400IM48-A- | XS4 ANSI electronic AMOK wire-free SVN escutcheon, BLE / Mifare / DESFire push button privacy function, Columbo Roboquattro premium series lever, unhanded, satin stainless finish, for use with 1 3/4" - 2 1/4" thick door | 1 |  | 1 Year | 887.05 | 0.15 | 753.9925
11186 | Salto | AB656400IM48--K | XS4 ANSI electronic wire-free SVN escutcheon, BLE / Mifare / DESFire push button privacy function, with keypad, Columbo Roboquattro premium series lever, unhanded, satin stainless finish, for use with 1 3/4" - 2 1/4" thick door | 1 |  | 1 Year | 820.9 | 0.15 | 697.765
11187 | Salto | AB656400IM48-W- | XS4 ANSI electronic RF wireless SVN escutcheon, BLE / Mifare / DESFire push button privacy function, Columbo Roboquattro premium series lever, unhanded, satin stainless finish, for use with 1 3/4" - 2 1/4" thick door | 1 |  | 1 Year | 943.25 | 0.15 | 801.7625
11188 | Salto | AB656400IM48-WK | XS4 ANSI electronic RF wireless SVN escutcheon, BLE / Mifare / DESFire push button privacy function, with keypad, Columbo Roboquattro premium series lever, unhanded, satin stainless finish, for use with 1 3/4" - 2 1/4" thick door | 1 |  | 1 Year | 1006.1 | 0.15 | 855.185
11189 | Salto | AB656400IP38--- | XS4 ANSI electronic wire-free SVN escutcheon, BLE / Mifare / DESFire push button privacy function, Columbo Roboquattro premium series lever, unhanded, bright stainless steel finish, for use with 1 3/8" - 1 3/4" thick standard door | 1 |  | 1 Year | 774.35 | 0.15 | 658.1975
11190 | Salto | AB656400IP38-A- | XS4 ANSI electronic AMOK wire-free SVN escutcheon, BLE / Mifare / DESFire push button privacy function, Columbo Roboquattro premium series lever, unhanded, bright stainless steel finish, for use with 1 3/8" - 1 3/4" thick standard door | 1 |  | 1 Year | 903.35 | 0.15 | 767.8475
11191 | Salto | AB656400IP38--K | XS4 ANSI electronic wire-free SVN escutcheon, BLE / Mifare / DESFire push button privacy function, with keypad, Columbo Roboquattro premium series lever, unhanded, bright stainless steel finish, for use with 1 3/8" - 1 3/4" thick standard door | 1 |  | 1 Year | 837.2 | 0.15 | 711.62
11192 | Salto | AB656400IP38-W- | XS4 ANSI electronic RF wireless SVN escutcheon, BLE / Mifare / DESFire push button privacy function, Columbo Roboquattro premium series lever, unhanded, bright stainless steel finish, for use with 1 3/8" - 1 3/4" thick standard door | 1 |  | 1 Year | 959.55 | 0.15 | 815.6175
11193 | Salto | AB656400IP38-WK | XS4 ANSI electronic RF wireless SVN escutcheon, BLE / Mifare / DESFire push button privacy function, with keypad, Columbo Roboquattro premium series lever, unhanded, bright stainless steel finish, for use with 1 3/8" - 1 3/4" thick standard door | 1 |  | 1 Year | 1022.4 | 0.15 | 869.04
11194 | Salto | AB656400IP48--- | XS4 ANSI electronic wire-free SVN escutcheon, BLE / Mifare / DESFire push button privacy function, Columbo Roboquattro premium series lever, unhanded, bright stainless steel finish, for use with 1 3/4" - 2 1/4" thick door | 1 |  | 1 Year | 774.35 | 0.15 | 658.1975
11195 | Salto | AB656400IP48-A- | XS4 ANSI electronic AMOK wire-free SVN escutcheon, BLE / Mifare / DESFire push button privacy function, Columbo Roboquattro premium series lever, unhanded, bright stainless steel finish, for use with 1 3/4" - 2 1/4" thick door | 1 |  | 1 Year | 903.35 | 0.15 | 767.8475
11196 | Salto | AB656400IP48--K | XS4 ANSI electronic wire-free SVN escutcheon, BLE / Mifare / DESFire push button privacy function, with keypad, Columbo Roboquattro premium series lever, unhanded, bright stainless steel finish, for use with 1 3/4" - 2 1/4" thick door | 1 |  | 1 Year | 837.2 | 0.15 | 711.62
11197 | Salto | AB656400IP48-W- | XS4 ANSI electronic RF wireless SVN escutcheon, BLE / Mifare / DESFire push button privacy function, Columbo Roboquattro premium series lever, unhanded, bright stainless steel finish, for use with 1 3/4" - 2 1/4" thick door | 1 |  | 1 Year | 959.55 | 0.15 | 815.6175
11198 | Salto | AB656400IP48-WK | XS4 ANSI electronic RF wireless SVN escutcheon, BLE / Mifare / DESFire push button privacy function, with keypad, Columbo Roboquattro premium series lever, unhanded, bright stainless steel finish, for use with 1 3/4" - 2 1/4" thick door | 1 |  | 1 Year | 1022.4 | 0.15 | 869.04
11199 | Salto | AB656400PP38--- | XS4 ANSI electronic wire-free SVN escutcheon, BLE / Mifare / DESFire push button privacy function, Columbo Roboquattro premium series lever, unhanded, bright brass finish, for use with 1 3/8" - 1 3/4" thick standard door | 1 |  | 1 Year | 774.35 | 0.15 | 658.1975
11200 | Salto | AB656400PP38-A- | XS4 ANSI electronic AMOK wire-free SVN escutcheon, BLE / Mifare / DESFire push button privacy function, Columbo Roboquattro premium series lever, unhanded, bright brass finish, for use with 1 3/8" - 1 3/4" thick standard door | 1 |  | 1 Year | 903.35 | 0.15 | 767.8475
11201 | Salto | AB656400PP38--K | XS4 ANSI electronic wire-free SVN escutcheon, BLE / Mifare / DESFire push button privacy function, with keypad, Columbo Roboquattro premium series lever, unhanded, bright brass finish, for use with 1 3/8" - 1 3/4" thick standard door | 1 |  | 1 Year | 837.2 | 0.15 | 711.62
11202 | Salto | AB656400PP38-W- | XS4 ANSI electronic RF wireless SVN escutcheon, BLE / Mifare / DESFire push button privacy function, Columbo Roboquattro premium series lever, unhanded, bright brass finish, for use with 1 3/8" - 1 3/4" thick standard door | 1 |  | 1 Year | 959.55 | 0.15 | 815.6175
11203 | Salto | AB656400PP38-WK | XS4 ANSI electronic RF wireless SVN escutcheon, BLE / Mifare / DESFire push button privacy function, with keypad, Columbo Roboquattro premium series lever, unhanded, bright brass finish, for use with 1 3/8" - 1 3/4" thick standard door | 1 |  | 1 Year | 1022.4 | 0.15 | 869.04
11204 | Salto | AB656400PP48--- | XS4 ANSI electronic wire-free SVN escutcheon, BLE / Mifare / DESFire push button privacy function, Columbo Roboquattro premium series lever, unhanded, bright brass finish, for use with 1 3/4" - 2 1/4" thick door | 1 |  | 1 Year | 774.35 | 0.15 | 658.1975
11205 | Salto | AB656400PP48-A- | XS4 ANSI electronic AMOK wire-free SVN escutcheon, BLE / Mifare / DESFire push button privacy function, Columbo Roboquattro premium series lever, unhanded, bright brass finish, for use with 1 3/4" - 2 1/4" thick door | 1 |  | 1 Year | 903.35 | 0.15 | 767.8475
11206 | Salto | AB656400PP48--K | XS4 ANSI electronic wire-free SVN escutcheon, BLE / Mifare / DESFire push button privacy function, with keypad, Columbo Roboquattro premium series lever, unhanded, bright brass finish, for use with 1 3/4" - 2 1/4" thick door | 1 |  | 1 Year | 837.2 | 0.15 | 711.62
11207 | Salto | AB656400PP48-W- | XS4 ANSI electronic RF wireless SVN escutcheon, BLE / Mifare / DESFire push button privacy function, Columbo Roboquattro premium series lever, unhanded, bright brass finish, for use with 1 3/4" - 2 1/4" thick door | 1 |  | 1 Year | 959.55 | 0.15 | 815.6175
11208 | Salto | AB656400PP48-WK | XS4 ANSI electronic RF wireless SVN escutcheon, BLE / Mifare / DESFire push button privacy function, with keypad, Columbo Roboquattro premium series lever, unhanded, bright brass finish, for use with 1 3/4" - 2 1/4" thick door | 1 |  | 1 Year | 1022.4 | 0.15 | 869.04
11209 | Salto | AB656700IM38--- | XS4 ANSI electronic wire-free SVN escutcheon, BLE / Mifare / DESFire push button privacy function, Columbo Mach premium series lever, unhanded, satin stainless finish, for use with 1 3/8" - 1 3/4" thick standard door | 1 |  | 1 Year | 758.05 | 0.15 | 644.3425
11210 | Salto | AB656700IM38-A- | XS4 ANSI electronic AMOK wire-free SVN escutcheon, BLE / Mifare / DESFire push button privacy function, Columbo Mach premium series lever, unhanded, satin stainless finish, for use with 1 3/8" - 1 3/4" thick standard door | 1 |  | 1 Year | 887.05 | 0.15 | 753.9925
11211 | Salto | AB656700IM38--K | XS4 ANSI electronic wire-free SVN escutcheon, BLE / Mifare / DESFire push button privacy function, with keypad, Columbo Mach premium series lever, unhanded, satin stainless finish, for use with 1 3/8" - 1 3/4" thick standard door | 1 |  | 1 Year | 820.9 | 0.15 | 697.765
11212 | Salto | AB656700IM38-W- | XS4 ANSI electronic RF wireless SVN escutcheon, BLE / Mifare / DESFire push button privacy function, Columbo Mach premium series lever, unhanded, satin stainless finish, for use with 1 3/8" - 1 3/4" thick standard door | 1 |  | 1 Year | 943.25 | 0.15 | 801.7625
11213 | Salto | AB656700IM38-WK | XS4 ANSI electronic RF wireless SVN escutcheon, BLE / Mifare / DESFire push button privacy function, with keypad, Columbo Mach premium series lever, unhanded, satin stainless finish, for use with 1 3/8" - 1 3/4" thick standard door | 1 |  | 1 Year | 1006.1 | 0.15 | 855.185
11214 | Salto | AB656700IM48--- | XS4 ANSI electronic wire-free SVN escutcheon, BLE / Mifare / DESFire push button privacy function, Columbo Mach premium series lever, unhanded, satin stainless finish, for use with 1 3/4" - 2 1/4" thick door | 1 |  | 1 Year | 758.05 | 0.15 | 644.3425
11215 | Salto | AB656700IM48-A- | XS4 ANSI electronic AMOK wire-free SVN escutcheon, BLE / Mifare / DESFire push button privacy function, Columbo Mach premium series lever, unhanded, satin stainless finish, for use with 1 3/4" - 2 1/4" thick door | 1 |  | 1 Year | 887.05 | 0.15 | 753.9925
11216 | Salto | AB656700IM48--K | XS4 ANSI electronic wire-free SVN escutcheon, BLE / Mifare / DESFire push button privacy function, with keypad, Columbo Mach premium series lever, unhanded, satin stainless finish, for use with 1 3/4" - 2 1/4" thick door | 1 |  | 1 Year | 820.9 | 0.15 | 697.765
11217 | Salto | AB656700IM48-W- | XS4 ANSI electronic RF wireless SVN escutcheon, BLE / Mifare / DESFire push button privacy function, Columbo Mach premium series lever, unhanded, satin stainless finish, for use with 1 3/4" - 2 1/4" thick door | 1 |  | 1 Year | 943.25 | 0.15 | 801.7625
11218 | Salto | AB656700IM48-WK | XS4 ANSI electronic RF wireless SVN escutcheon, BLE / Mifare / DESFire push button privacy function, with keypad, Columbo Mach premium series lever, unhanded, satin stainless finish, for use with 1 3/4" - 2 1/4" thick door | 1 |  | 1 Year | 1006.1 | 0.15 | 855.185
11219 | Salto | AB656700IP38--- | XS4 ANSI electronic wire-free SVN escutcheon, BLE / Mifare / DESFire push button privacy function, Columbo Mach premium series lever, unhanded, bright stainless steel finish, for use with 1 3/8" - 1 3/4" thick standard door | 1 |  | 1 Year | 774.35 | 0.15 | 658.1975
11220 | Salto | AB656700IP38-A- | XS4 ANSI electronic AMOK wire-free SVN escutcheon, BLE / Mifare / DESFire push button privacy function, Columbo Mach premium series lever, unhanded, bright stainless steel finish, for use with 1 3/8" - 1 3/4" thick standard door | 1 |  | 1 Year | 903.35 | 0.15 | 767.8475
11221 | Salto | AB656700IP38--K | XS4 ANSI electronic wire-free SVN escutcheon, BLE / Mifare / DESFire push button privacy function, with keypad, Columbo Mach premium series lever, unhanded, bright stainless steel finish, for use with 1 3/8" - 1 3/4" thick standard door | 1 |  | 1 Year | 837.2 | 0.15 | 711.62
11222 | Salto | AB656700IP38-W- | XS4 ANSI electronic RF wireless SVN escutcheon, BLE / Mifare / DESFire push button privacy function, Columbo Mach premium series lever, unhanded, bright stainless steel finish, for use with 1 3/8" - 1 3/4" thick standard door | 1 |  | 1 Year | 959.55 | 0.15 | 815.6175
11223 | Salto | AB656700IP38-WK | XS4 ANSI electronic RF wireless SVN escutcheon, BLE / Mifare / DESFire push button privacy function, with keypad, Columbo Mach premium series lever, unhanded, bright stainless steel finish, for use with 1 3/8" - 1 3/4" thick standard door | 1 |  | 1 Year | 1022.4 | 0.15 | 869.04
11224 | Salto | AB656700IP48--- | XS4 ANSI electronic wire-free SVN escutcheon, BLE / Mifare / DESFire push button privacy function, Columbo Mach premium series lever, unhanded, bright stainless steel finish, for use with 1 3/4" - 2 1/4" thick door | 1 |  | 1 Year | 774.35 | 0.15 | 658.1975
11225 | Salto | AB656700IP48-A- | XS4 ANSI electronic AMOK wire-free SVN escutcheon, BLE / Mifare / DESFire push button privacy function, Columbo Mach premium series lever, unhanded, bright stainless steel finish, for use with 1 3/4" - 2 1/4" thick door | 1 |  | 1 Year | 903.35 | 0.15 | 767.8475
11226 | Salto | AB656700IP48--K | XS4 ANSI electronic wire-free SVN escutcheon, BLE / Mifare / DESFire push button privacy function, with keypad, Columbo Mach premium series lever, unhanded, bright stainless steel finish, for use with 1 3/4" - 2 1/4" thick door | 1 |  | 1 Year | 837.2 | 0.15 | 711.62
11227 | Salto | AB656700IP48-W- | XS4 ANSI electronic RF wireless SVN escutcheon, BLE / Mifare / DESFire push button privacy function, Columbo Mach premium series lever, unhanded, bright stainless steel finish, for use with 1 3/4" - 2 1/4" thick door | 1 |  | 1 Year | 959.55 | 0.15 | 815.6175
11228 | Salto | AB656700IP48-WK | XS4 ANSI electronic RF wireless SVN escutcheon, BLE / Mifare / DESFire push button privacy function, with keypad, Columbo Mach premium series lever, unhanded, bright stainless steel finish, for use with 1 3/4" - 2 1/4" thick door | 1 |  | 1 Year | 1022.4 | 0.15 | 869.04
11229 | Salto | AB656700PP38--- | XS4 ANSI electronic wire-free SVN escutcheon, BLE / Mifare / DESFire push button privacy function, Columbo Mach premium series lever, unhanded, bright brass finish, for use with 1 3/8" - 1 3/4" thick standard door | 1 |  | 1 Year | 774.35 | 0.15 | 658.1975
11230 | Salto | AB656700PP38-A- | XS4 ANSI electronic AMOK wire-free SVN escutcheon, BLE / Mifare / DESFire push button privacy function, Columbo Mach premium series lever, unhanded, bright brass finish, for use with 1 3/8" - 1 3/4" thick standard door | 1 |  | 1 Year | 903.35 | 0.15 | 767.8475
11231 | Salto | AB656700PP38--K | XS4 ANSI electronic wire-free SVN escutcheon, BLE / Mifare / DESFire push button privacy function, with keypad, Columbo Mach premium series lever, unhanded, bright brass finish, for use with 1 3/8" - 1 3/4" thick standard door | 1 |  | 1 Year | 837.2 | 0.15 | 711.62
11232 | Salto | AB656700PP38-W- | XS4 ANSI electronic RF wireless SVN escutcheon, BLE / Mifare / DESFire push button privacy function, Columbo Mach premium series lever, unhanded, bright brass finish, for use with 1 3/8" - 1 3/4" thick standard door | 1 |  | 1 Year | 959.55 | 0.15 | 815.6175
11233 | Salto | AB656700PP38-WK | XS4 ANSI electronic RF wireless SVN escutcheon, BLE / Mifare / DESFire push button privacy function, with keypad, Columbo Mach premium series lever, unhanded, bright brass finish, for use with 1 3/8" - 1 3/4" thick standard door | 1 |  | 1 Year | 1022.4 | 0.15 | 869.04
11234 | Salto | AB656700PP48--- | XS4 ANSI electronic wire-free SVN escutcheon, BLE / Mifare / DESFire push button privacy function, Columbo Mach premium series lever, unhanded, bright brass finish, for use with 1 3/4" - 2 1/4" thick door | 1 |  | 1 Year | 774.35 | 0.15 | 658.1975
11235 | Salto | AB656700PP48-A- | XS4 ANSI electronic AMOK wire-free SVN escutcheon, BLE / Mifare / DESFire push button privacy function, Columbo Mach premium series lever, unhanded, bright brass finish, for use with 1 3/4" - 2 1/4" thick door | 1 |  | 1 Year | 903.35 | 0.15 | 767.8475
11236 | Salto | AB656700PP48--K | XS4 ANSI electronic wire-free SVN escutcheon, BLE / Mifare / DESFire push button privacy function, with keypad, Columbo Mach premium series lever, unhanded, bright brass finish, for use with 1 3/4" - 2 1/4" thick door | 1 |  | 1 Year | 837.2 | 0.15 | 711.62
11237 | Salto | AB656700PP48-W- | XS4 ANSI electronic RF wireless SVN escutcheon, BLE / Mifare / DESFire push button privacy function, Columbo Mach premium series lever, unhanded, bright brass finish, for use with 1 3/4" - 2 1/4" thick door | 1 |  | 1 Year | 959.55 | 0.15 | 815.6175
11238 | Salto | AB656700PP48-WK | XS4 ANSI electronic RF wireless SVN escutcheon, BLE / Mifare / DESFire push button privacy function, with keypad, Columbo Mach premium series lever, unhanded, bright brass finish, for use with 1 3/4" - 2 1/4" thick door | 1 |  | 1 Year | 1022.4 | 0.15 | 869.04
11239 | Salto | AB656A00BC38--- | XS4 ANSI electronic wire-free SVN escutcheon, BLE / Mifare / DESFire push button privacy function, A lever, unhanded, BioCote antimicrobial finish, for use with 1 3/8" - 1 3/4" thick standard door | 1 |  | 1 Year | 764.15 | 0.15 | 649.5275
11240 | Salto | AB656A00BC38-A- | XS4 ANSI electronic AMOK wire-free SVN escutcheon, BLE / Mifare / DESFire push button privacy function, A lever, unhanded, BioCote antimicrobial finish, for use with 1 3/8" - 1 3/4" thick standard door | 1 |  | 1 Year | 893.15 | 0.15 | 759.1775
11241 | Salto | AB656A00BC38--K | XS4 ANSI electronic wire-free SVN escutcheon, BLE / Mifare / DESFire push button privacy function, with keypad, A lever, unhanded, BioCote antimicrobial finish, for use with 1 3/8" - 1 3/4" thick standard door | 1 |  | 1 Year | 827 | 0.15 | 702.95
11242 | Salto | AB656A00BC38-W- | XS4 ANSI electronic RF wireless SVN escutcheon, BLE / Mifare / DESFire push button privacy function, A lever, unhanded, BioCote antimicrobial finish, for use with 1 3/8" - 1 3/4" thick standard door | 1 |  | 1 Year | 949.35 | 0.15 | 806.9475
11243 | Salto | AB656A00BC38-WK | XS4 ANSI electronic RF wireless SVN escutcheon, BLE / Mifare / DESFire push button privacy function, with keypad, A lever, unhanded, BioCote antimicrobial finish, for use with 1 3/8" - 1 3/4" thick standard door | 1 |  | 1 Year | 1012.2 | 0.15 | 860.37
11244 | Salto | AB656A00BC48--- | XS4 ANSI electronic wire-free SVN escutcheon, BLE / Mifare / DESFire push button privacy function, A lever, unhanded, BioCote antimicrobial finish, for use with 1 3/4" - 2 1/4" thick door | 1 |  | 1 Year | 764.15 | 0.15 | 649.5275
11245 | Salto | AB656A00BC48-A- | XS4 ANSI electronic AMOK wire-free SVN escutcheon, BLE / Mifare / DESFire push button privacy function, A lever, unhanded, BioCote antimicrobial finish, for use with 1 3/4" - 2 1/4" thick door | 1 |  | 1 Year | 893.15 | 0.15 | 759.1775
11246 | Salto | AB656A00BC48--K | XS4 ANSI electronic wire-free SVN escutcheon, BLE / Mifare / DESFire push button privacy function, with keypad, A lever, unhanded, BioCote antimicrobial finish, for use with 1 3/4" - 2 1/4" thick door | 1 |  | 1 Year | 827 | 0.15 | 702.95
11247 | Salto | AB656A00BC48-W- | XS4 ANSI electronic RF wireless SVN escutcheon, BLE / Mifare / DESFire push button privacy function, A lever, unhanded, BioCote antimicrobial finish, for use with 1 3/4" - 2 1/4" thick door | 1 |  | 1 Year | 949.35 | 0.15 | 806.9475
11248 | Salto | AB656A00BC48-WK | XS4 ANSI electronic RF wireless SVN escutcheon, BLE / Mifare / DESFire push button privacy function, with keypad, A lever, unhanded, BioCote antimicrobial finish, for use with 1 3/4" - 2 1/4" thick door | 1 |  | 1 Year | 1012.2 | 0.15 | 860.37
11249 | Salto | AB656A00IA38--- | XS4 ANSI electronic wire-free SVN escutcheon, BLE / Mifare / DESFire push button privacy function, A lever, unhanded, antique brass finish, for use with 1 3/8" - 1 3/4" thick standard door | 1 |  | 1 Year | 764.15 | 0.15 | 649.5275
11250 | Salto | AB656A00IA38-A- | XS4 ANSI electronic AMOK wire-free SVN escutcheon, BLE / Mifare / DESFire push button privacy function, A lever, unhanded, antique brass finish, for use with 1 3/8" - 1 3/4" thick standard door | 1 |  | 1 Year | 893.15 | 0.15 | 759.1775
11251 | Salto | AB656A00IA38--K | XS4 ANSI electronic wire-free SVN escutcheon, BLE / Mifare / DESFire push button privacy function, with keypad, A lever, unhanded, antique brass finish, for use with 1 3/8" - 1 3/4" thick standard door | 1 |  | 1 Year | 827 | 0.15 | 702.95
11252 | Salto | AB656A00IA38-W- | XS4 ANSI electronic RF wireless SVN escutcheon, BLE / Mifare / DESFire push button privacy function, A lever, unhanded, antique brass finish, for use with 1 3/8" - 1 3/4" thick standard door | 1 |  | 1 Year | 949.35 | 0.15 | 806.9475
11253 | Salto | AB656A00IA38-WK | XS4 ANSI electronic RF wireless SVN escutcheon, BLE / Mifare / DESFire push button privacy function, with keypad, A lever, unhanded, antique brass finish, for use with 1 3/8" - 1 3/4" thick standard door | 1 |  | 1 Year | 1012.2 | 0.15 | 860.37
11254 | Salto | AB656A00IA48--- | XS4 ANSI electronic wire-free SVN escutcheon, BLE / Mifare / DESFire push button privacy function, A lever, unhanded, antique brass finish, for use with 1 3/4" - 2 1/4" thick door | 1 |  | 1 Year | 764.15 | 0.15 | 649.5275
11255 | Salto | AB656A00IA48-A- | XS4 ANSI electronic AMOK wire-free SVN escutcheon, BLE / Mifare / DESFire push button privacy function, A lever, unhanded, antique brass finish, for use with 1 3/4" - 2 1/4" thick door | 1 |  | 1 Year | 893.15 | 0.15 | 759.1775
11256 | Salto | AB656A00IA48--K | XS4 ANSI electronic wire-free SVN escutcheon, BLE / Mifare / DESFire push button privacy function, with keypad, A lever, unhanded, antique brass finish, for use with 1 3/4" - 2 1/4" thick door | 1 |  | 1 Year | 827 | 0.15 | 702.95
11257 | Salto | AB656A00IA48-W- | XS4 ANSI electronic RF wireless SVN escutcheon, BLE / Mifare / DESFire push button privacy function, A lever, unhanded, antique brass finish, for use with 1 3/4" - 2 1/4" thick door | 1 |  | 1 Year | 949.35 | 0.15 | 806.9475
11258 | Salto | AB656A00IA48-WK | XS4 ANSI electronic RF wireless SVN escutcheon, BLE / Mifare / DESFire push button privacy function, with keypad, A lever, unhanded, antique brass finish, for use with 1 3/4" - 2 1/4" thick door | 1 |  | 1 Year | 1012.2 | 0.15 | 860.37
11259 | Salto | AB656A00IM38--- | XS4 ANSI electronic wire-free SVN escutcheon, BLE / Mifare / DESFire push button privacy function, A lever, unhanded, satin stainless finish, for use with 1 3/8" - 1 3/4" thick standard door | 1 |  | 1 Year | 712.15 | 0.15 | 605.3275
11260 | Salto | AB656A00IM38-A- | XS4 ANSI electronic AMOK wire-free SVN escutcheon, BLE / Mifare / DESFire push button privacy function, A lever, unhanded, satin stainless finish, for use with 1 3/8" - 1 3/4" thick standard door | 1 |  | 1 Year | 841.15 | 0.15 | 714.9775
11261 | Salto | AB656A00IM38--K | XS4 ANSI electronic wire-free SVN escutcheon, BLE / Mifare / DESFire push button privacy function, with keypad, A lever, unhanded, satin stainless finish, for use with 1 3/8" - 1 3/4" thick standard door | 1 |  | 1 Year | 775 | 0.15 | 658.75
11262 | Salto | AB656A00IM38-W- | XS4 ANSI electronic RF wireless SVN escutcheon, BLE / Mifare / DESFire push button privacy function, A lever, unhanded, satin stainless finish, for use with 1 3/8" - 1 3/4" thick standard door | 1 |  | 1 Year | 897.35 | 0.15 | 762.7475
11263 | Salto | AB656A00IM38-WK | XS4 ANSI electronic RF wireless SVN escutcheon, BLE / Mifare / DESFire push button privacy function, with keypad, A lever, unhanded, satin stainless finish, for use with 1 3/8" - 1 3/4" thick standard door | 1 |  | 1 Year | 960.2 | 0.15 | 816.17
11264 | Salto | AB656A00IM48--- | XS4 ANSI electronic wire-free SVN escutcheon, BLE / Mifare / DESFire push button privacy function, A lever, unhanded, satin stainless finish, for use with 1 3/4" - 2 1/4" thick door | 1 |  | 1 Year | 712.15 | 0.15 | 605.3275
11265 | Salto | AB656A00IM48-A- | XS4 ANSI electronic AMOK wire-free SVN escutcheon, BLE / Mifare / DESFire push button privacy function, A lever, unhanded, satin stainless finish, for use with 1 3/4" - 2 1/4" thick door | 1 |  | 1 Year | 841.15 | 0.15 | 714.9775
11266 | Salto | AB656A00IM48--K | XS4 ANSI electronic wire-free SVN escutcheon, BLE / Mifare / DESFire push button privacy function, with keypad, A lever, unhanded, satin stainless finish, for use with 1 3/4" - 2 1/4" thick door | 1 |  | 1 Year | 775 | 0.15 | 658.75
11267 | Salto | AB656A00IM48-W- | XS4 ANSI electronic RF wireless SVN escutcheon, BLE / Mifare / DESFire push button privacy function, A lever, unhanded, satin stainless finish, for use with 1 3/4" - 2 1/4" thick door | 1 |  | 1 Year | 897.35 | 0.15 | 762.7475
11268 | Salto | AB656A00IM48-WK | XS4 ANSI electronic RF wireless SVN escutcheon, BLE / Mifare / DESFire push button privacy function, with keypad, A lever, unhanded, satin stainless finish, for use with 1 3/4" - 2 1/4" thick door | 1 |  | 1 Year | 960.2 | 0.15 | 816.17
11269 | Salto | AB656A00IP38--- | XS4 ANSI electronic wire-free SVN escutcheon, BLE / Mifare / DESFire push button privacy function, A lever, unhanded, bright stainless steel finish, for use with 1 3/8" - 1 3/4" thick standard door | 1 |  | 1 Year | 728.45 | 0.15 | 619.1825
11270 | Salto | AB656A00IP38-A- | XS4 ANSI electronic AMOK wire-free SVN escutcheon, BLE / Mifare / DESFire push button privacy function, A lever, unhanded, bright stainless steel finish, for use with 1 3/8" - 1 3/4" thick standard door | 1 |  | 1 Year | 857.45 | 0.15 | 728.8325
11271 | Salto | AB656A00IP38--K | XS4 ANSI electronic wire-free SVN escutcheon, BLE / Mifare / DESFire push button privacy function, with keypad, A lever, unhanded, bright stainless steel finish, for use with 1 3/8" - 1 3/4" thick standard door | 1 |  | 1 Year | 791.3 | 0.15 | 672.605
11272 | Salto | AB656A00IP38-W- | XS4 ANSI electronic RF wireless SVN escutcheon, BLE / Mifare / DESFire push button privacy function, A lever, unhanded, bright stainless steel finish, for use with 1 3/8" - 1 3/4" thick standard door | 1 |  | 1 Year | 913.65 | 0.15 | 776.6025
11273 | Salto | AB656A00IP38-WK | XS4 ANSI electronic RF wireless SVN escutcheon, BLE / Mifare / DESFire push button privacy function, with keypad, A lever, unhanded, bright stainless steel finish, for use with 1 3/8" - 1 3/4" thick standard door | 1 |  | 1 Year | 976.5 | 0.15 | 830.025
11274 | Salto | AB656A00IP48--- | XS4 ANSI electronic wire-free SVN escutcheon, BLE / Mifare / DESFire push button privacy function, A lever, unhanded, bright stainless steel finish, for use with 1 3/4" - 2 1/4" thick door | 1 |  | 1 Year | 728.45 | 0.15 | 619.1825
11275 | Salto | AB656A00IP48-A- | XS4 ANSI electronic AMOK wire-free SVN escutcheon, BLE / Mifare / DESFire push button privacy function, A lever, unhanded, bright stainless steel finish, for use with 1 3/4" - 2 1/4" thick door | 1 |  | 1 Year | 857.45 | 0.15 | 728.8325
11276 | Salto | AB656A00IP48--K | XS4 ANSI electronic wire-free SVN escutcheon, BLE / Mifare / DESFire push button privacy function, with keypad, A lever, unhanded, bright stainless steel finish, for use with 1 3/4" - 2 1/4" thick door | 1 |  | 1 Year | 791.3 | 0.15 | 672.605
11277 | Salto | AB656A00IP48-W- | XS4 ANSI electronic RF wireless SVN escutcheon, BLE / Mifare / DESFire push button privacy function, A lever, unhanded, bright stainless steel finish, for use with 1 3/4" - 2 1/4" thick door | 1 |  | 1 Year | 913.65 | 0.15 | 776.6025
11278 | Salto | AB656A00IP48-WK | XS4 ANSI electronic RF wireless SVN escutcheon, BLE / Mifare / DESFire push button privacy function, with keypad, A lever, unhanded, bright stainless steel finish, for use with 1 3/4" - 2 1/4" thick door | 1 |  | 1 Year | 976.5 | 0.15 | 830.025
11279 | Salto | AB656A00NE38--- | XS4 ANSI electronic wire-free SVN escutcheon, BLE / Mifare / DESFire push button privacy function, A lever, unhanded, black chromium finish, for use with 1 3/8" - 1 3/4" thick standard door | 1 |  | 1 Year | 746.85 | 0.15 | 634.8225
11280 | Salto | AB656A00NE38-A- | XS4 ANSI electronic AMOK wire-free SVN escutcheon, BLE / Mifare / DESFire push button privacy function, A lever, unhanded, black chromium finish, for use with 1 3/8" - 1 3/4" thick standard door | 1 |  | 1 Year | 875.85 | 0.15 | 744.4725
11281 | Salto | AB656A00NE38--K | XS4 ANSI electronic wire-free SVN escutcheon, BLE / Mifare / DESFire push button privacy function, with keypad, A lever, unhanded, black chromium finish, for use with 1 3/8" - 1 3/4" thick standard door | 1 |  | 1 Year | 809.7 | 0.15 | 688.245
11282 | Salto | AB656A00NE38-W- | XS4 ANSI electronic RF wireless SVN escutcheon, BLE / Mifare / DESFire push button privacy function, A lever, unhanded, black chromium finish, for use with 1 3/8" - 1 3/4" thick standard door | 1 |  | 1 Year | 932.05 | 0.15 | 792.2425
11283 | Salto | AB656A00NE38-WK | XS4 ANSI electronic RF wireless SVN escutcheon, BLE / Mifare / DESFire push button privacy function, with keypad, A lever, unhanded, black chromium finish, for use with 1 3/8" - 1 3/4" thick standard door | 1 |  | 1 Year | 994.9 | 0.15 | 845.665
11284 | Salto | AB656A00NE48--- | XS4 ANSI electronic wire-free SVN escutcheon, BLE / Mifare / DESFire push button privacy function, A lever, unhanded, black chromium finish, for use with 1 3/4" - 2 1/4" thick door | 1 |  | 1 Year | 746.85 | 0.15 | 634.8225
11285 | Salto | AB656A00NE48-A- | XS4 ANSI electronic AMOK wire-free SVN escutcheon, BLE / Mifare / DESFire push button privacy function, A lever, unhanded, black chromium finish, for use with 1 3/4" - 2 1/4" thick door | 1 |  | 1 Year | 875.85 | 0.15 | 744.4725
11286 | Salto | AB656A00NE48--K | XS4 ANSI electronic wire-free SVN escutcheon, BLE / Mifare / DESFire push button privacy function, with keypad, A lever, unhanded, black chromium finish, for use with 1 3/4" - 2 1/4" thick door | 1 |  | 1 Year | 809.7 | 0.15 | 688.245
11287 | Salto | AB656A00NE48-W- | XS4 ANSI electronic RF wireless SVN escutcheon, BLE / Mifare / DESFire push button privacy function, A lever, unhanded, black chromium finish, for use with 1 3/4" - 2 1/4" thick door | 1 |  | 1 Year | 932.05 | 0.15 | 792.2425
11288 | Salto | AB656A00NE48-WK | XS4 ANSI electronic RF wireless SVN escutcheon, BLE / Mifare / DESFire push button privacy function, with keypad, A lever, unhanded, black chromium finish, for use with 1 3/4" - 2 1/4" thick door | 1 |  | 1 Year | 994.9 | 0.15 | 845.665
11289 | Salto | AB656A00PM38--- | XS4 ANSI electronic wire-free SVN escutcheon, BLE / Mifare / DESFire push button privacy function, A lever, unhanded, satin brass finish, for use with 1 3/8" - 1 3/4" thick standard door | 1 |  | 1 Year | 712.15 | 0.15 | 605.3275
11290 | Salto | AB656A00PM38-A- | XS4 ANSI electronic AMOK wire-free SVN escutcheon, BLE / Mifare / DESFire push button privacy function, A lever, unhanded, satin brass finish, for use with 1 3/8" - 1 3/4" thick standard door | 1 |  | 1 Year | 841.15 | 0.15 | 714.9775
11291 | Salto | AB656A00PM38--K | XS4 ANSI electronic wire-free SVN escutcheon, BLE / Mifare / DESFire push button privacy function, with keypad, A lever, unhanded, satin brass finish, for use with 1 3/8" - 1 3/4" thick standard door | 1 |  | 1 Year | 775 | 0.15 | 658.75
11292 | Salto | AB656A00PM38-W- | XS4 ANSI electronic RF wireless SVN escutcheon, BLE / Mifare / DESFire push button privacy function, A lever, unhanded, satin brass finish, for use with 1 3/8" - 1 3/4" thick standard door | 1 |  | 1 Year | 897.35 | 0.15 | 762.7475
11293 | Salto | AB656A00PM38-WK | XS4 ANSI electronic RF wireless SVN escutcheon, BLE / Mifare / DESFire push button privacy function, with keypad, A lever, unhanded, satin brass finish, for use with 1 3/8" - 1 3/4" thick standard door | 1 |  | 1 Year | 960.2 | 0.15 | 816.17
11294 | Salto | AB656A00PM48--- | XS4 ANSI electronic wire-free SVN escutcheon, BLE / Mifare / DESFire push button privacy function, A lever, unhanded, satin brass finish, for use with 1 3/4" - 2 1/4" thick door | 1 |  | 1 Year | 712.15 | 0.15 | 605.3275
11295 | Salto | AB656A00PM48-A- | XS4 ANSI electronic AMOK wire-free SVN escutcheon, BLE / Mifare / DESFire push button privacy function, A lever, unhanded, satin brass finish, for use with 1 3/4" - 2 1/4" thick door | 1 |  | 1 Year | 841.15 | 0.15 | 714.9775
11296 | Salto | AB656A00PM48--K | XS4 ANSI electronic wire-free SVN escutcheon, BLE / Mifare / DESFire push button privacy function, with keypad, A lever, unhanded, satin brass finish, for use with 1 3/4" - 2 1/4" thick door | 1 |  | 1 Year | 775 | 0.15 | 658.75
11297 | Salto | AB656A00PM48-W- | XS4 ANSI electronic RF wireless SVN escutcheon, BLE / Mifare / DESFire push button privacy function, A lever, unhanded, satin brass finish, for use with 1 3/4" - 2 1/4" thick door | 1 |  | 1 Year | 897.35 | 0.15 | 762.7475
11298 | Salto | AB656A00PM48-WK | XS4 ANSI electronic RF wireless SVN escutcheon, BLE / Mifare / DESFire push button privacy function, with keypad, A lever, unhanded, satin brass finish, for use with 1 3/4" - 2 1/4" thick door | 1 |  | 1 Year | 960.2 | 0.15 | 816.17
11299 | Salto | AB656A00PP38--- | XS4 ANSI electronic wire-free SVN escutcheon, BLE / Mifare / DESFire push button privacy function, A lever, unhanded, bright brass finish, for use with 1 3/8" - 1 3/4" thick standard door | 1 |  | 1 Year | 728.45 | 0.15 | 619.1825
11300 | Salto | AB656A00PP38-A- | XS4 ANSI electronic AMOK wire-free SVN escutcheon, BLE / Mifare / DESFire push button privacy function, A lever, unhanded, bright brass finish, for use with 1 3/8" - 1 3/4" thick standard door | 1 |  | 1 Year | 857.45 | 0.15 | 728.8325
11301 | Salto | AB656A00PP38--K | XS4 ANSI electronic wire-free SVN escutcheon, BLE / Mifare / DESFire push button privacy function, with keypad, A lever, unhanded, bright brass finish, for use with 1 3/8" - 1 3/4" thick standard door | 1 |  | 1 Year | 791.3 | 0.15 | 672.605
11302 | Salto | AB656A00PP38-W- | XS4 ANSI electronic RF wireless SVN escutcheon, BLE / Mifare / DESFire push button privacy function, A lever, unhanded, bright brass finish, for use with 1 3/8" - 1 3/4" thick standard door | 1 |  | 1 Year | 913.65 | 0.15 | 776.6025
11303 | Salto | AB656A00PP38-WK | XS4 ANSI electronic RF wireless SVN escutcheon, BLE / Mifare / DESFire push button privacy function, with keypad, A lever, unhanded, bright brass finish, for use with 1 3/8" - 1 3/4" thick standard door | 1 |  | 1 Year | 976.5 | 0.15 | 830.025
11304 | Salto | AB656A00PP48--- | XS4 ANSI electronic wire-free SVN escutcheon, BLE / Mifare / DESFire push button privacy function, A lever, unhanded, bright brass finish, for use with 1 3/4" - 2 1/4" thick door | 1 |  | 1 Year | 728.45 | 0.15 | 619.1825
11305 | Salto | AB656A00PP48-A- | XS4 ANSI electronic AMOK wire-free SVN escutcheon, BLE / Mifare / DESFire push button privacy function, A lever, unhanded, bright brass finish, for use with 1 3/4" - 2 1/4" thick door | 1 |  | 1 Year | 857.45 | 0.15 | 728.8325
11306 | Salto | AB656A00PP48--K | XS4 ANSI electronic wire-free SVN escutcheon, BLE / Mifare / DESFire push button privacy function, with keypad, A lever, unhanded, bright brass finish, for use with 1 3/4" - 2 1/4" thick door | 1 |  | 1 Year | 791.3 | 0.15 | 672.605
11307 | Salto | AB656A00PP48-W- | XS4 ANSI electronic RF wireless SVN escutcheon, BLE / Mifare / DESFire push button privacy function, A lever, unhanded, bright brass finish, for use with 1 3/4" - 2 1/4" thick door | 1 |  | 1 Year | 913.65 | 0.15 | 776.6025
11308 | Salto | AB656A00PP48-WK | XS4 ANSI electronic RF wireless SVN escutcheon, BLE / Mifare / DESFire push button privacy function, with keypad, A lever, unhanded, bright brass finish, for use with 1 3/4" - 2 1/4" thick door | 1 |  | 1 Year | 976.5 | 0.15 | 830.025
11309 | Salto | AB656G00BC38--- | XS4 ANSI electronic wire-free SVN escutcheon, BLE / Mifare / DESFire push button privacy function, G lever, unhanded, BioCote antimicrobial finish, for use with 1 3/8" - 1 3/4" thick standard door | 1 |  | 1 Year | 764.15 | 0.15 | 649.5275
11310 | Salto | AB656G00BC38-A- | XS4 ANSI electronic AMOK wire-free SVN escutcheon, BLE / Mifare / DESFire push button privacy function, G lever, unhanded, BioCote antimicrobial finish, for use with 1 3/8" - 1 3/4" thick standard door | 1 |  | 1 Year | 893.15 | 0.15 | 759.1775
11311 | Salto | AB656G00BC38--K | XS4 ANSI electronic wire-free SVN escutcheon, BLE / Mifare / DESFire push button privacy function, with keypad, G lever, unhanded, BioCote antimicrobial finish, for use with 1 3/8" - 1 3/4" thick standard door | 1 |  | 1 Year | 827 | 0.15 | 702.95
11312 | Salto | AB656G00BC38-W- | XS4 ANSI electronic RF wireless SVN escutcheon, BLE / Mifare / DESFire push button privacy function, G lever, unhanded, BioCote antimicrobial finish, for use with 1 3/8" - 1 3/4" thick standard door | 1 |  | 1 Year | 949.35 | 0.15 | 806.9475
11313 | Salto | AB656G00BC38-WK | XS4 ANSI electronic RF wireless SVN escutcheon, BLE / Mifare / DESFire push button privacy function, with keypad, G lever, unhanded, BioCote antimicrobial finish, for use with 1 3/8" - 1 3/4" thick standard door | 1 |  | 1 Year | 1012.2 | 0.15 | 860.37
11314 | Salto | AB656G00BC48--- | XS4 ANSI electronic wire-free SVN escutcheon, BLE / Mifare / DESFire push button privacy function, G lever, unhanded, BioCote antimicrobial finish, for use with 1 3/4" - 2 1/4" thick door | 1 |  | 1 Year | 764.15 | 0.15 | 649.5275
11315 | Salto | AB656G00BC48-A- | XS4 ANSI electronic AMOK wire-free SVN escutcheon, BLE / Mifare / DESFire push button privacy function, G lever, unhanded, BioCote antimicrobial finish, for use with 1 3/4" - 2 1/4" thick door | 1 |  | 1 Year | 893.15 | 0.15 | 759.1775
11316 | Salto | AB656G00BC48--K | XS4 ANSI electronic wire-free SVN escutcheon, BLE / Mifare / DESFire push button privacy function, with keypad, G lever, unhanded, BioCote antimicrobial finish, for use with 1 3/4" - 2 1/4" thick door | 1 |  | 1 Year | 827 | 0.15 | 702.95
11317 | Salto | AB656G00BC48-W- | XS4 ANSI electronic RF wireless SVN escutcheon, BLE / Mifare / DESFire push button privacy function, G lever, unhanded, BioCote antimicrobial finish, for use with 1 3/4" - 2 1/4" thick door | 1 |  | 1 Year | 949.35 | 0.15 | 806.9475
11318 | Salto | AB656G00BC48-WK | XS4 ANSI electronic RF wireless SVN escutcheon, BLE / Mifare / DESFire push button privacy function, with keypad, G lever, unhanded, BioCote antimicrobial finish, for use with 1 3/4" - 2 1/4" thick door | 1 |  | 1 Year | 1012.2 | 0.15 | 860.37
11319 | Salto | AB656G00IM38--- | XS4 ANSI electronic wire-free SVN escutcheon, BLE / Mifare / DESFire push button privacy function, G lever, unhanded, satin stainless finish, for use with 1 3/8" - 1 3/4" thick standard door | 1 |  | 1 Year | 712.15 | 0.15 | 605.3275
11320 | Salto | AB656G00IM38-A- | XS4 ANSI electronic AMOK wire-free SVN escutcheon, BLE / Mifare / DESFire push button privacy function, G lever, unhanded, satin stainless finish, for use with 1 3/8" - 1 3/4" thick standard door | 1 |  | 1 Year | 841.15 | 0.15 | 714.9775
11321 | Salto | AB656G00IM38--K | XS4 ANSI electronic wire-free SVN escutcheon, BLE / Mifare / DESFire push button privacy function, with keypad, G lever, unhanded, satin stainless finish, for use with 1 3/8" - 1 3/4" thick standard door | 1 |  | 1 Year | 775 | 0.15 | 658.75
11322 | Salto | AB656G00IM38-W- | XS4 ANSI electronic RF wireless SVN escutcheon, BLE / Mifare / DESFire push button privacy function, G lever, unhanded, satin stainless finish, for use with 1 3/8" - 1 3/4" thick standard door | 1 |  | 1 Year | 897.35 | 0.15 | 762.7475
11323 | Salto | AB656G00IM38-WK | XS4 ANSI electronic RF wireless SVN escutcheon, BLE / Mifare / DESFire push button privacy function, with keypad, G lever, unhanded, satin stainless finish, for use with 1 3/8" - 1 3/4" thick standard door | 1 |  | 1 Year | 960.2 | 0.15 | 816.17
11324 | Salto | AB656G00IM48--- | XS4 ANSI electronic wire-free SVN escutcheon, BLE / Mifare / DESFire push button privacy function, G lever, unhanded, satin stainless finish, for use with 1 3/4" - 2 1/4" thick door | 1 |  | 1 Year | 712.15 | 0.15 | 605.3275
11325 | Salto | AB656G00IM48-A- | XS4 ANSI electronic AMOK wire-free SVN escutcheon, BLE / Mifare / DESFire push button privacy function, G lever, unhanded, satin stainless finish, for use with 1 3/4" - 2 1/4" thick door | 1 |  | 1 Year | 841.15 | 0.15 | 714.9775
11326 | Salto | AB656G00IM48--K | XS4 ANSI electronic wire-free SVN escutcheon, BLE / Mifare / DESFire push button privacy function, with keypad, G lever, unhanded, satin stainless finish, for use with 1 3/4" - 2 1/4" thick door | 1 |  | 1 Year | 775 | 0.15 | 658.75
11327 | Salto | AB656G00IM48-W- | XS4 ANSI electronic RF wireless SVN escutcheon, BLE / Mifare / DESFire push button privacy function, G lever, unhanded, satin stainless finish, for use with 1 3/4" - 2 1/4" thick door | 1 |  | 1 Year | 897.35 | 0.15 | 762.7475
11328 | Salto | AB656G00IM48-WK | XS4 ANSI electronic RF wireless SVN escutcheon, BLE / Mifare / DESFire push button privacy function, with keypad, G lever, unhanded, satin stainless finish, for use with 1 3/4" - 2 1/4" thick door | 1 |  | 1 Year | 960.2 | 0.15 | 816.17
11329 | Salto | AB656G00PM38--- | XS4 ANSI electronic wire-free SVN escutcheon, BLE / Mifare / DESFire push button privacy function, G lever, unhanded, satin brass finish, for use with 1 3/8" - 1 3/4" thick standard door | 1 |  | 1 Year | 712.15 | 0.15 | 605.3275
11330 | Salto | AB656G00PM38-A- | XS4 ANSI electronic AMOK wire-free SVN escutcheon, BLE / Mifare / DESFire push button privacy function, G lever, unhanded, satin brass finish, for use with 1 3/8" - 1 3/4" thick standard door | 1 |  | 1 Year | 841.15 | 0.15 | 714.9775
11331 | Salto | AB656G00PM38--K | XS4 ANSI electronic wire-free SVN escutcheon, BLE / Mifare / DESFire push button privacy function, with keypad, G lever, unhanded, satin brass finish, for use with 1 3/8" - 1 3/4" thick standard door | 1 |  | 1 Year | 775 | 0.15 | 658.75
11332 | Salto | AB656G00PM38-W- | XS4 ANSI electronic RF wireless SVN escutcheon, BLE / Mifare / DESFire push button privacy function, G lever, unhanded, satin brass finish, for use with 1 3/8" - 1 3/4" thick standard door | 1 |  | 1 Year | 897.35 | 0.15 | 762.7475
11333 | Salto | AB656G00PM38-WK | XS4 ANSI electronic RF wireless SVN escutcheon, BLE / Mifare / DESFire push button privacy function, with keypad, G lever, unhanded, satin brass finish, for use with 1 3/8" - 1 3/4" thick standard door | 1 |  | 1 Year | 960.2 | 0.15 | 816.17
11334 | Salto | AB656G00PM48--- | XS4 ANSI electronic wire-free SVN escutcheon, BLE / Mifare / DESFire push button privacy function, G lever, unhanded, satin brass finish, for use with 1 3/4" - 2 1/4" thick door | 1 |  | 1 Year | 712.15 | 0.15 | 605.3275
11335 | Salto | AB656G00PM48-A- | XS4 ANSI electronic AMOK wire-free SVN escutcheon, BLE / Mifare / DESFire push button privacy function, G lever, unhanded, satin brass finish, for use with 1 3/4" - 2 1/4" thick door | 1 |  | 1 Year | 841.15 | 0.15 | 714.9775
11336 | Salto | AB656G00PM48--K | XS4 ANSI electronic wire-free SVN escutcheon, BLE / Mifare / DESFire push button privacy function, with keypad, G lever, unhanded, satin brass finish, for use with 1 3/4" - 2 1/4" thick door | 1 |  | 1 Year | 775 | 0.15 | 658.75
11337 | Salto | AB656G00PM48-W- | XS4 ANSI electronic RF wireless SVN escutcheon, BLE / Mifare / DESFire push button privacy function, G lever, unhanded, satin brass finish, for use with 1 3/4" - 2 1/4" thick door | 1 |  | 1 Year | 897.35 | 0.15 | 762.7475
11338 | Salto | AB656G00PM48-WK | XS4 ANSI electronic RF wireless SVN escutcheon, BLE / Mifare / DESFire push button privacy function, with keypad, G lever, unhanded, satin brass finish, for use with 1 3/4" - 2 1/4" thick door | 1 |  | 1 Year | 960.2 | 0.15 | 816.17
11339 | Salto | AB656J00BC38--- | XS4 ANSI electronic wire-free SVN escutcheon, BLE / Mifare / DESFire push button privacy function, J lever, unhanded, BioCote antimicrobial finish, for use with 1 3/8" - 1 3/4" thick standard door | 1 |  | 1 Year | 774.35 | 0.15 | 658.1975
11340 | Salto | AB656J00BC38-A- | XS4 ANSI electronic AMOK wire-free SVN escutcheon, BLE / Mifare / DESFire push button privacy function, J lever, unhanded, BioCote antimicrobial finish, for use with 1 3/8" - 1 3/4" thick standard door | 1 |  | 1 Year | 903.35 | 0.15 | 767.8475
11341 | Salto | AB656J00BC38--K | XS4 ANSI electronic wire-free SVN escutcheon, BLE / Mifare / DESFire push button privacy function, with keypad, J lever, unhanded, BioCote antimicrobial finish, for use with 1 3/8" - 1 3/4" thick standard door | 1 |  | 1 Year | 837.2 | 0.15 | 711.62
11342 | Salto | AB656J00BC38-W- | XS4 ANSI electronic RF wireless SVN escutcheon, BLE / Mifare / DESFire push button privacy function, J lever, unhanded, BioCote antimicrobial finish, for use with 1 3/8" - 1 3/4" thick standard door | 1 |  | 1 Year | 959.55 | 0.15 | 815.6175
11343 | Salto | AB656J00BC38-WK | XS4 ANSI electronic RF wireless SVN escutcheon, BLE / Mifare / DESFire push button privacy function, with keypad, J lever, unhanded, BioCote antimicrobial finish, for use with 1 3/8" - 1 3/4" thick standard door | 1 |  | 1 Year | 1022.4 | 0.15 | 869.04
11344 | Salto | AB656J00BC48--- | XS4 ANSI electronic wire-free SVN escutcheon, BLE / Mifare / DESFire push button privacy function, J lever, unhanded, BioCote antimicrobial finish, for use with 1 3/4" - 2 1/4" thick door | 1 |  | 1 Year | 774.35 | 0.15 | 658.1975
11345 | Salto | AB656J00BC48-A- | XS4 ANSI electronic AMOK wire-free SVN escutcheon, BLE / Mifare / DESFire push button privacy function, J lever, unhanded, BioCote antimicrobial finish, for use with 1 3/4" - 2 1/4" thick door | 1 |  | 1 Year | 903.35 | 0.15 | 767.8475
11346 | Salto | AB656J00BC48--K | XS4 ANSI electronic wire-free SVN escutcheon, BLE / Mifare / DESFire push button privacy function, with keypad, J lever, unhanded, BioCote antimicrobial finish, for use with 1 3/4" - 2 1/4" thick door | 1 |  | 1 Year | 837.2 | 0.15 | 711.62
11347 | Salto | AB656J00BC48-W- | XS4 ANSI electronic RF wireless SVN escutcheon, BLE / Mifare / DESFire push button privacy function, J lever, unhanded, BioCote antimicrobial finish, for use with 1 3/4" - 2 1/4" thick door | 1 |  | 1 Year | 959.55 | 0.15 | 815.6175
11348 | Salto | AB656J00BC48-WK | XS4 ANSI electronic RF wireless SVN escutcheon, BLE / Mifare / DESFire push button privacy function, with keypad, J lever, unhanded, BioCote antimicrobial finish, for use with 1 3/4" - 2 1/4" thick door | 1 |  | 1 Year | 1022.4 | 0.15 | 869.04
11349 | Salto | AB656J00IA38--- | XS4 ANSI electronic wire-free SVN escutcheon, BLE / Mifare / DESFire push button privacy function, J lever, unhanded, antique brass finish, for use with 1 3/8" - 1 3/4" thick standard door | 1 |  | 1 Year | 774.35 | 0.15 | 658.1975
11350 | Salto | AB656J00IA38-A- | XS4 ANSI electronic AMOK wire-free SVN escutcheon, BLE / Mifare / DESFire push button privacy function, J lever, unhanded, antique brass finish, for use with 1 3/8" - 1 3/4" thick standard door | 1 |  | 1 Year | 903.35 | 0.15 | 767.8475
11351 | Salto | AB656J00IA38--K | XS4 ANSI electronic wire-free SVN escutcheon, BLE / Mifare / DESFire push button privacy function, with keypad, J lever, unhanded, antique brass finish, for use with 1 3/8" - 1 3/4" thick standard door | 1 |  | 1 Year | 837.2 | 0.15 | 711.62
11352 | Salto | AB656J00IA38-W- | XS4 ANSI electronic RF wireless SVN escutcheon, BLE / Mifare / DESFire push button privacy function, J lever, unhanded, antique brass finish, for use with 1 3/8" - 1 3/4" thick standard door | 1 |  | 1 Year | 959.55 | 0.15 | 815.6175
11353 | Salto | AB656J00IA38-WK | XS4 ANSI electronic RF wireless SVN escutcheon, BLE / Mifare / DESFire push button privacy function, with keypad, J lever, unhanded, antique brass finish, for use with 1 3/8" - 1 3/4" thick standard door | 1 |  | 1 Year | 1022.4 | 0.15 | 869.04
11354 | Salto | AB656J00IA48--- | XS4 ANSI electronic wire-free SVN escutcheon, BLE / Mifare / DESFire push button privacy function, J lever, unhanded, antique brass finish, for use with 1 3/4" - 2 1/4" thick door | 1 |  | 1 Year | 774.35 | 0.15 | 658.1975
11355 | Salto | AB656J00IA48-A- | XS4 ANSI electronic AMOK wire-free SVN escutcheon, BLE / Mifare / DESFire push button privacy function, J lever, unhanded, antique brass finish, for use with 1 3/4" - 2 1/4" thick door | 1 |  | 1 Year | 903.35 | 0.15 | 767.8475
11356 | Salto | AB656J00IA48--K | XS4 ANSI electronic wire-free SVN escutcheon, BLE / Mifare / DESFire push button privacy function, with keypad, J lever, unhanded, antique brass finish, for use with 1 3/4" - 2 1/4" thick door | 1 |  | 1 Year | 837.2 | 0.15 | 711.62
11357 | Salto | AB656J00IA48-W- | XS4 ANSI electronic RF wireless SVN escutcheon, BLE / Mifare / DESFire push button privacy function, J lever, unhanded, antique brass finish, for use with 1 3/4" - 2 1/4" thick door | 1 |  | 1 Year | 959.55 | 0.15 | 815.6175
11358 | Salto | AB656J00IA48-WK | XS4 ANSI electronic RF wireless SVN escutcheon, BLE / Mifare / DESFire push button privacy function, with keypad, J lever, unhanded, antique brass finish, for use with 1 3/4" - 2 1/4" thick door | 1 |  | 1 Year | 1022.4 | 0.15 | 869.04
11359 | Salto | AB656J00IM38--- | XS4 ANSI electronic wire-free SVN escutcheon, BLE / Mifare / DESFire push button privacy function, J lever, unhanded, satin stainless finish, for use with 1 3/8" - 1 3/4" thick standard door | 1 |  | 1 Year | 722.35 | 0.15 | 613.9975
11360 | Salto | AB656J00IM38-A- | XS4 ANSI electronic AMOK wire-free SVN escutcheon, BLE / Mifare / DESFire push button privacy function, J lever, unhanded, satin stainless finish, for use with 1 3/8" - 1 3/4" thick standard door | 1 |  | 1 Year | 851.35 | 0.15 | 723.6475
11361 | Salto | AB656J00IM38--K | XS4 ANSI electronic wire-free SVN escutcheon, BLE / Mifare / DESFire push button privacy function, with keypad, J lever, unhanded, satin stainless finish, for use with 1 3/8" - 1 3/4" thick standard door | 1 |  | 1 Year | 785.2 | 0.15 | 667.42
11362 | Salto | AB656J00IM38-W- | XS4 ANSI electronic RF wireless SVN escutcheon, BLE / Mifare / DESFire push button privacy function, J lever, unhanded, satin stainless finish, for use with 1 3/8" - 1 3/4" thick standard door | 1 |  | 1 Year | 907.55 | 0.15 | 771.4175
11363 | Salto | AB656J00IM38-WK | XS4 ANSI electronic RF wireless SVN escutcheon, BLE / Mifare / DESFire push button privacy function, with keypad, J lever, unhanded, satin stainless finish, for use with 1 3/8" - 1 3/4" thick standard door | 1 |  | 1 Year | 970.4 | 0.15 | 824.84
11364 | Salto | AB656J00IM48--- | XS4 ANSI electronic wire-free SVN escutcheon, BLE / Mifare / DESFire push button privacy function, J lever, unhanded, satin stainless finish, for use with 1 3/4" - 2 1/4" thick door | 1 |  | 1 Year | 722.35 | 0.15 | 613.9975
11365 | Salto | AB656J00IM48-A- | XS4 ANSI electronic AMOK wire-free SVN escutcheon, BLE / Mifare / DESFire push button privacy function, J lever, unhanded, satin stainless finish, for use with 1 3/4" - 2 1/4" thick door | 1 |  | 1 Year | 851.35 | 0.15 | 723.6475
11366 | Salto | AB656J00IM48--K | XS4 ANSI electronic wire-free SVN escutcheon, BLE / Mifare / DESFire push button privacy function, with keypad, J lever, unhanded, satin stainless finish, for use with 1 3/4" - 2 1/4" thick door | 1 |  | 1 Year | 785.2 | 0.15 | 667.42
11367 | Salto | AB656J00IM48-W- | XS4 ANSI electronic RF wireless SVN escutcheon, BLE / Mifare / DESFire push button privacy function, J lever, unhanded, satin stainless finish, for use with 1 3/4" - 2 1/4" thick door | 1 |  | 1 Year | 907.55 | 0.15 | 771.4175
11368 | Salto | AB656J00IM48-WK | XS4 ANSI electronic RF wireless SVN escutcheon, BLE / Mifare / DESFire push button privacy function, with keypad, J lever, unhanded, satin stainless finish, for use with 1 3/4" - 2 1/4" thick door | 1 |  | 1 Year | 970.4 | 0.15 | 824.84
11369 | Salto | AB656J00NE38--- | XS4 ANSI electronic wire-free SVN escutcheon, BLE / Mifare / DESFire push button privacy function, J lever, unhanded, black chromium finish, for use with 1 3/8" - 1 3/4" thick standard door | 1 |  | 1 Year | 757.05 | 0.15 | 643.4925
11370 | Salto | AB656J00NE38-A- | XS4 ANSI electronic AMOK wire-free SVN escutcheon, BLE / Mifare / DESFire push button privacy function, J lever, unhanded, black chromium finish, for use with 1 3/8" - 1 3/4" thick standard door | 1 |  | 1 Year | 886.05 | 0.15 | 753.1425
11371 | Salto | AB656J00NE38--K | XS4 ANSI electronic wire-free SVN escutcheon, BLE / Mifare / DESFire push button privacy function, with keypad, J lever, unhanded, black chromium finish, for use with 1 3/8" - 1 3/4" thick standard door | 1 |  | 1 Year | 819.9 | 0.15 | 696.915
11372 | Salto | AB656J00NE38-W- | XS4 ANSI electronic RF wireless SVN escutcheon, BLE / Mifare / DESFire push button privacy function, J lever, unhanded, black chromium finish, for use with 1 3/8" - 1 3/4" thick standard door | 1 |  | 1 Year | 942.25 | 0.15 | 800.9125
11373 | Salto | AB656J00NE38-WK | XS4 ANSI electronic RF wireless SVN escutcheon, BLE / Mifare / DESFire push button privacy function, with keypad, J lever, unhanded, black chromium finish, for use with 1 3/8" - 1 3/4" thick standard door | 1 |  | 1 Year | 1005.1 | 0.15 | 854.335
11374 | Salto | AB656J00NE48--- | XS4 ANSI electronic wire-free SVN escutcheon, BLE / Mifare / DESFire push button privacy function, J lever, unhanded, black chromium finish, for use with 1 3/4" - 2 1/4" thick door | 1 |  | 1 Year | 757.05 | 0.15 | 643.4925
11375 | Salto | AB656J00NE48-A- | XS4 ANSI electronic AMOK wire-free SVN escutcheon, BLE / Mifare / DESFire push button privacy function, J lever, unhanded, black chromium finish, for use with 1 3/4" - 2 1/4" thick door | 1 |  | 1 Year | 886.05 | 0.15 | 753.1425
11376 | Salto | AB656J00NE48--K | XS4 ANSI electronic wire-free SVN escutcheon, BLE / Mifare / DESFire push button privacy function, with keypad, J lever, unhanded, black chromium finish, for use with 1 3/4" - 2 1/4" thick door | 1 |  | 1 Year | 819.9 | 0.15 | 696.915
11377 | Salto | AB656J00NE48-W- | XS4 ANSI electronic RF wireless SVN escutcheon, BLE / Mifare / DESFire push button privacy function, J lever, unhanded, black chromium finish, for use with 1 3/4" - 2 1/4" thick door | 1 |  | 1 Year | 942.25 | 0.15 | 800.9125
11378 | Salto | AB656J00NE48-WK | XS4 ANSI electronic RF wireless SVN escutcheon, BLE / Mifare / DESFire push button privacy function, with keypad, J lever, unhanded, black chromium finish, for use with 1 3/4" - 2 1/4" thick door | 1 |  | 1 Year | 1005.1 | 0.15 | 854.335
11379 | Salto | AB656J00PM38--- | XS4 ANSI electronic wire-free SVN escutcheon, BLE / Mifare / DESFire push button privacy function, J lever, unhanded, satin brass finish, for use with 1 3/8" - 1 3/4" thick standard door | 1 |  | 1 Year | 722.35 | 0.15 | 613.9975
11380 | Salto | AB656J00PM38-A- | XS4 ANSI electronic AMOK wire-free SVN escutcheon, BLE / Mifare / DESFire push button privacy function, J lever, unhanded, satin brass finish, for use with 1 3/8" - 1 3/4" thick standard door | 1 |  | 1 Year | 851.35 | 0.15 | 723.6475
11381 | Salto | AB656J00PM38--K | XS4 ANSI electronic wire-free SVN escutcheon, BLE / Mifare / DESFire push button privacy function, with keypad, J lever, unhanded, satin brass finish, for use with 1 3/8" - 1 3/4" thick standard door | 1 |  | 1 Year | 785.2 | 0.15 | 667.42
11382 | Salto | AB656J00PM38-W- | XS4 ANSI electronic RF wireless SVN escutcheon, BLE / Mifare / DESFire push button privacy function, J lever, unhanded, satin brass finish, for use with 1 3/8" - 1 3/4" thick standard door | 1 |  | 1 Year | 907.55 | 0.15 | 771.4175
11383 | Salto | AB656J00PM38-WK | XS4 ANSI electronic RF wireless SVN escutcheon, BLE / Mifare / DESFire push button privacy function, with keypad, J lever, unhanded, satin brass finish, for use with 1 3/8" - 1 3/4" thick standard door | 1 |  | 1 Year | 970.4 | 0.15 | 824.84
11384 | Salto | AB656J00PM48--- | XS4 ANSI electronic wire-free SVN escutcheon, BLE / Mifare / DESFire push button privacy function, J lever, unhanded, satin brass finish, for use with 1 3/4" - 2 1/4" thick door | 1 |  | 1 Year | 722.35 | 0.15 | 613.9975
11385 | Salto | AB656J00PM48-A- | XS4 ANSI electronic AMOK wire-free SVN escutcheon, BLE / Mifare / DESFire push button privacy function, J lever, unhanded, satin brass finish, for use with 1 3/4" - 2 1/4" thick door | 1 |  | 1 Year | 851.35 | 0.15 | 723.6475
11386 | Salto | AB656J00PM48--K | XS4 ANSI electronic wire-free SVN escutcheon, BLE / Mifare / DESFire push button privacy function, with keypad, J lever, unhanded, satin brass finish, for use with 1 3/4" - 2 1/4" thick door | 1 |  | 1 Year | 785.2 | 0.15 | 667.42
11387 | Salto | AB656J00PM48-W- | XS4 ANSI electronic RF wireless SVN escutcheon, BLE / Mifare / DESFire push button privacy function, J lever, unhanded, satin brass finish, for use with 1 3/4" - 2 1/4" thick door | 1 |  | 1 Year | 907.55 | 0.15 | 771.4175
11388 | Salto | AB656J00PM48-WK | XS4 ANSI electronic RF wireless SVN escutcheon, BLE / Mifare / DESFire push button privacy function, with keypad, J lever, unhanded, satin brass finish, for use with 1 3/4" - 2 1/4" thick door | 1 |  | 1 Year | 970.4 | 0.15 | 824.84
11389 | Salto | AB656K00IM38L-- | XS4 ANSI electronic wire-free SVN escutcheon, BLE / Mifare / DESFire push button privacy function, K lever, left handed, satin stainless finish, for use with 1 3/8" - 1 3/4" thick standard door | 1 |  | 1 Year | 722.35 | 0.15 | 613.9975
11390 | Salto | AB656K00IM38LA- | XS4 ANSI electronic AMOK wire-free SVN escutcheon, BLE / Mifare / DESFire push button privacy function, K lever, left handed, satin stainless finish, for use with 1 3/8" - 1 3/4" thick standard door | 1 |  | 1 Year | 851.35 | 0.15 | 723.6475
11391 | Salto | AB656K00IM38L-K | XS4 ANSI electronic wire-free SVN escutcheon, BLE / Mifare / DESFire push button privacy function, with keypad, K lever, left handed, satin stainless finish, for use with 1 3/8" - 1 3/4" thick standard door | 1 |  | 1 Year | 785.2 | 0.15 | 667.42
11392 | Salto | AB656K00IM38LW- | XS4 ANSI electronic RF wireless SVN escutcheon, BLE / Mifare / DESFire push button privacy function, K lever, left handed, satin stainless finish, for use with 1 3/8" - 1 3/4" thick standard door | 1 |  | 1 Year | 907.55 | 0.15 | 771.4175
11393 | Salto | AB656K00IM38LWK | XS4 ANSI electronic RF wireless SVN escutcheon, BLE / Mifare / DESFire push button privacy function, with keypad, K lever, left handed, satin stainless finish, for use with 1 3/8" - 1 3/4" thick standard door | 1 |  | 1 Year | 970.4 | 0.15 | 824.84
11394 | Salto | AB656K00IM38R-- | XS4 ANSI electronic wire-free SVN escutcheon, BLE / Mifare / DESFire push button privacy function, K lever, right handed, satin stainless finish, for use with 1 3/8" - 1 3/4" thick standard door | 1 |  | 1 Year | 722.35 | 0.15 | 613.9975
11395 | Salto | AB656K00IM38RA- | XS4 ANSI electronic AMOK wire-free SVN escutcheon, BLE / Mifare / DESFire push button privacy function, K lever, right handed, satin stainless finish, for use with 1 3/8" - 1 3/4" thick standard door | 1 |  | 1 Year | 851.35 | 0.15 | 723.6475
11396 | Salto | AB656K00IM38R-K | XS4 ANSI electronic wire-free SVN escutcheon, BLE / Mifare / DESFire push button privacy function, with keypad, K lever, right handed, satin stainless finish, for use with 1 3/8" - 1 3/4" thick standard door | 1 |  | 1 Year | 785.2 | 0.15 | 667.42
11397 | Salto | AB656K00IM38RW- | XS4 ANSI electronic RF wireless SVN escutcheon, BLE / Mifare / DESFire push button privacy function, K lever, right handed, satin stainless finish, for use with 1 3/8" - 1 3/4" thick standard door | 1 |  | 1 Year | 907.55 | 0.15 | 771.4175
11398 | Salto | AB656K00IM38RWK | XS4 ANSI electronic RF wireless SVN escutcheon, BLE / Mifare / DESFire push button privacy function, with keypad, K lever, right handed, satin stainless finish, for use with 1 3/8" - 1 3/4" thick standard door | 1 |  | 1 Year | 970.4 | 0.15 | 824.84
11399 | Salto | AB656K00IM48L-- | XS4 ANSI electronic wire-free SVN escutcheon, BLE / Mifare / DESFire push button privacy function, K lever, left handed, satin stainless finish, for use with 1 3/4" - 2 1/4" thick door | 1 |  | 1 Year | 722.35 | 0.15 | 613.9975
11400 | Salto | AB656K00IM48LA- | XS4 ANSI electronic AMOK wire-free SVN escutcheon, BLE / Mifare / DESFire push button privacy function, K lever, left handed, satin stainless finish, for use with 1 3/4" - 2 1/4" thick door | 1 |  | 1 Year | 851.35 | 0.15 | 723.6475
11401 | Salto | AB656K00IM48L-K | XS4 ANSI electronic wire-free SVN escutcheon, BLE / Mifare / DESFire push button privacy function, with keypad, K lever, left handed, satin stainless finish, for use with 1 3/4" - 2 1/4" thick door | 1 |  | 1 Year | 785.2 | 0.15 | 667.42
11402 | Salto | AB656K00IM48LW- | XS4 ANSI electronic RF wireless SVN escutcheon, BLE / Mifare / DESFire push button privacy function, K lever, left handed, satin stainless finish, for use with 1 3/4" - 2 1/4" thick door | 1 |  | 1 Year | 907.55 | 0.15 | 771.4175
11403 | Salto | AB656K00IM48LWK | XS4 ANSI electronic RF wireless SVN escutcheon, BLE / Mifare / DESFire push button privacy function, with keypad, K lever, left handed, satin stainless finish, for use with 1 3/4" - 2 1/4" thick door | 1 |  | 1 Year | 970.4 | 0.15 | 824.84
11404 | Salto | AB656K00IM48R-- | XS4 ANSI electronic wire-free SVN escutcheon, BLE / Mifare / DESFire push button privacy function, K lever, right handed, satin stainless finish, for use with 1 3/4" - 2 1/4" thick door | 1 |  | 1 Year | 722.35 | 0.15 | 613.9975
11405 | Salto | AB656K00IM48RA- | XS4 ANSI electronic AMOK wire-free SVN escutcheon, BLE / Mifare / DESFire push button privacy function, K lever, right handed, satin stainless finish, for use with 1 3/4" - 2 1/4" thick door | 1 |  | 1 Year | 851.35 | 0.15 | 723.6475
11406 | Salto | AB656K00IM48R-K | XS4 ANSI electronic wire-free SVN escutcheon, BLE / Mifare / DESFire push button privacy function, with keypad, K lever, right handed, satin stainless finish, for use with 1 3/4" - 2 1/4" thick door | 1 |  | 1 Year | 785.2 | 0.15 | 667.42
11407 | Salto | AB656K00IM48RW- | XS4 ANSI electronic RF wireless SVN escutcheon, BLE / Mifare / DESFire push button privacy function, K lever, right handed, satin stainless finish, for use with 1 3/4" - 2 1/4" thick door | 1 |  | 1 Year | 907.55 | 0.15 | 771.4175
11408 | Salto | AB656K00IM48RWK | XS4 ANSI electronic RF wireless SVN escutcheon, BLE / Mifare / DESFire push button privacy function, with keypad, K lever, right handed, satin stainless finish, for use with 1 3/4" - 2 1/4" thick door | 1 |  | 1 Year | 970.4 | 0.15 | 824.84
11409 | Salto | AB656K00IP38L-- | XS4 ANSI electronic wire-free SVN escutcheon, BLE / Mifare / DESFire push button privacy function, K lever, left handed, bright stainless steel finish, for use with 1 3/8" - 1 3/4" thick standard door | 1 |  | 1 Year | 738.65 | 0.15 | 627.8525
11410 | Salto | AB656K00IP38LA- | XS4 ANSI electronic AMOK wire-free SVN escutcheon, BLE / Mifare / DESFire push button privacy function, K lever, left handed, bright stainless steel finish, for use with 1 3/8" - 1 3/4" thick standard door | 1 |  | 1 Year | 867.65 | 0.15 | 737.5025
11411 | Salto | AB656K00IP38L-K | XS4 ANSI electronic wire-free SVN escutcheon, BLE / Mifare / DESFire push button privacy function, with keypad, K lever, left handed, bright stainless steel finish, for use with 1 3/8" - 1 3/4" thick standard door | 1 |  | 1 Year | 801.5 | 0.15 | 681.275
11412 | Salto | AB656K00IP38LW- | XS4 ANSI electronic RF wireless SVN escutcheon, BLE / Mifare / DESFire push button privacy function, K lever, left handed, bright stainless steel finish, for use with 1 3/8" - 1 3/4" thick standard door | 1 |  | 1 Year | 923.85 | 0.15 | 785.2725
11413 | Salto | AB656K00IP38LWK | XS4 ANSI electronic RF wireless SVN escutcheon, BLE / Mifare / DESFire push button privacy function, with keypad, K lever, left handed, bright stainless steel finish, for use with 1 3/8" - 1 3/4" thick standard door | 1 |  | 1 Year | 986.7 | 0.15 | 838.695
11414 | Salto | AB656K00IP38R-- | XS4 ANSI electronic wire-free SVN escutcheon, BLE / Mifare / DESFire push button privacy function, K lever, right handed, bright stainless steel finish, for use with 1 3/8" - 1 3/4" thick standard door | 1 |  | 1 Year | 738.65 | 0.15 | 627.8525
11415 | Salto | AB656K00IP38RA- | XS4 ANSI electronic AMOK wire-free SVN escutcheon, BLE / Mifare / DESFire push button privacy function, K lever, right handed, bright stainless steel finish, for use with 1 3/8" - 1 3/4" thick standard door | 1 |  | 1 Year | 867.65 | 0.15 | 737.5025
11416 | Salto | AB656K00IP38R-K | XS4 ANSI electronic wire-free SVN escutcheon, BLE / Mifare / DESFire push button privacy function, with keypad, K lever, right handed, bright stainless steel finish, for use with 1 3/8" - 1 3/4" thick standard door | 1 |  | 1 Year | 801.5 | 0.15 | 681.275
11417 | Salto | AB656K00IP38RW- | XS4 ANSI electronic RF wireless SVN escutcheon, BLE / Mifare / DESFire push button privacy function, K lever, right handed, bright stainless steel finish, for use with 1 3/8" - 1 3/4" thick standard door | 1 |  | 1 Year | 923.85 | 0.15 | 785.2725
11418 | Salto | AB656K00IP38RWK | XS4 ANSI electronic RF wireless SVN escutcheon, BLE / Mifare / DESFire push button privacy function, with keypad, K lever, right handed, bright stainless steel finish, for use with 1 3/8" - 1 3/4" thick standard door | 1 |  | 1 Year | 986.7 | 0.15 | 838.695
11419 | Salto | AB656K00IP48L-- | XS4 ANSI electronic wire-free SVN escutcheon, BLE / Mifare / DESFire push button privacy function, K lever, left handed, bright stainless steel finish, for use with 1 3/4" - 2 1/4" thick door | 1 |  | 1 Year | 738.65 | 0.15 | 627.8525
11420 | Salto | AB656K00IP48LA- | XS4 ANSI electronic AMOK wire-free SVN escutcheon, BLE / Mifare / DESFire push button privacy function, K lever, left handed, bright stainless steel finish, for use with 1 3/4" - 2 1/4" thick door | 1 |  | 1 Year | 867.65 | 0.15 | 737.5025
11421 | Salto | AB656K00IP48L-K | XS4 ANSI electronic wire-free SVN escutcheon, BLE / Mifare / DESFire push button privacy function, with keypad, K lever, left handed, bright stainless steel finish, for use with 1 3/4" - 2 1/4" thick door | 1 |  | 1 Year | 801.5 | 0.15 | 681.275
11422 | Salto | AB656K00IP48LW- | XS4 ANSI electronic RF wireless SVN escutcheon, BLE / Mifare / DESFire push button privacy function, K lever, left handed, bright stainless steel finish, for use with 1 3/4" - 2 1/4" thick door | 1 |  | 1 Year | 923.85 | 0.15 | 785.2725
11423 | Salto | AB656K00IP48LWK | XS4 ANSI electronic RF wireless SVN escutcheon, BLE / Mifare / DESFire push button privacy function, with keypad, K lever, left handed, bright stainless steel finish, for use with 1 3/4" - 2 1/4" thick door | 1 |  | 1 Year | 986.7 | 0.15 | 838.695
11424 | Salto | AB656K00IP48R-- | XS4 ANSI electronic wire-free SVN escutcheon, BLE / Mifare / DESFire push button privacy function, K lever, right handed, bright stainless steel finish, for use with 1 3/4" - 2 1/4" thick door | 1 |  | 1 Year | 738.65 | 0.15 | 627.8525
11425 | Salto | AB656K00IP48RA- | XS4 ANSI electronic AMOK wire-free SVN escutcheon, BLE / Mifare / DESFire push button privacy function, K lever, right handed, bright stainless steel finish, for use with 1 3/4" - 2 1/4" thick door | 1 |  | 1 Year | 867.65 | 0.15 | 737.5025
11426 | Salto | AB656K00IP48R-K | XS4 ANSI electronic wire-free SVN escutcheon, BLE / Mifare / DESFire push button privacy function, with keypad, K lever, right handed, bright stainless steel finish, for use with 1 3/4" - 2 1/4" thick door | 1 |  | 1 Year | 801.5 | 0.15 | 681.275
11427 | Salto | AB656K00IP48RW- | XS4 ANSI electronic RF wireless SVN escutcheon, BLE / Mifare / DESFire push button privacy function, K lever, right handed, bright stainless steel finish, for use with 1 3/4" - 2 1/4" thick door | 1 |  | 1 Year | 923.85 | 0.15 | 785.2725
11428 | Salto | AB656K00IP48RWK | XS4 ANSI electronic RF wireless SVN escutcheon, BLE / Mifare / DESFire push button privacy function, with keypad, K lever, right handed, bright stainless steel finish, for use with 1 3/4" - 2 1/4" thick door | 1 |  | 1 Year | 986.7 | 0.15 | 838.695
11429 | Salto | AB656K00PP38L-- | XS4 ANSI electronic wire-free SVN escutcheon, BLE / Mifare / DESFire push button privacy function, K lever, left handed, bright brass finish, for use with 1 3/8" - 1 3/4" thick standard door | 1 |  | 1 Year | 738.65 | 0.15 | 627.8525
11430 | Salto | AB656K00PP38LA- | XS4 ANSI electronic AMOK wire-free SVN escutcheon, BLE / Mifare / DESFire push button privacy function, K lever, left handed, bright brass finish, for use with 1 3/8" - 1 3/4" thick standard door | 1 |  | 1 Year | 867.65 | 0.15 | 737.5025
11431 | Salto | AB656K00PP38L-K | XS4 ANSI electronic wire-free SVN escutcheon, BLE / Mifare / DESFire push button privacy function, with keypad, K lever, left handed, bright brass finish, for use with 1 3/8" - 1 3/4" thick standard door | 1 |  | 1 Year | 801.5 | 0.15 | 681.275
11432 | Salto | AB656K00PP38LW- | XS4 ANSI electronic RF wireless SVN escutcheon, BLE / Mifare / DESFire push button privacy function, K lever, left handed, bright brass finish, for use with 1 3/8" - 1 3/4" thick standard door | 1 |  | 1 Year | 923.85 | 0.15 | 785.2725
11433 | Salto | AB656K00PP38LWK | XS4 ANSI electronic RF wireless SVN escutcheon, BLE / Mifare / DESFire push button privacy function, with keypad, K lever, left handed, bright brass finish, for use with 1 3/8" - 1 3/4" thick standard door | 1 |  | 1 Year | 986.7 | 0.15 | 838.695
11434 | Salto | AB656K00PP38R-- | XS4 ANSI electronic wire-free SVN escutcheon, BLE / Mifare / DESFire push button privacy function, K lever, right handed, bright brass finish, for use with 1 3/8" - 1 3/4" thick standard door | 1 |  | 1 Year | 738.65 | 0.15 | 627.8525
11435 | Salto | AB656K00PP38RA- | XS4 ANSI electronic AMOK wire-free SVN escutcheon, BLE / Mifare / DESFire push button privacy function, K lever, right handed, bright brass finish, for use with 1 3/8" - 1 3/4" thick standard door | 1 |  | 1 Year | 867.65 | 0.15 | 737.5025
11436 | Salto | AB656K00PP38R-K | XS4 ANSI electronic wire-free SVN escutcheon, BLE / Mifare / DESFire push button privacy function, with keypad, K lever, right handed, bright brass finish, for use with 1 3/8" - 1 3/4" thick standard door | 1 |  | 1 Year | 801.5 | 0.15 | 681.275
11437 | Salto | AB656K00PP38RW- | XS4 ANSI electronic RF wireless SVN escutcheon, BLE / Mifare / DESFire push button privacy function, K lever, right handed, bright brass finish, for use with 1 3/8" - 1 3/4" thick standard door | 1 |  | 1 Year | 923.85 | 0.15 | 785.2725
11438 | Salto | AB656K00PP38RWK | XS4 ANSI electronic RF wireless SVN escutcheon, BLE / Mifare / DESFire push button privacy function, with keypad, K lever, right handed, bright brass finish, for use with 1 3/8" - 1 3/4" thick standard door | 1 |  | 1 Year | 986.7 | 0.15 | 838.695
11439 | Salto | AB656K00PP48L-- | XS4 ANSI electronic wire-free SVN escutcheon, BLE / Mifare / DESFire push button privacy function, K lever, left handed, bright brass finish, for use with 1 3/4" - 2 1/4" thick door | 1 |  | 1 Year | 738.65 | 0.15 | 627.8525
11440 | Salto | AB656K00PP48LA- | XS4 ANSI electronic AMOK wire-free SVN escutcheon, BLE / Mifare / DESFire push button privacy function, K lever, left handed, bright brass finish, for use with 1 3/4" - 2 1/4" thick door | 1 |  | 1 Year | 867.65 | 0.15 | 737.5025
11441 | Salto | AB656K00PP48L-K | XS4 ANSI electronic wire-free SVN escutcheon, BLE / Mifare / DESFire push button privacy function, with keypad, K lever, left handed, bright brass finish, for use with 1 3/4" - 2 1/4" thick door | 1 |  | 1 Year | 801.5 | 0.15 | 681.275
11442 | Salto | AB656K00PP48LW- | XS4 ANSI electronic RF wireless SVN escutcheon, BLE / Mifare / DESFire push button privacy function, K lever, left handed, bright brass finish, for use with 1 3/4" - 2 1/4" thick door | 1 |  | 1 Year | 923.85 | 0.15 | 785.2725
11443 | Salto | AB656K00PP48LWK | XS4 ANSI electronic RF wireless SVN escutcheon, BLE / Mifare / DESFire push button privacy function, with keypad, K lever, left handed, bright brass finish, for use with 1 3/4" - 2 1/4" thick door | 1 |  | 1 Year | 986.7 | 0.15 | 838.695
11444 | Salto | AB656K00PP48R-- | XS4 ANSI electronic wire-free SVN escutcheon, BLE / Mifare / DESFire push button privacy function, K lever, right handed, bright brass finish, for use with 1 3/4" - 2 1/4" thick door | 1 |  | 1 Year | 738.65 | 0.15 | 627.8525
11445 | Salto | AB656K00PP48RA- | XS4 ANSI electronic AMOK wire-free SVN escutcheon, BLE / Mifare / DESFire push button privacy function, K lever, right handed, bright brass finish, for use with 1 3/4" - 2 1/4" thick door | 1 |  | 1 Year | 867.65 | 0.15 | 737.5025
11446 | Salto | AB656K00PP48R-K | XS4 ANSI electronic wire-free SVN escutcheon, BLE / Mifare / DESFire push button privacy function, with keypad, K lever, right handed, bright brass finish, for use with 1 3/4" - 2 1/4" thick door | 1 |  | 1 Year | 801.5 | 0.15 | 681.275
11447 | Salto | AB656K00PP48RW- | XS4 ANSI electronic RF wireless SVN escutcheon, BLE / Mifare / DESFire push button privacy function, K lever, right handed, bright brass finish, for use with 1 3/4" - 2 1/4" thick door | 1 |  | 1 Year | 923.85 | 0.15 | 785.2725
11448 | Salto | AB656K00PP48RWK | XS4 ANSI electronic RF wireless SVN escutcheon, BLE / Mifare / DESFire push button privacy function, with keypad, K lever, right handed, bright brass finish, for use with 1 3/4" - 2 1/4" thick door | 1 |  | 1 Year | 986.7 | 0.15 | 838.695
11449 | Salto | AB656L00BC38--- | XS4 ANSI electronic wire-free SVN escutcheon, BLE / Mifare / DESFire push button privacy function, L lever, unhanded, BioCote antimicrobial finish, for use with 1 3/8" - 1 3/4" thick standard door | 1 |  | 1 Year | 764.15 | 0.15 | 649.5275
11450 | Salto | AB656L00BC38-A- | XS4 ANSI electronic AMOK wire-free SVN escutcheon, BLE / Mifare / DESFire push button privacy function, L lever, unhanded, BioCote antimicrobial finish, for use with 1 3/8" - 1 3/4" thick standard door | 1 |  | 1 Year | 893.15 | 0.15 | 759.1775
11451 | Salto | AB656L00BC38--K | XS4 ANSI electronic wire-free SVN escutcheon, BLE / Mifare / DESFire push button privacy function, with keypad, L lever, unhanded, BioCote antimicrobial finish, for use with 1 3/8" - 1 3/4" thick standard door | 1 |  | 1 Year | 827 | 0.15 | 702.95
11452 | Salto | AB656L00BC38-W- | XS4 ANSI electronic RF wireless SVN escutcheon, BLE / Mifare / DESFire push button privacy function, L lever, unhanded, BioCote antimicrobial finish, for use with 1 3/8" - 1 3/4" thick standard door | 1 |  | 1 Year | 949.35 | 0.15 | 806.9475
11453 | Salto | AB656L00BC38-WK | XS4 ANSI electronic RF wireless SVN escutcheon, BLE / Mifare / DESFire push button privacy function, with keypad, L lever, unhanded, BioCote antimicrobial finish, for use with 1 3/8" - 1 3/4" thick standard door | 1 |  | 1 Year | 1012.2 | 0.15 | 860.37
11454 | Salto | AB656L00BC48--- | XS4 ANSI electronic wire-free SVN escutcheon, BLE / Mifare / DESFire push button privacy function, L lever, unhanded, BioCote antimicrobial finish, for use with 1 3/4" - 2 1/4" thick door | 1 |  | 1 Year | 764.15 | 0.15 | 649.5275
11455 | Salto | AB656L00BC48-A- | XS4 ANSI electronic AMOK wire-free SVN escutcheon, BLE / Mifare / DESFire push button privacy function, L lever, unhanded, BioCote antimicrobial finish, for use with 1 3/4" - 2 1/4" thick door | 1 |  | 1 Year | 893.15 | 0.15 | 759.1775
11456 | Salto | AB656L00BC48--K | XS4 ANSI electronic wire-free SVN escutcheon, BLE / Mifare / DESFire push button privacy function, with keypad, L lever, unhanded, BioCote antimicrobial finish, for use with 1 3/4" - 2 1/4" thick door | 1 |  | 1 Year | 827 | 0.15 | 702.95
11457 | Salto | AB656L00BC48-W- | XS4 ANSI electronic RF wireless SVN escutcheon, BLE / Mifare / DESFire push button privacy function, L lever, unhanded, BioCote antimicrobial finish, for use with 1 3/4" - 2 1/4" thick door | 1 |  | 1 Year | 949.35 | 0.15 | 806.9475
11458 | Salto | AB656L00BC48-WK | XS4 ANSI electronic RF wireless SVN escutcheon, BLE / Mifare / DESFire push button privacy function, with keypad, L lever, unhanded, BioCote antimicrobial finish, for use with 1 3/4" - 2 1/4" thick door | 1 |  | 1 Year | 1012.2 | 0.15 | 860.37
11459 | Salto | AB656L00IA38--- | XS4 ANSI electronic wire-free SVN escutcheon, BLE / Mifare / DESFire push button privacy function, L lever, unhanded, antique brass finish, for use with 1 3/8" - 1 3/4" thick standard door | 1 |  | 1 Year | 764.15 | 0.15 | 649.5275
11460 | Salto | AB656L00IA38-A- | XS4 ANSI electronic AMOK wire-free SVN escutcheon, BLE / Mifare / DESFire push button privacy function, L lever, unhanded, antique brass finish, for use with 1 3/8" - 1 3/4" thick standard door | 1 |  | 1 Year | 893.15 | 0.15 | 759.1775
11461 | Salto | AB656L00IA38--K | XS4 ANSI electronic wire-free SVN escutcheon, BLE / Mifare / DESFire push button privacy function, with keypad, L lever, unhanded, antique brass finish, for use with 1 3/8" - 1 3/4" thick standard door | 1 |  | 1 Year | 827 | 0.15 | 702.95
11462 | Salto | AB656L00IA38-W- | XS4 ANSI electronic RF wireless SVN escutcheon, BLE / Mifare / DESFire push button privacy function, L lever, unhanded, antique brass finish, for use with 1 3/8" - 1 3/4" thick standard door | 1 |  | 1 Year | 949.35 | 0.15 | 806.9475
11463 | Salto | AB656L00IA38-WK | XS4 ANSI electronic RF wireless SVN escutcheon, BLE / Mifare / DESFire push button privacy function, with keypad, L lever, unhanded, antique brass finish, for use with 1 3/8" - 1 3/4" thick standard door | 1 |  | 1 Year | 1012.2 | 0.15 | 860.37
11464 | Salto | AB656L00IA48--- | XS4 ANSI electronic wire-free SVN escutcheon, BLE / Mifare / DESFire push button privacy function, L lever, unhanded, antique brass finish, for use with 1 3/4" - 2 1/4" thick door | 1 |  | 1 Year | 764.15 | 0.15 | 649.5275
11465 | Salto | AB656L00IA48-A- | XS4 ANSI electronic AMOK wire-free SVN escutcheon, BLE / Mifare / DESFire push button privacy function, L lever, unhanded, antique brass finish, for use with 1 3/4" - 2 1/4" thick door | 1 |  | 1 Year | 893.15 | 0.15 | 759.1775
11466 | Salto | AB656L00IA48--K | XS4 ANSI electronic wire-free SVN escutcheon, BLE / Mifare / DESFire push button privacy function, with keypad, L lever, unhanded, antique brass finish, for use with 1 3/4" - 2 1/4" thick door | 1 |  | 1 Year | 827 | 0.15 | 702.95
11467 | Salto | AB656L00IA48-W- | XS4 ANSI electronic RF wireless SVN escutcheon, BLE / Mifare / DESFire push button privacy function, L lever, unhanded, antique brass finish, for use with 1 3/4" - 2 1/4" thick door | 1 |  | 1 Year | 949.35 | 0.15 | 806.9475
11468 | Salto | AB656L00IA48-WK | XS4 ANSI electronic RF wireless SVN escutcheon, BLE / Mifare / DESFire push button privacy function, with keypad, L lever, unhanded, antique brass finish, for use with 1 3/4" - 2 1/4" thick door | 1 |  | 1 Year | 1012.2 | 0.15 | 860.37
11469 | Salto | AB656L00IM38--- | XS4 ANSI electronic wire-free SVN escutcheon, BLE / Mifare / DESFire push button privacy function, L lever, unhanded, satin stainless finish, for use with 1 3/8" - 1 3/4" thick standard door | 1 |  | 1 Year | 712.15 | 0.15 | 605.3275
11470 | Salto | AB656L00IM38-A- | XS4 ANSI electronic AMOK wire-free SVN escutcheon, BLE / Mifare / DESFire push button privacy function, L lever, unhanded, satin stainless finish, for use with 1 3/8" - 1 3/4" thick standard door | 1 |  | 1 Year | 841.15 | 0.15 | 714.9775
11471 | Salto | AB656L00IM38--K | XS4 ANSI electronic wire-free SVN escutcheon, BLE / Mifare / DESFire push button privacy function, with keypad, L lever, unhanded, satin stainless finish, for use with 1 3/8" - 1 3/4" thick standard door | 1 |  | 1 Year | 775 | 0.15 | 658.75
11472 | Salto | AB656L00IM38-W- | XS4 ANSI electronic RF wireless SVN escutcheon, BLE / Mifare / DESFire push button privacy function, L lever, unhanded, satin stainless finish, for use with 1 3/8" - 1 3/4" thick standard door | 1 |  | 1 Year | 897.35 | 0.15 | 762.7475
11473 | Salto | AB656L00IM38-WK | XS4 ANSI electronic RF wireless SVN escutcheon, BLE / Mifare / DESFire push button privacy function, with keypad, L lever, unhanded, satin stainless finish, for use with 1 3/8" - 1 3/4" thick standard door | 1 |  | 1 Year | 960.2 | 0.15 | 816.17
11474 | Salto | AB656L00IM48--- | XS4 ANSI electronic wire-free SVN escutcheon, BLE / Mifare / DESFire push button privacy function, L lever, unhanded, satin stainless finish, for use with 1 3/4" - 2 1/4" thick door | 1 |  | 1 Year | 712.15 | 0.15 | 605.3275
11475 | Salto | AB656L00IM48-A- | XS4 ANSI electronic AMOK wire-free SVN escutcheon, BLE / Mifare / DESFire push button privacy function, L lever, unhanded, satin stainless finish, for use with 1 3/4" - 2 1/4" thick door | 1 |  | 1 Year | 841.15 | 0.15 | 714.9775
11476 | Salto | AB656L00IM48--K | XS4 ANSI electronic wire-free SVN escutcheon, BLE / Mifare / DESFire push button privacy function, with keypad, L lever, unhanded, satin stainless finish, for use with 1 3/4" - 2 1/4" thick door | 1 |  | 1 Year | 775 | 0.15 | 658.75
11477 | Salto | AB656L00IM48-W- | XS4 ANSI electronic RF wireless SVN escutcheon, BLE / Mifare / DESFire push button privacy function, L lever, unhanded, satin stainless finish, for use with 1 3/4" - 2 1/4" thick door | 1 |  | 1 Year | 897.35 | 0.15 | 762.7475
11478 | Salto | AB656L00IM48-WK | XS4 ANSI electronic RF wireless SVN escutcheon, BLE / Mifare / DESFire push button privacy function, with keypad, L lever, unhanded, satin stainless finish, for use with 1 3/4" - 2 1/4" thick door | 1 |  | 1 Year | 960.2 | 0.15 | 816.17
11479 | Salto | AB656L00IP38--- | XS4 ANSI electronic wire-free SVN escutcheon, BLE / Mifare / DESFire push button privacy function, L lever, unhanded, bright stainless steel finish, for use with 1 3/8" - 1 3/4" thick standard door | 1 |  | 1 Year | 728.45 | 0.15 | 619.1825
11480 | Salto | AB656L00IP38-A- | XS4 ANSI electronic AMOK wire-free SVN escutcheon, BLE / Mifare / DESFire push button privacy function, L lever, unhanded, bright stainless steel finish, for use with 1 3/8" - 1 3/4" thick standard door | 1 |  | 1 Year | 857.45 | 0.15 | 728.8325
11481 | Salto | AB656L00IP38--K | XS4 ANSI electronic wire-free SVN escutcheon, BLE / Mifare / DESFire push button privacy function, with keypad, L lever, unhanded, bright stainless steel finish, for use with 1 3/8" - 1 3/4" thick standard door | 1 |  | 1 Year | 791.3 | 0.15 | 672.605
11482 | Salto | AB656L00IP38-W- | XS4 ANSI electronic RF wireless SVN escutcheon, BLE / Mifare / DESFire push button privacy function, L lever, unhanded, bright stainless steel finish, for use with 1 3/8" - 1 3/4" thick standard door | 1 |  | 1 Year | 913.65 | 0.15 | 776.6025
11483 | Salto | AB656L00IP38-WK | XS4 ANSI electronic RF wireless SVN escutcheon, BLE / Mifare / DESFire push button privacy function, with keypad, L lever, unhanded, bright stainless steel finish, for use with 1 3/8" - 1 3/4" thick standard door | 1 |  | 1 Year | 976.5 | 0.15 | 830.025
11484 | Salto | AB656L00IP48--- | XS4 ANSI electronic wire-free SVN escutcheon, BLE / Mifare / DESFire push button privacy function, L lever, unhanded, bright stainless steel finish, for use with 1 3/4" - 2 1/4" thick door | 1 |  | 1 Year | 728.45 | 0.15 | 619.1825
11485 | Salto | AB656L00IP48-A- | XS4 ANSI electronic AMOK wire-free SVN escutcheon, BLE / Mifare / DESFire push button privacy function, L lever, unhanded, bright stainless steel finish, for use with 1 3/4" - 2 1/4" thick door | 1 |  | 1 Year | 857.45 | 0.15 | 728.8325
11486 | Salto | AB656L00IP48--K | XS4 ANSI electronic wire-free SVN escutcheon, BLE / Mifare / DESFire push button privacy function, with keypad, L lever, unhanded, bright stainless steel finish, for use with 1 3/4" - 2 1/4" thick door | 1 |  | 1 Year | 791.3 | 0.15 | 672.605
11487 | Salto | AB656L00IP48-W- | XS4 ANSI electronic RF wireless SVN escutcheon, BLE / Mifare / DESFire push button privacy function, L lever, unhanded, bright stainless steel finish, for use with 1 3/4" - 2 1/4" thick door | 1 |  | 1 Year | 913.65 | 0.15 | 776.6025
11488 | Salto | AB656L00IP48-WK | XS4 ANSI electronic RF wireless SVN escutcheon, BLE / Mifare / DESFire push button privacy function, with keypad, L lever, unhanded, bright stainless steel finish, for use with 1 3/4" - 2 1/4" thick door | 1 |  | 1 Year | 976.5 | 0.15 | 830.025
11489 | Salto | AB656L00NE38--- | XS4 ANSI electronic wire-free SVN escutcheon, BLE / Mifare / DESFire push button privacy function, L lever, unhanded, black chromium finish, for use with 1 3/8" - 1 3/4" thick standard door | 1 |  | 1 Year | 746.85 | 0.15 | 634.8225
11490 | Salto | AB656L00NE38-A- | XS4 ANSI electronic AMOK wire-free SVN escutcheon, BLE / Mifare / DESFire push button privacy function, L lever, unhanded, black chromium finish, for use with 1 3/8" - 1 3/4" thick standard door | 1 |  | 1 Year | 875.85 | 0.15 | 744.4725
11491 | Salto | AB656L00NE38--K | XS4 ANSI electronic wire-free SVN escutcheon, BLE / Mifare / DESFire push button privacy function, with keypad, L lever, unhanded, black chromium finish, for use with 1 3/8" - 1 3/4" thick standard door | 1 |  | 1 Year | 809.7 | 0.15 | 688.245
11492 | Salto | AB656L00NE38-W- | XS4 ANSI electronic RF wireless SVN escutcheon, BLE / Mifare / DESFire push button privacy function, L lever, unhanded, black chromium finish, for use with 1 3/8" - 1 3/4" thick standard door | 1 |  | 1 Year | 932.05 | 0.15 | 792.2425
11493 | Salto | AB656L00NE38-WK | XS4 ANSI electronic RF wireless SVN escutcheon, BLE / Mifare / DESFire push button privacy function, with keypad, L lever, unhanded, black chromium finish, for use with 1 3/8" - 1 3/4" thick standard door | 1 |  | 1 Year | 994.9 | 0.15 | 845.665
11494 | Salto | AB656L00NE48--- | XS4 ANSI electronic wire-free SVN escutcheon, BLE / Mifare / DESFire push button privacy function, L lever, unhanded, black chromium finish, for use with 1 3/4" - 2 1/4" thick door | 1 |  | 1 Year | 746.85 | 0.15 | 634.8225
11495 | Salto | AB656L00NE48-A- | XS4 ANSI electronic AMOK wire-free SVN escutcheon, BLE / Mifare / DESFire push button privacy function, L lever, unhanded, black chromium finish, for use with 1 3/4" - 2 1/4" thick door | 1 |  | 1 Year | 875.85 | 0.15 | 744.4725
11496 | Salto | AB656L00NE48--K | XS4 ANSI electronic wire-free SVN escutcheon, BLE / Mifare / DESFire push button privacy function, with keypad, L lever, unhanded, black chromium finish, for use with 1 3/4" - 2 1/4" thick door | 1 |  | 1 Year | 809.7 | 0.15 | 688.245
11497 | Salto | AB656L00NE48-W- | XS4 ANSI electronic RF wireless SVN escutcheon, BLE / Mifare / DESFire push button privacy function, L lever, unhanded, black chromium finish, for use with 1 3/4" - 2 1/4" thick door | 1 |  | 1 Year | 932.05 | 0.15 | 792.2425
11498 | Salto | AB656L00NE48-WK | XS4 ANSI electronic RF wireless SVN escutcheon, BLE / Mifare / DESFire push button privacy function, with keypad, L lever, unhanded, black chromium finish, for use with 1 3/4" - 2 1/4" thick door | 1 |  | 1 Year | 994.9 | 0.15 | 845.665
11499 | Salto | AB656L00PM38--- | XS4 ANSI electronic wire-free SVN escutcheon, BLE / Mifare / DESFire push button privacy function, L lever, unhanded, satin brass finish, for use with 1 3/8" - 1 3/4" thick standard door | 1 |  | 1 Year | 712.15 | 0.15 | 605.3275
11500 | Salto | AB656L00PM38-A- | XS4 ANSI electronic AMOK wire-free SVN escutcheon, BLE / Mifare / DESFire push button privacy function, L lever, unhanded, satin brass finish, for use with 1 3/8" - 1 3/4" thick standard door | 1 |  | 1 Year | 841.15 | 0.15 | 714.9775
11501 | Salto | AB656L00PM38--K | XS4 ANSI electronic wire-free SVN escutcheon, BLE / Mifare / DESFire push button privacy function, with keypad, L lever, unhanded, satin brass finish, for use with 1 3/8" - 1 3/4" thick standard door | 1 |  | 1 Year | 775 | 0.15 | 658.75
11502 | Salto | AB656L00PM38-W- | XS4 ANSI electronic RF wireless SVN escutcheon, BLE / Mifare / DESFire push button privacy function, L lever, unhanded, satin brass finish, for use with 1 3/8" - 1 3/4" thick standard door | 1 |  | 1 Year | 897.35 | 0.15 | 762.7475
11503 | Salto | AB656L00PM38-WK | XS4 ANSI electronic RF wireless SVN escutcheon, BLE / Mifare / DESFire push button privacy function, with keypad, L lever, unhanded, satin brass finish, for use with 1 3/8" - 1 3/4" thick standard door | 1 |  | 1 Year | 960.2 | 0.15 | 816.17
11504 | Salto | AB656L00PM48--- | XS4 ANSI electronic wire-free SVN escutcheon, BLE / Mifare / DESFire push button privacy function, L lever, unhanded, satin brass finish, for use with 1 3/4" - 2 1/4" thick door | 1 |  | 1 Year | 712.15 | 0.15 | 605.3275
11505 | Salto | AB656L00PM48-A- | XS4 ANSI electronic AMOK wire-free SVN escutcheon, BLE / Mifare / DESFire push button privacy function, L lever, unhanded, satin brass finish, for use with 1 3/4" - 2 1/4" thick door | 1 |  | 1 Year | 841.15 | 0.15 | 714.9775
11506 | Salto | AB656L00PM48--K | XS4 ANSI electronic wire-free SVN escutcheon, BLE / Mifare / DESFire push button privacy function, with keypad, L lever, unhanded, satin brass finish, for use with 1 3/4" - 2 1/4" thick door | 1 |  | 1 Year | 775 | 0.15 | 658.75
11507 | Salto | AB656L00PM48-W- | XS4 ANSI electronic RF wireless SVN escutcheon, BLE / Mifare / DESFire push button privacy function, L lever, unhanded, satin brass finish, for use with 1 3/4" - 2 1/4" thick door | 1 |  | 1 Year | 897.35 | 0.15 | 762.7475
11508 | Salto | AB656L00PM48-WK | XS4 ANSI electronic RF wireless SVN escutcheon, BLE / Mifare / DESFire push button privacy function, with keypad, L lever, unhanded, satin brass finish, for use with 1 3/4" - 2 1/4" thick door | 1 |  | 1 Year | 960.2 | 0.15 | 816.17
11509 | Salto | AB656L00PP38--- | XS4 ANSI electronic wire-free SVN escutcheon, BLE / Mifare / DESFire push button privacy function, L lever, unhanded, bright brass finish, for use with 1 3/8" - 1 3/4" thick standard door | 1 |  | 1 Year | 728.45 | 0.15 | 619.1825
11510 | Salto | AB656L00PP38-A- | XS4 ANSI electronic AMOK wire-free SVN escutcheon, BLE / Mifare / DESFire push button privacy function, L lever, unhanded, bright brass finish, for use with 1 3/8" - 1 3/4" thick standard door | 1 |  | 1 Year | 857.45 | 0.15 | 728.8325
11511 | Salto | AB656L00PP38--K | XS4 ANSI electronic wire-free SVN escutcheon, BLE / Mifare / DESFire push button privacy function, with keypad, L lever, unhanded, bright brass finish, for use with 1 3/8" - 1 3/4" thick standard door | 1 |  | 1 Year | 791.3 | 0.15 | 672.605
11512 | Salto | AB656L00PP38-W- | XS4 ANSI electronic RF wireless SVN escutcheon, BLE / Mifare / DESFire push button privacy function, L lever, unhanded, bright brass finish, for use with 1 3/8" - 1 3/4" thick standard door | 1 |  | 1 Year | 913.65 | 0.15 | 776.6025
11513 | Salto | AB656L00PP38-WK | XS4 ANSI electronic RF wireless SVN escutcheon, BLE / Mifare / DESFire push button privacy function, with keypad, L lever, unhanded, bright brass finish, for use with 1 3/8" - 1 3/4" thick standard door | 1 |  | 1 Year | 976.5 | 0.15 | 830.025
11514 | Salto | AB656L00PP48--- | XS4 ANSI electronic wire-free SVN escutcheon, BLE / Mifare / DESFire push button privacy function, L lever, unhanded, bright brass finish, for use with 1 3/4" - 2 1/4" thick door | 1 |  | 1 Year | 728.45 | 0.15 | 619.1825
11515 | Salto | AB656L00PP48-A- | XS4 ANSI electronic AMOK wire-free SVN escutcheon, BLE / Mifare / DESFire push button privacy function, L lever, unhanded, bright brass finish, for use with 1 3/4" - 2 1/4" thick door | 1 |  | 1 Year | 857.45 | 0.15 | 728.8325
11516 | Salto | AB656L00PP48--K | XS4 ANSI electronic wire-free SVN escutcheon, BLE / Mifare / DESFire push button privacy function, with keypad, L lever, unhanded, bright brass finish, for use with 1 3/4" - 2 1/4" thick door | 1 |  | 1 Year | 791.3 | 0.15 | 672.605
11517 | Salto | AB656L00PP48-W- | XS4 ANSI electronic RF wireless SVN escutcheon, BLE / Mifare / DESFire push button privacy function, L lever, unhanded, bright brass finish, for use with 1 3/4" - 2 1/4" thick door | 1 |  | 1 Year | 913.65 | 0.15 | 776.6025
11518 | Salto | AB656L00PP48-WK | XS4 ANSI electronic RF wireless SVN escutcheon, BLE / Mifare / DESFire push button privacy function, with keypad, L lever, unhanded, bright brass finish, for use with 1 3/4" - 2 1/4" thick door | 1 |  | 1 Year | 976.5 | 0.15 | 830.025
11519 | Salto | AB656N00BC38--- | XS4 ANSI electronic wire-free SVN escutcheon, BLE / Mifare / DESFire push button privacy function, N lever, unhanded, BioCote antimicrobial finish, for use with 1 3/8" - 1 3/4" thick standard door | 1 |  | 1 Year | 764.15 | 0.15 | 649.5275
11520 | Salto | AB656N00BC38-A- | XS4 ANSI electronic AMOK wire-free SVN escutcheon, BLE / Mifare / DESFire push button privacy function, N lever, unhanded, BioCote antimicrobial finish, for use with 1 3/8" - 1 3/4" thick standard door | 1 |  | 1 Year | 893.15 | 0.15 | 759.1775
11521 | Salto | AB656N00BC38--K | XS4 ANSI electronic wire-free SVN escutcheon, BLE / Mifare / DESFire push button privacy function, with keypad, N lever, unhanded, BioCote antimicrobial finish, for use with 1 3/8" - 1 3/4" thick standard door | 1 |  | 1 Year | 827 | 0.15 | 702.95
11522 | Salto | AB656N00BC38-W- | XS4 ANSI electronic RF wireless SVN escutcheon, BLE / Mifare / DESFire push button privacy function, N lever, unhanded, BioCote antimicrobial finish, for use with 1 3/8" - 1 3/4" thick standard door | 1 |  | 1 Year | 949.35 | 0.15 | 806.9475
11523 | Salto | AB656N00BC38-WK | XS4 ANSI electronic RF wireless SVN escutcheon, BLE / Mifare / DESFire push button privacy function, with keypad, N lever, unhanded, BioCote antimicrobial finish, for use with 1 3/8" - 1 3/4" thick standard door | 1 |  | 1 Year | 1012.2 | 0.15 | 860.37
11524 | Salto | AB656N00BC48--- | XS4 ANSI electronic wire-free SVN escutcheon, BLE / Mifare / DESFire push button privacy function, N lever, unhanded, BioCote antimicrobial finish, for use with 1 3/4" - 2 1/4" thick door | 1 |  | 1 Year | 764.15 | 0.15 | 649.5275
11525 | Salto | AB656N00BC48-A- | XS4 ANSI electronic AMOK wire-free SVN escutcheon, BLE / Mifare / DESFire push button privacy function, N lever, unhanded, BioCote antimicrobial finish, for use with 1 3/4" - 2 1/4" thick door | 1 |  | 1 Year | 893.15 | 0.15 | 759.1775
11526 | Salto | AB656N00BC48--K | XS4 ANSI electronic wire-free SVN escutcheon, BLE / Mifare / DESFire push button privacy function, with keypad, N lever, unhanded, BioCote antimicrobial finish, for use with 1 3/4" - 2 1/4" thick door | 1 |  | 1 Year | 827 | 0.15 | 702.95
11527 | Salto | AB656N00BC48-W- | XS4 ANSI electronic RF wireless SVN escutcheon, BLE / Mifare / DESFire push button privacy function, N lever, unhanded, BioCote antimicrobial finish, for use with 1 3/4" - 2 1/4" thick door | 1 |  | 1 Year | 949.35 | 0.15 | 806.9475
11528 | Salto | AB656N00BC48-WK | XS4 ANSI electronic RF wireless SVN escutcheon, BLE / Mifare / DESFire push button privacy function, with keypad, N lever, unhanded, BioCote antimicrobial finish, for use with 1 3/4" - 2 1/4" thick door | 1 |  | 1 Year | 1012.2 | 0.15 | 860.37
11529 | Salto | AB656N00IM38--- | XS4 ANSI electronic wire-free SVN escutcheon, BLE / Mifare / DESFire push button privacy function, N lever, unhanded, satin stainless finish, for use with 1 3/8" - 1 3/4" thick standard door | 1 |  | 1 Year | 712.15 | 0.15 | 605.3275
11530 | Salto | AB656N00IM38-A- | XS4 ANSI electronic AMOK wire-free SVN escutcheon, BLE / Mifare / DESFire push button privacy function, N lever, unhanded, satin stainless finish, for use with 1 3/8" - 1 3/4" thick standard door | 1 |  | 1 Year | 841.15 | 0.15 | 714.9775
11531 | Salto | AB656N00IM38--K | XS4 ANSI electronic wire-free SVN escutcheon, BLE / Mifare / DESFire push button privacy function, with keypad, N lever, unhanded, satin stainless finish, for use with 1 3/8" - 1 3/4" thick standard door | 1 |  | 1 Year | 775 | 0.15 | 658.75
11532 | Salto | AB656N00IM38-W- | XS4 ANSI electronic RF wireless SVN escutcheon, BLE / Mifare / DESFire push button privacy function, N lever, unhanded, satin stainless finish, for use with 1 3/8" - 1 3/4" thick standard door | 1 |  | 1 Year | 897.35 | 0.15 | 762.7475
11533 | Salto | AB656N00IM38-WK | XS4 ANSI electronic RF wireless SVN escutcheon, BLE / Mifare / DESFire push button privacy function, with keypad, N lever, unhanded, satin stainless finish, for use with 1 3/8" - 1 3/4" thick standard door | 1 |  | 1 Year | 960.2 | 0.15 | 816.17
11534 | Salto | AB656N00IM48--- | XS4 ANSI electronic wire-free SVN escutcheon, BLE / Mifare / DESFire push button privacy function, N lever, unhanded, satin stainless finish, for use with 1 3/4" - 2 1/4" thick door | 1 |  | 1 Year | 712.15 | 0.15 | 605.3275
11535 | Salto | AB656N00IM48-A- | XS4 ANSI electronic AMOK wire-free SVN escutcheon, BLE / Mifare / DESFire push button privacy function, N lever, unhanded, satin stainless finish, for use with 1 3/4" - 2 1/4" thick door | 1 |  | 1 Year | 841.15 | 0.15 | 714.9775
11536 | Salto | AB656N00IM48--K | XS4 ANSI electronic wire-free SVN escutcheon, BLE / Mifare / DESFire push button privacy function, with keypad, N lever, unhanded, satin stainless finish, for use with 1 3/4" - 2 1/4" thick door | 1 |  | 1 Year | 775 | 0.15 | 658.75
11537 | Salto | AB656N00IM48-W- | XS4 ANSI electronic RF wireless SVN escutcheon, BLE / Mifare / DESFire push button privacy function, N lever, unhanded, satin stainless finish, for use with 1 3/4" - 2 1/4" thick door | 1 |  | 1 Year | 897.35 | 0.15 | 762.7475
11538 | Salto | AB656N00IM48-WK | XS4 ANSI electronic RF wireless SVN escutcheon, BLE / Mifare / DESFire push button privacy function, with keypad, N lever, unhanded, satin stainless finish, for use with 1 3/4" - 2 1/4" thick door | 1 |  | 1 Year | 960.2 | 0.15 | 816.17
11539 | Salto | AB656N00PM38--- | XS4 ANSI electronic wire-free SVN escutcheon, BLE / Mifare / DESFire push button privacy function, N lever, unhanded, satin brass finish, for use with 1 3/8" - 1 3/4" thick standard door | 1 |  | 1 Year | 712.15 | 0.15 | 605.3275
11540 | Salto | AB656N00PM38-A- | XS4 ANSI electronic AMOK wire-free SVN escutcheon, BLE / Mifare / DESFire push button privacy function, N lever, unhanded, satin brass finish, for use with 1 3/8" - 1 3/4" thick standard door | 1 |  | 1 Year | 841.15 | 0.15 | 714.9775
11541 | Salto | AB656N00PM38--K | XS4 ANSI electronic wire-free SVN escutcheon, BLE / Mifare / DESFire push button privacy function, with keypad, N lever, unhanded, satin brass finish, for use with 1 3/8" - 1 3/4" thick standard door | 1 |  | 1 Year | 775 | 0.15 | 658.75
11542 | Salto | AB656N00PM38-W- | XS4 ANSI electronic RF wireless SVN escutcheon, BLE / Mifare / DESFire push button privacy function, N lever, unhanded, satin brass finish, for use with 1 3/8" - 1 3/4" thick standard door | 1 |  | 1 Year | 897.35 | 0.15 | 762.7475
11543 | Salto | AB656N00PM38-WK | XS4 ANSI electronic RF wireless SVN escutcheon, BLE / Mifare / DESFire push button privacy function, with keypad, N lever, unhanded, satin brass finish, for use with 1 3/8" - 1 3/4" thick standard door | 1 |  | 1 Year | 960.2 | 0.15 | 816.17
11544 | Salto | AB656N00PM48--- | XS4 ANSI electronic wire-free SVN escutcheon, BLE / Mifare / DESFire push button privacy function, N lever, unhanded, satin brass finish, for use with 1 3/4" - 2 1/4" thick door | 1 |  | 1 Year | 712.15 | 0.15 | 605.3275
11545 | Salto | AB656N00PM48-A- | XS4 ANSI electronic AMOK wire-free SVN escutcheon, BLE / Mifare / DESFire push button privacy function, N lever, unhanded, satin brass finish, for use with 1 3/4" - 2 1/4" thick door | 1 |  | 1 Year | 841.15 | 0.15 | 714.9775
11546 | Salto | AB656N00PM48--K | XS4 ANSI electronic wire-free SVN escutcheon, BLE / Mifare / DESFire push button privacy function, with keypad, N lever, unhanded, satin brass finish, for use with 1 3/4" - 2 1/4" thick door | 1 |  | 1 Year | 775 | 0.15 | 658.75
11547 | Salto | AB656N00PM48-W- | XS4 ANSI electronic RF wireless SVN escutcheon, BLE / Mifare / DESFire push button privacy function, N lever, unhanded, satin brass finish, for use with 1 3/4" - 2 1/4" thick door | 1 |  | 1 Year | 897.35 | 0.15 | 762.7475
11548 | Salto | AB656N00PM48-WK | XS4 ANSI electronic RF wireless SVN escutcheon, BLE / Mifare / DESFire push button privacy function, with keypad, N lever, unhanded, satin brass finish, for use with 1 3/4" - 2 1/4" thick door | 1 |  | 1 Year | 960.2 | 0.15 | 816.17
11549 | Salto | AB656O00IA38L-- | XS4 ANSI electronic wire-free SVN escutcheon, BLE / Mifare / DESFire push button privacy function, O lever, left handed, antique brass finish, for use with 1 3/8" - 1 3/4" thick standard door | 1 |  | 1 Year | 774.35 | 0.15 | 658.1975
11550 | Salto | AB656O00IA38LA- | XS4 ANSI electronic AMOK wire-free SVN escutcheon, BLE / Mifare / DESFire push button privacy function, O lever, left handed, antique brass finish, for use with 1 3/8" - 1 3/4" thick standard door | 1 |  | 1 Year | 903.35 | 0.15 | 767.8475
11551 | Salto | AB656O00IA38L-K | XS4 ANSI electronic wire-free SVN escutcheon, BLE / Mifare / DESFire push button privacy function, with keypad, O lever, left handed, antique brass finish, for use with 1 3/8" - 1 3/4" thick standard door | 1 |  | 1 Year | 837.2 | 0.15 | 711.62
11552 | Salto | AB656O00IA38LW- | XS4 ANSI electronic RF wireless SVN escutcheon, BLE / Mifare / DESFire push button privacy function, O lever, left handed, antique brass finish, for use with 1 3/8" - 1 3/4" thick standard door | 1 |  | 1 Year | 959.55 | 0.15 | 815.6175
11553 | Salto | AB656O00IA38LWK | XS4 ANSI electronic RF wireless SVN escutcheon, BLE / Mifare / DESFire push button privacy function, with keypad, O lever, left handed, antique brass finish, for use with 1 3/8" - 1 3/4" thick standard door | 1 |  | 1 Year | 1022.4 | 0.15 | 869.04
11554 | Salto | AB656O00IA38R-- | XS4 ANSI electronic wire-free SVN escutcheon, BLE / Mifare / DESFire push button privacy function, O lever, right handed, antique brass finish, for use with 1 3/8" - 1 3/4" thick standard door | 1 |  | 1 Year | 774.35 | 0.15 | 658.1975
11555 | Salto | AB656O00IA38RA- | XS4 ANSI electronic AMOK wire-free SVN escutcheon, BLE / Mifare / DESFire push button privacy function, O lever, right handed, antique brass finish, for use with 1 3/8" - 1 3/4" thick standard door | 1 |  | 1 Year | 903.35 | 0.15 | 767.8475
11556 | Salto | AB656O00IA38R-K | XS4 ANSI electronic wire-free SVN escutcheon, BLE / Mifare / DESFire push button privacy function, with keypad, O lever, right handed, antique brass finish, for use with 1 3/8" - 1 3/4" thick standard door | 1 |  | 1 Year | 837.2 | 0.15 | 711.62
11557 | Salto | AB656O00IA38RW- | XS4 ANSI electronic RF wireless SVN escutcheon, BLE / Mifare / DESFire push button privacy function, O lever, right handed, antique brass finish, for use with 1 3/8" - 1 3/4" thick standard door | 1 |  | 1 Year | 959.55 | 0.15 | 815.6175
11558 | Salto | AB656O00IA38RWK | XS4 ANSI electronic RF wireless SVN escutcheon, BLE / Mifare / DESFire push button privacy function, with keypad, O lever, right handed, antique brass finish, for use with 1 3/8" - 1 3/4" thick standard door | 1 |  | 1 Year | 1022.4 | 0.15 | 869.04
11559 | Salto | AB656O00IA48L-- | XS4 ANSI electronic wire-free SVN escutcheon, BLE / Mifare / DESFire push button privacy function, O lever, left handed, antique brass finish, for use with 1 3/4" - 2 1/4" thick door | 1 |  | 1 Year | 774.35 | 0.15 | 658.1975
11560 | Salto | AB656O00IA48LA- | XS4 ANSI electronic AMOK wire-free SVN escutcheon, BLE / Mifare / DESFire push button privacy function, O lever, left handed, antique brass finish, for use with 1 3/4" - 2 1/4" thick door | 1 |  | 1 Year | 903.35 | 0.15 | 767.8475
11561 | Salto | AB656O00IA48L-K | XS4 ANSI electronic wire-free SVN escutcheon, BLE / Mifare / DESFire push button privacy function, with keypad, O lever, left handed, antique brass finish, for use with 1 3/4" - 2 1/4" thick door | 1 |  | 1 Year | 837.2 | 0.15 | 711.62
11562 | Salto | AB656O00IA48LW- | XS4 ANSI electronic RF wireless SVN escutcheon, BLE / Mifare / DESFire push button privacy function, O lever, left handed, antique brass finish, for use with 1 3/4" - 2 1/4" thick door | 1 |  | 1 Year | 959.55 | 0.15 | 815.6175
11563 | Salto | AB656O00IA48LWK | XS4 ANSI electronic RF wireless SVN escutcheon, BLE / Mifare / DESFire push button privacy function, with keypad, O lever, left handed, antique brass finish, for use with 1 3/4" - 2 1/4" thick door | 1 |  | 1 Year | 1022.4 | 0.15 | 869.04
11564 | Salto | AB656O00IA48R-- | XS4 ANSI electronic wire-free SVN escutcheon, BLE / Mifare / DESFire push button privacy function, O lever, right handed, antique brass finish, for use with 1 3/4" - 2 1/4" thick door | 1 |  | 1 Year | 774.35 | 0.15 | 658.1975
11565 | Salto | AB656O00IA48RA- | XS4 ANSI electronic AMOK wire-free SVN escutcheon, BLE / Mifare / DESFire push button privacy function, O lever, right handed, antique brass finish, for use with 1 3/4" - 2 1/4" thick door | 1 |  | 1 Year | 903.35 | 0.15 | 767.8475
11566 | Salto | AB656O00IA48R-K | XS4 ANSI electronic wire-free SVN escutcheon, BLE / Mifare / DESFire push button privacy function, with keypad, O lever, right handed, antique brass finish, for use with 1 3/4" - 2 1/4" thick door | 1 |  | 1 Year | 837.2 | 0.15 | 711.62
11567 | Salto | AB656O00IA48RW- | XS4 ANSI electronic RF wireless SVN escutcheon, BLE / Mifare / DESFire push button privacy function, O lever, right handed, antique brass finish, for use with 1 3/4" - 2 1/4" thick door | 1 |  | 1 Year | 959.55 | 0.15 | 815.6175
11568 | Salto | AB656O00IA48RWK | XS4 ANSI electronic RF wireless SVN escutcheon, BLE / Mifare / DESFire push button privacy function, with keypad, O lever, right handed, antique brass finish, for use with 1 3/4" - 2 1/4" thick door | 1 |  | 1 Year | 1022.4 | 0.15 | 869.04
11569 | Salto | AB656O00IM38L-- | XS4 ANSI electronic wire-free SVN escutcheon, BLE / Mifare / DESFire push button privacy function, O lever, left handed, satin stainless finish, for use with 1 3/8" - 1 3/4" thick standard door | 1 |  | 1 Year | 722.35 | 0.15 | 613.9975
11570 | Salto | AB656O00IM38LA- | XS4 ANSI electronic AMOK wire-free SVN escutcheon, BLE / Mifare / DESFire push button privacy function, O lever, left handed, satin stainless finish, for use with 1 3/8" - 1 3/4" thick standard door | 1 |  | 1 Year | 851.35 | 0.15 | 723.6475
11571 | Salto | AB656O00IM38L-K | XS4 ANSI electronic wire-free SVN escutcheon, BLE / Mifare / DESFire push button privacy function, with keypad, O lever, left handed, satin stainless finish, for use with 1 3/8" - 1 3/4" thick standard door | 1 |  | 1 Year | 785.2 | 0.15 | 667.42
11572 | Salto | AB656O00IM38LW- | XS4 ANSI electronic RF wireless SVN escutcheon, BLE / Mifare / DESFire push button privacy function, O lever, left handed, satin stainless finish, for use with 1 3/8" - 1 3/4" thick standard door | 1 |  | 1 Year | 907.55 | 0.15 | 771.4175
11573 | Salto | AB656O00IM38LWK | XS4 ANSI electronic RF wireless SVN escutcheon, BLE / Mifare / DESFire push button privacy function, with keypad, O lever, left handed, satin stainless finish, for use with 1 3/8" - 1 3/4" thick standard door | 1 |  | 1 Year | 970.4 | 0.15 | 824.84
11574 | Salto | AB656O00IM38R-- | XS4 ANSI electronic wire-free SVN escutcheon, BLE / Mifare / DESFire push button privacy function, O lever, right handed, satin stainless finish, for use with 1 3/8" - 1 3/4" thick standard door | 1 |  | 1 Year | 722.35 | 0.15 | 613.9975
11575 | Salto | AB656O00IM38RA- | XS4 ANSI electronic AMOK wire-free SVN escutcheon, BLE / Mifare / DESFire push button privacy function, O lever, right handed, satin stainless finish, for use with 1 3/8" - 1 3/4" thick standard door | 1 |  | 1 Year | 851.35 | 0.15 | 723.6475
11576 | Salto | AB656O00IM38R-K | XS4 ANSI electronic wire-free SVN escutcheon, BLE / Mifare / DESFire push button privacy function, with keypad, O lever, right handed, satin stainless finish, for use with 1 3/8" - 1 3/4" thick standard door | 1 |  | 1 Year | 785.2 | 0.15 | 667.42
11577 | Salto | AB656O00IM38RW- | XS4 ANSI electronic RF wireless SVN escutcheon, BLE / Mifare / DESFire push button privacy function, O lever, right handed, satin stainless finish, for use with 1 3/8" - 1 3/4" thick standard door | 1 |  | 1 Year | 907.55 | 0.15 | 771.4175
11578 | Salto | AB656O00IM38RWK | XS4 ANSI electronic RF wireless SVN escutcheon, BLE / Mifare / DESFire push button privacy function, with keypad, O lever, right handed, satin stainless finish, for use with 1 3/8" - 1 3/4" thick standard door | 1 |  | 1 Year | 970.4 | 0.15 | 824.84
11579 | Salto | AB656O00IM48L-- | XS4 ANSI electronic wire-free SVN escutcheon, BLE / Mifare / DESFire push button privacy function, O lever, left handed, satin stainless finish, for use with 1 3/4" - 2 1/4" thick door | 1 |  | 1 Year | 722.35 | 0.15 | 613.9975
11580 | Salto | AB656O00IM48LA- | XS4 ANSI electronic AMOK wire-free SVN escutcheon, BLE / Mifare / DESFire push button privacy function, O lever, left handed, satin stainless finish, for use with 1 3/4" - 2 1/4" thick door | 1 |  | 1 Year | 851.35 | 0.15 | 723.6475
11581 | Salto | AB656O00IM48L-K | XS4 ANSI electronic wire-free SVN escutcheon, BLE / Mifare / DESFire push button privacy function, with keypad, O lever, left handed, satin stainless finish, for use with 1 3/4" - 2 1/4" thick door | 1 |  | 1 Year | 785.2 | 0.15 | 667.42
11582 | Salto | AB656O00IM48LW- | XS4 ANSI electronic RF wireless SVN escutcheon, BLE / Mifare / DESFire push button privacy function, O lever, left handed, satin stainless finish, for use with 1 3/4" - 2 1/4" thick door | 1 |  | 1 Year | 907.55 | 0.15 | 771.4175
11583 | Salto | AB656O00IM48LWK | XS4 ANSI electronic RF wireless SVN escutcheon, BLE / Mifare / DESFire push button privacy function, with keypad, O lever, left handed, satin stainless finish, for use with 1 3/4" - 2 1/4" thick door | 1 |  | 1 Year | 970.4 | 0.15 | 824.84
11584 | Salto | AB656O00IM48R-- | XS4 ANSI electronic wire-free SVN escutcheon, BLE / Mifare / DESFire push button privacy function, O lever, right handed, satin stainless finish, for use with 1 3/4" - 2 1/4" thick door | 1 |  | 1 Year | 722.35 | 0.15 | 613.9975
11585 | Salto | AB656O00IM48RA- | XS4 ANSI electronic AMOK wire-free SVN escutcheon, BLE / Mifare / DESFire push button privacy function, O lever, right handed, satin stainless finish, for use with 1 3/4" - 2 1/4" thick door | 1 |  | 1 Year | 851.35 | 0.15 | 723.6475
11586 | Salto | AB656O00IM48R-K | XS4 ANSI electronic wire-free SVN escutcheon, BLE / Mifare / DESFire push button privacy function, with keypad, O lever, right handed, satin stainless finish, for use with 1 3/4" - 2 1/4" thick door | 1 |  | 1 Year | 785.2 | 0.15 | 667.42
11587 | Salto | AB656O00IM48RW- | XS4 ANSI electronic RF wireless SVN escutcheon, BLE / Mifare / DESFire push button privacy function, O lever, right handed, satin stainless finish, for use with 1 3/4" - 2 1/4" thick door | 1 |  | 1 Year | 907.55 | 0.15 | 771.4175
11588 | Salto | AB656O00IM48RWK | XS4 ANSI electronic RF wireless SVN escutcheon, BLE / Mifare / DESFire push button privacy function, with keypad, O lever, right handed, satin stainless finish, for use with 1 3/4" - 2 1/4" thick door | 1 |  | 1 Year | 970.4 | 0.15 | 824.84
11589 | Salto | AB656O00IP38L-- | XS4 ANSI electronic wire-free SVN escutcheon, BLE / Mifare / DESFire push button privacy function, O lever, left handed, bright stainless steel finish, for use with 1 3/8" - 1 3/4" thick standard door | 1 |  | 1 Year | 738.65 | 0.15 | 627.8525
11590 | Salto | AB656O00IP38LA- | XS4 ANSI electronic AMOK wire-free SVN escutcheon, BLE / Mifare / DESFire push button privacy function, O lever, left handed, bright stainless steel finish, for use with 1 3/8" - 1 3/4" thick standard door | 1 |  | 1 Year | 867.65 | 0.15 | 737.5025
11591 | Salto | AB656O00IP38L-K | XS4 ANSI electronic wire-free SVN escutcheon, BLE / Mifare / DESFire push button privacy function, with keypad, O lever, left handed, bright stainless steel finish, for use with 1 3/8" - 1 3/4" thick standard door | 1 |  | 1 Year | 801.5 | 0.15 | 681.275
11592 | Salto | AB656O00IP38LW- | XS4 ANSI electronic RF wireless SVN escutcheon, BLE / Mifare / DESFire push button privacy function, O lever, left handed, bright stainless steel finish, for use with 1 3/8" - 1 3/4" thick standard door | 1 |  | 1 Year | 923.85 | 0.15 | 785.2725
11593 | Salto | AB656O00IP38LWK | XS4 ANSI electronic RF wireless SVN escutcheon, BLE / Mifare / DESFire push button privacy function, with keypad, O lever, left handed, bright stainless steel finish, for use with 1 3/8" - 1 3/4" thick standard door | 1 |  | 1 Year | 986.7 | 0.15 | 838.695
11594 | Salto | AB656O00IP38R-- | XS4 ANSI electronic wire-free SVN escutcheon, BLE / Mifare / DESFire push button privacy function, O lever, right handed, bright stainless steel finish, for use with 1 3/8" - 1 3/4" thick standard door | 1 |  | 1 Year | 738.65 | 0.15 | 627.8525
11595 | Salto | AB656O00IP38RA- | XS4 ANSI electronic AMOK wire-free SVN escutcheon, BLE / Mifare / DESFire push button privacy function, O lever, right handed, bright stainless steel finish, for use with 1 3/8" - 1 3/4" thick standard door | 1 |  | 1 Year | 867.65 | 0.15 | 737.5025
11596 | Salto | AB656O00IP38R-K | XS4 ANSI electronic wire-free SVN escutcheon, BLE / Mifare / DESFire push button privacy function, with keypad, O lever, right handed, bright stainless steel finish, for use with 1 3/8" - 1 3/4" thick standard door | 1 |  | 1 Year | 801.5 | 0.15 | 681.275
11597 | Salto | AB656O00IP38RW- | XS4 ANSI electronic RF wireless SVN escutcheon, BLE / Mifare / DESFire push button privacy function, O lever, right handed, bright stainless steel finish, for use with 1 3/8" - 1 3/4" thick standard door | 1 |  | 1 Year | 923.85 | 0.15 | 785.2725
11598 | Salto | AB656O00IP38RWK | XS4 ANSI electronic RF wireless SVN escutcheon, BLE / Mifare / DESFire push button privacy function, with keypad, O lever, right handed, bright stainless steel finish, for use with 1 3/8" - 1 3/4" thick standard door | 1 |  | 1 Year | 986.7 | 0.15 | 838.695
11599 | Salto | AB656O00IP48L-- | XS4 ANSI electronic wire-free SVN escutcheon, BLE / Mifare / DESFire push button privacy function, O lever, left handed, bright stainless steel finish, for use with 1 3/4" - 2 1/4" thick door | 1 |  | 1 Year | 738.65 | 0.15 | 627.8525
11600 | Salto | AB656O00IP48LA- | XS4 ANSI electronic AMOK wire-free SVN escutcheon, BLE / Mifare / DESFire push button privacy function, O lever, left handed, bright stainless steel finish, for use with 1 3/4" - 2 1/4" thick door | 1 |  | 1 Year | 867.65 | 0.15 | 737.5025
11601 | Salto | AB656O00IP48L-K | XS4 ANSI electronic wire-free SVN escutcheon, BLE / Mifare / DESFire push button privacy function, with keypad, O lever, left handed, bright stainless steel finish, for use with 1 3/4" - 2 1/4" thick door | 1 |  | 1 Year | 801.5 | 0.15 | 681.275
11602 | Salto | AB656O00IP48LW- | XS4 ANSI electronic RF wireless SVN escutcheon, BLE / Mifare / DESFire push button privacy function, O lever, left handed, bright stainless steel finish, for use with 1 3/4" - 2 1/4" thick door | 1 |  | 1 Year | 923.85 | 0.15 | 785.2725
11603 | Salto | AB656O00IP48LWK | XS4 ANSI electronic RF wireless SVN escutcheon, BLE / Mifare / DESFire push button privacy function, with keypad, O lever, left handed, bright stainless steel finish, for use with 1 3/4" - 2 1/4" thick door | 1 |  | 1 Year | 986.7 | 0.15 | 838.695
11604 | Salto | AB656O00IP48R-- | XS4 ANSI electronic wire-free SVN escutcheon, BLE / Mifare / DESFire push button privacy function, O lever, right handed, bright stainless steel finish, for use with 1 3/4" - 2 1/4" thick door | 1 |  | 1 Year | 738.65 | 0.15 | 627.8525
11605 | Salto | AB656O00IP48RA- | XS4 ANSI electronic AMOK wire-free SVN escutcheon, BLE / Mifare / DESFire push button privacy function, O lever, right handed, bright stainless steel finish, for use with 1 3/4" - 2 1/4" thick door | 1 |  | 1 Year | 867.65 | 0.15 | 737.5025
11606 | Salto | AB656O00IP48R-K | XS4 ANSI electronic wire-free SVN escutcheon, BLE / Mifare / DESFire push button privacy function, with keypad, O lever, right handed, bright stainless steel finish, for use with 1 3/4" - 2 1/4" thick door | 1 |  | 1 Year | 801.5 | 0.15 | 681.275
11607 | Salto | AB656O00IP48RW- | XS4 ANSI electronic RF wireless SVN escutcheon, BLE / Mifare / DESFire push button privacy function, O lever, right handed, bright stainless steel finish, for use with 1 3/4" - 2 1/4" thick door | 1 |  | 1 Year | 923.85 | 0.15 | 785.2725
11608 | Salto | AB656O00IP48RWK | XS4 ANSI electronic RF wireless SVN escutcheon, BLE / Mifare / DESFire push button privacy function, with keypad, O lever, right handed, bright stainless steel finish, for use with 1 3/4" - 2 1/4" thick door | 1 |  | 1 Year | 986.7 | 0.15 | 838.695
11609 | Salto | AB656O00NE38L-- | XS4 ANSI electronic wire-free SVN escutcheon, BLE / Mifare / DESFire push button privacy function, O lever, left handed, black chromium finish, for use with 1 3/8" - 1 3/4" thick standard door | 1 |  | 1 Year | 757.05 | 0.15 | 643.4925
11610 | Salto | AB656O00NE38LA- | XS4 ANSI electronic AMOK wire-free SVN escutcheon, BLE / Mifare / DESFire push button privacy function, O lever, left handed, black chromium finish, for use with 1 3/8" - 1 3/4" thick standard door | 1 |  | 1 Year | 886.05 | 0.15 | 753.1425
11611 | Salto | AB656O00NE38L-K | XS4 ANSI electronic wire-free SVN escutcheon, BLE / Mifare / DESFire push button privacy function, with keypad, O lever, left handed, black chromium finish, for use with 1 3/8" - 1 3/4" thick standard door | 1 |  | 1 Year | 819.9 | 0.15 | 696.915
11612 | Salto | AB656O00NE38LW- | XS4 ANSI electronic RF wireless SVN escutcheon, BLE / Mifare / DESFire push button privacy function, O lever, left handed, black chromium finish, for use with 1 3/8" - 1 3/4" thick standard door | 1 |  | 1 Year | 942.25 | 0.15 | 800.9125
11613 | Salto | AB656O00NE38LWK | XS4 ANSI electronic RF wireless SVN escutcheon, BLE / Mifare / DESFire push button privacy function, with keypad, O lever, left handed, black chromium finish, for use with 1 3/8" - 1 3/4" thick standard door | 1 |  | 1 Year | 1005.1 | 0.15 | 854.335
11614 | Salto | AB656O00NE38R-- | XS4 ANSI electronic wire-free SVN escutcheon, BLE / Mifare / DESFire push button privacy function, O lever, right handed, black chromium finish, for use with 1 3/8" - 1 3/4" thick standard door | 1 |  | 1 Year | 757.05 | 0.15 | 643.4925
11615 | Salto | AB656O00NE38RA- | XS4 ANSI electronic AMOK wire-free SVN escutcheon, BLE / Mifare / DESFire push button privacy function, O lever, right handed, black chromium finish, for use with 1 3/8" - 1 3/4" thick standard door | 1 |  | 1 Year | 886.05 | 0.15 | 753.1425
11616 | Salto | AB656O00NE38R-K | XS4 ANSI electronic wire-free SVN escutcheon, BLE / Mifare / DESFire push button privacy function, with keypad, O lever, right handed, black chromium finish, for use with 1 3/8" - 1 3/4" thick standard door | 1 |  | 1 Year | 819.9 | 0.15 | 696.915
11617 | Salto | AB656O00NE38RW- | XS4 ANSI electronic RF wireless SVN escutcheon, BLE / Mifare / DESFire push button privacy function, O lever, right handed, black chromium finish, for use with 1 3/8" - 1 3/4" thick standard door | 1 |  | 1 Year | 942.25 | 0.15 | 800.9125
11618 | Salto | AB656O00NE38RWK | XS4 ANSI electronic RF wireless SVN escutcheon, BLE / Mifare / DESFire push button privacy function, with keypad, O lever, right handed, black chromium finish, for use with 1 3/8" - 1 3/4" thick standard door | 1 |  | 1 Year | 1005.1 | 0.15 | 854.335
11619 | Salto | AB656O00NE48L-- | XS4 ANSI electronic wire-free SVN escutcheon, BLE / Mifare / DESFire push button privacy function, O lever, left handed, black chromium finish, for use with 1 3/4" - 2 1/4" thick door | 1 |  | 1 Year | 757.05 | 0.15 | 643.4925
11620 | Salto | AB656O00NE48LA- | XS4 ANSI electronic AMOK wire-free SVN escutcheon, BLE / Mifare / DESFire push button privacy function, O lever, left handed, black chromium finish, for use with 1 3/4" - 2 1/4" thick door | 1 |  | 1 Year | 886.05 | 0.15 | 753.1425
11621 | Salto | AB656O00NE48L-K | XS4 ANSI electronic wire-free SVN escutcheon, BLE / Mifare / DESFire push button privacy function, with keypad, O lever, left handed, black chromium finish, for use with 1 3/4" - 2 1/4" thick door | 1 |  | 1 Year | 819.9 | 0.15 | 696.915
11622 | Salto | AB656O00NE48LW- | XS4 ANSI electronic RF wireless SVN escutcheon, BLE / Mifare / DESFire push button privacy function, O lever, left handed, black chromium finish, for use with 1 3/4" - 2 1/4" thick door | 1 |  | 1 Year | 942.25 | 0.15 | 800.9125
11623 | Salto | AB656O00NE48LWK | XS4 ANSI electronic RF wireless SVN escutcheon, BLE / Mifare / DESFire push button privacy function, with keypad, O lever, left handed, black chromium finish, for use with 1 3/4" - 2 1/4" thick door | 1 |  | 1 Year | 1005.1 | 0.15 | 854.335
11624 | Salto | AB656O00NE48R-- | XS4 ANSI electronic wire-free SVN escutcheon, BLE / Mifare / DESFire push button privacy function, O lever, right handed, black chromium finish, for use with 1 3/4" - 2 1/4" thick door | 1 |  | 1 Year | 757.05 | 0.15 | 643.4925
11625 | Salto | AB656O00NE48RA- | XS4 ANSI electronic AMOK wire-free SVN escutcheon, BLE / Mifare / DESFire push button privacy function, O lever, right handed, black chromium finish, for use with 1 3/4" - 2 1/4" thick door | 1 |  | 1 Year | 886.05 | 0.15 | 753.1425
11626 | Salto | AB656O00NE48R-K | XS4 ANSI electronic wire-free SVN escutcheon, BLE / Mifare / DESFire push button privacy function, with keypad, O lever, right handed, black chromium finish, for use with 1 3/4" - 2 1/4" thick door | 1 |  | 1 Year | 819.9 | 0.15 | 696.915
11627 | Salto | AB656O00NE48RW- | XS4 ANSI electronic RF wireless SVN escutcheon, BLE / Mifare / DESFire push button privacy function, O lever, right handed, black chromium finish, for use with 1 3/4" - 2 1/4" thick door | 1 |  | 1 Year | 942.25 | 0.15 | 800.9125
11628 | Salto | AB656O00NE48RWK | XS4 ANSI electronic RF wireless SVN escutcheon, BLE / Mifare / DESFire push button privacy function, with keypad, O lever, right handed, black chromium finish, for use with 1 3/4" - 2 1/4" thick door | 1 |  | 1 Year | 1005.1 | 0.15 | 854.335
11629 | Salto | AB656O00PM38L-- | XS4 ANSI electronic wire-free SVN escutcheon, BLE / Mifare / DESFire push button privacy function, O lever, left handed, satin brass finish, for use with 1 3/8" - 1 3/4" thick standard door | 1 |  | 1 Year | 722.35 | 0.15 | 613.9975
11630 | Salto | AB656O00PM38LA- | XS4 ANSI electronic AMOK wire-free SVN escutcheon, BLE / Mifare / DESFire push button privacy function, O lever, left handed, satin brass finish, for use with 1 3/8" - 1 3/4" thick standard door | 1 |  | 1 Year | 851.35 | 0.15 | 723.6475
11631 | Salto | AB656O00PM38L-K | XS4 ANSI electronic wire-free SVN escutcheon, BLE / Mifare / DESFire push button privacy function, with keypad, O lever, left handed, satin brass finish, for use with 1 3/8" - 1 3/4" thick standard door | 1 |  | 1 Year | 785.2 | 0.15 | 667.42
11632 | Salto | AB656O00PM38LW- | XS4 ANSI electronic RF wireless SVN escutcheon, BLE / Mifare / DESFire push button privacy function, O lever, left handed, satin brass finish, for use with 1 3/8" - 1 3/4" thick standard door | 1 |  | 1 Year | 907.55 | 0.15 | 771.4175
11633 | Salto | AB656O00PM38LWK | XS4 ANSI electronic RF wireless SVN escutcheon, BLE / Mifare / DESFire push button privacy function, with keypad, O lever, left handed, satin brass finish, for use with 1 3/8" - 1 3/4" thick standard door | 1 |  | 1 Year | 970.4 | 0.15 | 824.84
11634 | Salto | AB656O00PM38R-- | XS4 ANSI electronic wire-free SVN escutcheon, BLE / Mifare / DESFire push button privacy function, O lever, right handed, satin brass finish, for use with 1 3/8" - 1 3/4" thick standard door | 1 |  | 1 Year | 722.35 | 0.15 | 613.9975
11635 | Salto | AB656O00PM38RA- | XS4 ANSI electronic AMOK wire-free SVN escutcheon, BLE / Mifare / DESFire push button privacy function, O lever, right handed, satin brass finish, for use with 1 3/8" - 1 3/4" thick standard door | 1 |  | 1 Year | 851.35 | 0.15 | 723.6475
11636 | Salto | AB656O00PM38R-K | XS4 ANSI electronic wire-free SVN escutcheon, BLE / Mifare / DESFire push button privacy function, with keypad, O lever, right handed, satin brass finish, for use with 1 3/8" - 1 3/4" thick standard door | 1 |  | 1 Year | 785.2 | 0.15 | 667.42
11637 | Salto | AB656O00PM38RW- | XS4 ANSI electronic RF wireless SVN escutcheon, BLE / Mifare / DESFire push button privacy function, O lever, right handed, satin brass finish, for use with 1 3/8" - 1 3/4" thick standard door | 1 |  | 1 Year | 907.55 | 0.15 | 771.4175
11638 | Salto | AB656O00PM38RWK | XS4 ANSI electronic RF wireless SVN escutcheon, BLE / Mifare / DESFire push button privacy function, with keypad, O lever, right handed, satin brass finish, for use with 1 3/8" - 1 3/4" thick standard door | 1 |  | 1 Year | 970.4 | 0.15 | 824.84
11639 | Salto | AB656O00PM48L-- | XS4 ANSI electronic wire-free SVN escutcheon, BLE / Mifare / DESFire push button privacy function, O lever, left handed, satin brass finish, for use with 1 3/4" - 2 1/4" thick door | 1 |  | 1 Year | 722.35 | 0.15 | 613.9975
11640 | Salto | AB656O00PM48LA- | XS4 ANSI electronic AMOK wire-free SVN escutcheon, BLE / Mifare / DESFire push button privacy function, O lever, left handed, satin brass finish, for use with 1 3/4" - 2 1/4" thick door | 1 |  | 1 Year | 851.35 | 0.15 | 723.6475
11641 | Salto | AB656O00PM48L-K | XS4 ANSI electronic wire-free SVN escutcheon, BLE / Mifare / DESFire push button privacy function, with keypad, O lever, left handed, satin brass finish, for use with 1 3/4" - 2 1/4" thick door | 1 |  | 1 Year | 785.2 | 0.15 | 667.42
11642 | Salto | AB656O00PM48LW- | XS4 ANSI electronic RF wireless SVN escutcheon, BLE / Mifare / DESFire push button privacy function, O lever, left handed, satin brass finish, for use with 1 3/4" - 2 1/4" thick door | 1 |  | 1 Year | 907.55 | 0.15 | 771.4175
11643 | Salto | AB656O00PM48LWK | XS4 ANSI electronic RF wireless SVN escutcheon, BLE / Mifare / DESFire push button privacy function, with keypad, O lever, left handed, satin brass finish, for use with 1 3/4" - 2 1/4" thick door | 1 |  | 1 Year | 970.4 | 0.15 | 824.84
11644 | Salto | AB656O00PM48R-- | XS4 ANSI electronic wire-free SVN escutcheon, BLE / Mifare / DESFire push button privacy function, O lever, right handed, satin brass finish, for use with 1 3/4" - 2 1/4" thick door | 1 |  | 1 Year | 722.35 | 0.15 | 613.9975
11645 | Salto | AB656O00PM48RA- | XS4 ANSI electronic AMOK wire-free SVN escutcheon, BLE / Mifare / DESFire push button privacy function, O lever, right handed, satin brass finish, for use with 1 3/4" - 2 1/4" thick door | 1 |  | 1 Year | 851.35 | 0.15 | 723.6475
11646 | Salto | AB656O00PM48R-K | XS4 ANSI electronic wire-free SVN escutcheon, BLE / Mifare / DESFire push button privacy function, with keypad, O lever, right handed, satin brass finish, for use with 1 3/4" - 2 1/4" thick door | 1 |  | 1 Year | 785.2 | 0.15 | 667.42
11647 | Salto | AB656O00PM48RW- | XS4 ANSI electronic RF wireless SVN escutcheon, BLE / Mifare / DESFire push button privacy function, O lever, right handed, satin brass finish, for use with 1 3/4" - 2 1/4" thick door | 1 |  | 1 Year | 907.55 | 0.15 | 771.4175
11648 | Salto | AB656O00PM48RWK | XS4 ANSI electronic RF wireless SVN escutcheon, BLE / Mifare / DESFire push button privacy function, with keypad, O lever, right handed, satin brass finish, for use with 1 3/4" - 2 1/4" thick door | 1 |  | 1 Year | 970.4 | 0.15 | 824.84
11649 | Salto | AB656O00PP38L-- | XS4 ANSI electronic wire-free SVN escutcheon, BLE / Mifare / DESFire push button privacy function, O lever, left handed, bright brass finish, for use with 1 3/8" - 1 3/4" thick standard door | 1 |  | 1 Year | 738.65 | 0.15 | 627.8525
11650 | Salto | AB656O00PP38LA- | XS4 ANSI electronic AMOK wire-free SVN escutcheon, BLE / Mifare / DESFire push button privacy function, O lever, left handed, bright brass finish, for use with 1 3/8" - 1 3/4" thick standard door | 1 |  | 1 Year | 867.65 | 0.15 | 737.5025
11651 | Salto | AB656O00PP38L-K | XS4 ANSI electronic wire-free SVN escutcheon, BLE / Mifare / DESFire push button privacy function, with keypad, O lever, left handed, bright brass finish, for use with 1 3/8" - 1 3/4" thick standard door | 1 |  | 1 Year | 801.5 | 0.15 | 681.275
11652 | Salto | AB656O00PP38LW- | XS4 ANSI electronic RF wireless SVN escutcheon, BLE / Mifare / DESFire push button privacy function, O lever, left handed, bright brass finish, for use with 1 3/8" - 1 3/4" thick standard door | 1 |  | 1 Year | 923.85 | 0.15 | 785.2725
11653 | Salto | AB656O00PP38LWK | XS4 ANSI electronic RF wireless SVN escutcheon, BLE / Mifare / DESFire push button privacy function, with keypad, O lever, left handed, bright brass finish, for use with 1 3/8" - 1 3/4" thick standard door | 1 |  | 1 Year | 986.7 | 0.15 | 838.695
11654 | Salto | AB656O00PP38R-- | XS4 ANSI electronic wire-free SVN escutcheon, BLE / Mifare / DESFire push button privacy function, O lever, right handed, bright brass finish, for use with 1 3/8" - 1 3/4" thick standard door | 1 |  | 1 Year | 738.65 | 0.15 | 627.8525
11655 | Salto | AB656O00PP38RA- | XS4 ANSI electronic AMOK wire-free SVN escutcheon, BLE / Mifare / DESFire push button privacy function, O lever, right handed, bright brass finish, for use with 1 3/8" - 1 3/4" thick standard door | 1 |  | 1 Year | 867.65 | 0.15 | 737.5025
11656 | Salto | AB656O00PP38R-K | XS4 ANSI electronic wire-free SVN escutcheon, BLE / Mifare / DESFire push button privacy function, with keypad, O lever, right handed, bright brass finish, for use with 1 3/8" - 1 3/4" thick standard door | 1 |  | 1 Year | 801.5 | 0.15 | 681.275
11657 | Salto | AB656O00PP38RW- | XS4 ANSI electronic RF wireless SVN escutcheon, BLE / Mifare / DESFire push button privacy function, O lever, right handed, bright brass finish, for use with 1 3/8" - 1 3/4" thick standard door | 1 |  | 1 Year | 923.85 | 0.15 | 785.2725
11658 | Salto | AB656O00PP38RWK | XS4 ANSI electronic RF wireless SVN escutcheon, BLE / Mifare / DESFire push button privacy function, with keypad, O lever, right handed, bright brass finish, for use with 1 3/8" - 1 3/4" thick standard door | 1 |  | 1 Year | 986.7 | 0.15 | 838.695
11659 | Salto | AB656O00PP48L-- | XS4 ANSI electronic wire-free SVN escutcheon, BLE / Mifare / DESFire push button privacy function, O lever, left handed, bright brass finish, for use with 1 3/4" - 2 1/4" thick door | 1 |  | 1 Year | 738.65 | 0.15 | 627.8525
11660 | Salto | AB656O00PP48LA- | XS4 ANSI electronic AMOK wire-free SVN escutcheon, BLE / Mifare / DESFire push button privacy function, O lever, left handed, bright brass finish, for use with 1 3/4" - 2 1/4" thick door | 1 |  | 1 Year | 867.65 | 0.15 | 737.5025
11661 | Salto | AB656O00PP48L-K | XS4 ANSI electronic wire-free SVN escutcheon, BLE / Mifare / DESFire push button privacy function, with keypad, O lever, left handed, bright brass finish, for use with 1 3/4" - 2 1/4" thick door | 1 |  | 1 Year | 801.5 | 0.15 | 681.275
11662 | Salto | AB656O00PP48LW- | XS4 ANSI electronic RF wireless SVN escutcheon, BLE / Mifare / DESFire push button privacy function, O lever, left handed, bright brass finish, for use with 1 3/4" - 2 1/4" thick door | 1 |  | 1 Year | 923.85 | 0.15 | 785.2725
11663 | Salto | AB656O00PP48LWK | XS4 ANSI electronic RF wireless SVN escutcheon, BLE / Mifare / DESFire push button privacy function, with keypad, O lever, left handed, bright brass finish, for use with 1 3/4" - 2 1/4" thick door | 1 |  | 1 Year | 986.7 | 0.15 | 838.695
11664 | Salto | AB656O00PP48R-- | XS4 ANSI electronic wire-free SVN escutcheon, BLE / Mifare / DESFire push button privacy function, O lever, right handed, bright brass finish, for use with 1 3/4" - 2 1/4" thick door | 1 |  | 1 Year | 738.65 | 0.15 | 627.8525
11665 | Salto | AB656O00PP48RA- | XS4 ANSI electronic AMOK wire-free SVN escutcheon, BLE / Mifare / DESFire push button privacy function, O lever, right handed, bright brass finish, for use with 1 3/4" - 2 1/4" thick door | 1 |  | 1 Year | 867.65 | 0.15 | 737.5025
11666 | Salto | AB656O00PP48R-K | XS4 ANSI electronic wire-free SVN escutcheon, BLE / Mifare / DESFire push button privacy function, with keypad, O lever, right handed, bright brass finish, for use with 1 3/4" - 2 1/4" thick door | 1 |  | 1 Year | 801.5 | 0.15 | 681.275
11667 | Salto | AB656O00PP48RW- | XS4 ANSI electronic RF wireless SVN escutcheon, BLE / Mifare / DESFire push button privacy function, O lever, right handed, bright brass finish, for use with 1 3/4" - 2 1/4" thick door | 1 |  | 1 Year | 923.85 | 0.15 | 785.2725
11668 | Salto | AB656O00PP48RWK | XS4 ANSI electronic RF wireless SVN escutcheon, BLE / Mifare / DESFire push button privacy function, with keypad, O lever, right handed, bright brass finish, for use with 1 3/4" - 2 1/4" thick door | 1 |  | 1 Year | 986.7 | 0.15 | 838.695
11669 | Salto | AB656W00BC38--- | XS4 ANSI electronic wire-free SVN escutcheon, BLE / Mifare / DESFire push button privacy function, W lever, unhanded, BioCote antimicrobial finish, for use with 1 3/8" - 1 3/4" thick standard door | 1 |  | 1 Year | 764.15 | 0.15 | 649.5275
11670 | Salto | AB656W00BC38-A- | XS4 ANSI electronic AMOK wire-free SVN escutcheon, BLE / Mifare / DESFire push button privacy function, W lever, unhanded, BioCote antimicrobial finish, for use with 1 3/8" - 1 3/4" thick standard door | 1 |  | 1 Year | 893.15 | 0.15 | 759.1775
11671 | Salto | AB656W00BC38--K | XS4 ANSI electronic wire-free SVN escutcheon, BLE / Mifare / DESFire push button privacy function, with keypad, W lever, unhanded, BioCote antimicrobial finish, for use with 1 3/8" - 1 3/4" thick standard door | 1 |  | 1 Year | 827 | 0.15 | 702.95
11672 | Salto | AB656W00BC38-W- | XS4 ANSI electronic RF wireless SVN escutcheon, BLE / Mifare / DESFire push button privacy function, W lever, unhanded, BioCote antimicrobial finish, for use with 1 3/8" - 1 3/4" thick standard door | 1 |  | 1 Year | 949.35 | 0.15 | 806.9475
11673 | Salto | AB656W00BC38-WK | XS4 ANSI electronic RF wireless SVN escutcheon, BLE / Mifare / DESFire push button privacy function, with keypad, W lever, unhanded, BioCote antimicrobial finish, for use with 1 3/8" - 1 3/4" thick standard door | 1 |  | 1 Year | 1012.2 | 0.15 | 860.37
11674 | Salto | AB656W00BC48--- | XS4 ANSI electronic wire-free SVN escutcheon, BLE / Mifare / DESFire push button privacy function, W lever, unhanded, BioCote antimicrobial finish, for use with 1 3/4" - 2 1/4" thick door | 1 |  | 1 Year | 764.15 | 0.15 | 649.5275
11675 | Salto | AB656W00BC48-A- | XS4 ANSI electronic AMOK wire-free SVN escutcheon, BLE / Mifare / DESFire push button privacy function, W lever, unhanded, BioCote antimicrobial finish, for use with 1 3/4" - 2 1/4" thick door | 1 |  | 1 Year | 893.15 | 0.15 | 759.1775
11676 | Salto | AB656W00BC48--K | XS4 ANSI electronic wire-free SVN escutcheon, BLE / Mifare / DESFire push button privacy function, with keypad, W lever, unhanded, BioCote antimicrobial finish, for use with 1 3/4" - 2 1/4" thick door | 1 |  | 1 Year | 827 | 0.15 | 702.95
11677 | Salto | AB656W00BC48-W- | XS4 ANSI electronic RF wireless SVN escutcheon, BLE / Mifare / DESFire push button privacy function, W lever, unhanded, BioCote antimicrobial finish, for use with 1 3/4" - 2 1/4" thick door | 1 |  | 1 Year | 949.35 | 0.15 | 806.9475
11678 | Salto | AB656W00BC48-WK | XS4 ANSI electronic RF wireless SVN escutcheon, BLE / Mifare / DESFire push button privacy function, with keypad, W lever, unhanded, BioCote antimicrobial finish, for use with 1 3/4" - 2 1/4" thick door | 1 |  | 1 Year | 1012.2 | 0.15 | 860.37
11679 | Salto | AB656W00IA38--- | XS4 ANSI electronic wire-free SVN escutcheon, BLE / Mifare / DESFire push button privacy function, W lever, unhanded, antique brass finish, for use with 1 3/8" - 1 3/4" thick standard door | 1 |  | 1 Year | 764.15 | 0.15 | 649.5275
11680 | Salto | AB656W00IA38-A- | XS4 ANSI electronic AMOK wire-free SVN escutcheon, BLE / Mifare / DESFire push button privacy function, W lever, unhanded, antique brass finish, for use with 1 3/8" - 1 3/4" thick standard door | 1 |  | 1 Year | 893.15 | 0.15 | 759.1775
11681 | Salto | AB656W00IA38--K | XS4 ANSI electronic wire-free SVN escutcheon, BLE / Mifare / DESFire push button privacy function, with keypad, W lever, unhanded, antique brass finish, for use with 1 3/8" - 1 3/4" thick standard door | 1 |  | 1 Year | 827 | 0.15 | 702.95
11682 | Salto | AB656W00IA38-W- | XS4 ANSI electronic RF wireless SVN escutcheon, BLE / Mifare / DESFire push button privacy function, W lever, unhanded, antique brass finish, for use with 1 3/8" - 1 3/4" thick standard door | 1 |  | 1 Year | 949.35 | 0.15 | 806.9475
11683 | Salto | AB656W00IA38-WK | XS4 ANSI electronic RF wireless SVN escutcheon, BLE / Mifare / DESFire push button privacy function, with keypad, W lever, unhanded, antique brass finish, for use with 1 3/8" - 1 3/4" thick standard door | 1 |  | 1 Year | 1012.2 | 0.15 | 860.37
11684 | Salto | AB656W00IA48--- | XS4 ANSI electronic wire-free SVN escutcheon, BLE / Mifare / DESFire push button privacy function, W lever, unhanded, antique brass finish, for use with 1 3/4" - 2 1/4" thick door | 1 |  | 1 Year | 764.15 | 0.15 | 649.5275
11685 | Salto | AB656W00IA48-A- | XS4 ANSI electronic AMOK wire-free SVN escutcheon, BLE / Mifare / DESFire push button privacy function, W lever, unhanded, antique brass finish, for use with 1 3/4" - 2 1/4" thick door | 1 |  | 1 Year | 893.15 | 0.15 | 759.1775
11686 | Salto | AB656W00IA48--K | XS4 ANSI electronic wire-free SVN escutcheon, BLE / Mifare / DESFire push button privacy function, with keypad, W lever, unhanded, antique brass finish, for use with 1 3/4" - 2 1/4" thick door | 1 |  | 1 Year | 827 | 0.15 | 702.95
11687 | Salto | AB656W00IA48-W- | XS4 ANSI electronic RF wireless SVN escutcheon, BLE / Mifare / DESFire push button privacy function, W lever, unhanded, antique brass finish, for use with 1 3/4" - 2 1/4" thick door | 1 |  | 1 Year | 949.35 | 0.15 | 806.9475
11688 | Salto | AB656W00IA48-WK | XS4 ANSI electronic RF wireless SVN escutcheon, BLE / Mifare / DESFire push button privacy function, with keypad, W lever, unhanded, antique brass finish, for use with 1 3/4" - 2 1/4" thick door | 1 |  | 1 Year | 1012.2 | 0.15 | 860.37
11689 | Salto | AB656W00IM38--- | XS4 ANSI electronic wire-free SVN escutcheon, BLE / Mifare / DESFire push button privacy function, W lever, unhanded, satin stainless finish, for use with 1 3/8" - 1 3/4" thick standard door | 1 |  | 1 Year | 712.15 | 0.15 | 605.3275
11690 | Salto | AB656W00IM38-A- | XS4 ANSI electronic AMOK wire-free SVN escutcheon, BLE / Mifare / DESFire push button privacy function, W lever, unhanded, satin stainless finish, for use with 1 3/8" - 1 3/4" thick standard door | 1 |  | 1 Year | 841.15 | 0.15 | 714.9775
11691 | Salto | AB656W00IM38--K | XS4 ANSI electronic wire-free SVN escutcheon, BLE / Mifare / DESFire push button privacy function, with keypad, W lever, unhanded, satin stainless finish, for use with 1 3/8" - 1 3/4" thick standard door | 1 |  | 1 Year | 775 | 0.15 | 658.75
11692 | Salto | AB656W00IM38-W- | XS4 ANSI electronic RF wireless SVN escutcheon, BLE / Mifare / DESFire push button privacy function, W lever, unhanded, satin stainless finish, for use with 1 3/8" - 1 3/4" thick standard door | 1 |  | 1 Year | 897.35 | 0.15 | 762.7475
11693 | Salto | AB656W00IM38-WK | XS4 ANSI electronic RF wireless SVN escutcheon, BLE / Mifare / DESFire push button privacy function, with keypad, W lever, unhanded, satin stainless finish, for use with 1 3/8" - 1 3/4" thick standard door | 1 |  | 1 Year | 960.2 | 0.15 | 816.17
11694 | Salto | AB656W00IM48--- | XS4 ANSI electronic wire-free SVN escutcheon, BLE / Mifare / DESFire push button privacy function, W lever, unhanded, satin stainless finish, for use with 1 3/4" - 2 1/4" thick door | 1 |  | 1 Year | 712.15 | 0.15 | 605.3275
11695 | Salto | AB656W00IM48-A- | XS4 ANSI electronic AMOK wire-free SVN escutcheon, BLE / Mifare / DESFire push button privacy function, W lever, unhanded, satin stainless finish, for use with 1 3/4" - 2 1/4" thick door | 1 |  | 1 Year | 841.15 | 0.15 | 714.9775
11696 | Salto | AB656W00IM48--K | XS4 ANSI electronic wire-free SVN escutcheon, BLE / Mifare / DESFire push button privacy function, with keypad, W lever, unhanded, satin stainless finish, for use with 1 3/4" - 2 1/4" thick door | 1 |  | 1 Year | 775 | 0.15 | 658.75
11697 | Salto | AB656W00IM48-W- | XS4 ANSI electronic RF wireless SVN escutcheon, BLE / Mifare / DESFire push button privacy function, W lever, unhanded, satin stainless finish, for use with 1 3/4" - 2 1/4" thick door | 1 |  | 1 Year | 897.35 | 0.15 | 762.7475
11698 | Salto | AB656W00IM48-WK | XS4 ANSI electronic RF wireless SVN escutcheon, BLE / Mifare / DESFire push button privacy function, with keypad, W lever, unhanded, satin stainless finish, for use with 1 3/4" - 2 1/4" thick door | 1 |  | 1 Year | 960.2 | 0.15 | 816.17
11699 | Salto | AB656W00IP38--- | XS4 ANSI electronic wire-free SVN escutcheon, BLE / Mifare / DESFire push button privacy function, W lever, unhanded, bright stainless steel finish, for use with 1 3/8" - 1 3/4" thick standard door | 1 |  | 1 Year | 728.45 | 0.15 | 619.1825
11700 | Salto | AB656W00IP38-A- | XS4 ANSI electronic AMOK wire-free SVN escutcheon, BLE / Mifare / DESFire push button privacy function, W lever, unhanded, bright stainless steel finish, for use with 1 3/8" - 1 3/4" thick standard door | 1 |  | 1 Year | 857.45 | 0.15 | 728.8325
11701 | Salto | AB656W00IP38--K | XS4 ANSI electronic wire-free SVN escutcheon, BLE / Mifare / DESFire push button privacy function, with keypad, W lever, unhanded, bright stainless steel finish, for use with 1 3/8" - 1 3/4" thick standard door | 1 |  | 1 Year | 791.3 | 0.15 | 672.605
11702 | Salto | AB656W00IP38-W- | XS4 ANSI electronic RF wireless SVN escutcheon, BLE / Mifare / DESFire push button privacy function, W lever, unhanded, bright stainless steel finish, for use with 1 3/8" - 1 3/4" thick standard door | 1 |  | 1 Year | 913.65 | 0.15 | 776.6025
11703 | Salto | AB656W00IP38-WK | XS4 ANSI electronic RF wireless SVN escutcheon, BLE / Mifare / DESFire push button privacy function, with keypad, W lever, unhanded, bright stainless steel finish, for use with 1 3/8" - 1 3/4" thick standard door | 1 |  | 1 Year | 976.5 | 0.15 | 830.025
11704 | Salto | AB656W00IP48--- | XS4 ANSI electronic wire-free SVN escutcheon, BLE / Mifare / DESFire push button privacy function, W lever, unhanded, bright stainless steel finish, for use with 1 3/4" - 2 1/4" thick door | 1 |  | 1 Year | 728.45 | 0.15 | 619.1825
11705 | Salto | AB656W00IP48-A- | XS4 ANSI electronic AMOK wire-free SVN escutcheon, BLE / Mifare / DESFire push button privacy function, W lever, unhanded, bright stainless steel finish, for use with 1 3/4" - 2 1/4" thick door | 1 |  | 1 Year | 857.45 | 0.15 | 728.8325
11706 | Salto | AB656W00IP48--K | XS4 ANSI electronic wire-free SVN escutcheon, BLE / Mifare / DESFire push button privacy function, with keypad, W lever, unhanded, bright stainless steel finish, for use with 1 3/4" - 2 1/4" thick door | 1 |  | 1 Year | 791.3 | 0.15 | 672.605
11707 | Salto | AB656W00IP48-W- | XS4 ANSI electronic RF wireless SVN escutcheon, BLE / Mifare / DESFire push button privacy function, W lever, unhanded, bright stainless steel finish, for use with 1 3/4" - 2 1/4" thick door | 1 |  | 1 Year | 913.65 | 0.15 | 776.6025
11708 | Salto | AB656W00IP48-WK | XS4 ANSI electronic RF wireless SVN escutcheon, BLE / Mifare / DESFire push button privacy function, with keypad, W lever, unhanded, bright stainless steel finish, for use with 1 3/4" - 2 1/4" thick door | 1 |  | 1 Year | 976.5 | 0.15 | 830.025
11709 | Salto | AB656W00NE38--- | XS4 ANSI electronic wire-free SVN escutcheon, BLE / Mifare / DESFire push button privacy function, W lever, unhanded, black chromium finish, for use with 1 3/8" - 1 3/4" thick standard door | 1 |  | 1 Year | 746.85 | 0.15 | 634.8225
11710 | Salto | AB656W00NE38-A- | XS4 ANSI electronic AMOK wire-free SVN escutcheon, BLE / Mifare / DESFire push button privacy function, W lever, unhanded, black chromium finish, for use with 1 3/8" - 1 3/4" thick standard door | 1 |  | 1 Year | 875.85 | 0.15 | 744.4725
11711 | Salto | AB656W00NE38--K | XS4 ANSI electronic wire-free SVN escutcheon, BLE / Mifare / DESFire push button privacy function, with keypad, W lever, unhanded, black chromium finish, for use with 1 3/8" - 1 3/4" thick standard door | 1 |  | 1 Year | 809.7 | 0.15 | 688.245
11712 | Salto | AB656W00NE38-W- | XS4 ANSI electronic RF wireless SVN escutcheon, BLE / Mifare / DESFire push button privacy function, W lever, unhanded, black chromium finish, for use with 1 3/8" - 1 3/4" thick standard door | 1 |  | 1 Year | 932.05 | 0.15 | 792.2425
11713 | Salto | AB656W00NE38-WK | XS4 ANSI electronic RF wireless SVN escutcheon, BLE / Mifare / DESFire push button privacy function, with keypad, W lever, unhanded, black chromium finish, for use with 1 3/8" - 1 3/4" thick standard door | 1 |  | 1 Year | 994.9 | 0.15 | 845.665
11714 | Salto | AB656W00NE48--- | XS4 ANSI electronic wire-free SVN escutcheon, BLE / Mifare / DESFire push button privacy function, W lever, unhanded, black chromium finish, for use with 1 3/4" - 2 1/4" thick door | 1 |  | 1 Year | 746.85 | 0.15 | 634.8225
11715 | Salto | AB656W00NE48-A- | XS4 ANSI electronic AMOK wire-free SVN escutcheon, BLE / Mifare / DESFire push button privacy function, W lever, unhanded, black chromium finish, for use with 1 3/4" - 2 1/4" thick door | 1 |  | 1 Year | 875.85 | 0.15 | 744.4725
11716 | Salto | AB656W00NE48--K | XS4 ANSI electronic wire-free SVN escutcheon, BLE / Mifare / DESFire push button privacy function, with keypad, W lever, unhanded, black chromium finish, for use with 1 3/4" - 2 1/4" thick door | 1 |  | 1 Year | 809.7 | 0.15 | 688.245
11717 | Salto | AB656W00NE48-W- | XS4 ANSI electronic RF wireless SVN escutcheon, BLE / Mifare / DESFire push button privacy function, W lever, unhanded, black chromium finish, for use with 1 3/4" - 2 1/4" thick door | 1 |  | 1 Year | 932.05 | 0.15 | 792.2425
11718 | Salto | AB656W00NE48-WK | XS4 ANSI electronic RF wireless SVN escutcheon, BLE / Mifare / DESFire push button privacy function, with keypad, W lever, unhanded, black chromium finish, for use with 1 3/4" - 2 1/4" thick door | 1 |  | 1 Year | 994.9 | 0.15 | 845.665
11719 | Salto | AB656W00PM38--- | XS4 ANSI electronic wire-free SVN escutcheon, BLE / Mifare / DESFire push button privacy function, W lever, unhanded, satin brass finish, for use with 1 3/8" - 1 3/4" thick standard door | 1 |  | 1 Year | 712.15 | 0.15 | 605.3275
11720 | Salto | AB656W00PM38-A- | XS4 ANSI electronic AMOK wire-free SVN escutcheon, BLE / Mifare / DESFire push button privacy function, W lever, unhanded, satin brass finish, for use with 1 3/8" - 1 3/4" thick standard door | 1 |  | 1 Year | 841.15 | 0.15 | 714.9775
11721 | Salto | AB656W00PM38--K | XS4 ANSI electronic wire-free SVN escutcheon, BLE / Mifare / DESFire push button privacy function, with keypad, W lever, unhanded, satin brass finish, for use with 1 3/8" - 1 3/4" thick standard door | 1 |  | 1 Year | 775 | 0.15 | 658.75
11722 | Salto | AB656W00PM38-W- | XS4 ANSI electronic RF wireless SVN escutcheon, BLE / Mifare / DESFire push button privacy function, W lever, unhanded, satin brass finish, for use with 1 3/8" - 1 3/4" thick standard door | 1 |  | 1 Year | 897.35 | 0.15 | 762.7475
11723 | Salto | AB656W00PM38-WK | XS4 ANSI electronic RF wireless SVN escutcheon, BLE / Mifare / DESFire push button privacy function, with keypad, W lever, unhanded, satin brass finish, for use with 1 3/8" - 1 3/4" thick standard door | 1 |  | 1 Year | 960.2 | 0.15 | 816.17
11724 | Salto | AB656W00PM48--- | XS4 ANSI electronic wire-free SVN escutcheon, BLE / Mifare / DESFire push button privacy function, W lever, unhanded, satin brass finish, for use with 1 3/4" - 2 1/4" thick door | 1 |  | 1 Year | 712.15 | 0.15 | 605.3275
11725 | Salto | AB656W00PM48-A- | XS4 ANSI electronic AMOK wire-free SVN escutcheon, BLE / Mifare / DESFire push button privacy function, W lever, unhanded, satin brass finish, for use with 1 3/4" - 2 1/4" thick door | 1 |  | 1 Year | 841.15 | 0.15 | 714.9775
11726 | Salto | AB656W00PM48--K | XS4 ANSI electronic wire-free SVN escutcheon, BLE / Mifare / DESFire push button privacy function, with keypad, W lever, unhanded, satin brass finish, for use with 1 3/4" - 2 1/4" thick door | 1 |  | 1 Year | 775 | 0.15 | 658.75
11727 | Salto | AB656W00PM48-W- | XS4 ANSI electronic RF wireless SVN escutcheon, BLE / Mifare / DESFire push button privacy function, W lever, unhanded, satin brass finish, for use with 1 3/4" - 2 1/4" thick door | 1 |  | 1 Year | 897.35 | 0.15 | 762.7475
11728 | Salto | AB656W00PM48-WK | XS4 ANSI electronic RF wireless SVN escutcheon, BLE / Mifare / DESFire push button privacy function, with keypad, W lever, unhanded, satin brass finish, for use with 1 3/4" - 2 1/4" thick door | 1 |  | 1 Year | 960.2 | 0.15 | 816.17
11729 | Salto | AB656W00PP38--- | XS4 ANSI electronic wire-free SVN escutcheon, BLE / Mifare / DESFire push button privacy function, W lever, unhanded, bright brass finish, for use with 1 3/8" - 1 3/4" thick standard door | 1 |  | 1 Year | 728.45 | 0.15 | 619.1825
11730 | Salto | AB656W00PP38-A- | XS4 ANSI electronic AMOK wire-free SVN escutcheon, BLE / Mifare / DESFire push button privacy function, W lever, unhanded, bright brass finish, for use with 1 3/8" - 1 3/4" thick standard door | 1 |  | 1 Year | 857.45 | 0.15 | 728.8325
11731 | Salto | AB656W00PP38--K | XS4 ANSI electronic wire-free SVN escutcheon, BLE / Mifare / DESFire push button privacy function, with keypad, W lever, unhanded, bright brass finish, for use with 1 3/8" - 1 3/4" thick standard door | 1 |  | 1 Year | 791.3 | 0.15 | 672.605
11732 | Salto | AB656W00PP38-W- | XS4 ANSI electronic RF wireless SVN escutcheon, BLE / Mifare / DESFire push button privacy function, W lever, unhanded, bright brass finish, for use with 1 3/8" - 1 3/4" thick standard door | 1 |  | 1 Year | 913.65 | 0.15 | 776.6025
11733 | Salto | AB656W00PP38-WK | XS4 ANSI electronic RF wireless SVN escutcheon, BLE / Mifare / DESFire push button privacy function, with keypad, W lever, unhanded, bright brass finish, for use with 1 3/8" - 1 3/4" thick standard door | 1 |  | 1 Year | 976.5 | 0.15 | 830.025
11734 | Salto | AB656W00PP48--- | XS4 ANSI electronic wire-free SVN escutcheon, BLE / Mifare / DESFire push button privacy function, W lever, unhanded, bright brass finish, for use with 1 3/4" - 2 1/4" thick door | 1 |  | 1 Year | 728.45 | 0.15 | 619.1825
11735 | Salto | AB656W00PP48-A- | XS4 ANSI electronic AMOK wire-free SVN escutcheon, BLE / Mifare / DESFire push button privacy function, W lever, unhanded, bright brass finish, for use with 1 3/4" - 2 1/4" thick door | 1 |  | 1 Year | 857.45 | 0.15 | 728.8325
11736 | Salto | AB656W00PP48--K | XS4 ANSI electronic wire-free SVN escutcheon, BLE / Mifare / DESFire push button privacy function, with keypad, W lever, unhanded, bright brass finish, for use with 1 3/4" - 2 1/4" thick door | 1 |  | 1 Year | 791.3 | 0.15 | 672.605
11737 | Salto | AB656W00PP48-W- | XS4 ANSI electronic RF wireless SVN escutcheon, BLE / Mifare / DESFire push button privacy function, W lever, unhanded, bright brass finish, for use with 1 3/4" - 2 1/4" thick door | 1 |  | 1 Year | 913.65 | 0.15 | 776.6025
11738 | Salto | AB656W00PP48-WK | XS4 ANSI electronic RF wireless SVN escutcheon, BLE / Mifare / DESFire push button privacy function, with keypad, W lever, unhanded, bright brass finish, for use with 1 3/4" - 2 1/4" thick door | 1 |  | 1 Year | 976.5 | 0.15 | 830.025
11739 | Salto | AB658261IM38--- | XS4 ANSI electronic wire-free SVN escutcheon, BLE / Mifare / DESFire deadbolt privacy function, Columbo Robodue premium series lever, unhanded, satin stainless finish, for use with 1 3/8" - 1 3/4" thick standard door | 1 |  | 1 Year | 758.05 | 0.15 | 644.3425
11740 | Salto | AB658261IM38-A- | XS4 ANSI electronic AMOK wire-free SVN escutcheon, BLE / Mifare / DESFire deadbolt privacy function, Columbo Robodue premium series lever, unhanded, satin stainless finish, for use with 1 3/8" - 1 3/4" thick standard door | 1 |  | 1 Year | 887.05 | 0.15 | 753.9925
11741 | Salto | AB658261IM38--K | XS4 ANSI electronic wire-free SVN escutcheon, BLE / Mifare / DESFire deadbolt privacy function, with keypad, Columbo Robodue premium series lever, unhanded, satin stainless finish, for use with 1 3/8" - 1 3/4" thick standard door | 1 |  | 1 Year | 820.9 | 0.15 | 697.765
11742 | Salto | AB658261IM38-W- | XS4 ANSI electronic RF wireless SVN escutcheon, BLE / Mifare / DESFire deadbolt privacy function, Columbo Robodue premium series lever, unhanded, satin stainless finish, for use with 1 3/8" - 1 3/4" thick standard door | 1 |  | 1 Year | 943.25 | 0.15 | 801.7625
11743 | Salto | AB658261IM38-WK | XS4 ANSI electronic RF wireless SVN escutcheon, BLE / Mifare / DESFire deadbolt privacy function, with keypad, Columbo Robodue premium series lever, unhanded, satin stainless finish, for use with 1 3/8" - 1 3/4" thick standard door | 1 |  | 1 Year | 1006.1 | 0.15 | 855.185
11744 | Salto | AB658261IM48--- | XS4 ANSI electronic wire-free SVN escutcheon, BLE / Mifare / DESFire deadbolt privacy function, Columbo Robodue premium series lever, unhanded, satin stainless finish, for use with 1 3/4" - 2 1/4" thick door | 1 |  | 1 Year | 758.05 | 0.15 | 644.3425
11745 | Salto | AB658261IM48-A- | XS4 ANSI electronic AMOK wire-free SVN escutcheon, BLE / Mifare / DESFire deadbolt privacy function, Columbo Robodue premium series lever, unhanded, satin stainless finish, for use with 1 3/4" - 2 1/4" thick door | 1 |  | 1 Year | 887.05 | 0.15 | 753.9925
11746 | Salto | AB658261IM48--K | XS4 ANSI electronic wire-free SVN escutcheon, BLE / Mifare / DESFire deadbolt privacy function, with keypad, Columbo Robodue premium series lever, unhanded, satin stainless finish, for use with 1 3/4" - 2 1/4" thick door | 1 |  | 1 Year | 820.9 | 0.15 | 697.765
11747 | Salto | AB658261IM48-W- | XS4 ANSI electronic RF wireless SVN escutcheon, BLE / Mifare / DESFire deadbolt privacy function, Columbo Robodue premium series lever, unhanded, satin stainless finish, for use with 1 3/4" - 2 1/4" thick door | 1 |  | 1 Year | 943.25 | 0.15 | 801.7625
11748 | Salto | AB658261IM48-WK | XS4 ANSI electronic RF wireless SVN escutcheon, BLE / Mifare / DESFire deadbolt privacy function, with keypad, Columbo Robodue premium series lever, unhanded, satin stainless finish, for use with 1 3/4" - 2 1/4" thick door | 1 |  | 1 Year | 1006.1 | 0.15 | 855.185
11749 | Salto | AB658261IP38--- | XS4 ANSI electronic wire-free SVN escutcheon, BLE / Mifare / DESFire deadbolt privacy function, Columbo Robodue premium series lever, unhanded, bright stainless steel finish, for use with 1 3/8" - 1 3/4" thick standard door | 1 |  | 1 Year | 774.35 | 0.15 | 658.1975
11750 | Salto | AB658261IP38-A- | XS4 ANSI electronic AMOK wire-free SVN escutcheon, BLE / Mifare / DESFire deadbolt privacy function, Columbo Robodue premium series lever, unhanded, bright stainless steel finish, for use with 1 3/8" - 1 3/4" thick standard door | 1 |  | 1 Year | 903.35 | 0.15 | 767.8475
11751 | Salto | AB658261IP38--K | XS4 ANSI electronic wire-free SVN escutcheon, BLE / Mifare / DESFire deadbolt privacy function, with keypad, Columbo Robodue premium series lever, unhanded, bright stainless steel finish, for use with 1 3/8" - 1 3/4" thick standard door | 1 |  | 1 Year | 837.2 | 0.15 | 711.62
11752 | Salto | AB658261IP38-W- | XS4 ANSI electronic RF wireless SVN escutcheon, BLE / Mifare / DESFire deadbolt privacy function, Columbo Robodue premium series lever, unhanded, bright stainless steel finish, for use with 1 3/8" - 1 3/4" thick standard door | 1 |  | 1 Year | 959.55 | 0.15 | 815.6175
11753 | Salto | AB658261IP38-WK | XS4 ANSI electronic RF wireless SVN escutcheon, BLE / Mifare / DESFire deadbolt privacy function, with keypad, Columbo Robodue premium series lever, unhanded, bright stainless steel finish, for use with 1 3/8" - 1 3/4" thick standard door | 1 |  | 1 Year | 1022.4 | 0.15 | 869.04
11754 | Salto | AB658261IP48--- | XS4 ANSI electronic wire-free SVN escutcheon, BLE / Mifare / DESFire deadbolt privacy function, Columbo Robodue premium series lever, unhanded, bright stainless steel finish, for use with 1 3/4" - 2 1/4" thick door | 1 |  | 1 Year | 774.35 | 0.15 | 658.1975
11755 | Salto | AB658261IP48-A- | XS4 ANSI electronic AMOK wire-free SVN escutcheon, BLE / Mifare / DESFire deadbolt privacy function, Columbo Robodue premium series lever, unhanded, bright stainless steel finish, for use with 1 3/4" - 2 1/4" thick door | 1 |  | 1 Year | 903.35 | 0.15 | 767.8475
11756 | Salto | AB658261IP48--K | XS4 ANSI electronic wire-free SVN escutcheon, BLE / Mifare / DESFire deadbolt privacy function, with keypad, Columbo Robodue premium series lever, unhanded, bright stainless steel finish, for use with 1 3/4" - 2 1/4" thick door | 1 |  | 1 Year | 837.2 | 0.15 | 711.62
11757 | Salto | AB658261IP48-W- | XS4 ANSI electronic RF wireless SVN escutcheon, BLE / Mifare / DESFire deadbolt privacy function, Columbo Robodue premium series lever, unhanded, bright stainless steel finish, for use with 1 3/4" - 2 1/4" thick door | 1 |  | 1 Year | 959.55 | 0.15 | 815.6175
11758 | Salto | AB658261IP48-WK | XS4 ANSI electronic RF wireless SVN escutcheon, BLE / Mifare / DESFire deadbolt privacy function, with keypad, Columbo Robodue premium series lever, unhanded, bright stainless steel finish, for use with 1 3/4" - 2 1/4" thick door | 1 |  | 1 Year | 1022.4 | 0.15 | 869.04
11759 | Salto | AB658261PP38--- | XS4 ANSI electronic wire-free SVN escutcheon, BLE / Mifare / DESFire deadbolt privacy function, Columbo Robodue premium series lever, unhanded, bright brass finish, for use with 1 3/8" - 1 3/4" thick standard door | 1 |  | 1 Year | 774.35 | 0.15 | 658.1975
11760 | Salto | AB658261PP38-A- | XS4 ANSI electronic AMOK wire-free SVN escutcheon, BLE / Mifare / DESFire deadbolt privacy function, Columbo Robodue premium series lever, unhanded, bright brass finish, for use with 1 3/8" - 1 3/4" thick standard door | 1 |  | 1 Year | 903.35 | 0.15 | 767.8475
11761 | Salto | AB658261PP38--K | XS4 ANSI electronic wire-free SVN escutcheon, BLE / Mifare / DESFire deadbolt privacy function, with keypad, Columbo Robodue premium series lever, unhanded, bright brass finish, for use with 1 3/8" - 1 3/4" thick standard door | 1 |  | 1 Year | 837.2 | 0.15 | 711.62
11762 | Salto | AB658261PP38-W- | XS4 ANSI electronic RF wireless SVN escutcheon, BLE / Mifare / DESFire deadbolt privacy function, Columbo Robodue premium series lever, unhanded, bright brass finish, for use with 1 3/8" - 1 3/4" thick standard door | 1 |  | 1 Year | 959.55 | 0.15 | 815.6175
11763 | Salto | AB658261PP38-WK | XS4 ANSI electronic RF wireless SVN escutcheon, BLE / Mifare / DESFire deadbolt privacy function, with keypad, Columbo Robodue premium series lever, unhanded, bright brass finish, for use with 1 3/8" - 1 3/4" thick standard door | 1 |  | 1 Year | 1022.4 | 0.15 | 869.04
11764 | Salto | AB658261PP48--- | XS4 ANSI electronic wire-free SVN escutcheon, BLE / Mifare / DESFire deadbolt privacy function, Columbo Robodue premium series lever, unhanded, bright brass finish, for use with 1 3/4" - 2 1/4" thick door | 1 |  | 1 Year | 774.35 | 0.15 | 658.1975
11765 | Salto | AB658261PP48-A- | XS4 ANSI electronic AMOK wire-free SVN escutcheon, BLE / Mifare / DESFire deadbolt privacy function, Columbo Robodue premium series lever, unhanded, bright brass finish, for use with 1 3/4" - 2 1/4" thick door | 1 |  | 1 Year | 903.35 | 0.15 | 767.8475
11766 | Salto | AB658261PP48--K | XS4 ANSI electronic wire-free SVN escutcheon, BLE / Mifare / DESFire deadbolt privacy function, with keypad, Columbo Robodue premium series lever, unhanded, bright brass finish, for use with 1 3/4" - 2 1/4" thick door | 1 |  | 1 Year | 837.2 | 0.15 | 711.62
11767 | Salto | AB658261PP48-W- | XS4 ANSI electronic RF wireless SVN escutcheon, BLE / Mifare / DESFire deadbolt privacy function, Columbo Robodue premium series lever, unhanded, bright brass finish, for use with 1 3/4" - 2 1/4" thick door | 1 |  | 1 Year | 959.55 | 0.15 | 815.6175
11768 | Salto | AB658261PP48-WK | XS4 ANSI electronic RF wireless SVN escutcheon, BLE / Mifare / DESFire deadbolt privacy function, with keypad, Columbo Robodue premium series lever, unhanded, bright brass finish, for use with 1 3/4" - 2 1/4" thick door | 1 |  | 1 Year | 1022.4 | 0.15 | 869.04
11769 | Salto | AB658262IM38--- | XS4 ANSI electronic wire-free SVN escutcheon, BLE / Mifare / DESFire deadbolt privacy function, Columbo Robodue premium series lever, unhanded, satin stainless finish, for use with 1 3/8" - 1 3/4" thick standard door | 1 |  | 1 Year | 758.05 | 0.15 | 644.3425
11770 | Salto | AB658262IM38-A- | XS4 ANSI electronic AMOK wire-free SVN escutcheon, BLE / Mifare / DESFire deadbolt privacy function, Columbo Robodue premium series lever, unhanded, satin stainless finish, for use with 1 3/8" - 1 3/4" thick standard door | 1 |  | 1 Year | 887.05 | 0.15 | 753.9925
11771 | Salto | AB658262IM38--K | XS4 ANSI electronic wire-free SVN escutcheon, BLE / Mifare / DESFire deadbolt privacy function, with keypad, Columbo Robodue premium series lever, unhanded, satin stainless finish, for use with 1 3/8" - 1 3/4" thick standard door | 1 |  | 1 Year | 820.9 | 0.15 | 697.765
11772 | Salto | AB658262IM38-W- | XS4 ANSI electronic RF wireless SVN escutcheon, BLE / Mifare / DESFire deadbolt privacy function, Columbo Robodue premium series lever, unhanded, satin stainless finish, for use with 1 3/8" - 1 3/4" thick standard door | 1 |  | 1 Year | 943.25 | 0.15 | 801.7625
11773 | Salto | AB658262IM38-WK | XS4 ANSI electronic RF wireless SVN escutcheon, BLE / Mifare / DESFire deadbolt privacy function, with keypad, Columbo Robodue premium series lever, unhanded, satin stainless finish, for use with 1 3/8" - 1 3/4" thick standard door | 1 |  | 1 Year | 1006.1 | 0.15 | 855.185
11774 | Salto | AB658262IM48--- | XS4 ANSI electronic wire-free SVN escutcheon, BLE / Mifare / DESFire deadbolt privacy function, Columbo Robodue premium series lever, unhanded, satin stainless finish, for use with 1 3/4" - 2 1/4" thick door | 1 |  | 1 Year | 758.05 | 0.15 | 644.3425
11775 | Salto | AB658262IM48-A- | XS4 ANSI electronic AMOK wire-free SVN escutcheon, BLE / Mifare / DESFire deadbolt privacy function, Columbo Robodue premium series lever, unhanded, satin stainless finish, for use with 1 3/4" - 2 1/4" thick door | 1 |  | 1 Year | 887.05 | 0.15 | 753.9925
11776 | Salto | AB658262IM48--K | XS4 ANSI electronic wire-free SVN escutcheon, BLE / Mifare / DESFire deadbolt privacy function, with keypad, Columbo Robodue premium series lever, unhanded, satin stainless finish, for use with 1 3/4" - 2 1/4" thick door | 1 |  | 1 Year | 820.9 | 0.15 | 697.765
11777 | Salto | AB658262IM48-W- | XS4 ANSI electronic RF wireless SVN escutcheon, BLE / Mifare / DESFire deadbolt privacy function, Columbo Robodue premium series lever, unhanded, satin stainless finish, for use with 1 3/4" - 2 1/4" thick door | 1 |  | 1 Year | 943.25 | 0.15 | 801.7625
11778 | Salto | AB658262IM48-WK | XS4 ANSI electronic RF wireless SVN escutcheon, BLE / Mifare / DESFire deadbolt privacy function, with keypad, Columbo Robodue premium series lever, unhanded, satin stainless finish, for use with 1 3/4" - 2 1/4" thick door | 1 |  | 1 Year | 1006.1 | 0.15 | 855.185
11779 | Salto | AB658262IP38--- | XS4 ANSI electronic wire-free SVN escutcheon, BLE / Mifare / DESFire deadbolt privacy function, Columbo Robodue premium series lever, unhanded, bright stainless steel finish, for use with 1 3/8" - 1 3/4" thick standard door | 1 |  | 1 Year | 774.35 | 0.15 | 658.1975
11780 | Salto | AB658262IP38-A- | XS4 ANSI electronic AMOK wire-free SVN escutcheon, BLE / Mifare / DESFire deadbolt privacy function, Columbo Robodue premium series lever, unhanded, bright stainless steel finish, for use with 1 3/8" - 1 3/4" thick standard door | 1 |  | 1 Year | 903.35 | 0.15 | 767.8475
11781 | Salto | AB658262IP38--K | XS4 ANSI electronic wire-free SVN escutcheon, BLE / Mifare / DESFire deadbolt privacy function, with keypad, Columbo Robodue premium series lever, unhanded, bright stainless steel finish, for use with 1 3/8" - 1 3/4" thick standard door | 1 |  | 1 Year | 837.2 | 0.15 | 711.62
11782 | Salto | AB658262IP38-W- | XS4 ANSI electronic RF wireless SVN escutcheon, BLE / Mifare / DESFire deadbolt privacy function, Columbo Robodue premium series lever, unhanded, bright stainless steel finish, for use with 1 3/8" - 1 3/4" thick standard door | 1 |  | 1 Year | 959.55 | 0.15 | 815.6175
11783 | Salto | AB658262IP38-WK | XS4 ANSI electronic RF wireless SVN escutcheon, BLE / Mifare / DESFire deadbolt privacy function, with keypad, Columbo Robodue premium series lever, unhanded, bright stainless steel finish, for use with 1 3/8" - 1 3/4" thick standard door | 1 |  | 1 Year | 1022.4 | 0.15 | 869.04
11784 | Salto | AB658262IP48--- | XS4 ANSI electronic wire-free SVN escutcheon, BLE / Mifare / DESFire deadbolt privacy function, Columbo Robodue premium series lever, unhanded, bright stainless steel finish, for use with 1 3/4" - 2 1/4" thick door | 1 |  | 1 Year | 774.35 | 0.15 | 658.1975
11785 | Salto | AB658262IP48-A- | XS4 ANSI electronic AMOK wire-free SVN escutcheon, BLE / Mifare / DESFire deadbolt privacy function, Columbo Robodue premium series lever, unhanded, bright stainless steel finish, for use with 1 3/4" - 2 1/4" thick door | 1 |  | 1 Year | 903.35 | 0.15 | 767.8475
11786 | Salto | AB658262IP48--K | XS4 ANSI electronic wire-free SVN escutcheon, BLE / Mifare / DESFire deadbolt privacy function, with keypad, Columbo Robodue premium series lever, unhanded, bright stainless steel finish, for use with 1 3/4" - 2 1/4" thick door | 1 |  | 1 Year | 837.2 | 0.15 | 711.62
11787 | Salto | AB658262IP48-W- | XS4 ANSI electronic RF wireless SVN escutcheon, BLE / Mifare / DESFire deadbolt privacy function, Columbo Robodue premium series lever, unhanded, bright stainless steel finish, for use with 1 3/4" - 2 1/4" thick door | 1 |  | 1 Year | 959.55 | 0.15 | 815.6175
11788 | Salto | AB658262IP48-WK | XS4 ANSI electronic RF wireless SVN escutcheon, BLE / Mifare / DESFire deadbolt privacy function, with keypad, Columbo Robodue premium series lever, unhanded, bright stainless steel finish, for use with 1 3/4" - 2 1/4" thick door | 1 |  | 1 Year | 1022.4 | 0.15 | 869.04
11789 | Salto | AB658262PP38--- | XS4 ANSI electronic wire-free SVN escutcheon, BLE / Mifare / DESFire deadbolt privacy function, Columbo Robodue premium series lever, unhanded, bright brass finish, for use with 1 3/8" - 1 3/4" thick standard door | 1 |  | 1 Year | 774.35 | 0.15 | 658.1975
11790 | Salto | AB658262PP38-A- | XS4 ANSI electronic AMOK wire-free SVN escutcheon, BLE / Mifare / DESFire deadbolt privacy function, Columbo Robodue premium series lever, unhanded, bright brass finish, for use with 1 3/8" - 1 3/4" thick standard door | 1 |  | 1 Year | 903.35 | 0.15 | 767.8475
11791 | Salto | AB658262PP38--K | XS4 ANSI electronic wire-free SVN escutcheon, BLE / Mifare / DESFire deadbolt privacy function, with keypad, Columbo Robodue premium series lever, unhanded, bright brass finish, for use with 1 3/8" - 1 3/4" thick standard door | 1 |  | 1 Year | 837.2 | 0.15 | 711.62
11792 | Salto | AB658262PP38-W- | XS4 ANSI electronic RF wireless SVN escutcheon, BLE / Mifare / DESFire deadbolt privacy function, Columbo Robodue premium series lever, unhanded, bright brass finish, for use with 1 3/8" - 1 3/4" thick standard door | 1 |  | 1 Year | 959.55 | 0.15 | 815.6175
11793 | Salto | AB658262PP38-WK | XS4 ANSI electronic RF wireless SVN escutcheon, BLE / Mifare / DESFire deadbolt privacy function, with keypad, Columbo Robodue premium series lever, unhanded, bright brass finish, for use with 1 3/8" - 1 3/4" thick standard door | 1 |  | 1 Year | 1022.4 | 0.15 | 869.04
11794 | Salto | AB658262PP48--- | XS4 ANSI electronic wire-free SVN escutcheon, BLE / Mifare / DESFire deadbolt privacy function, Columbo Robodue premium series lever, unhanded, bright brass finish, for use with 1 3/4" - 2 1/4" thick door | 1 |  | 1 Year | 774.35 | 0.15 | 658.1975
11795 | Salto | AB658262PP48-A- | XS4 ANSI electronic AMOK wire-free SVN escutcheon, BLE / Mifare / DESFire deadbolt privacy function, Columbo Robodue premium series lever, unhanded, bright brass finish, for use with 1 3/4" - 2 1/4" thick door | 1 |  | 1 Year | 903.35 | 0.15 | 767.8475
11796 | Salto | AB658262PP48--K | XS4 ANSI electronic wire-free SVN escutcheon, BLE / Mifare / DESFire deadbolt privacy function, with keypad, Columbo Robodue premium series lever, unhanded, bright brass finish, for use with 1 3/4" - 2 1/4" thick door | 1 |  | 1 Year | 837.2 | 0.15 | 711.62
11797 | Salto | AB658262PP48-W- | XS4 ANSI electronic RF wireless SVN escutcheon, BLE / Mifare / DESFire deadbolt privacy function, Columbo Robodue premium series lever, unhanded, bright brass finish, for use with 1 3/4" - 2 1/4" thick door | 1 |  | 1 Year | 959.55 | 0.15 | 815.6175
11798 | Salto | AB658262PP48-WK | XS4 ANSI electronic RF wireless SVN escutcheon, BLE / Mifare / DESFire deadbolt privacy function, with keypad, Columbo Robodue premium series lever, unhanded, bright brass finish, for use with 1 3/4" - 2 1/4" thick door | 1 |  | 1 Year | 1022.4 | 0.15 | 869.04
11799 | Salto | AB658263IM38--- | XS4 ANSI electronic wire-free SVN escutcheon, BLE / Mifare / DESFire deadbolt privacy function, Columbo Robodue premium series lever, unhanded, satin stainless finish, for use with 1 3/8" - 1 3/4" thick standard door | 1 |  | 1 Year | 758.05 | 0.15 | 644.3425
11800 | Salto | AB658263IM38-A- | XS4 ANSI electronic AMOK wire-free SVN escutcheon, BLE / Mifare / DESFire deadbolt privacy function, Columbo Robodue premium series lever, unhanded, satin stainless finish, for use with 1 3/8" - 1 3/4" thick standard door | 1 |  | 1 Year | 887.05 | 0.15 | 753.9925
11801 | Salto | AB658263IM38--K | XS4 ANSI electronic wire-free SVN escutcheon, BLE / Mifare / DESFire deadbolt privacy function, with keypad, Columbo Robodue premium series lever, unhanded, satin stainless finish, for use with 1 3/8" - 1 3/4" thick standard door | 1 |  | 1 Year | 820.9 | 0.15 | 697.765
11802 | Salto | AB658263IM38-W- | XS4 ANSI electronic RF wireless SVN escutcheon, BLE / Mifare / DESFire deadbolt privacy function, Columbo Robodue premium series lever, unhanded, satin stainless finish, for use with 1 3/8" - 1 3/4" thick standard door | 1 |  | 1 Year | 943.25 | 0.15 | 801.7625
11803 | Salto | AB658263IM38-WK | XS4 ANSI electronic RF wireless SVN escutcheon, BLE / Mifare / DESFire deadbolt privacy function, with keypad, Columbo Robodue premium series lever, unhanded, satin stainless finish, for use with 1 3/8" - 1 3/4" thick standard door | 1 |  | 1 Year | 1006.1 | 0.15 | 855.185
11804 | Salto | AB658263IM48--- | XS4 ANSI electronic wire-free SVN escutcheon, BLE / Mifare / DESFire deadbolt privacy function, Columbo Robodue premium series lever, unhanded, satin stainless finish, for use with 1 3/4" - 2 1/4" thick door | 1 |  | 1 Year | 758.05 | 0.15 | 644.3425
11805 | Salto | AB658263IM48-A- | XS4 ANSI electronic AMOK wire-free SVN escutcheon, BLE / Mifare / DESFire deadbolt privacy function, Columbo Robodue premium series lever, unhanded, satin stainless finish, for use with 1 3/4" - 2 1/4" thick door | 1 |  | 1 Year | 887.05 | 0.15 | 753.9925
11806 | Salto | AB658263IM48--K | XS4 ANSI electronic wire-free SVN escutcheon, BLE / Mifare / DESFire deadbolt privacy function, with keypad, Columbo Robodue premium series lever, unhanded, satin stainless finish, for use with 1 3/4" - 2 1/4" thick door | 1 |  | 1 Year | 820.9 | 0.15 | 697.765
11807 | Salto | AB658263IM48-W- | XS4 ANSI electronic RF wireless SVN escutcheon, BLE / Mifare / DESFire deadbolt privacy function, Columbo Robodue premium series lever, unhanded, satin stainless finish, for use with 1 3/4" - 2 1/4" thick door | 1 |  | 1 Year | 943.25 | 0.15 | 801.7625
11808 | Salto | AB658263IM48-WK | XS4 ANSI electronic RF wireless SVN escutcheon, BLE / Mifare / DESFire deadbolt privacy function, with keypad, Columbo Robodue premium series lever, unhanded, satin stainless finish, for use with 1 3/4" - 2 1/4" thick door | 1 |  | 1 Year | 1006.1 | 0.15 | 855.185
11809 | Salto | AB658263IP38--- | XS4 ANSI electronic wire-free SVN escutcheon, BLE / Mifare / DESFire deadbolt privacy function, Columbo Robodue premium series lever, unhanded, bright stainless steel finish, for use with 1 3/8" - 1 3/4" thick standard door | 1 |  | 1 Year | 774.35 | 0.15 | 658.1975
11810 | Salto | AB658263IP38-A- | XS4 ANSI electronic AMOK wire-free SVN escutcheon, BLE / Mifare / DESFire deadbolt privacy function, Columbo Robodue premium series lever, unhanded, bright stainless steel finish, for use with 1 3/8" - 1 3/4" thick standard door | 1 |  | 1 Year | 903.35 | 0.15 | 767.8475
11811 | Salto | AB658263IP38--K | XS4 ANSI electronic wire-free SVN escutcheon, BLE / Mifare / DESFire deadbolt privacy function, with keypad, Columbo Robodue premium series lever, unhanded, bright stainless steel finish, for use with 1 3/8" - 1 3/4" thick standard door | 1 |  | 1 Year | 837.2 | 0.15 | 711.62
11812 | Salto | AB658263IP38-W- | XS4 ANSI electronic RF wireless SVN escutcheon, BLE / Mifare / DESFire deadbolt privacy function, Columbo Robodue premium series lever, unhanded, bright stainless steel finish, for use with 1 3/8" - 1 3/4" thick standard door | 1 |  | 1 Year | 959.55 | 0.15 | 815.6175
11813 | Salto | AB658263IP38-WK | XS4 ANSI electronic RF wireless SVN escutcheon, BLE / Mifare / DESFire deadbolt privacy function, with keypad, Columbo Robodue premium series lever, unhanded, bright stainless steel finish, for use with 1 3/8" - 1 3/4" thick standard door | 1 |  | 1 Year | 1022.4 | 0.15 | 869.04
11814 | Salto | AB658263IP48--- | XS4 ANSI electronic wire-free SVN escutcheon, BLE / Mifare / DESFire deadbolt privacy function, Columbo Robodue premium series lever, unhanded, bright stainless steel finish, for use with 1 3/4" - 2 1/4" thick door | 1 |  | 1 Year | 774.35 | 0.15 | 658.1975
11815 | Salto | AB658263IP48-A- | XS4 ANSI electronic AMOK wire-free SVN escutcheon, BLE / Mifare / DESFire deadbolt privacy function, Columbo Robodue premium series lever, unhanded, bright stainless steel finish, for use with 1 3/4" - 2 1/4" thick door | 1 |  | 1 Year | 903.35 | 0.15 | 767.8475
11816 | Salto | AB658263IP48--K | XS4 ANSI electronic wire-free SVN escutcheon, BLE / Mifare / DESFire deadbolt privacy function, with keypad, Columbo Robodue premium series lever, unhanded, bright stainless steel finish, for use with 1 3/4" - 2 1/4" thick door | 1 |  | 1 Year | 837.2 | 0.15 | 711.62
11817 | Salto | AB658263IP48-W- | XS4 ANSI electronic RF wireless SVN escutcheon, BLE / Mifare / DESFire deadbolt privacy function, Columbo Robodue premium series lever, unhanded, bright stainless steel finish, for use with 1 3/4" - 2 1/4" thick door | 1 |  | 1 Year | 959.55 | 0.15 | 815.6175
11818 | Salto | AB658263IP48-WK | XS4 ANSI electronic RF wireless SVN escutcheon, BLE / Mifare / DESFire deadbolt privacy function, with keypad, Columbo Robodue premium series lever, unhanded, bright stainless steel finish, for use with 1 3/4" - 2 1/4" thick door | 1 |  | 1 Year | 1022.4 | 0.15 | 869.04
11819 | Salto | AB658263PP38--- | XS4 ANSI electronic wire-free SVN escutcheon, BLE / Mifare / DESFire deadbolt privacy function, Columbo Robodue premium series lever, unhanded, bright brass finish, for use with 1 3/8" - 1 3/4" thick standard door | 1 |  | 1 Year | 774.35 | 0.15 | 658.1975
11820 | Salto | AB658263PP38-A- | XS4 ANSI electronic AMOK wire-free SVN escutcheon, BLE / Mifare / DESFire deadbolt privacy function, Columbo Robodue premium series lever, unhanded, bright brass finish, for use with 1 3/8" - 1 3/4" thick standard door | 1 |  | 1 Year | 903.35 | 0.15 | 767.8475
11821 | Salto | AB658263PP38--K | XS4 ANSI electronic wire-free SVN escutcheon, BLE / Mifare / DESFire deadbolt privacy function, with keypad, Columbo Robodue premium series lever, unhanded, bright brass finish, for use with 1 3/8" - 1 3/4" thick standard door | 1 |  | 1 Year | 837.2 | 0.15 | 711.62
11822 | Salto | AB658263PP38-W- | XS4 ANSI electronic RF wireless SVN escutcheon, BLE / Mifare / DESFire deadbolt privacy function, Columbo Robodue premium series lever, unhanded, bright brass finish, for use with 1 3/8" - 1 3/4" thick standard door | 1 |  | 1 Year | 959.55 | 0.15 | 815.6175
11823 | Salto | AB658263PP38-WK | XS4 ANSI electronic RF wireless SVN escutcheon, BLE / Mifare / DESFire deadbolt privacy function, with keypad, Columbo Robodue premium series lever, unhanded, bright brass finish, for use with 1 3/8" - 1 3/4" thick standard door | 1 |  | 1 Year | 1022.4 | 0.15 | 869.04
11824 | Salto | AB658263PP48--- | XS4 ANSI electronic wire-free SVN escutcheon, BLE / Mifare / DESFire deadbolt privacy function, Columbo Robodue premium series lever, unhanded, bright brass finish, for use with 1 3/4" - 2 1/4" thick door | 1 |  | 1 Year | 774.35 | 0.15 | 658.1975
11825 | Salto | AB658263PP48-A- | XS4 ANSI electronic AMOK wire-free SVN escutcheon, BLE / Mifare / DESFire deadbolt privacy function, Columbo Robodue premium series lever, unhanded, bright brass finish, for use with 1 3/4" - 2 1/4" thick door | 1 |  | 1 Year | 903.35 | 0.15 | 767.8475
11826 | Salto | AB658263PP48--K | XS4 ANSI electronic wire-free SVN escutcheon, BLE / Mifare / DESFire deadbolt privacy function, with keypad, Columbo Robodue premium series lever, unhanded, bright brass finish, for use with 1 3/4" - 2 1/4" thick door | 1 |  | 1 Year | 837.2 | 0.15 | 711.62
11827 | Salto | AB658263PP48-W- | XS4 ANSI electronic RF wireless SVN escutcheon, BLE / Mifare / DESFire deadbolt privacy function, Columbo Robodue premium series lever, unhanded, bright brass finish, for use with 1 3/4" - 2 1/4" thick door | 1 |  | 1 Year | 959.55 | 0.15 | 815.6175
11828 | Salto | AB658263PP48-WK | XS4 ANSI electronic RF wireless SVN escutcheon, BLE / Mifare / DESFire deadbolt privacy function, with keypad, Columbo Robodue premium series lever, unhanded, bright brass finish, for use with 1 3/4" - 2 1/4" thick door | 1 |  | 1 Year | 1022.4 | 0.15 | 869.04
11829 | Salto | AB658361IM38--- | XS4 ANSI electronic wire-free SVN escutcheon, BLE / Mifare / DESFire deadbolt privacy function, Columbo Robotre premium series lever, unhanded, satin stainless finish, for use with 1 3/8" - 1 3/4" thick standard door | 1 |  | 1 Year | 758.05 | 0.15 | 644.3425
11830 | Salto | AB658361IM38-A- | XS4 ANSI electronic AMOK wire-free SVN escutcheon, BLE / Mifare / DESFire deadbolt privacy function, Columbo Robotre premium series lever, unhanded, satin stainless finish, for use with 1 3/8" - 1 3/4" thick standard door | 1 |  | 1 Year | 887.05 | 0.15 | 753.9925
11831 | Salto | AB658361IM38--K | XS4 ANSI electronic wire-free SVN escutcheon, BLE / Mifare / DESFire deadbolt privacy function, with keypad, Columbo Robotre premium series lever, unhanded, satin stainless finish, for use with 1 3/8" - 1 3/4" thick standard door | 1 |  | 1 Year | 820.9 | 0.15 | 697.765
11832 | Salto | AB658361IM38-W- | XS4 ANSI electronic RF wireless SVN escutcheon, BLE / Mifare / DESFire deadbolt privacy function, Columbo Robotre premium series lever, unhanded, satin stainless finish, for use with 1 3/8" - 1 3/4" thick standard door | 1 |  | 1 Year | 943.25 | 0.15 | 801.7625
11833 | Salto | AB658361IM38-WK | XS4 ANSI electronic RF wireless SVN escutcheon, BLE / Mifare / DESFire deadbolt privacy function, with keypad, Columbo Robotre premium series lever, unhanded, satin stainless finish, for use with 1 3/8" - 1 3/4" thick standard door | 1 |  | 1 Year | 1006.1 | 0.15 | 855.185
11834 | Salto | AB658361IM48--- | XS4 ANSI electronic wire-free SVN escutcheon, BLE / Mifare / DESFire deadbolt privacy function, Columbo Robotre premium series lever, unhanded, satin stainless finish, for use with 1 3/4" - 2 1/4" thick door | 1 |  | 1 Year | 758.05 | 0.15 | 644.3425
11835 | Salto | AB658361IM48-A- | XS4 ANSI electronic AMOK wire-free SVN escutcheon, BLE / Mifare / DESFire deadbolt privacy function, Columbo Robotre premium series lever, unhanded, satin stainless finish, for use with 1 3/4" - 2 1/4" thick door | 1 |  | 1 Year | 887.05 | 0.15 | 753.9925
11836 | Salto | AB658361IM48--K | XS4 ANSI electronic wire-free SVN escutcheon, BLE / Mifare / DESFire deadbolt privacy function, with keypad, Columbo Robotre premium series lever, unhanded, satin stainless finish, for use with 1 3/4" - 2 1/4" thick door | 1 |  | 1 Year | 820.9 | 0.15 | 697.765
11837 | Salto | AB658361IM48-W- | XS4 ANSI electronic RF wireless SVN escutcheon, BLE / Mifare / DESFire deadbolt privacy function, Columbo Robotre premium series lever, unhanded, satin stainless finish, for use with 1 3/4" - 2 1/4" thick door | 1 |  | 1 Year | 943.25 | 0.15 | 801.7625
11838 | Salto | AB658361IM48-WK | XS4 ANSI electronic RF wireless SVN escutcheon, BLE / Mifare / DESFire deadbolt privacy function, with keypad, Columbo Robotre premium series lever, unhanded, satin stainless finish, for use with 1 3/4" - 2 1/4" thick door | 1 |  | 1 Year | 1006.1 | 0.15 | 855.185
11839 | Salto | AB658361IP38--- | XS4 ANSI electronic wire-free SVN escutcheon, BLE / Mifare / DESFire deadbolt privacy function, Columbo Robotre premium series lever, unhanded, bright stainless steel finish, for use with 1 3/8" - 1 3/4" thick standard door | 1 |  | 1 Year | 774.35 | 0.15 | 658.1975
11840 | Salto | AB658361IP38-A- | XS4 ANSI electronic AMOK wire-free SVN escutcheon, BLE / Mifare / DESFire deadbolt privacy function, Columbo Robotre premium series lever, unhanded, bright stainless steel finish, for use with 1 3/8" - 1 3/4" thick standard door | 1 |  | 1 Year | 903.35 | 0.15 | 767.8475
11841 | Salto | AB658361IP38--K | XS4 ANSI electronic wire-free SVN escutcheon, BLE / Mifare / DESFire deadbolt privacy function, with keypad, Columbo Robotre premium series lever, unhanded, bright stainless steel finish, for use with 1 3/8" - 1 3/4" thick standard door | 1 |  | 1 Year | 837.2 | 0.15 | 711.62
11842 | Salto | AB658361IP38-W- | XS4 ANSI electronic RF wireless SVN escutcheon, BLE / Mifare / DESFire deadbolt privacy function, Columbo Robotre premium series lever, unhanded, bright stainless steel finish, for use with 1 3/8" - 1 3/4" thick standard door | 1 |  | 1 Year | 959.55 | 0.15 | 815.6175
11843 | Salto | AB658361IP38-WK | XS4 ANSI electronic RF wireless SVN escutcheon, BLE / Mifare / DESFire deadbolt privacy function, with keypad, Columbo Robotre premium series lever, unhanded, bright stainless steel finish, for use with 1 3/8" - 1 3/4" thick standard door | 1 |  | 1 Year | 1022.4 | 0.15 | 869.04
11844 | Salto | AB658361IP48--- | XS4 ANSI electronic wire-free SVN escutcheon, BLE / Mifare / DESFire deadbolt privacy function, Columbo Robotre premium series lever, unhanded, bright stainless steel finish, for use with 1 3/4" - 2 1/4" thick door | 1 |  | 1 Year | 774.35 | 0.15 | 658.1975
11845 | Salto | AB658361IP48-A- | XS4 ANSI electronic AMOK wire-free SVN escutcheon, BLE / Mifare / DESFire deadbolt privacy function, Columbo Robotre premium series lever, unhanded, bright stainless steel finish, for use with 1 3/4" - 2 1/4" thick door | 1 |  | 1 Year | 903.35 | 0.15 | 767.8475
11846 | Salto | AB658361IP48--K | XS4 ANSI electronic wire-free SVN escutcheon, BLE / Mifare / DESFire deadbolt privacy function, with keypad, Columbo Robotre premium series lever, unhanded, bright stainless steel finish, for use with 1 3/4" - 2 1/4" thick door | 1 |  | 1 Year | 837.2 | 0.15 | 711.62
11847 | Salto | AB658361IP48-W- | XS4 ANSI electronic RF wireless SVN escutcheon, BLE / Mifare / DESFire deadbolt privacy function, Columbo Robotre premium series lever, unhanded, bright stainless steel finish, for use with 1 3/4" - 2 1/4" thick door | 1 |  | 1 Year | 959.55 | 0.15 | 815.6175
11848 | Salto | AB658361IP48-WK | XS4 ANSI electronic RF wireless SVN escutcheon, BLE / Mifare / DESFire deadbolt privacy function, with keypad, Columbo Robotre premium series lever, unhanded, bright stainless steel finish, for use with 1 3/4" - 2 1/4" thick door | 1 |  | 1 Year | 1022.4 | 0.15 | 869.04
11849 | Salto | AB658361PP38--- | XS4 ANSI electronic wire-free SVN escutcheon, BLE / Mifare / DESFire deadbolt privacy function, Columbo Robotre premium series lever, unhanded, bright brass finish, for use with 1 3/8" - 1 3/4" thick standard door | 1 |  | 1 Year | 774.35 | 0.15 | 658.1975
11850 | Salto | AB658361PP38-A- | XS4 ANSI electronic AMOK wire-free SVN escutcheon, BLE / Mifare / DESFire deadbolt privacy function, Columbo Robotre premium series lever, unhanded, bright brass finish, for use with 1 3/8" - 1 3/4" thick standard door | 1 |  | 1 Year | 903.35 | 0.15 | 767.8475
11851 | Salto | AB658361PP38--K | XS4 ANSI electronic wire-free SVN escutcheon, BLE / Mifare / DESFire deadbolt privacy function, with keypad, Columbo Robotre premium series lever, unhanded, bright brass finish, for use with 1 3/8" - 1 3/4" thick standard door | 1 |  | 1 Year | 837.2 | 0.15 | 711.62
11852 | Salto | AB658361PP38-W- | XS4 ANSI electronic RF wireless SVN escutcheon, BLE / Mifare / DESFire deadbolt privacy function, Columbo Robotre premium series lever, unhanded, bright brass finish, for use with 1 3/8" - 1 3/4" thick standard door | 1 |  | 1 Year | 959.55 | 0.15 | 815.6175
11853 | Salto | AB658361PP38-WK | XS4 ANSI electronic RF wireless SVN escutcheon, BLE / Mifare / DESFire deadbolt privacy function, with keypad, Columbo Robotre premium series lever, unhanded, bright brass finish, for use with 1 3/8" - 1 3/4" thick standard door | 1 |  | 1 Year | 1022.4 | 0.15 | 869.04
11854 | Salto | AB658361PP48--- | XS4 ANSI electronic wire-free SVN escutcheon, BLE / Mifare / DESFire deadbolt privacy function, Columbo Robotre premium series lever, unhanded, bright brass finish, for use with 1 3/4" - 2 1/4" thick door | 1 |  | 1 Year | 774.35 | 0.15 | 658.1975
11855 | Salto | AB658361PP48-A- | XS4 ANSI electronic AMOK wire-free SVN escutcheon, BLE / Mifare / DESFire deadbolt privacy function, Columbo Robotre premium series lever, unhanded, bright brass finish, for use with 1 3/4" - 2 1/4" thick door | 1 |  | 1 Year | 903.35 | 0.15 | 767.8475
11856 | Salto | AB658361PP48--K | XS4 ANSI electronic wire-free SVN escutcheon, BLE / Mifare / DESFire deadbolt privacy function, with keypad, Columbo Robotre premium series lever, unhanded, bright brass finish, for use with 1 3/4" - 2 1/4" thick door | 1 |  | 1 Year | 837.2 | 0.15 | 711.62
11857 | Salto | AB658361PP48-W- | XS4 ANSI electronic RF wireless SVN escutcheon, BLE / Mifare / DESFire deadbolt privacy function, Columbo Robotre premium series lever, unhanded, bright brass finish, for use with 1 3/4" - 2 1/4" thick door | 1 |  | 1 Year | 959.55 | 0.15 | 815.6175
11858 | Salto | AB658361PP48-WK | XS4 ANSI electronic RF wireless SVN escutcheon, BLE / Mifare / DESFire deadbolt privacy function, with keypad, Columbo Robotre premium series lever, unhanded, bright brass finish, for use with 1 3/4" - 2 1/4" thick door | 1 |  | 1 Year | 1022.4 | 0.15 | 869.04
11859 | Salto | AB658362IM38--- | XS4 ANSI electronic wire-free SVN escutcheon, BLE / Mifare / DESFire deadbolt privacy function, Columbo Robotre premium series lever, unhanded, satin stainless finish, for use with 1 3/8" - 1 3/4" thick standard door | 1 |  | 1 Year | 758.05 | 0.15 | 644.3425
11860 | Salto | AB658362IM38-A- | XS4 ANSI electronic AMOK wire-free SVN escutcheon, BLE / Mifare / DESFire deadbolt privacy function, Columbo Robotre premium series lever, unhanded, satin stainless finish, for use with 1 3/8" - 1 3/4" thick standard door | 1 |  | 1 Year | 887.05 | 0.15 | 753.9925
11861 | Salto | AB658362IM38--K | XS4 ANSI electronic wire-free SVN escutcheon, BLE / Mifare / DESFire deadbolt privacy function, with keypad, Columbo Robotre premium series lever, unhanded, satin stainless finish, for use with 1 3/8" - 1 3/4" thick standard door | 1 |  | 1 Year | 820.9 | 0.15 | 697.765
11862 | Salto | AB658362IM38-W- | XS4 ANSI electronic RF wireless SVN escutcheon, BLE / Mifare / DESFire deadbolt privacy function, Columbo Robotre premium series lever, unhanded, satin stainless finish, for use with 1 3/8" - 1 3/4" thick standard door | 1 |  | 1 Year | 943.25 | 0.15 | 801.7625
11863 | Salto | AB658362IM38-WK | XS4 ANSI electronic RF wireless SVN escutcheon, BLE / Mifare / DESFire deadbolt privacy function, with keypad, Columbo Robotre premium series lever, unhanded, satin stainless finish, for use with 1 3/8" - 1 3/4" thick standard door | 1 |  | 1 Year | 1006.1 | 0.15 | 855.185
11864 | Salto | AB658362IM48--- | XS4 ANSI electronic wire-free SVN escutcheon, BLE / Mifare / DESFire deadbolt privacy function, Columbo Robotre premium series lever, unhanded, satin stainless finish, for use with 1 3/4" - 2 1/4" thick door | 1 |  | 1 Year | 758.05 | 0.15 | 644.3425
11865 | Salto | AB658362IM48-A- | XS4 ANSI electronic AMOK wire-free SVN escutcheon, BLE / Mifare / DESFire deadbolt privacy function, Columbo Robotre premium series lever, unhanded, satin stainless finish, for use with 1 3/4" - 2 1/4" thick door | 1 |  | 1 Year | 887.05 | 0.15 | 753.9925
11866 | Salto | AB658362IM48--K | XS4 ANSI electronic wire-free SVN escutcheon, BLE / Mifare / DESFire deadbolt privacy function, with keypad, Columbo Robotre premium series lever, unhanded, satin stainless finish, for use with 1 3/4" - 2 1/4" thick door | 1 |  | 1 Year | 820.9 | 0.15 | 697.765
11867 | Salto | AB658362IM48-W- | XS4 ANSI electronic RF wireless SVN escutcheon, BLE / Mifare / DESFire deadbolt privacy function, Columbo Robotre premium series lever, unhanded, satin stainless finish, for use with 1 3/4" - 2 1/4" thick door | 1 |  | 1 Year | 943.25 | 0.15 | 801.7625
11868 | Salto | AB658362IM48-WK | XS4 ANSI electronic RF wireless SVN escutcheon, BLE / Mifare / DESFire deadbolt privacy function, with keypad, Columbo Robotre premium series lever, unhanded, satin stainless finish, for use with 1 3/4" - 2 1/4" thick door | 1 |  | 1 Year | 1006.1 | 0.15 | 855.185
11869 | Salto | AB658362IP38--- | XS4 ANSI electronic wire-free SVN escutcheon, BLE / Mifare / DESFire deadbolt privacy function, Columbo Robotre premium series lever, unhanded, bright stainless steel finish, for use with 1 3/8" - 1 3/4" thick standard door | 1 |  | 1 Year | 774.35 | 0.15 | 658.1975
11870 | Salto | AB658362IP38-A- | XS4 ANSI electronic AMOK wire-free SVN escutcheon, BLE / Mifare / DESFire deadbolt privacy function, Columbo Robotre premium series lever, unhanded, bright stainless steel finish, for use with 1 3/8" - 1 3/4" thick standard door | 1 |  | 1 Year | 903.35 | 0.15 | 767.8475
11871 | Salto | AB658362IP38--K | XS4 ANSI electronic wire-free SVN escutcheon, BLE / Mifare / DESFire deadbolt privacy function, with keypad, Columbo Robotre premium series lever, unhanded, bright stainless steel finish, for use with 1 3/8" - 1 3/4" thick standard door | 1 |  | 1 Year | 837.2 | 0.15 | 711.62
11872 | Salto | AB658362IP38-W- | XS4 ANSI electronic RF wireless SVN escutcheon, BLE / Mifare / DESFire deadbolt privacy function, Columbo Robotre premium series lever, unhanded, bright stainless steel finish, for use with 1 3/8" - 1 3/4" thick standard door | 1 |  | 1 Year | 959.55 | 0.15 | 815.6175
11873 | Salto | AB658362IP38-WK | XS4 ANSI electronic RF wireless SVN escutcheon, BLE / Mifare / DESFire deadbolt privacy function, with keypad, Columbo Robotre premium series lever, unhanded, bright stainless steel finish, for use with 1 3/8" - 1 3/4" thick standard door | 1 |  | 1 Year | 1022.4 | 0.15 | 869.04
11874 | Salto | AB658362IP48--- | XS4 ANSI electronic wire-free SVN escutcheon, BLE / Mifare / DESFire deadbolt privacy function, Columbo Robotre premium series lever, unhanded, bright stainless steel finish, for use with 1 3/4" - 2 1/4" thick door | 1 |  | 1 Year | 774.35 | 0.15 | 658.1975
11875 | Salto | AB658362IP48-A- | XS4 ANSI electronic AMOK wire-free SVN escutcheon, BLE / Mifare / DESFire deadbolt privacy function, Columbo Robotre premium series lever, unhanded, bright stainless steel finish, for use with 1 3/4" - 2 1/4" thick door | 1 |  | 1 Year | 903.35 | 0.15 | 767.8475
11876 | Salto | AB658362IP48--K | XS4 ANSI electronic wire-free SVN escutcheon, BLE / Mifare / DESFire deadbolt privacy function, with keypad, Columbo Robotre premium series lever, unhanded, bright stainless steel finish, for use with 1 3/4" - 2 1/4" thick door | 1 |  | 1 Year | 837.2 | 0.15 | 711.62
11877 | Salto | AB658362IP48-W- | XS4 ANSI electronic RF wireless SVN escutcheon, BLE / Mifare / DESFire deadbolt privacy function, Columbo Robotre premium series lever, unhanded, bright stainless steel finish, for use with 1 3/4" - 2 1/4" thick door | 1 |  | 1 Year | 959.55 | 0.15 | 815.6175
11878 | Salto | AB658362IP48-WK | XS4 ANSI electronic RF wireless SVN escutcheon, BLE / Mifare / DESFire deadbolt privacy function, with keypad, Columbo Robotre premium series lever, unhanded, bright stainless steel finish, for use with 1 3/4" - 2 1/4" thick door | 1 |  | 1 Year | 1022.4 | 0.15 | 869.04
11879 | Salto | AB658362PP38--- | XS4 ANSI electronic wire-free SVN escutcheon, BLE / Mifare / DESFire deadbolt privacy function, Columbo Robotre premium series lever, unhanded, bright brass finish, for use with 1 3/8" - 1 3/4" thick standard door | 1 |  | 1 Year | 774.35 | 0.15 | 658.1975
11880 | Salto | AB658362PP38-A- | XS4 ANSI electronic AMOK wire-free SVN escutcheon, BLE / Mifare / DESFire deadbolt privacy function, Columbo Robotre premium series lever, unhanded, bright brass finish, for use with 1 3/8" - 1 3/4" thick standard door | 1 |  | 1 Year | 903.35 | 0.15 | 767.8475
11881 | Salto | AB658362PP38--K | XS4 ANSI electronic wire-free SVN escutcheon, BLE / Mifare / DESFire deadbolt privacy function, with keypad, Columbo Robotre premium series lever, unhanded, bright brass finish, for use with 1 3/8" - 1 3/4" thick standard door | 1 |  | 1 Year | 837.2 | 0.15 | 711.62
11882 | Salto | AB658362PP38-W- | XS4 ANSI electronic RF wireless SVN escutcheon, BLE / Mifare / DESFire deadbolt privacy function, Columbo Robotre premium series lever, unhanded, bright brass finish, for use with 1 3/8" - 1 3/4" thick standard door | 1 |  | 1 Year | 959.55 | 0.15 | 815.6175
11883 | Salto | AB658362PP38-WK | XS4 ANSI electronic RF wireless SVN escutcheon, BLE / Mifare / DESFire deadbolt privacy function, with keypad, Columbo Robotre premium series lever, unhanded, bright brass finish, for use with 1 3/8" - 1 3/4" thick standard door | 1 |  | 1 Year | 1022.4 | 0.15 | 869.04
11884 | Salto | AB658362PP48--- | XS4 ANSI electronic wire-free SVN escutcheon, BLE / Mifare / DESFire deadbolt privacy function, Columbo Robotre premium series lever, unhanded, bright brass finish, for use with 1 3/4" - 2 1/4" thick door | 1 |  | 1 Year | 774.35 | 0.15 | 658.1975
11885 | Salto | AB658362PP48-A- | XS4 ANSI electronic AMOK wire-free SVN escutcheon, BLE / Mifare / DESFire deadbolt privacy function, Columbo Robotre premium series lever, unhanded, bright brass finish, for use with 1 3/4" - 2 1/4" thick door | 1 |  | 1 Year | 903.35 | 0.15 | 767.8475
11886 | Salto | AB658362PP48--K | XS4 ANSI electronic wire-free SVN escutcheon, BLE / Mifare / DESFire deadbolt privacy function, with keypad, Columbo Robotre premium series lever, unhanded, bright brass finish, for use with 1 3/4" - 2 1/4" thick door | 1 |  | 1 Year | 837.2 | 0.15 | 711.62
11887 | Salto | AB658362PP48-W- | XS4 ANSI electronic RF wireless SVN escutcheon, BLE / Mifare / DESFire deadbolt privacy function, Columbo Robotre premium series lever, unhanded, bright brass finish, for use with 1 3/4" - 2 1/4" thick door | 1 |  | 1 Year | 959.55 | 0.15 | 815.6175
11888 | Salto | AB658362PP48-WK | XS4 ANSI electronic RF wireless SVN escutcheon, BLE / Mifare / DESFire deadbolt privacy function, with keypad, Columbo Robotre premium series lever, unhanded, bright brass finish, for use with 1 3/4" - 2 1/4" thick door | 1 |  | 1 Year | 1022.4 | 0.15 | 869.04
11889 | Salto | AB658363IM38--- | XS4 ANSI electronic wire-free SVN escutcheon, BLE / Mifare / DESFire deadbolt privacy function, Columbo Robotre premium series lever, unhanded, satin stainless finish, for use with 1 3/8" - 1 3/4" thick standard door | 1 |  | 1 Year | 758.05 | 0.15 | 644.3425
11890 | Salto | AB658363IM38-A- | XS4 ANSI electronic AMOK wire-free SVN escutcheon, BLE / Mifare / DESFire deadbolt privacy function, Columbo Robotre premium series lever, unhanded, satin stainless finish, for use with 1 3/8" - 1 3/4" thick standard door | 1 |  | 1 Year | 887.05 | 0.15 | 753.9925
11891 | Salto | AB658363IM38--K | XS4 ANSI electronic wire-free SVN escutcheon, BLE / Mifare / DESFire deadbolt privacy function, with keypad, Columbo Robotre premium series lever, unhanded, satin stainless finish, for use with 1 3/8" - 1 3/4" thick standard door | 1 |  | 1 Year | 820.9 | 0.15 | 697.765
11892 | Salto | AB658363IM38-W- | XS4 ANSI electronic RF wireless SVN escutcheon, BLE / Mifare / DESFire deadbolt privacy function, Columbo Robotre premium series lever, unhanded, satin stainless finish, for use with 1 3/8" - 1 3/4" thick standard door | 1 |  | 1 Year | 943.25 | 0.15 | 801.7625
11893 | Salto | AB658363IM38-WK | XS4 ANSI electronic RF wireless SVN escutcheon, BLE / Mifare / DESFire deadbolt privacy function, with keypad, Columbo Robotre premium series lever, unhanded, satin stainless finish, for use with 1 3/8" - 1 3/4" thick standard door | 1 |  | 1 Year | 1006.1 | 0.15 | 855.185
11894 | Salto | AB658363IM48--- | XS4 ANSI electronic wire-free SVN escutcheon, BLE / Mifare / DESFire deadbolt privacy function, Columbo Robotre premium series lever, unhanded, satin stainless finish, for use with 1 3/4" - 2 1/4" thick door | 1 |  | 1 Year | 758.05 | 0.15 | 644.3425
11895 | Salto | AB658363IM48-A- | XS4 ANSI electronic AMOK wire-free SVN escutcheon, BLE / Mifare / DESFire deadbolt privacy function, Columbo Robotre premium series lever, unhanded, satin stainless finish, for use with 1 3/4" - 2 1/4" thick door | 1 |  | 1 Year | 887.05 | 0.15 | 753.9925
11896 | Salto | AB658363IM48--K | XS4 ANSI electronic wire-free SVN escutcheon, BLE / Mifare / DESFire deadbolt privacy function, with keypad, Columbo Robotre premium series lever, unhanded, satin stainless finish, for use with 1 3/4" - 2 1/4" thick door | 1 |  | 1 Year | 820.9 | 0.15 | 697.765
11897 | Salto | AB658363IM48-W- | XS4 ANSI electronic RF wireless SVN escutcheon, BLE / Mifare / DESFire deadbolt privacy function, Columbo Robotre premium series lever, unhanded, satin stainless finish, for use with 1 3/4" - 2 1/4" thick door | 1 |  | 1 Year | 943.25 | 0.15 | 801.7625
11898 | Salto | AB658363IM48-WK | XS4 ANSI electronic RF wireless SVN escutcheon, BLE / Mifare / DESFire deadbolt privacy function, with keypad, Columbo Robotre premium series lever, unhanded, satin stainless finish, for use with 1 3/4" - 2 1/4" thick door | 1 |  | 1 Year | 1006.1 | 0.15 | 855.185
11899 | Salto | AB658363IP38--- | XS4 ANSI electronic wire-free SVN escutcheon, BLE / Mifare / DESFire deadbolt privacy function, Columbo Robotre premium series lever, unhanded, bright stainless steel finish, for use with 1 3/8" - 1 3/4" thick standard door | 1 |  | 1 Year | 774.35 | 0.15 | 658.1975
11900 | Salto | AB658363IP38-A- | XS4 ANSI electronic AMOK wire-free SVN escutcheon, BLE / Mifare / DESFire deadbolt privacy function, Columbo Robotre premium series lever, unhanded, bright stainless steel finish, for use with 1 3/8" - 1 3/4" thick standard door | 1 |  | 1 Year | 903.35 | 0.15 | 767.8475
11901 | Salto | AB658363IP38--K | XS4 ANSI electronic wire-free SVN escutcheon, BLE / Mifare / DESFire deadbolt privacy function, with keypad, Columbo Robotre premium series lever, unhanded, bright stainless steel finish, for use with 1 3/8" - 1 3/4" thick standard door | 1 |  | 1 Year | 837.2 | 0.15 | 711.62
11902 | Salto | AB658363IP38-W- | XS4 ANSI electronic RF wireless SVN escutcheon, BLE / Mifare / DESFire deadbolt privacy function, Columbo Robotre premium series lever, unhanded, bright stainless steel finish, for use with 1 3/8" - 1 3/4" thick standard door | 1 |  | 1 Year | 959.55 | 0.15 | 815.6175
11903 | Salto | AB658363IP38-WK | XS4 ANSI electronic RF wireless SVN escutcheon, BLE / Mifare / DESFire deadbolt privacy function, with keypad, Columbo Robotre premium series lever, unhanded, bright stainless steel finish, for use with 1 3/8" - 1 3/4" thick standard door | 1 |  | 1 Year | 1022.4 | 0.15 | 869.04
11904 | Salto | AB658363IP48--- | XS4 ANSI electronic wire-free SVN escutcheon, BLE / Mifare / DESFire deadbolt privacy function, Columbo Robotre premium series lever, unhanded, bright stainless steel finish, for use with 1 3/4" - 2 1/4" thick door | 1 |  | 1 Year | 774.35 | 0.15 | 658.1975
11905 | Salto | AB658363IP48-A- | XS4 ANSI electronic AMOK wire-free SVN escutcheon, BLE / Mifare / DESFire deadbolt privacy function, Columbo Robotre premium series lever, unhanded, bright stainless steel finish, for use with 1 3/4" - 2 1/4" thick door | 1 |  | 1 Year | 903.35 | 0.15 | 767.8475
11906 | Salto | AB658363IP48--K | XS4 ANSI electronic wire-free SVN escutcheon, BLE / Mifare / DESFire deadbolt privacy function, with keypad, Columbo Robotre premium series lever, unhanded, bright stainless steel finish, for use with 1 3/4" - 2 1/4" thick door | 1 |  | 1 Year | 837.2 | 0.15 | 711.62
11907 | Salto | AB658363IP48-W- | XS4 ANSI electronic RF wireless SVN escutcheon, BLE / Mifare / DESFire deadbolt privacy function, Columbo Robotre premium series lever, unhanded, bright stainless steel finish, for use with 1 3/4" - 2 1/4" thick door | 1 |  | 1 Year | 959.55 | 0.15 | 815.6175
11908 | Salto | AB658363IP48-WK | XS4 ANSI electronic RF wireless SVN escutcheon, BLE / Mifare / DESFire deadbolt privacy function, with keypad, Columbo Robotre premium series lever, unhanded, bright stainless steel finish, for use with 1 3/4" - 2 1/4" thick door | 1 |  | 1 Year | 1022.4 | 0.15 | 869.04
11909 | Salto | AB658363PP38--- | XS4 ANSI electronic wire-free SVN escutcheon, BLE / Mifare / DESFire deadbolt privacy function, Columbo Robotre premium series lever, unhanded, bright brass finish, for use with 1 3/8" - 1 3/4" thick standard door | 1 |  | 1 Year | 774.35 | 0.15 | 658.1975
11910 | Salto | AB658363PP38-A- | XS4 ANSI electronic AMOK wire-free SVN escutcheon, BLE / Mifare / DESFire deadbolt privacy function, Columbo Robotre premium series lever, unhanded, bright brass finish, for use with 1 3/8" - 1 3/4" thick standard door | 1 |  | 1 Year | 903.35 | 0.15 | 767.8475
11911 | Salto | AB658363PP38--K | XS4 ANSI electronic wire-free SVN escutcheon, BLE / Mifare / DESFire deadbolt privacy function, with keypad, Columbo Robotre premium series lever, unhanded, bright brass finish, for use with 1 3/8" - 1 3/4" thick standard door | 1 |  | 1 Year | 837.2 | 0.15 | 711.62
11912 | Salto | AB658363PP38-W- | XS4 ANSI electronic RF wireless SVN escutcheon, BLE / Mifare / DESFire deadbolt privacy function, Columbo Robotre premium series lever, unhanded, bright brass finish, for use with 1 3/8" - 1 3/4" thick standard door | 1 |  | 1 Year | 959.55 | 0.15 | 815.6175
11913 | Salto | AB658363PP38-WK | XS4 ANSI electronic RF wireless SVN escutcheon, BLE / Mifare / DESFire deadbolt privacy function, with keypad, Columbo Robotre premium series lever, unhanded, bright brass finish, for use with 1 3/8" - 1 3/4" thick standard door | 1 |  | 1 Year | 1022.4 | 0.15 | 869.04
11914 | Salto | AB658363PP48--- | XS4 ANSI electronic wire-free SVN escutcheon, BLE / Mifare / DESFire deadbolt privacy function, Columbo Robotre premium series lever, unhanded, bright brass finish, for use with 1 3/4" - 2 1/4" thick door | 1 |  | 1 Year | 774.35 | 0.15 | 658.1975
11915 | Salto | AB658363PP48-A- | XS4 ANSI electronic AMOK wire-free SVN escutcheon, BLE / Mifare / DESFire deadbolt privacy function, Columbo Robotre premium series lever, unhanded, bright brass finish, for use with 1 3/4" - 2 1/4" thick door | 1 |  | 1 Year | 903.35 | 0.15 | 767.8475
11916 | Salto | AB658363PP48--K | XS4 ANSI electronic wire-free SVN escutcheon, BLE / Mifare / DESFire deadbolt privacy function, with keypad, Columbo Robotre premium series lever, unhanded, bright brass finish, for use with 1 3/4" - 2 1/4" thick door | 1 |  | 1 Year | 837.2 | 0.15 | 711.62
11917 | Salto | AB658363PP48-W- | XS4 ANSI electronic RF wireless SVN escutcheon, BLE / Mifare / DESFire deadbolt privacy function, Columbo Robotre premium series lever, unhanded, bright brass finish, for use with 1 3/4" - 2 1/4" thick door | 1 |  | 1 Year | 959.55 | 0.15 | 815.6175
11918 | Salto | AB658363PP48-WK | XS4 ANSI electronic RF wireless SVN escutcheon, BLE / Mifare / DESFire deadbolt privacy function, with keypad, Columbo Robotre premium series lever, unhanded, bright brass finish, for use with 1 3/4" - 2 1/4" thick door | 1 |  | 1 Year | 1022.4 | 0.15 | 869.04
11919 | Salto | AB658461IM38--- | XS4 ANSI electronic wire-free SVN escutcheon, BLE / Mifare / DESFire deadbolt privacy function, Columbo Roboquattro premium series lever, unhanded, satin stainless finish, for use with 1 3/8" - 1 3/4" thick standard door | 1 |  | 1 Year | 758.05 | 0.15 | 644.3425
11920 | Salto | AB658461IM38-A- | XS4 ANSI electronic AMOK wire-free SVN escutcheon, BLE / Mifare / DESFire deadbolt privacy function, Columbo Roboquattro premium series lever, unhanded, satin stainless finish, for use with 1 3/8" - 1 3/4" thick standard door | 1 |  | 1 Year | 887.05 | 0.15 | 753.9925
11921 | Salto | AB658461IM38--K | XS4 ANSI electronic wire-free SVN escutcheon, BLE / Mifare / DESFire deadbolt privacy function, with keypad, Columbo Roboquattro premium series lever, unhanded, satin stainless finish, for use with 1 3/8" - 1 3/4" thick standard door | 1 |  | 1 Year | 820.9 | 0.15 | 697.765
11922 | Salto | AB658461IM38-W- | XS4 ANSI electronic RF wireless SVN escutcheon, BLE / Mifare / DESFire deadbolt privacy function, Columbo Roboquattro premium series lever, unhanded, satin stainless finish, for use with 1 3/8" - 1 3/4" thick standard door | 1 |  | 1 Year | 943.25 | 0.15 | 801.7625
11923 | Salto | AB658461IM38-WK | XS4 ANSI electronic RF wireless SVN escutcheon, BLE / Mifare / DESFire deadbolt privacy function, with keypad, Columbo Roboquattro premium series lever, unhanded, satin stainless finish, for use with 1 3/8" - 1 3/4" thick standard door | 1 |  | 1 Year | 1006.1 | 0.15 | 855.185
11924 | Salto | AB658461IM48--- | XS4 ANSI electronic wire-free SVN escutcheon, BLE / Mifare / DESFire deadbolt privacy function, Columbo Roboquattro premium series lever, unhanded, satin stainless finish, for use with 1 3/4" - 2 1/4" thick door | 1 |  | 1 Year | 758.05 | 0.15 | 644.3425
11925 | Salto | AB658461IM48-A- | XS4 ANSI electronic AMOK wire-free SVN escutcheon, BLE / Mifare / DESFire deadbolt privacy function, Columbo Roboquattro premium series lever, unhanded, satin stainless finish, for use with 1 3/4" - 2 1/4" thick door | 1 |  | 1 Year | 887.05 | 0.15 | 753.9925
11926 | Salto | AB658461IM48--K | XS4 ANSI electronic wire-free SVN escutcheon, BLE / Mifare / DESFire deadbolt privacy function, with keypad, Columbo Roboquattro premium series lever, unhanded, satin stainless finish, for use with 1 3/4" - 2 1/4" thick door | 1 |  | 1 Year | 820.9 | 0.15 | 697.765
11927 | Salto | AB658461IM48-W- | XS4 ANSI electronic RF wireless SVN escutcheon, BLE / Mifare / DESFire deadbolt privacy function, Columbo Roboquattro premium series lever, unhanded, satin stainless finish, for use with 1 3/4" - 2 1/4" thick door | 1 |  | 1 Year | 943.25 | 0.15 | 801.7625
11928 | Salto | AB658461IM48-WK | XS4 ANSI electronic RF wireless SVN escutcheon, BLE / Mifare / DESFire deadbolt privacy function, with keypad, Columbo Roboquattro premium series lever, unhanded, satin stainless finish, for use with 1 3/4" - 2 1/4" thick door | 1 |  | 1 Year | 1006.1 | 0.15 | 855.185
11929 | Salto | AB658461IP38--- | XS4 ANSI electronic wire-free SVN escutcheon, BLE / Mifare / DESFire deadbolt privacy function, Columbo Roboquattro premium series lever, unhanded, bright stainless steel finish, for use with 1 3/8" - 1 3/4" thick standard door | 1 |  | 1 Year | 774.35 | 0.15 | 658.1975
11930 | Salto | AB658461IP38-A- | XS4 ANSI electronic AMOK wire-free SVN escutcheon, BLE / Mifare / DESFire deadbolt privacy function, Columbo Roboquattro premium series lever, unhanded, bright stainless steel finish, for use with 1 3/8" - 1 3/4" thick standard door | 1 |  | 1 Year | 903.35 | 0.15 | 767.8475
11931 | Salto | AB658461IP38--K | XS4 ANSI electronic wire-free SVN escutcheon, BLE / Mifare / DESFire deadbolt privacy function, with keypad, Columbo Roboquattro premium series lever, unhanded, bright stainless steel finish, for use with 1 3/8" - 1 3/4" thick standard door | 1 |  | 1 Year | 837.2 | 0.15 | 711.62
11932 | Salto | AB658461IP38-W- | XS4 ANSI electronic RF wireless SVN escutcheon, BLE / Mifare / DESFire deadbolt privacy function, Columbo Roboquattro premium series lever, unhanded, bright stainless steel finish, for use with 1 3/8" - 1 3/4" thick standard door | 1 |  | 1 Year | 959.55 | 0.15 | 815.6175
11933 | Salto | AB658461IP38-WK | XS4 ANSI electronic RF wireless SVN escutcheon, BLE / Mifare / DESFire deadbolt privacy function, with keypad, Columbo Roboquattro premium series lever, unhanded, bright stainless steel finish, for use with 1 3/8" - 1 3/4" thick standard door | 1 |  | 1 Year | 1022.4 | 0.15 | 869.04
11934 | Salto | AB658461IP48--- | XS4 ANSI electronic wire-free SVN escutcheon, BLE / Mifare / DESFire deadbolt privacy function, Columbo Roboquattro premium series lever, unhanded, bright stainless steel finish, for use with 1 3/4" - 2 1/4" thick door | 1 |  | 1 Year | 774.35 | 0.15 | 658.1975
11935 | Salto | AB658461IP48-A- | XS4 ANSI electronic AMOK wire-free SVN escutcheon, BLE / Mifare / DESFire deadbolt privacy function, Columbo Roboquattro premium series lever, unhanded, bright stainless steel finish, for use with 1 3/4" - 2 1/4" thick door | 1 |  | 1 Year | 903.35 | 0.15 | 767.8475
11936 | Salto | AB658461IP48--K | XS4 ANSI electronic wire-free SVN escutcheon, BLE / Mifare / DESFire deadbolt privacy function, with keypad, Columbo Roboquattro premium series lever, unhanded, bright stainless steel finish, for use with 1 3/4" - 2 1/4" thick door | 1 |  | 1 Year | 837.2 | 0.15 | 711.62
11937 | Salto | AB658461IP48-W- | XS4 ANSI electronic RF wireless SVN escutcheon, BLE / Mifare / DESFire deadbolt privacy function, Columbo Roboquattro premium series lever, unhanded, bright stainless steel finish, for use with 1 3/4" - 2 1/4" thick door | 1 |  | 1 Year | 959.55 | 0.15 | 815.6175
11938 | Salto | AB658461IP48-WK | XS4 ANSI electronic RF wireless SVN escutcheon, BLE / Mifare / DESFire deadbolt privacy function, with keypad, Columbo Roboquattro premium series lever, unhanded, bright stainless steel finish, for use with 1 3/4" - 2 1/4" thick door | 1 |  | 1 Year | 1022.4 | 0.15 | 869.04
11939 | Salto | AB658461PP38--- | XS4 ANSI electronic wire-free SVN escutcheon, BLE / Mifare / DESFire deadbolt privacy function, Columbo Roboquattro premium series lever, unhanded, bright brass finish, for use with 1 3/8" - 1 3/4" thick standard door | 1 |  | 1 Year | 774.35 | 0.15 | 658.1975
11940 | Salto | AB658461PP38-A- | XS4 ANSI electronic AMOK wire-free SVN escutcheon, BLE / Mifare / DESFire deadbolt privacy function, Columbo Roboquattro premium series lever, unhanded, bright brass finish, for use with 1 3/8" - 1 3/4" thick standard door | 1 |  | 1 Year | 903.35 | 0.15 | 767.8475
11941 | Salto | AB658461PP38--K | XS4 ANSI electronic wire-free SVN escutcheon, BLE / Mifare / DESFire deadbolt privacy function, with keypad, Columbo Roboquattro premium series lever, unhanded, bright brass finish, for use with 1 3/8" - 1 3/4" thick standard door | 1 |  | 1 Year | 837.2 | 0.15 | 711.62
11942 | Salto | AB658461PP38-W- | XS4 ANSI electronic RF wireless SVN escutcheon, BLE / Mifare / DESFire deadbolt privacy function, Columbo Roboquattro premium series lever, unhanded, bright brass finish, for use with 1 3/8" - 1 3/4" thick standard door | 1 |  | 1 Year | 959.55 | 0.15 | 815.6175
11943 | Salto | AB658461PP38-WK | XS4 ANSI electronic RF wireless SVN escutcheon, BLE / Mifare / DESFire deadbolt privacy function, with keypad, Columbo Roboquattro premium series lever, unhanded, bright brass finish, for use with 1 3/8" - 1 3/4" thick standard door | 1 |  | 1 Year | 1022.4 | 0.15 | 869.04
11944 | Salto | AB658461PP48--- | XS4 ANSI electronic wire-free SVN escutcheon, BLE / Mifare / DESFire deadbolt privacy function, Columbo Roboquattro premium series lever, unhanded, bright brass finish, for use with 1 3/4" - 2 1/4" thick door | 1 |  | 1 Year | 774.35 | 0.15 | 658.1975
11945 | Salto | AB658461PP48-A- | XS4 ANSI electronic AMOK wire-free SVN escutcheon, BLE / Mifare / DESFire deadbolt privacy function, Columbo Roboquattro premium series lever, unhanded, bright brass finish, for use with 1 3/4" - 2 1/4" thick door | 1 |  | 1 Year | 903.35 | 0.15 | 767.8475
11946 | Salto | AB658461PP48--K | XS4 ANSI electronic wire-free SVN escutcheon, BLE / Mifare / DESFire deadbolt privacy function, with keypad, Columbo Roboquattro premium series lever, unhanded, bright brass finish, for use with 1 3/4" - 2 1/4" thick door | 1 |  | 1 Year | 837.2 | 0.15 | 711.62
11947 | Salto | AB658461PP48-W- | XS4 ANSI electronic RF wireless SVN escutcheon, BLE / Mifare / DESFire deadbolt privacy function, Columbo Roboquattro premium series lever, unhanded, bright brass finish, for use with 1 3/4" - 2 1/4" thick door | 1 |  | 1 Year | 959.55 | 0.15 | 815.6175
11948 | Salto | AB658461PP48-WK | XS4 ANSI electronic RF wireless SVN escutcheon, BLE / Mifare / DESFire deadbolt privacy function, with keypad, Columbo Roboquattro premium series lever, unhanded, bright brass finish, for use with 1 3/4" - 2 1/4" thick door | 1 |  | 1 Year | 1022.4 | 0.15 | 869.04
11949 | Salto | AB658462IM38--- | XS4 ANSI electronic wire-free SVN escutcheon, BLE / Mifare / DESFire deadbolt privacy function, Columbo Roboquattro premium series lever, unhanded, satin stainless finish, for use with 1 3/8" - 1 3/4" thick standard door | 1 |  | 1 Year | 758.05 | 0.15 | 644.3425
11950 | Salto | AB658462IM38-A- | XS4 ANSI electronic AMOK wire-free SVN escutcheon, BLE / Mifare / DESFire deadbolt privacy function, Columbo Roboquattro premium series lever, unhanded, satin stainless finish, for use with 1 3/8" - 1 3/4" thick standard door | 1 |  | 1 Year | 887.05 | 0.15 | 753.9925
11951 | Salto | AB658462IM38--K | XS4 ANSI electronic wire-free SVN escutcheon, BLE / Mifare / DESFire deadbolt privacy function, with keypad, Columbo Roboquattro premium series lever, unhanded, satin stainless finish, for use with 1 3/8" - 1 3/4" thick standard door | 1 |  | 1 Year | 820.9 | 0.15 | 697.765
11952 | Salto | AB658462IM38-W- | XS4 ANSI electronic RF wireless SVN escutcheon, BLE / Mifare / DESFire deadbolt privacy function, Columbo Roboquattro premium series lever, unhanded, satin stainless finish, for use with 1 3/8" - 1 3/4" thick standard door | 1 |  | 1 Year | 943.25 | 0.15 | 801.7625
11953 | Salto | AB658462IM38-WK | XS4 ANSI electronic RF wireless SVN escutcheon, BLE / Mifare / DESFire deadbolt privacy function, with keypad, Columbo Roboquattro premium series lever, unhanded, satin stainless finish, for use with 1 3/8" - 1 3/4" thick standard door | 1 |  | 1 Year | 1006.1 | 0.15 | 855.185
11954 | Salto | AB658462IM48--- | XS4 ANSI electronic wire-free SVN escutcheon, BLE / Mifare / DESFire deadbolt privacy function, Columbo Roboquattro premium series lever, unhanded, satin stainless finish, for use with 1 3/4" - 2 1/4" thick door | 1 |  | 1 Year | 758.05 | 0.15 | 644.3425
11955 | Salto | AB658462IM48-A- | XS4 ANSI electronic AMOK wire-free SVN escutcheon, BLE / Mifare / DESFire deadbolt privacy function, Columbo Roboquattro premium series lever, unhanded, satin stainless finish, for use with 1 3/4" - 2 1/4" thick door | 1 |  | 1 Year | 887.05 | 0.15 | 753.9925
11956 | Salto | AB658462IM48--K | XS4 ANSI electronic wire-free SVN escutcheon, BLE / Mifare / DESFire deadbolt privacy function, with keypad, Columbo Roboquattro premium series lever, unhanded, satin stainless finish, for use with 1 3/4" - 2 1/4" thick door | 1 |  | 1 Year | 820.9 | 0.15 | 697.765
11957 | Salto | AB658462IM48-W- | XS4 ANSI electronic RF wireless SVN escutcheon, BLE / Mifare / DESFire deadbolt privacy function, Columbo Roboquattro premium series lever, unhanded, satin stainless finish, for use with 1 3/4" - 2 1/4" thick door | 1 |  | 1 Year | 943.25 | 0.15 | 801.7625
11958 | Salto | AB658462IM48-WK | XS4 ANSI electronic RF wireless SVN escutcheon, BLE / Mifare / DESFire deadbolt privacy function, with keypad, Columbo Roboquattro premium series lever, unhanded, satin stainless finish, for use with 1 3/4" - 2 1/4" thick door | 1 |  | 1 Year | 1006.1 | 0.15 | 855.185
11959 | Salto | AB658462IP38--- | XS4 ANSI electronic wire-free SVN escutcheon, BLE / Mifare / DESFire deadbolt privacy function, Columbo Roboquattro premium series lever, unhanded, bright stainless steel finish, for use with 1 3/8" - 1 3/4" thick standard door | 1 |  | 1 Year | 774.35 | 0.15 | 658.1975
11960 | Salto | AB658462IP38-A- | XS4 ANSI electronic AMOK wire-free SVN escutcheon, BLE / Mifare / DESFire deadbolt privacy function, Columbo Roboquattro premium series lever, unhanded, bright stainless steel finish, for use with 1 3/8" - 1 3/4" thick standard door | 1 |  | 1 Year | 903.35 | 0.15 | 767.8475
11961 | Salto | AB658462IP38--K | XS4 ANSI electronic wire-free SVN escutcheon, BLE / Mifare / DESFire deadbolt privacy function, with keypad, Columbo Roboquattro premium series lever, unhanded, bright stainless steel finish, for use with 1 3/8" - 1 3/4" thick standard door | 1 |  | 1 Year | 837.2 | 0.15 | 711.62
11962 | Salto | AB658462IP38-W- | XS4 ANSI electronic RF wireless SVN escutcheon, BLE / Mifare / DESFire deadbolt privacy function, Columbo Roboquattro premium series lever, unhanded, bright stainless steel finish, for use with 1 3/8" - 1 3/4" thick standard door | 1 |  | 1 Year | 959.55 | 0.15 | 815.6175
11963 | Salto | AB658462IP38-WK | XS4 ANSI electronic RF wireless SVN escutcheon, BLE / Mifare / DESFire deadbolt privacy function, with keypad, Columbo Roboquattro premium series lever, unhanded, bright stainless steel finish, for use with 1 3/8" - 1 3/4" thick standard door | 1 |  | 1 Year | 1022.4 | 0.15 | 869.04
11964 | Salto | AB658462IP48--- | XS4 ANSI electronic wire-free SVN escutcheon, BLE / Mifare / DESFire deadbolt privacy function, Columbo Roboquattro premium series lever, unhanded, bright stainless steel finish, for use with 1 3/4" - 2 1/4" thick door | 1 |  | 1 Year | 774.35 | 0.15 | 658.1975
11965 | Salto | AB658462IP48-A- | XS4 ANSI electronic AMOK wire-free SVN escutcheon, BLE / Mifare / DESFire deadbolt privacy function, Columbo Roboquattro premium series lever, unhanded, bright stainless steel finish, for use with 1 3/4" - 2 1/4" thick door | 1 |  | 1 Year | 903.35 | 0.15 | 767.8475
11966 | Salto | AB658462IP48--K | XS4 ANSI electronic wire-free SVN escutcheon, BLE / Mifare / DESFire deadbolt privacy function, with keypad, Columbo Roboquattro premium series lever, unhanded, bright stainless steel finish, for use with 1 3/4" - 2 1/4" thick door | 1 |  | 1 Year | 837.2 | 0.15 | 711.62
11967 | Salto | AB658462IP48-W- | XS4 ANSI electronic RF wireless SVN escutcheon, BLE / Mifare / DESFire deadbolt privacy function, Columbo Roboquattro premium series lever, unhanded, bright stainless steel finish, for use with 1 3/4" - 2 1/4" thick door | 1 |  | 1 Year | 959.55 | 0.15 | 815.6175
11968 | Salto | AB658462IP48-WK | XS4 ANSI electronic RF wireless SVN escutcheon, BLE / Mifare / DESFire deadbolt privacy function, with keypad, Columbo Roboquattro premium series lever, unhanded, bright stainless steel finish, for use with 1 3/4" - 2 1/4" thick door | 1 |  | 1 Year | 1022.4 | 0.15 | 869.04
11969 | Salto | AB658462PP38--- | XS4 ANSI electronic wire-free SVN escutcheon, BLE / Mifare / DESFire deadbolt privacy function, Columbo Roboquattro premium series lever, unhanded, bright brass finish, for use with 1 3/8" - 1 3/4" thick standard door | 1 |  | 1 Year | 774.35 | 0.15 | 658.1975
11970 | Salto | AB658462PP38-A- | XS4 ANSI electronic AMOK wire-free SVN escutcheon, BLE / Mifare / DESFire deadbolt privacy function, Columbo Roboquattro premium series lever, unhanded, bright brass finish, for use with 1 3/8" - 1 3/4" thick standard door | 1 |  | 1 Year | 903.35 | 0.15 | 767.8475
11971 | Salto | AB658462PP38--K | XS4 ANSI electronic wire-free SVN escutcheon, BLE / Mifare / DESFire deadbolt privacy function, with keypad, Columbo Roboquattro premium series lever, unhanded, bright brass finish, for use with 1 3/8" - 1 3/4" thick standard door | 1 |  | 1 Year | 837.2 | 0.15 | 711.62
11972 | Salto | AB658462PP38-W- | XS4 ANSI electronic RF wireless SVN escutcheon, BLE / Mifare / DESFire deadbolt privacy function, Columbo Roboquattro premium series lever, unhanded, bright brass finish, for use with 1 3/8" - 1 3/4" thick standard door | 1 |  | 1 Year | 959.55 | 0.15 | 815.6175
11973 | Salto | AB658462PP38-WK | XS4 ANSI electronic RF wireless SVN escutcheon, BLE / Mifare / DESFire deadbolt privacy function, with keypad, Columbo Roboquattro premium series lever, unhanded, bright brass finish, for use with 1 3/8" - 1 3/4" thick standard door | 1 |  | 1 Year | 1022.4 | 0.15 | 869.04
11974 | Salto | AB658462PP48--- | XS4 ANSI electronic wire-free SVN escutcheon, BLE / Mifare / DESFire deadbolt privacy function, Columbo Roboquattro premium series lever, unhanded, bright brass finish, for use with 1 3/4" - 2 1/4" thick door | 1 |  | 1 Year | 774.35 | 0.15 | 658.1975
11975 | Salto | AB658462PP48-A- | XS4 ANSI electronic AMOK wire-free SVN escutcheon, BLE / Mifare / DESFire deadbolt privacy function, Columbo Roboquattro premium series lever, unhanded, bright brass finish, for use with 1 3/4" - 2 1/4" thick door | 1 |  | 1 Year | 903.35 | 0.15 | 767.8475
11976 | Salto | AB658462PP48--K | XS4 ANSI electronic wire-free SVN escutcheon, BLE / Mifare / DESFire deadbolt privacy function, with keypad, Columbo Roboquattro premium series lever, unhanded, bright brass finish, for use with 1 3/4" - 2 1/4" thick door | 1 |  | 1 Year | 837.2 | 0.15 | 711.62
11977 | Salto | AB658462PP48-W- | XS4 ANSI electronic RF wireless SVN escutcheon, BLE / Mifare / DESFire deadbolt privacy function, Columbo Roboquattro premium series lever, unhanded, bright brass finish, for use with 1 3/4" - 2 1/4" thick door | 1 |  | 1 Year | 959.55 | 0.15 | 815.6175
11978 | Salto | AB658462PP48-WK | XS4 ANSI electronic RF wireless SVN escutcheon, BLE / Mifare / DESFire deadbolt privacy function, with keypad, Columbo Roboquattro premium series lever, unhanded, bright brass finish, for use with 1 3/4" - 2 1/4" thick door | 1 |  | 1 Year | 1022.4 | 0.15 | 869.04
11979 | Salto | AB658463IM38--- | XS4 ANSI electronic wire-free SVN escutcheon, BLE / Mifare / DESFire deadbolt privacy function, Columbo Roboquattro premium series lever, unhanded, satin stainless finish, for use with 1 3/8" - 1 3/4" thick standard door | 1 |  | 1 Year | 758.05 | 0.15 | 644.3425
11980 | Salto | AB658463IM38-A- | XS4 ANSI electronic AMOK wire-free SVN escutcheon, BLE / Mifare / DESFire deadbolt privacy function, Columbo Roboquattro premium series lever, unhanded, satin stainless finish, for use with 1 3/8" - 1 3/4" thick standard door | 1 |  | 1 Year | 887.05 | 0.15 | 753.9925
11981 | Salto | AB658463IM38--K | XS4 ANSI electronic wire-free SVN escutcheon, BLE / Mifare / DESFire deadbolt privacy function, with keypad, Columbo Roboquattro premium series lever, unhanded, satin stainless finish, for use with 1 3/8" - 1 3/4" thick standard door | 1 |  | 1 Year | 820.9 | 0.15 | 697.765
11982 | Salto | AB658463IM38-W- | XS4 ANSI electronic RF wireless SVN escutcheon, BLE / Mifare / DESFire deadbolt privacy function, Columbo Roboquattro premium series lever, unhanded, satin stainless finish, for use with 1 3/8" - 1 3/4" thick standard door | 1 |  | 1 Year | 943.25 | 0.15 | 801.7625
11983 | Salto | AB658463IM38-WK | XS4 ANSI electronic RF wireless SVN escutcheon, BLE / Mifare / DESFire deadbolt privacy function, with keypad, Columbo Roboquattro premium series lever, unhanded, satin stainless finish, for use with 1 3/8" - 1 3/4" thick standard door | 1 |  | 1 Year | 1006.1 | 0.15 | 855.185
11984 | Salto | AB658463IM48--- | XS4 ANSI electronic wire-free SVN escutcheon, BLE / Mifare / DESFire deadbolt privacy function, Columbo Roboquattro premium series lever, unhanded, satin stainless finish, for use with 1 3/4" - 2 1/4" thick door | 1 |  | 1 Year | 758.05 | 0.15 | 644.3425
11985 | Salto | AB658463IM48-A- | XS4 ANSI electronic AMOK wire-free SVN escutcheon, BLE / Mifare / DESFire deadbolt privacy function, Columbo Roboquattro premium series lever, unhanded, satin stainless finish, for use with 1 3/4" - 2 1/4" thick door | 1 |  | 1 Year | 887.05 | 0.15 | 753.9925
11986 | Salto | AB658463IM48--K | XS4 ANSI electronic wire-free SVN escutcheon, BLE / Mifare / DESFire deadbolt privacy function, with keypad, Columbo Roboquattro premium series lever, unhanded, satin stainless finish, for use with 1 3/4" - 2 1/4" thick door | 1 |  | 1 Year | 820.9 | 0.15 | 697.765
11987 | Salto | AB658463IM48-W- | XS4 ANSI electronic RF wireless SVN escutcheon, BLE / Mifare / DESFire deadbolt privacy function, Columbo Roboquattro premium series lever, unhanded, satin stainless finish, for use with 1 3/4" - 2 1/4" thick door | 1 |  | 1 Year | 943.25 | 0.15 | 801.7625
11988 | Salto | AB658463IM48-WK | XS4 ANSI electronic RF wireless SVN escutcheon, BLE / Mifare / DESFire deadbolt privacy function, with keypad, Columbo Roboquattro premium series lever, unhanded, satin stainless finish, for use with 1 3/4" - 2 1/4" thick door | 1 |  | 1 Year | 1006.1 | 0.15 | 855.185
11989 | Salto | AB658463IP38--- | XS4 ANSI electronic wire-free SVN escutcheon, BLE / Mifare / DESFire deadbolt privacy function, Columbo Roboquattro premium series lever, unhanded, bright stainless steel finish, for use with 1 3/8" - 1 3/4" thick standard door | 1 |  | 1 Year | 774.35 | 0.15 | 658.1975
11990 | Salto | AB658463IP38-A- | XS4 ANSI electronic AMOK wire-free SVN escutcheon, BLE / Mifare / DESFire deadbolt privacy function, Columbo Roboquattro premium series lever, unhanded, bright stainless steel finish, for use with 1 3/8" - 1 3/4" thick standard door | 1 |  | 1 Year | 903.35 | 0.15 | 767.8475
11991 | Salto | AB658463IP38--K | XS4 ANSI electronic wire-free SVN escutcheon, BLE / Mifare / DESFire deadbolt privacy function, with keypad, Columbo Roboquattro premium series lever, unhanded, bright stainless steel finish, for use with 1 3/8" - 1 3/4" thick standard door | 1 |  | 1 Year | 837.2 | 0.15 | 711.62
11992 | Salto | AB658463IP38-W- | XS4 ANSI electronic RF wireless SVN escutcheon, BLE / Mifare / DESFire deadbolt privacy function, Columbo Roboquattro premium series lever, unhanded, bright stainless steel finish, for use with 1 3/8" - 1 3/4" thick standard door | 1 |  | 1 Year | 959.55 | 0.15 | 815.6175
11993 | Salto | AB658463IP38-WK | XS4 ANSI electronic RF wireless SVN escutcheon, BLE / Mifare / DESFire deadbolt privacy function, with keypad, Columbo Roboquattro premium series lever, unhanded, bright stainless steel finish, for use with 1 3/8" - 1 3/4" thick standard door | 1 |  | 1 Year | 1022.4 | 0.15 | 869.04
11994 | Salto | AB658463IP48--- | XS4 ANSI electronic wire-free SVN escutcheon, BLE / Mifare / DESFire deadbolt privacy function, Columbo Roboquattro premium series lever, unhanded, bright stainless steel finish, for use with 1 3/4" - 2 1/4" thick door | 1 |  | 1 Year | 774.35 | 0.15 | 658.1975
11995 | Salto | AB658463IP48-A- | XS4 ANSI electronic AMOK wire-free SVN escutcheon, BLE / Mifare / DESFire deadbolt privacy function, Columbo Roboquattro premium series lever, unhanded, bright stainless steel finish, for use with 1 3/4" - 2 1/4" thick door | 1 |  | 1 Year | 903.35 | 0.15 | 767.8475
11996 | Salto | AB658463IP48--K | XS4 ANSI electronic wire-free SVN escutcheon, BLE / Mifare / DESFire deadbolt privacy function, with keypad, Columbo Roboquattro premium series lever, unhanded, bright stainless steel finish, for use with 1 3/4" - 2 1/4" thick door | 1 |  | 1 Year | 837.2 | 0.15 | 711.62
11997 | Salto | AB658463IP48-W- | XS4 ANSI electronic RF wireless SVN escutcheon, BLE / Mifare / DESFire deadbolt privacy function, Columbo Roboquattro premium series lever, unhanded, bright stainless steel finish, for use with 1 3/4" - 2 1/4" thick door | 1 |  | 1 Year | 959.55 | 0.15 | 815.6175
11998 | Salto | AB658463IP48-WK | XS4 ANSI electronic RF wireless SVN escutcheon, BLE / Mifare / DESFire deadbolt privacy function, with keypad, Columbo Roboquattro premium series lever, unhanded, bright stainless steel finish, for use with 1 3/4" - 2 1/4" thick door | 1 |  | 1 Year | 1022.4 | 0.15 | 869.04
11999 | Salto | AB658463PP38--- | XS4 ANSI electronic wire-free SVN escutcheon, BLE / Mifare / DESFire deadbolt privacy function, Columbo Roboquattro premium series lever, unhanded, bright brass finish, for use with 1 3/8" - 1 3/4" thick standard door | 1 |  | 1 Year | 774.35 | 0.15 | 658.1975
12000 | Salto | AB658463PP38-A- | XS4 ANSI electronic AMOK wire-free SVN escutcheon, BLE / Mifare / DESFire deadbolt privacy function, Columbo Roboquattro premium series lever, unhanded, bright brass finish, for use with 1 3/8" - 1 3/4" thick standard door | 1 |  | 1 Year | 903.35 | 0.15 | 767.8475
12001 | Salto | AB658463PP38--K | XS4 ANSI electronic wire-free SVN escutcheon, BLE / Mifare / DESFire deadbolt privacy function, with keypad, Columbo Roboquattro premium series lever, unhanded, bright brass finish, for use with 1 3/8" - 1 3/4" thick standard door | 1 |  | 1 Year | 837.2 | 0.15 | 711.62
12002 | Salto | AB658463PP38-W- | XS4 ANSI electronic RF wireless SVN escutcheon, BLE / Mifare / DESFire deadbolt privacy function, Columbo Roboquattro premium series lever, unhanded, bright brass finish, for use with 1 3/8" - 1 3/4" thick standard door | 1 |  | 1 Year | 959.55 | 0.15 | 815.6175
12003 | Salto | AB658463PP38-WK | XS4 ANSI electronic RF wireless SVN escutcheon, BLE / Mifare / DESFire deadbolt privacy function, with keypad, Columbo Roboquattro premium series lever, unhanded, bright brass finish, for use with 1 3/8" - 1 3/4" thick standard door | 1 |  | 1 Year | 1022.4 | 0.15 | 869.04
12004 | Salto | AB658463PP48--- | XS4 ANSI electronic wire-free SVN escutcheon, BLE / Mifare / DESFire deadbolt privacy function, Columbo Roboquattro premium series lever, unhanded, bright brass finish, for use with 1 3/4" - 2 1/4" thick door | 1 |  | 1 Year | 774.35 | 0.15 | 658.1975
12005 | Salto | AB658463PP48-A- | XS4 ANSI electronic AMOK wire-free SVN escutcheon, BLE / Mifare / DESFire deadbolt privacy function, Columbo Roboquattro premium series lever, unhanded, bright brass finish, for use with 1 3/4" - 2 1/4" thick door | 1 |  | 1 Year | 903.35 | 0.15 | 767.8475
12006 | Salto | AB658463PP48--K | XS4 ANSI electronic wire-free SVN escutcheon, BLE / Mifare / DESFire deadbolt privacy function, with keypad, Columbo Roboquattro premium series lever, unhanded, bright brass finish, for use with 1 3/4" - 2 1/4" thick door | 1 |  | 1 Year | 837.2 | 0.15 | 711.62
12007 | Salto | AB658463PP48-W- | XS4 ANSI electronic RF wireless SVN escutcheon, BLE / Mifare / DESFire deadbolt privacy function, Columbo Roboquattro premium series lever, unhanded, bright brass finish, for use with 1 3/4" - 2 1/4" thick door | 1 |  | 1 Year | 959.55 | 0.15 | 815.6175
12008 | Salto | AB658463PP48-WK | XS4 ANSI electronic RF wireless SVN escutcheon, BLE / Mifare / DESFire deadbolt privacy function, with keypad, Columbo Roboquattro premium series lever, unhanded, bright brass finish, for use with 1 3/4" - 2 1/4" thick door | 1 |  | 1 Year | 1022.4 | 0.15 | 869.04
12009 | Salto | AB658761IM38--- | XS4 ANSI electronic wire-free SVN escutcheon, BLE / Mifare / DESFire deadbolt privacy function, Columbo Mach premium series lever, unhanded, satin stainless finish, for use with 1 3/8" - 1 3/4" thick standard door | 1 |  | 1 Year | 758.05 | 0.15 | 644.3425
12010 | Salto | AB658761IM38-A- | XS4 ANSI electronic AMOK wire-free SVN escutcheon, BLE / Mifare / DESFire deadbolt privacy function, Columbo Mach premium series lever, unhanded, satin stainless finish, for use with 1 3/8" - 1 3/4" thick standard door | 1 |  | 1 Year | 887.05 | 0.15 | 753.9925
12011 | Salto | AB658761IM38--K | XS4 ANSI electronic wire-free SVN escutcheon, BLE / Mifare / DESFire deadbolt privacy function, with keypad, Columbo Mach premium series lever, unhanded, satin stainless finish, for use with 1 3/8" - 1 3/4" thick standard door | 1 |  | 1 Year | 820.9 | 0.15 | 697.765
12012 | Salto | AB658761IM38-W- | XS4 ANSI electronic RF wireless SVN escutcheon, BLE / Mifare / DESFire deadbolt privacy function, Columbo Mach premium series lever, unhanded, satin stainless finish, for use with 1 3/8" - 1 3/4" thick standard door | 1 |  | 1 Year | 943.25 | 0.15 | 801.7625
12013 | Salto | AB658761IM38-WK | XS4 ANSI electronic RF wireless SVN escutcheon, BLE / Mifare / DESFire deadbolt privacy function, with keypad, Columbo Mach premium series lever, unhanded, satin stainless finish, for use with 1 3/8" - 1 3/4" thick standard door | 1 |  | 1 Year | 1006.1 | 0.15 | 855.185
12014 | Salto | AB658761IM48--- | XS4 ANSI electronic wire-free SVN escutcheon, BLE / Mifare / DESFire deadbolt privacy function, Columbo Mach premium series lever, unhanded, satin stainless finish, for use with 1 3/4" - 2 1/4" thick door | 1 |  | 1 Year | 758.05 | 0.15 | 644.3425
12015 | Salto | AB658761IM48-A- | XS4 ANSI electronic AMOK wire-free SVN escutcheon, BLE / Mifare / DESFire deadbolt privacy function, Columbo Mach premium series lever, unhanded, satin stainless finish, for use with 1 3/4" - 2 1/4" thick door | 1 |  | 1 Year | 887.05 | 0.15 | 753.9925
12016 | Salto | AB658761IM48--K | XS4 ANSI electronic wire-free SVN escutcheon, BLE / Mifare / DESFire deadbolt privacy function, with keypad, Columbo Mach premium series lever, unhanded, satin stainless finish, for use with 1 3/4" - 2 1/4" thick door | 1 |  | 1 Year | 820.9 | 0.15 | 697.765
12017 | Salto | AB658761IM48-W- | XS4 ANSI electronic RF wireless SVN escutcheon, BLE / Mifare / DESFire deadbolt privacy function, Columbo Mach premium series lever, unhanded, satin stainless finish, for use with 1 3/4" - 2 1/4" thick door | 1 |  | 1 Year | 943.25 | 0.15 | 801.7625
12018 | Salto | AB658761IM48-WK | XS4 ANSI electronic RF wireless SVN escutcheon, BLE / Mifare / DESFire deadbolt privacy function, with keypad, Columbo Mach premium series lever, unhanded, satin stainless finish, for use with 1 3/4" - 2 1/4" thick door | 1 |  | 1 Year | 1006.1 | 0.15 | 855.185
12019 | Salto | AB658761IP38--- | XS4 ANSI electronic wire-free SVN escutcheon, BLE / Mifare / DESFire deadbolt privacy function, Columbo Mach premium series lever, unhanded, bright stainless steel finish, for use with 1 3/8" - 1 3/4" thick standard door | 1 |  | 1 Year | 774.35 | 0.15 | 658.1975
12020 | Salto | AB658761IP38-A- | XS4 ANSI electronic AMOK wire-free SVN escutcheon, BLE / Mifare / DESFire deadbolt privacy function, Columbo Mach premium series lever, unhanded, bright stainless steel finish, for use with 1 3/8" - 1 3/4" thick standard door | 1 |  | 1 Year | 903.35 | 0.15 | 767.8475
12021 | Salto | AB658761IP38--K | XS4 ANSI electronic wire-free SVN escutcheon, BLE / Mifare / DESFire deadbolt privacy function, with keypad, Columbo Mach premium series lever, unhanded, bright stainless steel finish, for use with 1 3/8" - 1 3/4" thick standard door | 1 |  | 1 Year | 837.2 | 0.15 | 711.62
12022 | Salto | AB658761IP38-W- | XS4 ANSI electronic RF wireless SVN escutcheon, BLE / Mifare / DESFire deadbolt privacy function, Columbo Mach premium series lever, unhanded, bright stainless steel finish, for use with 1 3/8" - 1 3/4" thick standard door | 1 |  | 1 Year | 959.55 | 0.15 | 815.6175
12023 | Salto | AB658761IP38-WK | XS4 ANSI electronic RF wireless SVN escutcheon, BLE / Mifare / DESFire deadbolt privacy function, with keypad, Columbo Mach premium series lever, unhanded, bright stainless steel finish, for use with 1 3/8" - 1 3/4" thick standard door | 1 |  | 1 Year | 1022.4 | 0.15 | 869.04
12024 | Salto | AB658761IP48--- | XS4 ANSI electronic wire-free SVN escutcheon, BLE / Mifare / DESFire deadbolt privacy function, Columbo Mach premium series lever, unhanded, bright stainless steel finish, for use with 1 3/4" - 2 1/4" thick door | 1 |  | 1 Year | 774.35 | 0.15 | 658.1975
12025 | Salto | AB658761IP48-A- | XS4 ANSI electronic AMOK wire-free SVN escutcheon, BLE / Mifare / DESFire deadbolt privacy function, Columbo Mach premium series lever, unhanded, bright stainless steel finish, for use with 1 3/4" - 2 1/4" thick door | 1 |  | 1 Year | 903.35 | 0.15 | 767.8475
12026 | Salto | AB658761IP48--K | XS4 ANSI electronic wire-free SVN escutcheon, BLE / Mifare / DESFire deadbolt privacy function, with keypad, Columbo Mach premium series lever, unhanded, bright stainless steel finish, for use with 1 3/4" - 2 1/4" thick door | 1 |  | 1 Year | 837.2 | 0.15 | 711.62
12027 | Salto | AB658761IP48-W- | XS4 ANSI electronic RF wireless SVN escutcheon, BLE / Mifare / DESFire deadbolt privacy function, Columbo Mach premium series lever, unhanded, bright stainless steel finish, for use with 1 3/4" - 2 1/4" thick door | 1 |  | 1 Year | 959.55 | 0.15 | 815.6175
12028 | Salto | AB658761IP48-WK | XS4 ANSI electronic RF wireless SVN escutcheon, BLE / Mifare / DESFire deadbolt privacy function, with keypad, Columbo Mach premium series lever, unhanded, bright stainless steel finish, for use with 1 3/4" - 2 1/4" thick door | 1 |  | 1 Year | 1022.4 | 0.15 | 869.04
12029 | Salto | AB658761PP38--- | XS4 ANSI electronic wire-free SVN escutcheon, BLE / Mifare / DESFire deadbolt privacy function, Columbo Mach premium series lever, unhanded, bright brass finish, for use with 1 3/8" - 1 3/4" thick standard door | 1 |  | 1 Year | 774.35 | 0.15 | 658.1975
12030 | Salto | AB658761PP38-A- | XS4 ANSI electronic AMOK wire-free SVN escutcheon, BLE / Mifare / DESFire deadbolt privacy function, Columbo Mach premium series lever, unhanded, bright brass finish, for use with 1 3/8" - 1 3/4" thick standard door | 1 |  | 1 Year | 903.35 | 0.15 | 767.8475
12031 | Salto | AB658761PP38--K | XS4 ANSI electronic wire-free SVN escutcheon, BLE / Mifare / DESFire deadbolt privacy function, with keypad, Columbo Mach premium series lever, unhanded, bright brass finish, for use with 1 3/8" - 1 3/4" thick standard door | 1 |  | 1 Year | 837.2 | 0.15 | 711.62
12032 | Salto | AB658761PP38-W- | XS4 ANSI electronic RF wireless SVN escutcheon, BLE / Mifare / DESFire deadbolt privacy function, Columbo Mach premium series lever, unhanded, bright brass finish, for use with 1 3/8" - 1 3/4" thick standard door | 1 |  | 1 Year | 959.55 | 0.15 | 815.6175
12033 | Salto | AB658761PP38-WK | XS4 ANSI electronic RF wireless SVN escutcheon, BLE / Mifare / DESFire deadbolt privacy function, with keypad, Columbo Mach premium series lever, unhanded, bright brass finish, for use with 1 3/8" - 1 3/4" thick standard door | 1 |  | 1 Year | 1022.4 | 0.15 | 869.04
12034 | Salto | AB658761PP48--- | XS4 ANSI electronic wire-free SVN escutcheon, BLE / Mifare / DESFire deadbolt privacy function, Columbo Mach premium series lever, unhanded, bright brass finish, for use with 1 3/4" - 2 1/4" thick door | 1 |  | 1 Year | 774.35 | 0.15 | 658.1975
12035 | Salto | AB658761PP48-A- | XS4 ANSI electronic AMOK wire-free SVN escutcheon, BLE / Mifare / DESFire deadbolt privacy function, Columbo Mach premium series lever, unhanded, bright brass finish, for use with 1 3/4" - 2 1/4" thick door | 1 |  | 1 Year | 903.35 | 0.15 | 767.8475
12036 | Salto | AB658761PP48--K | XS4 ANSI electronic wire-free SVN escutcheon, BLE / Mifare / DESFire deadbolt privacy function, with keypad, Columbo Mach premium series lever, unhanded, bright brass finish, for use with 1 3/4" - 2 1/4" thick door | 1 |  | 1 Year | 837.2 | 0.15 | 711.62
12037 | Salto | AB658761PP48-W- | XS4 ANSI electronic RF wireless SVN escutcheon, BLE / Mifare / DESFire deadbolt privacy function, Columbo Mach premium series lever, unhanded, bright brass finish, for use with 1 3/4" - 2 1/4" thick door | 1 |  | 1 Year | 959.55 | 0.15 | 815.6175
12038 | Salto | AB658761PP48-WK | XS4 ANSI electronic RF wireless SVN escutcheon, BLE / Mifare / DESFire deadbolt privacy function, with keypad, Columbo Mach premium series lever, unhanded, bright brass finish, for use with 1 3/4" - 2 1/4" thick door | 1 |  | 1 Year | 1022.4 | 0.15 | 869.04
12039 | Salto | AB658762IM38--- | XS4 ANSI electronic wire-free SVN escutcheon, BLE / Mifare / DESFire deadbolt privacy function, Columbo Mach premium series lever, unhanded, satin stainless finish, for use with 1 3/8" - 1 3/4" thick standard door | 1 |  | 1 Year | 758.05 | 0.15 | 644.3425
12040 | Salto | AB658762IM38-A- | XS4 ANSI electronic AMOK wire-free SVN escutcheon, BLE / Mifare / DESFire deadbolt privacy function, Columbo Mach premium series lever, unhanded, satin stainless finish, for use with 1 3/8" - 1 3/4" thick standard door | 1 |  | 1 Year | 887.05 | 0.15 | 753.9925
12041 | Salto | AB658762IM38--K | XS4 ANSI electronic wire-free SVN escutcheon, BLE / Mifare / DESFire deadbolt privacy function, with keypad, Columbo Mach premium series lever, unhanded, satin stainless finish, for use with 1 3/8" - 1 3/4" thick standard door | 1 |  | 1 Year | 820.9 | 0.15 | 697.765
12042 | Salto | AB658762IM38-W- | XS4 ANSI electronic RF wireless SVN escutcheon, BLE / Mifare / DESFire deadbolt privacy function, Columbo Mach premium series lever, unhanded, satin stainless finish, for use with 1 3/8" - 1 3/4" thick standard door | 1 |  | 1 Year | 943.25 | 0.15 | 801.7625
12043 | Salto | AB658762IM38-WK | XS4 ANSI electronic RF wireless SVN escutcheon, BLE / Mifare / DESFire deadbolt privacy function, with keypad, Columbo Mach premium series lever, unhanded, satin stainless finish, for use with 1 3/8" - 1 3/4" thick standard door | 1 |  | 1 Year | 1006.1 | 0.15 | 855.185
12044 | Salto | AB658762IM48--- | XS4 ANSI electronic wire-free SVN escutcheon, BLE / Mifare / DESFire deadbolt privacy function, Columbo Mach premium series lever, unhanded, satin stainless finish, for use with 1 3/4" - 2 1/4" thick door | 1 |  | 1 Year | 758.05 | 0.15 | 644.3425
12045 | Salto | AB658762IM48-A- | XS4 ANSI electronic AMOK wire-free SVN escutcheon, BLE / Mifare / DESFire deadbolt privacy function, Columbo Mach premium series lever, unhanded, satin stainless finish, for use with 1 3/4" - 2 1/4" thick door | 1 |  | 1 Year | 887.05 | 0.15 | 753.9925
12046 | Salto | AB658762IM48--K | XS4 ANSI electronic wire-free SVN escutcheon, BLE / Mifare / DESFire deadbolt privacy function, with keypad, Columbo Mach premium series lever, unhanded, satin stainless finish, for use with 1 3/4" - 2 1/4" thick door | 1 |  | 1 Year | 820.9 | 0.15 | 697.765
12047 | Salto | AB658762IM48-W- | XS4 ANSI electronic RF wireless SVN escutcheon, BLE / Mifare / DESFire deadbolt privacy function, Columbo Mach premium series lever, unhanded, satin stainless finish, for use with 1 3/4" - 2 1/4" thick door | 1 |  | 1 Year | 943.25 | 0.15 | 801.7625
12048 | Salto | AB658762IM48-WK | XS4 ANSI electronic RF wireless SVN escutcheon, BLE / Mifare / DESFire deadbolt privacy function, with keypad, Columbo Mach premium series lever, unhanded, satin stainless finish, for use with 1 3/4" - 2 1/4" thick door | 1 |  | 1 Year | 1006.1 | 0.15 | 855.185
12049 | Salto | AB658762IP38--- | XS4 ANSI electronic wire-free SVN escutcheon, BLE / Mifare / DESFire deadbolt privacy function, Columbo Mach premium series lever, unhanded, bright stainless steel finish, for use with 1 3/8" - 1 3/4" thick standard door | 1 |  | 1 Year | 774.35 | 0.15 | 658.1975
12050 | Salto | AB658762IP38-A- | XS4 ANSI electronic AMOK wire-free SVN escutcheon, BLE / Mifare / DESFire deadbolt privacy function, Columbo Mach premium series lever, unhanded, bright stainless steel finish, for use with 1 3/8" - 1 3/4" thick standard door | 1 |  | 1 Year | 903.35 | 0.15 | 767.8475
12051 | Salto | AB658762IP38--K | XS4 ANSI electronic wire-free SVN escutcheon, BLE / Mifare / DESFire deadbolt privacy function, with keypad, Columbo Mach premium series lever, unhanded, bright stainless steel finish, for use with 1 3/8" - 1 3/4" thick standard door | 1 |  | 1 Year | 837.2 | 0.15 | 711.62
12052 | Salto | AB658762IP38-W- | XS4 ANSI electronic RF wireless SVN escutcheon, BLE / Mifare / DESFire deadbolt privacy function, Columbo Mach premium series lever, unhanded, bright stainless steel finish, for use with 1 3/8" - 1 3/4" thick standard door | 1 |  | 1 Year | 959.55 | 0.15 | 815.6175
12053 | Salto | AB658762IP38-WK | XS4 ANSI electronic RF wireless SVN escutcheon, BLE / Mifare / DESFire deadbolt privacy function, with keypad, Columbo Mach premium series lever, unhanded, bright stainless steel finish, for use with 1 3/8" - 1 3/4" thick standard door | 1 |  | 1 Year | 1022.4 | 0.15 | 869.04
12054 | Salto | AB658762IP48--- | XS4 ANSI electronic wire-free SVN escutcheon, BLE / Mifare / DESFire deadbolt privacy function, Columbo Mach premium series lever, unhanded, bright stainless steel finish, for use with 1 3/4" - 2 1/4" thick door | 1 |  | 1 Year | 774.35 | 0.15 | 658.1975
12055 | Salto | AB658762IP48-A- | XS4 ANSI electronic AMOK wire-free SVN escutcheon, BLE / Mifare / DESFire deadbolt privacy function, Columbo Mach premium series lever, unhanded, bright stainless steel finish, for use with 1 3/4" - 2 1/4" thick door | 1 |  | 1 Year | 903.35 | 0.15 | 767.8475
12056 | Salto | AB658762IP48--K | XS4 ANSI electronic wire-free SVN escutcheon, BLE / Mifare / DESFire deadbolt privacy function, with keypad, Columbo Mach premium series lever, unhanded, bright stainless steel finish, for use with 1 3/4" - 2 1/4" thick door | 1 |  | 1 Year | 837.2 | 0.15 | 711.62
12057 | Salto | AB658762IP48-W- | XS4 ANSI electronic RF wireless SVN escutcheon, BLE / Mifare / DESFire deadbolt privacy function, Columbo Mach premium series lever, unhanded, bright stainless steel finish, for use with 1 3/4" - 2 1/4" thick door | 1 |  | 1 Year | 959.55 | 0.15 | 815.6175
12058 | Salto | AB658762IP48-WK | XS4 ANSI electronic RF wireless SVN escutcheon, BLE / Mifare / DESFire deadbolt privacy function, with keypad, Columbo Mach premium series lever, unhanded, bright stainless steel finish, for use with 1 3/4" - 2 1/4" thick door | 1 |  | 1 Year | 1022.4 | 0.15 | 869.04
12059 | Salto | AB658762PP38--- | XS4 ANSI electronic wire-free SVN escutcheon, BLE / Mifare / DESFire deadbolt privacy function, Columbo Mach premium series lever, unhanded, bright brass finish, for use with 1 3/8" - 1 3/4" thick standard door | 1 |  | 1 Year | 774.35 | 0.15 | 658.1975
12060 | Salto | AB658762PP38-A- | XS4 ANSI electronic AMOK wire-free SVN escutcheon, BLE / Mifare / DESFire deadbolt privacy function, Columbo Mach premium series lever, unhanded, bright brass finish, for use with 1 3/8" - 1 3/4" thick standard door | 1 |  | 1 Year | 903.35 | 0.15 | 767.8475
12061 | Salto | AB658762PP38--K | XS4 ANSI electronic wire-free SVN escutcheon, BLE / Mifare / DESFire deadbolt privacy function, with keypad, Columbo Mach premium series lever, unhanded, bright brass finish, for use with 1 3/8" - 1 3/4" thick standard door | 1 |  | 1 Year | 837.2 | 0.15 | 711.62
12062 | Salto | AB658762PP38-W- | XS4 ANSI electronic RF wireless SVN escutcheon, BLE / Mifare / DESFire deadbolt privacy function, Columbo Mach premium series lever, unhanded, bright brass finish, for use with 1 3/8" - 1 3/4" thick standard door | 1 |  | 1 Year | 959.55 | 0.15 | 815.6175
12063 | Salto | AB658762PP38-WK | XS4 ANSI electronic RF wireless SVN escutcheon, BLE / Mifare / DESFire deadbolt privacy function, with keypad, Columbo Mach premium series lever, unhanded, bright brass finish, for use with 1 3/8" - 1 3/4" thick standard door | 1 |  | 1 Year | 1022.4 | 0.15 | 869.04
12064 | Salto | AB658762PP48--- | XS4 ANSI electronic wire-free SVN escutcheon, BLE / Mifare / DESFire deadbolt privacy function, Columbo Mach premium series lever, unhanded, bright brass finish, for use with 1 3/4" - 2 1/4" thick door | 1 |  | 1 Year | 774.35 | 0.15 | 658.1975
12065 | Salto | AB658762PP48-A- | XS4 ANSI electronic AMOK wire-free SVN escutcheon, BLE / Mifare / DESFire deadbolt privacy function, Columbo Mach premium series lever, unhanded, bright brass finish, for use with 1 3/4" - 2 1/4" thick door | 1 |  | 1 Year | 903.35 | 0.15 | 767.8475
12066 | Salto | AB658762PP48--K | XS4 ANSI electronic wire-free SVN escutcheon, BLE / Mifare / DESFire deadbolt privacy function, with keypad, Columbo Mach premium series lever, unhanded, bright brass finish, for use with 1 3/4" - 2 1/4" thick door | 1 |  | 1 Year | 837.2 | 0.15 | 711.62
12067 | Salto | AB658762PP48-W- | XS4 ANSI electronic RF wireless SVN escutcheon, BLE / Mifare / DESFire deadbolt privacy function, Columbo Mach premium series lever, unhanded, bright brass finish, for use with 1 3/4" - 2 1/4" thick door | 1 |  | 1 Year | 959.55 | 0.15 | 815.6175
12068 | Salto | AB658762PP48-WK | XS4 ANSI electronic RF wireless SVN escutcheon, BLE / Mifare / DESFire deadbolt privacy function, with keypad, Columbo Mach premium series lever, unhanded, bright brass finish, for use with 1 3/4" - 2 1/4" thick door | 1 |  | 1 Year | 1022.4 | 0.15 | 869.04
12069 | Salto | AB658763IM38--- | XS4 ANSI electronic wire-free SVN escutcheon, BLE / Mifare / DESFire deadbolt privacy function, Columbo Mach premium series lever, unhanded, satin stainless finish, for use with 1 3/8" - 1 3/4" thick standard door | 1 |  | 1 Year | 758.05 | 0.15 | 644.3425
12070 | Salto | AB658763IM38-A- | XS4 ANSI electronic AMOK wire-free SVN escutcheon, BLE / Mifare / DESFire deadbolt privacy function, Columbo Mach premium series lever, unhanded, satin stainless finish, for use with 1 3/8" - 1 3/4" thick standard door | 1 |  | 1 Year | 887.05 | 0.15 | 753.9925
12071 | Salto | AB658763IM38--K | XS4 ANSI electronic wire-free SVN escutcheon, BLE / Mifare / DESFire deadbolt privacy function, with keypad, Columbo Mach premium series lever, unhanded, satin stainless finish, for use with 1 3/8" - 1 3/4" thick standard door | 1 |  | 1 Year | 820.9 | 0.15 | 697.765
12072 | Salto | AB658763IM38-W- | XS4 ANSI electronic RF wireless SVN escutcheon, BLE / Mifare / DESFire deadbolt privacy function, Columbo Mach premium series lever, unhanded, satin stainless finish, for use with 1 3/8" - 1 3/4" thick standard door | 1 |  | 1 Year | 943.25 | 0.15 | 801.7625
12073 | Salto | AB658763IM38-WK | XS4 ANSI electronic RF wireless SVN escutcheon, BLE / Mifare / DESFire deadbolt privacy function, with keypad, Columbo Mach premium series lever, unhanded, satin stainless finish, for use with 1 3/8" - 1 3/4" thick standard door | 1 |  | 1 Year | 1006.1 | 0.15 | 855.185
12074 | Salto | AB658763IM48--- | XS4 ANSI electronic wire-free SVN escutcheon, BLE / Mifare / DESFire deadbolt privacy function, Columbo Mach premium series lever, unhanded, satin stainless finish, for use with 1 3/4" - 2 1/4" thick door | 1 |  | 1 Year | 758.05 | 0.15 | 644.3425
12075 | Salto | AB658763IM48-A- | XS4 ANSI electronic AMOK wire-free SVN escutcheon, BLE / Mifare / DESFire deadbolt privacy function, Columbo Mach premium series lever, unhanded, satin stainless finish, for use with 1 3/4" - 2 1/4" thick door | 1 |  | 1 Year | 887.05 | 0.15 | 753.9925
12076 | Salto | AB658763IM48--K | XS4 ANSI electronic wire-free SVN escutcheon, BLE / Mifare / DESFire deadbolt privacy function, with keypad, Columbo Mach premium series lever, unhanded, satin stainless finish, for use with 1 3/4" - 2 1/4" thick door | 1 |  | 1 Year | 820.9 | 0.15 | 697.765
12077 | Salto | AB658763IM48-W- | XS4 ANSI electronic RF wireless SVN escutcheon, BLE / Mifare / DESFire deadbolt privacy function, Columbo Mach premium series lever, unhanded, satin stainless finish, for use with 1 3/4" - 2 1/4" thick door | 1 |  | 1 Year | 943.25 | 0.15 | 801.7625
12078 | Salto | AB658763IM48-WK | XS4 ANSI electronic RF wireless SVN escutcheon, BLE / Mifare / DESFire deadbolt privacy function, with keypad, Columbo Mach premium series lever, unhanded, satin stainless finish, for use with 1 3/4" - 2 1/4" thick door | 1 |  | 1 Year | 1006.1 | 0.15 | 855.185
12079 | Salto | AB658763IP38--- | XS4 ANSI electronic wire-free SVN escutcheon, BLE / Mifare / DESFire deadbolt privacy function, Columbo Mach premium series lever, unhanded, bright stainless steel finish, for use with 1 3/8" - 1 3/4" thick standard door | 1 |  | 1 Year | 774.35 | 0.15 | 658.1975
12080 | Salto | AB658763IP38-A- | XS4 ANSI electronic AMOK wire-free SVN escutcheon, BLE / Mifare / DESFire deadbolt privacy function, Columbo Mach premium series lever, unhanded, bright stainless steel finish, for use with 1 3/8" - 1 3/4" thick standard door | 1 |  | 1 Year | 903.35 | 0.15 | 767.8475
12081 | Salto | AB658763IP38--K | XS4 ANSI electronic wire-free SVN escutcheon, BLE / Mifare / DESFire deadbolt privacy function, with keypad, Columbo Mach premium series lever, unhanded, bright stainless steel finish, for use with 1 3/8" - 1 3/4" thick standard door | 1 |  | 1 Year | 837.2 | 0.15 | 711.62
12082 | Salto | AB658763IP38-W- | XS4 ANSI electronic RF wireless SVN escutcheon, BLE / Mifare / DESFire deadbolt privacy function, Columbo Mach premium series lever, unhanded, bright stainless steel finish, for use with 1 3/8" - 1 3/4" thick standard door | 1 |  | 1 Year | 959.55 | 0.15 | 815.6175
12083 | Salto | AB658763IP38-WK | XS4 ANSI electronic RF wireless SVN escutcheon, BLE / Mifare / DESFire deadbolt privacy function, with keypad, Columbo Mach premium series lever, unhanded, bright stainless steel finish, for use with 1 3/8" - 1 3/4" thick standard door | 1 |  | 1 Year | 1022.4 | 0.15 | 869.04
12084 | Salto | AB658763IP48--- | XS4 ANSI electronic wire-free SVN escutcheon, BLE / Mifare / DESFire deadbolt privacy function, Columbo Mach premium series lever, unhanded, bright stainless steel finish, for use with 1 3/4" - 2 1/4" thick door | 1 |  | 1 Year | 774.35 | 0.15 | 658.1975
12085 | Salto | AB658763IP48-A- | XS4 ANSI electronic AMOK wire-free SVN escutcheon, BLE / Mifare / DESFire deadbolt privacy function, Columbo Mach premium series lever, unhanded, bright stainless steel finish, for use with 1 3/4" - 2 1/4" thick door | 1 |  | 1 Year | 903.35 | 0.15 | 767.8475
12086 | Salto | AB658763IP48--K | XS4 ANSI electronic wire-free SVN escutcheon, BLE / Mifare / DESFire deadbolt privacy function, with keypad, Columbo Mach premium series lever, unhanded, bright stainless steel finish, for use with 1 3/4" - 2 1/4" thick door | 1 |  | 1 Year | 837.2 | 0.15 | 711.62
12087 | Salto | AB658763IP48-W- | XS4 ANSI electronic RF wireless SVN escutcheon, BLE / Mifare / DESFire deadbolt privacy function, Columbo Mach premium series lever, unhanded, bright stainless steel finish, for use with 1 3/4" - 2 1/4" thick door | 1 |  | 1 Year | 959.55 | 0.15 | 815.6175
12088 | Salto | AB658763IP48-WK | XS4 ANSI electronic RF wireless SVN escutcheon, BLE / Mifare / DESFire deadbolt privacy function, with keypad, Columbo Mach premium series lever, unhanded, bright stainless steel finish, for use with 1 3/4" - 2 1/4" thick door | 1 |  | 1 Year | 1022.4 | 0.15 | 869.04
12089 | Salto | AB658763PP38--- | XS4 ANSI electronic wire-free SVN escutcheon, BLE / Mifare / DESFire deadbolt privacy function, Columbo Mach premium series lever, unhanded, bright brass finish, for use with 1 3/8" - 1 3/4" thick standard door | 1 |  | 1 Year | 774.35 | 0.15 | 658.1975
12090 | Salto | AB658763PP38-A- | XS4 ANSI electronic AMOK wire-free SVN escutcheon, BLE / Mifare / DESFire deadbolt privacy function, Columbo Mach premium series lever, unhanded, bright brass finish, for use with 1 3/8" - 1 3/4" thick standard door | 1 |  | 1 Year | 903.35 | 0.15 | 767.8475
12091 | Salto | AB658763PP38--K | XS4 ANSI electronic wire-free SVN escutcheon, BLE / Mifare / DESFire deadbolt privacy function, with keypad, Columbo Mach premium series lever, unhanded, bright brass finish, for use with 1 3/8" - 1 3/4" thick standard door | 1 |  | 1 Year | 837.2 | 0.15 | 711.62
12092 | Salto | AB658763PP38-W- | XS4 ANSI electronic RF wireless SVN escutcheon, BLE / Mifare / DESFire deadbolt privacy function, Columbo Mach premium series lever, unhanded, bright brass finish, for use with 1 3/8" - 1 3/4" thick standard door | 1 |  | 1 Year | 959.55 | 0.15 | 815.6175
12093 | Salto | AB658763PP38-WK | XS4 ANSI electronic RF wireless SVN escutcheon, BLE / Mifare / DESFire deadbolt privacy function, with keypad, Columbo Mach premium series lever, unhanded, bright brass finish, for use with 1 3/8" - 1 3/4" thick standard door | 1 |  | 1 Year | 1022.4 | 0.15 | 869.04
12094 | Salto | AB658763PP48--- | XS4 ANSI electronic wire-free SVN escutcheon, BLE / Mifare / DESFire deadbolt privacy function, Columbo Mach premium series lever, unhanded, bright brass finish, for use with 1 3/4" - 2 1/4" thick door | 1 |  | 1 Year | 774.35 | 0.15 | 658.1975
12095 | Salto | AB658763PP48-A- | XS4 ANSI electronic AMOK wire-free SVN escutcheon, BLE / Mifare / DESFire deadbolt privacy function, Columbo Mach premium series lever, unhanded, bright brass finish, for use with 1 3/4" - 2 1/4" thick door | 1 |  | 1 Year | 903.35 | 0.15 | 767.8475
12096 | Salto | AB658763PP48--K | XS4 ANSI electronic wire-free SVN escutcheon, BLE / Mifare / DESFire deadbolt privacy function, with keypad, Columbo Mach premium series lever, unhanded, bright brass finish, for use with 1 3/4" - 2 1/4" thick door | 1 |  | 1 Year | 837.2 | 0.15 | 711.62
12097 | Salto | AB658763PP48-W- | XS4 ANSI electronic RF wireless SVN escutcheon, BLE / Mifare / DESFire deadbolt privacy function, Columbo Mach premium series lever, unhanded, bright brass finish, for use with 1 3/4" - 2 1/4" thick door | 1 |  | 1 Year | 959.55 | 0.15 | 815.6175
12098 | Salto | AB658763PP48-WK | XS4 ANSI electronic RF wireless SVN escutcheon, BLE / Mifare / DESFire deadbolt privacy function, with keypad, Columbo Mach premium series lever, unhanded, bright brass finish, for use with 1 3/4" - 2 1/4" thick door | 1 |  | 1 Year | 1022.4 | 0.15 | 869.04
12099 | Salto | AB658A61BC38--- | XS4 ANSI electronic wire-free SVN escutcheon, BLE / Mifare / DESFire deadbolt privacy function, A lever, unhanded, BioCote antimicrobial finish, for use with 1 3/8" - 1 3/4" thick standard door | 1 |  | 1 Year | 764.15 | 0.15 | 649.5275
12100 | Salto | AB658A61BC38-A- | XS4 ANSI electronic AMOK wire-free SVN escutcheon, BLE / Mifare / DESFire deadbolt privacy function, A lever, unhanded, BioCote antimicrobial finish, for use with 1 3/8" - 1 3/4" thick standard door | 1 |  | 1 Year | 893.15 | 0.15 | 759.1775
12101 | Salto | AB658A61BC38--K | XS4 ANSI electronic wire-free SVN escutcheon, BLE / Mifare / DESFire deadbolt privacy function, with keypad, A lever, unhanded, BioCote antimicrobial finish, for use with 1 3/8" - 1 3/4" thick standard door | 1 |  | 1 Year | 827 | 0.15 | 702.95
12102 | Salto | AB658A61BC38-W- | XS4 ANSI electronic RF wireless SVN escutcheon, BLE / Mifare / DESFire deadbolt privacy function, A lever, unhanded, BioCote antimicrobial finish, for use with 1 3/8" - 1 3/4" thick standard door | 1 |  | 1 Year | 949.35 | 0.15 | 806.9475
12103 | Salto | AB658A61BC38-WK | XS4 ANSI electronic RF wireless SVN escutcheon, BLE / Mifare / DESFire deadbolt privacy function, with keypad, A lever, unhanded, BioCote antimicrobial finish, for use with 1 3/8" - 1 3/4" thick standard door | 1 |  | 1 Year | 1012.2 | 0.15 | 860.37
12104 | Salto | AB658A61BC48--- | XS4 ANSI electronic wire-free SVN escutcheon, BLE / Mifare / DESFire deadbolt privacy function, A lever, unhanded, BioCote antimicrobial finish, for use with 1 3/4" - 2 1/4" thick door | 1 |  | 1 Year | 764.15 | 0.15 | 649.5275
12105 | Salto | AB658A61BC48-A- | XS4 ANSI electronic AMOK wire-free SVN escutcheon, BLE / Mifare / DESFire deadbolt privacy function, A lever, unhanded, BioCote antimicrobial finish, for use with 1 3/4" - 2 1/4" thick door | 1 |  | 1 Year | 893.15 | 0.15 | 759.1775
12106 | Salto | AB658A61BC48--K | XS4 ANSI electronic wire-free SVN escutcheon, BLE / Mifare / DESFire deadbolt privacy function, with keypad, A lever, unhanded, BioCote antimicrobial finish, for use with 1 3/4" - 2 1/4" thick door | 1 |  | 1 Year | 827 | 0.15 | 702.95
12107 | Salto | AB658A61BC48-W- | XS4 ANSI electronic RF wireless SVN escutcheon, BLE / Mifare / DESFire deadbolt privacy function, A lever, unhanded, BioCote antimicrobial finish, for use with 1 3/4" - 2 1/4" thick door | 1 |  | 1 Year | 949.35 | 0.15 | 806.9475
12108 | Salto | AB658A61BC48-WK | XS4 ANSI electronic RF wireless SVN escutcheon, BLE / Mifare / DESFire deadbolt privacy function, with keypad, A lever, unhanded, BioCote antimicrobial finish, for use with 1 3/4" - 2 1/4" thick door | 1 |  | 1 Year | 1012.2 | 0.15 | 860.37
12109 | Salto | AB658A61IA38--- | XS4 ANSI electronic wire-free SVN escutcheon, BLE / Mifare / DESFire deadbolt privacy function, A lever, unhanded, antique brass finish, for use with 1 3/8" - 1 3/4" thick standard door | 1 |  | 1 Year | 764.15 | 0.15 | 649.5275
12110 | Salto | AB658A61IA38-A- | XS4 ANSI electronic AMOK wire-free SVN escutcheon, BLE / Mifare / DESFire deadbolt privacy function, A lever, unhanded, antique brass finish, for use with 1 3/8" - 1 3/4" thick standard door | 1 |  | 1 Year | 893.15 | 0.15 | 759.1775
12111 | Salto | AB658A61IA38--K | XS4 ANSI electronic wire-free SVN escutcheon, BLE / Mifare / DESFire deadbolt privacy function, with keypad, A lever, unhanded, antique brass finish, for use with 1 3/8" - 1 3/4" thick standard door | 1 |  | 1 Year | 827 | 0.15 | 702.95
12112 | Salto | AB658A61IA38-W- | XS4 ANSI electronic RF wireless SVN escutcheon, BLE / Mifare / DESFire deadbolt privacy function, A lever, unhanded, antique brass finish, for use with 1 3/8" - 1 3/4" thick standard door | 1 |  | 1 Year | 949.35 | 0.15 | 806.9475
12113 | Salto | AB658A61IA38-WK | XS4 ANSI electronic RF wireless SVN escutcheon, BLE / Mifare / DESFire deadbolt privacy function, with keypad, A lever, unhanded, antique brass finish, for use with 1 3/8" - 1 3/4" thick standard door | 1 |  | 1 Year | 1012.2 | 0.15 | 860.37
12114 | Salto | AB658A61IA48--- | XS4 ANSI electronic wire-free SVN escutcheon, BLE / Mifare / DESFire deadbolt privacy function, A lever, unhanded, antique brass finish, for use with 1 3/4" - 2 1/4" thick door | 1 |  | 1 Year | 764.15 | 0.15 | 649.5275
12115 | Salto | AB658A61IA48-A- | XS4 ANSI electronic AMOK wire-free SVN escutcheon, BLE / Mifare / DESFire deadbolt privacy function, A lever, unhanded, antique brass finish, for use with 1 3/4" - 2 1/4" thick door | 1 |  | 1 Year | 893.15 | 0.15 | 759.1775
12116 | Salto | AB658A61IA48--K | XS4 ANSI electronic wire-free SVN escutcheon, BLE / Mifare / DESFire deadbolt privacy function, with keypad, A lever, unhanded, antique brass finish, for use with 1 3/4" - 2 1/4" thick door | 1 |  | 1 Year | 827 | 0.15 | 702.95
12117 | Salto | AB658A61IA48-W- | XS4 ANSI electronic RF wireless SVN escutcheon, BLE / Mifare / DESFire deadbolt privacy function, A lever, unhanded, antique brass finish, for use with 1 3/4" - 2 1/4" thick door | 1 |  | 1 Year | 949.35 | 0.15 | 806.9475
12118 | Salto | AB658A61IA48-WK | XS4 ANSI electronic RF wireless SVN escutcheon, BLE / Mifare / DESFire deadbolt privacy function, with keypad, A lever, unhanded, antique brass finish, for use with 1 3/4" - 2 1/4" thick door | 1 |  | 1 Year | 1012.2 | 0.15 | 860.37
12119 | Salto | AB658A61IM38--- | XS4 ANSI electronic wire-free SVN escutcheon, BLE / Mifare / DESFire deadbolt privacy function, A lever, unhanded, satin stainless finish, for use with 1 3/8" - 1 3/4" thick standard door | 1 |  | 1 Year | 712.15 | 0.15 | 605.3275
12120 | Salto | AB658A61IM38-A- | XS4 ANSI electronic AMOK wire-free SVN escutcheon, BLE / Mifare / DESFire deadbolt privacy function, A lever, unhanded, satin stainless finish, for use with 1 3/8" - 1 3/4" thick standard door | 1 |  | 1 Year | 841.15 | 0.15 | 714.9775
12121 | Salto | AB658A61IM38--K | XS4 ANSI electronic wire-free SVN escutcheon, BLE / Mifare / DESFire deadbolt privacy function, with keypad, A lever, unhanded, satin stainless finish, for use with 1 3/8" - 1 3/4" thick standard door | 1 |  | 1 Year | 775 | 0.15 | 658.75
12122 | Salto | AB658A61IM38-W- | XS4 ANSI electronic RF wireless SVN escutcheon, BLE / Mifare / DESFire deadbolt privacy function, A lever, unhanded, satin stainless finish, for use with 1 3/8" - 1 3/4" thick standard door | 1 |  | 1 Year | 897.35 | 0.15 | 762.7475
12123 | Salto | AB658A61IM38-WK | XS4 ANSI electronic RF wireless SVN escutcheon, BLE / Mifare / DESFire deadbolt privacy function, with keypad, A lever, unhanded, satin stainless finish, for use with 1 3/8" - 1 3/4" thick standard door | 1 |  | 1 Year | 960.2 | 0.15 | 816.17
12124 | Salto | AB658A61IM48--- | XS4 ANSI electronic wire-free SVN escutcheon, BLE / Mifare / DESFire deadbolt privacy function, A lever, unhanded, satin stainless finish, for use with 1 3/4" - 2 1/4" thick door | 1 |  | 1 Year | 712.15 | 0.15 | 605.3275
12125 | Salto | AB658A61IM48-A- | XS4 ANSI electronic AMOK wire-free SVN escutcheon, BLE / Mifare / DESFire deadbolt privacy function, A lever, unhanded, satin stainless finish, for use with 1 3/4" - 2 1/4" thick door | 1 |  | 1 Year | 841.15 | 0.15 | 714.9775
12126 | Salto | AB658A61IM48--K | XS4 ANSI electronic wire-free SVN escutcheon, BLE / Mifare / DESFire deadbolt privacy function, with keypad, A lever, unhanded, satin stainless finish, for use with 1 3/4" - 2 1/4" thick door | 1 |  | 1 Year | 775 | 0.15 | 658.75
12127 | Salto | AB658A61IM48-W- | XS4 ANSI electronic RF wireless SVN escutcheon, BLE / Mifare / DESFire deadbolt privacy function, A lever, unhanded, satin stainless finish, for use with 1 3/4" - 2 1/4" thick door | 1 |  | 1 Year | 897.35 | 0.15 | 762.7475
12128 | Salto | AB658A61IM48-WK | XS4 ANSI electronic RF wireless SVN escutcheon, BLE / Mifare / DESFire deadbolt privacy function, with keypad, A lever, unhanded, satin stainless finish, for use with 1 3/4" - 2 1/4" thick door | 1 |  | 1 Year | 960.2 | 0.15 | 816.17
12129 | Salto | AB658A61IP38--- | XS4 ANSI electronic wire-free SVN escutcheon, BLE / Mifare / DESFire deadbolt privacy function, A lever, unhanded, bright stainless steel finish, for use with 1 3/8" - 1 3/4" thick standard door | 1 |  | 1 Year | 728.45 | 0.15 | 619.1825
12130 | Salto | AB658A61IP38-A- | XS4 ANSI electronic AMOK wire-free SVN escutcheon, BLE / Mifare / DESFire deadbolt privacy function, A lever, unhanded, bright stainless steel finish, for use with 1 3/8" - 1 3/4" thick standard door | 1 |  | 1 Year | 857.45 | 0.15 | 728.8325
12131 | Salto | AB658A61IP38--K | XS4 ANSI electronic wire-free SVN escutcheon, BLE / Mifare / DESFire deadbolt privacy function, with keypad, A lever, unhanded, bright stainless steel finish, for use with 1 3/8" - 1 3/4" thick standard door | 1 |  | 1 Year | 791.3 | 0.15 | 672.605
12132 | Salto | AB658A61IP38-W- | XS4 ANSI electronic RF wireless SVN escutcheon, BLE / Mifare / DESFire deadbolt privacy function, A lever, unhanded, bright stainless steel finish, for use with 1 3/8" - 1 3/4" thick standard door | 1 |  | 1 Year | 913.65 | 0.15 | 776.6025
12133 | Salto | AB658A61IP38-WK | XS4 ANSI electronic RF wireless SVN escutcheon, BLE / Mifare / DESFire deadbolt privacy function, with keypad, A lever, unhanded, bright stainless steel finish, for use with 1 3/8" - 1 3/4" thick standard door | 1 |  | 1 Year | 976.5 | 0.15 | 830.025
12134 | Salto | AB658A61IP48--- | XS4 ANSI electronic wire-free SVN escutcheon, BLE / Mifare / DESFire deadbolt privacy function, A lever, unhanded, bright stainless steel finish, for use with 1 3/4" - 2 1/4" thick door | 1 |  | 1 Year | 728.45 | 0.15 | 619.1825
12135 | Salto | AB658A61IP48-A- | XS4 ANSI electronic AMOK wire-free SVN escutcheon, BLE / Mifare / DESFire deadbolt privacy function, A lever, unhanded, bright stainless steel finish, for use with 1 3/4" - 2 1/4" thick door | 1 |  | 1 Year | 857.45 | 0.15 | 728.8325
12136 | Salto | AB658A61IP48--K | XS4 ANSI electronic wire-free SVN escutcheon, BLE / Mifare / DESFire deadbolt privacy function, with keypad, A lever, unhanded, bright stainless steel finish, for use with 1 3/4" - 2 1/4" thick door | 1 |  | 1 Year | 791.3 | 0.15 | 672.605
12137 | Salto | AB658A61IP48-W- | XS4 ANSI electronic RF wireless SVN escutcheon, BLE / Mifare / DESFire deadbolt privacy function, A lever, unhanded, bright stainless steel finish, for use with 1 3/4" - 2 1/4" thick door | 1 |  | 1 Year | 913.65 | 0.15 | 776.6025
12138 | Salto | AB658A61IP48-WK | XS4 ANSI electronic RF wireless SVN escutcheon, BLE / Mifare / DESFire deadbolt privacy function, with keypad, A lever, unhanded, bright stainless steel finish, for use with 1 3/4" - 2 1/4" thick door | 1 |  | 1 Year | 976.5 | 0.15 | 830.025
12139 | Salto | AB658A61NE38--- | XS4 ANSI electronic wire-free SVN escutcheon, BLE / Mifare / DESFire deadbolt privacy function, A lever, unhanded, black chromium finish, for use with 1 3/8" - 1 3/4" thick standard door | 1 |  | 1 Year | 746.85 | 0.15 | 634.8225
12140 | Salto | AB658A61NE38-A- | XS4 ANSI electronic AMOK wire-free SVN escutcheon, BLE / Mifare / DESFire deadbolt privacy function, A lever, unhanded, black chromium finish, for use with 1 3/8" - 1 3/4" thick standard door | 1 |  | 1 Year | 875.85 | 0.15 | 744.4725
12141 | Salto | AB658A61NE38--K | XS4 ANSI electronic wire-free SVN escutcheon, BLE / Mifare / DESFire deadbolt privacy function, with keypad, A lever, unhanded, black chromium finish, for use with 1 3/8" - 1 3/4" thick standard door | 1 |  | 1 Year | 809.7 | 0.15 | 688.245
12142 | Salto | AB658A61NE38-W- | XS4 ANSI electronic RF wireless SVN escutcheon, BLE / Mifare / DESFire deadbolt privacy function, A lever, unhanded, black chromium finish, for use with 1 3/8" - 1 3/4" thick standard door | 1 |  | 1 Year | 932.05 | 0.15 | 792.2425
12143 | Salto | AB658A61NE38-WK | XS4 ANSI electronic RF wireless SVN escutcheon, BLE / Mifare / DESFire deadbolt privacy function, with keypad, A lever, unhanded, black chromium finish, for use with 1 3/8" - 1 3/4" thick standard door | 1 |  | 1 Year | 994.9 | 0.15 | 845.665
12144 | Salto | AB658A61NE48--- | XS4 ANSI electronic wire-free SVN escutcheon, BLE / Mifare / DESFire deadbolt privacy function, A lever, unhanded, black chromium finish, for use with 1 3/4" - 2 1/4" thick door | 1 |  | 1 Year | 746.85 | 0.15 | 634.8225
12145 | Salto | AB658A61NE48-A- | XS4 ANSI electronic AMOK wire-free SVN escutcheon, BLE / Mifare / DESFire deadbolt privacy function, A lever, unhanded, black chromium finish, for use with 1 3/4" - 2 1/4" thick door | 1 |  | 1 Year | 875.85 | 0.15 | 744.4725
12146 | Salto | AB658A61NE48--K | XS4 ANSI electronic wire-free SVN escutcheon, BLE / Mifare / DESFire deadbolt privacy function, with keypad, A lever, unhanded, black chromium finish, for use with 1 3/4" - 2 1/4" thick door | 1 |  | 1 Year | 809.7 | 0.15 | 688.245
12147 | Salto | AB658A61NE48-W- | XS4 ANSI electronic RF wireless SVN escutcheon, BLE / Mifare / DESFire deadbolt privacy function, A lever, unhanded, black chromium finish, for use with 1 3/4" - 2 1/4" thick door | 1 |  | 1 Year | 932.05 | 0.15 | 792.2425
12148 | Salto | AB658A61NE48-WK | XS4 ANSI electronic RF wireless SVN escutcheon, BLE / Mifare / DESFire deadbolt privacy function, with keypad, A lever, unhanded, black chromium finish, for use with 1 3/4" - 2 1/4" thick door | 1 |  | 1 Year | 994.9 | 0.15 | 845.665
12149 | Salto | AB658A61PM38--- | XS4 ANSI electronic wire-free SVN escutcheon, BLE / Mifare / DESFire deadbolt privacy function, A lever, unhanded, satin brass finish, for use with 1 3/8" - 1 3/4" thick standard door | 1 |  | 1 Year | 712.15 | 0.15 | 605.3275
12150 | Salto | AB658A61PM38-A- | XS4 ANSI electronic AMOK wire-free SVN escutcheon, BLE / Mifare / DESFire deadbolt privacy function, A lever, unhanded, satin brass finish, for use with 1 3/8" - 1 3/4" thick standard door | 1 |  | 1 Year | 841.15 | 0.15 | 714.9775
12151 | Salto | AB658A61PM38--K | XS4 ANSI electronic wire-free SVN escutcheon, BLE / Mifare / DESFire deadbolt privacy function, with keypad, A lever, unhanded, satin brass finish, for use with 1 3/8" - 1 3/4" thick standard door | 1 |  | 1 Year | 775 | 0.15 | 658.75
12152 | Salto | AB658A61PM38-W- | XS4 ANSI electronic RF wireless SVN escutcheon, BLE / Mifare / DESFire deadbolt privacy function, A lever, unhanded, satin brass finish, for use with 1 3/8" - 1 3/4" thick standard door | 1 |  | 1 Year | 897.35 | 0.15 | 762.7475
12153 | Salto | AB658A61PM38-WK | XS4 ANSI electronic RF wireless SVN escutcheon, BLE / Mifare / DESFire deadbolt privacy function, with keypad, A lever, unhanded, satin brass finish, for use with 1 3/8" - 1 3/4" thick standard door | 1 |  | 1 Year | 960.2 | 0.15 | 816.17
12154 | Salto | AB658A61PM48--- | XS4 ANSI electronic wire-free SVN escutcheon, BLE / Mifare / DESFire deadbolt privacy function, A lever, unhanded, satin brass finish, for use with 1 3/4" - 2 1/4" thick door | 1 |  | 1 Year | 712.15 | 0.15 | 605.3275
12155 | Salto | AB658A61PM48-A- | XS4 ANSI electronic AMOK wire-free SVN escutcheon, BLE / Mifare / DESFire deadbolt privacy function, A lever, unhanded, satin brass finish, for use with 1 3/4" - 2 1/4" thick door | 1 |  | 1 Year | 841.15 | 0.15 | 714.9775
12156 | Salto | AB658A61PM48--K | XS4 ANSI electronic wire-free SVN escutcheon, BLE / Mifare / DESFire deadbolt privacy function, with keypad, A lever, unhanded, satin brass finish, for use with 1 3/4" - 2 1/4" thick door | 1 |  | 1 Year | 775 | 0.15 | 658.75
12157 | Salto | AB658A61PM48-W- | XS4 ANSI electronic RF wireless SVN escutcheon, BLE / Mifare / DESFire deadbolt privacy function, A lever, unhanded, satin brass finish, for use with 1 3/4" - 2 1/4" thick door | 1 |  | 1 Year | 897.35 | 0.15 | 762.7475
12158 | Salto | AB658A61PM48-WK | XS4 ANSI electronic RF wireless SVN escutcheon, BLE / Mifare / DESFire deadbolt privacy function, with keypad, A lever, unhanded, satin brass finish, for use with 1 3/4" - 2 1/4" thick door | 1 |  | 1 Year | 960.2 | 0.15 | 816.17
12159 | Salto | AB658A61PP38--- | XS4 ANSI electronic wire-free SVN escutcheon, BLE / Mifare / DESFire deadbolt privacy function, A lever, unhanded, bright brass finish, for use with 1 3/8" - 1 3/4" thick standard door | 1 |  | 1 Year | 728.45 | 0.15 | 619.1825
12160 | Salto | AB658A61PP38-A- | XS4 ANSI electronic AMOK wire-free SVN escutcheon, BLE / Mifare / DESFire deadbolt privacy function, A lever, unhanded, bright brass finish, for use with 1 3/8" - 1 3/4" thick standard door | 1 |  | 1 Year | 857.45 | 0.15 | 728.8325
12161 | Salto | AB658A61PP38--K | XS4 ANSI electronic wire-free SVN escutcheon, BLE / Mifare / DESFire deadbolt privacy function, with keypad, A lever, unhanded, bright brass finish, for use with 1 3/8" - 1 3/4" thick standard door | 1 |  | 1 Year | 791.3 | 0.15 | 672.605
12162 | Salto | AB658A61PP38-W- | XS4 ANSI electronic RF wireless SVN escutcheon, BLE / Mifare / DESFire deadbolt privacy function, A lever, unhanded, bright brass finish, for use with 1 3/8" - 1 3/4" thick standard door | 1 |  | 1 Year | 913.65 | 0.15 | 776.6025
12163 | Salto | AB658A61PP38-WK | XS4 ANSI electronic RF wireless SVN escutcheon, BLE / Mifare / DESFire deadbolt privacy function, with keypad, A lever, unhanded, bright brass finish, for use with 1 3/8" - 1 3/4" thick standard door | 1 |  | 1 Year | 976.5 | 0.15 | 830.025
12164 | Salto | AB658A61PP48--- | XS4 ANSI electronic wire-free SVN escutcheon, BLE / Mifare / DESFire deadbolt privacy function, A lever, unhanded, bright brass finish, for use with 1 3/4" - 2 1/4" thick door | 1 |  | 1 Year | 728.45 | 0.15 | 619.1825
12165 | Salto | AB658A61PP48-A- | XS4 ANSI electronic AMOK wire-free SVN escutcheon, BLE / Mifare / DESFire deadbolt privacy function, A lever, unhanded, bright brass finish, for use with 1 3/4" - 2 1/4" thick door | 1 |  | 1 Year | 857.45 | 0.15 | 728.8325
12166 | Salto | AB658A61PP48--K | XS4 ANSI electronic wire-free SVN escutcheon, BLE / Mifare / DESFire deadbolt privacy function, with keypad, A lever, unhanded, bright brass finish, for use with 1 3/4" - 2 1/4" thick door | 1 |  | 1 Year | 791.3 | 0.15 | 672.605
12167 | Salto | AB658A61PP48-W- | XS4 ANSI electronic RF wireless SVN escutcheon, BLE / Mifare / DESFire deadbolt privacy function, A lever, unhanded, bright brass finish, for use with 1 3/4" - 2 1/4" thick door | 1 |  | 1 Year | 913.65 | 0.15 | 776.6025
12168 | Salto | AB658A61PP48-WK | XS4 ANSI electronic RF wireless SVN escutcheon, BLE / Mifare / DESFire deadbolt privacy function, with keypad, A lever, unhanded, bright brass finish, for use with 1 3/4" - 2 1/4" thick door | 1 |  | 1 Year | 976.5 | 0.15 | 830.025
12169 | Salto | AB658A62BC38--- | XS4 ANSI electronic wire-free SVN escutcheon, BLE / Mifare / DESFire deadbolt privacy function, A lever, unhanded, BioCote antimicrobial finish, for use with 1 3/8" - 1 3/4" thick standard door | 1 |  | 1 Year | 764.15 | 0.15 | 649.5275
12170 | Salto | AB658A62BC38-A- | XS4 ANSI electronic AMOK wire-free SVN escutcheon, BLE / Mifare / DESFire deadbolt privacy function, A lever, unhanded, BioCote antimicrobial finish, for use with 1 3/8" - 1 3/4" thick standard door | 1 |  | 1 Year | 893.15 | 0.15 | 759.1775
12171 | Salto | AB658A62BC38--K | XS4 ANSI electronic wire-free SVN escutcheon, BLE / Mifare / DESFire deadbolt privacy function, with keypad, A lever, unhanded, BioCote antimicrobial finish, for use with 1 3/8" - 1 3/4" thick standard door | 1 |  | 1 Year | 827 | 0.15 | 702.95
12172 | Salto | AB658A62BC38-W- | XS4 ANSI electronic RF wireless SVN escutcheon, BLE / Mifare / DESFire deadbolt privacy function, A lever, unhanded, BioCote antimicrobial finish, for use with 1 3/8" - 1 3/4" thick standard door | 1 |  | 1 Year | 949.35 | 0.15 | 806.9475
12173 | Salto | AB658A62BC38-WK | XS4 ANSI electronic RF wireless SVN escutcheon, BLE / Mifare / DESFire deadbolt privacy function, with keypad, A lever, unhanded, BioCote antimicrobial finish, for use with 1 3/8" - 1 3/4" thick standard door | 1 |  | 1 Year | 1012.2 | 0.15 | 860.37
12174 | Salto | AB658A62BC48--- | XS4 ANSI electronic wire-free SVN escutcheon, BLE / Mifare / DESFire deadbolt privacy function, A lever, unhanded, BioCote antimicrobial finish, for use with 1 3/4" - 2 1/4" thick door | 1 |  | 1 Year | 764.15 | 0.15 | 649.5275
12175 | Salto | AB658A62BC48-A- | XS4 ANSI electronic AMOK wire-free SVN escutcheon, BLE / Mifare / DESFire deadbolt privacy function, A lever, unhanded, BioCote antimicrobial finish, for use with 1 3/4" - 2 1/4" thick door | 1 |  | 1 Year | 893.15 | 0.15 | 759.1775
12176 | Salto | AB658A62BC48--K | XS4 ANSI electronic wire-free SVN escutcheon, BLE / Mifare / DESFire deadbolt privacy function, with keypad, A lever, unhanded, BioCote antimicrobial finish, for use with 1 3/4" - 2 1/4" thick door | 1 |  | 1 Year | 827 | 0.15 | 702.95
12177 | Salto | AB658A62BC48-W- | XS4 ANSI electronic RF wireless SVN escutcheon, BLE / Mifare / DESFire deadbolt privacy function, A lever, unhanded, BioCote antimicrobial finish, for use with 1 3/4" - 2 1/4" thick door | 1 |  | 1 Year | 949.35 | 0.15 | 806.9475
12178 | Salto | AB658A62BC48-WK | XS4 ANSI electronic RF wireless SVN escutcheon, BLE / Mifare / DESFire deadbolt privacy function, with keypad, A lever, unhanded, BioCote antimicrobial finish, for use with 1 3/4" - 2 1/4" thick door | 1 |  | 1 Year | 1012.2 | 0.15 | 860.37
12179 | Salto | AB658A62IA38--- | XS4 ANSI electronic wire-free SVN escutcheon, BLE / Mifare / DESFire deadbolt privacy function, A lever, unhanded, antique brass finish, for use with 1 3/8" - 1 3/4" thick standard door | 1 |  | 1 Year | 764.15 | 0.15 | 649.5275
12180 | Salto | AB658A62IA38-A- | XS4 ANSI electronic AMOK wire-free SVN escutcheon, BLE / Mifare / DESFire deadbolt privacy function, A lever, unhanded, antique brass finish, for use with 1 3/8" - 1 3/4" thick standard door | 1 |  | 1 Year | 893.15 | 0.15 | 759.1775
12181 | Salto | AB658A62IA38--K | XS4 ANSI electronic wire-free SVN escutcheon, BLE / Mifare / DESFire deadbolt privacy function, with keypad, A lever, unhanded, antique brass finish, for use with 1 3/8" - 1 3/4" thick standard door | 1 |  | 1 Year | 827 | 0.15 | 702.95
12182 | Salto | AB658A62IA38-W- | XS4 ANSI electronic RF wireless SVN escutcheon, BLE / Mifare / DESFire deadbolt privacy function, A lever, unhanded, antique brass finish, for use with 1 3/8" - 1 3/4" thick standard door | 1 |  | 1 Year | 949.35 | 0.15 | 806.9475
12183 | Salto | AB658A62IA38-WK | XS4 ANSI electronic RF wireless SVN escutcheon, BLE / Mifare / DESFire deadbolt privacy function, with keypad, A lever, unhanded, antique brass finish, for use with 1 3/8" - 1 3/4" thick standard door | 1 |  | 1 Year | 1012.2 | 0.15 | 860.37
12184 | Salto | AB658A62IA48--- | XS4 ANSI electronic wire-free SVN escutcheon, BLE / Mifare / DESFire deadbolt privacy function, A lever, unhanded, antique brass finish, for use with 1 3/4" - 2 1/4" thick door | 1 |  | 1 Year | 764.15 | 0.15 | 649.5275
12185 | Salto | AB658A62IA48-A- | XS4 ANSI electronic AMOK wire-free SVN escutcheon, BLE / Mifare / DESFire deadbolt privacy function, A lever, unhanded, antique brass finish, for use with 1 3/4" - 2 1/4" thick door | 1 |  | 1 Year | 893.15 | 0.15 | 759.1775
12186 | Salto | AB658A62IA48--K | XS4 ANSI electronic wire-free SVN escutcheon, BLE / Mifare / DESFire deadbolt privacy function, with keypad, A lever, unhanded, antique brass finish, for use with 1 3/4" - 2 1/4" thick door | 1 |  | 1 Year | 827 | 0.15 | 702.95
12187 | Salto | AB658A62IA48-W- | XS4 ANSI electronic RF wireless SVN escutcheon, BLE / Mifare / DESFire deadbolt privacy function, A lever, unhanded, antique brass finish, for use with 1 3/4" - 2 1/4" thick door | 1 |  | 1 Year | 949.35 | 0.15 | 806.9475
12188 | Salto | AB658A62IA48-WK | XS4 ANSI electronic RF wireless SVN escutcheon, BLE / Mifare / DESFire deadbolt privacy function, with keypad, A lever, unhanded, antique brass finish, for use with 1 3/4" - 2 1/4" thick door | 1 |  | 1 Year | 1012.2 | 0.15 | 860.37
12189 | Salto | AB658A62IM38--- | XS4 ANSI electronic wire-free SVN escutcheon, BLE / Mifare / DESFire deadbolt privacy function, A lever, unhanded, satin stainless finish, for use with 1 3/8" - 1 3/4" thick standard door | 1 |  | 1 Year | 712.15 | 0.15 | 605.3275
12190 | Salto | AB658A62IM38-A- | XS4 ANSI electronic AMOK wire-free SVN escutcheon, BLE / Mifare / DESFire deadbolt privacy function, A lever, unhanded, satin stainless finish, for use with 1 3/8" - 1 3/4" thick standard door | 1 |  | 1 Year | 841.15 | 0.15 | 714.9775
12191 | Salto | AB658A62IM38--K | XS4 ANSI electronic wire-free SVN escutcheon, BLE / Mifare / DESFire deadbolt privacy function, with keypad, A lever, unhanded, satin stainless finish, for use with 1 3/8" - 1 3/4" thick standard door | 1 |  | 1 Year | 775 | 0.15 | 658.75
12192 | Salto | AB658A62IM38-W- | XS4 ANSI electronic RF wireless SVN escutcheon, BLE / Mifare / DESFire deadbolt privacy function, A lever, unhanded, satin stainless finish, for use with 1 3/8" - 1 3/4" thick standard door | 1 |  | 1 Year | 897.35 | 0.15 | 762.7475
12193 | Salto | AB658A62IM38-WK | XS4 ANSI electronic RF wireless SVN escutcheon, BLE / Mifare / DESFire deadbolt privacy function, with keypad, A lever, unhanded, satin stainless finish, for use with 1 3/8" - 1 3/4" thick standard door | 1 |  | 1 Year | 960.2 | 0.15 | 816.17
12194 | Salto | AB658A62IM48--- | XS4 ANSI electronic wire-free SVN escutcheon, BLE / Mifare / DESFire deadbolt privacy function, A lever, unhanded, satin stainless finish, for use with 1 3/4" - 2 1/4" thick door | 1 |  | 1 Year | 712.15 | 0.15 | 605.3275
12195 | Salto | AB658A62IM48-A- | XS4 ANSI electronic AMOK wire-free SVN escutcheon, BLE / Mifare / DESFire deadbolt privacy function, A lever, unhanded, satin stainless finish, for use with 1 3/4" - 2 1/4" thick door | 1 |  | 1 Year | 841.15 | 0.15 | 714.9775
12196 | Salto | AB658A62IM48--K | XS4 ANSI electronic wire-free SVN escutcheon, BLE / Mifare / DESFire deadbolt privacy function, with keypad, A lever, unhanded, satin stainless finish, for use with 1 3/4" - 2 1/4" thick door | 1 |  | 1 Year | 775 | 0.15 | 658.75
12197 | Salto | AB658A62IM48-W- | XS4 ANSI electronic RF wireless SVN escutcheon, BLE / Mifare / DESFire deadbolt privacy function, A lever, unhanded, satin stainless finish, for use with 1 3/4" - 2 1/4" thick door | 1 |  | 1 Year | 897.35 | 0.15 | 762.7475
12198 | Salto | AB658A62IM48-WK | XS4 ANSI electronic RF wireless SVN escutcheon, BLE / Mifare / DESFire deadbolt privacy function, with keypad, A lever, unhanded, satin stainless finish, for use with 1 3/4" - 2 1/4" thick door | 1 |  | 1 Year | 960.2 | 0.15 | 816.17
12199 | Salto | AB658A62IP38--- | XS4 ANSI electronic wire-free SVN escutcheon, BLE / Mifare / DESFire deadbolt privacy function, A lever, unhanded, bright stainless steel finish, for use with 1 3/8" - 1 3/4" thick standard door | 1 |  | 1 Year | 728.45 | 0.15 | 619.1825
12200 | Salto | AB658A62IP38-A- | XS4 ANSI electronic AMOK wire-free SVN escutcheon, BLE / Mifare / DESFire deadbolt privacy function, A lever, unhanded, bright stainless steel finish, for use with 1 3/8" - 1 3/4" thick standard door | 1 |  | 1 Year | 857.45 | 0.15 | 728.8325
12201 | Salto | AB658A62IP38--K | XS4 ANSI electronic wire-free SVN escutcheon, BLE / Mifare / DESFire deadbolt privacy function, with keypad, A lever, unhanded, bright stainless steel finish, for use with 1 3/8" - 1 3/4" thick standard door | 1 |  | 1 Year | 791.3 | 0.15 | 672.605
12202 | Salto | AB658A62IP38-W- | XS4 ANSI electronic RF wireless SVN escutcheon, BLE / Mifare / DESFire deadbolt privacy function, A lever, unhanded, bright stainless steel finish, for use with 1 3/8" - 1 3/4" thick standard door | 1 |  | 1 Year | 913.65 | 0.15 | 776.6025
12203 | Salto | AB658A62IP38-WK | XS4 ANSI electronic RF wireless SVN escutcheon, BLE / Mifare / DESFire deadbolt privacy function, with keypad, A lever, unhanded, bright stainless steel finish, for use with 1 3/8" - 1 3/4" thick standard door | 1 |  | 1 Year | 976.5 | 0.15 | 830.025
12204 | Salto | AB658A62IP48--- | XS4 ANSI electronic wire-free SVN escutcheon, BLE / Mifare / DESFire deadbolt privacy function, A lever, unhanded, bright stainless steel finish, for use with 1 3/4" - 2 1/4" thick door | 1 |  | 1 Year | 728.45 | 0.15 | 619.1825
12205 | Salto | AB658A62IP48-A- | XS4 ANSI electronic AMOK wire-free SVN escutcheon, BLE / Mifare / DESFire deadbolt privacy function, A lever, unhanded, bright stainless steel finish, for use with 1 3/4" - 2 1/4" thick door | 1 |  | 1 Year | 857.45 | 0.15 | 728.8325
12206 | Salto | AB658A62IP48--K | XS4 ANSI electronic wire-free SVN escutcheon, BLE / Mifare / DESFire deadbolt privacy function, with keypad, A lever, unhanded, bright stainless steel finish, for use with 1 3/4" - 2 1/4" thick door | 1 |  | 1 Year | 791.3 | 0.15 | 672.605
12207 | Salto | AB658A62IP48-W- | XS4 ANSI electronic RF wireless SVN escutcheon, BLE / Mifare / DESFire deadbolt privacy function, A lever, unhanded, bright stainless steel finish, for use with 1 3/4" - 2 1/4" thick door | 1 |  | 1 Year | 913.65 | 0.15 | 776.6025
12208 | Salto | AB658A62IP48-WK | XS4 ANSI electronic RF wireless SVN escutcheon, BLE / Mifare / DESFire deadbolt privacy function, with keypad, A lever, unhanded, bright stainless steel finish, for use with 1 3/4" - 2 1/4" thick door | 1 |  | 1 Year | 976.5 | 0.15 | 830.025
12209 | Salto | AB658A62NE38--- | XS4 ANSI electronic wire-free SVN escutcheon, BLE / Mifare / DESFire deadbolt privacy function, A lever, unhanded, black chromium finish, for use with 1 3/8" - 1 3/4" thick standard door | 1 |  | 1 Year | 746.85 | 0.15 | 634.8225
12210 | Salto | AB658A62NE38-A- | XS4 ANSI electronic AMOK wire-free SVN escutcheon, BLE / Mifare / DESFire deadbolt privacy function, A lever, unhanded, black chromium finish, for use with 1 3/8" - 1 3/4" thick standard door | 1 |  | 1 Year | 875.85 | 0.15 | 744.4725
12211 | Salto | AB658A62NE38--K | XS4 ANSI electronic wire-free SVN escutcheon, BLE / Mifare / DESFire deadbolt privacy function, with keypad, A lever, unhanded, black chromium finish, for use with 1 3/8" - 1 3/4" thick standard door | 1 |  | 1 Year | 809.7 | 0.15 | 688.245
12212 | Salto | AB658A62NE38-W- | XS4 ANSI electronic RF wireless SVN escutcheon, BLE / Mifare / DESFire deadbolt privacy function, A lever, unhanded, black chromium finish, for use with 1 3/8" - 1 3/4" thick standard door | 1 |  | 1 Year | 932.05 | 0.15 | 792.2425
12213 | Salto | AB658A62NE38-WK | XS4 ANSI electronic RF wireless SVN escutcheon, BLE / Mifare / DESFire deadbolt privacy function, with keypad, A lever, unhanded, black chromium finish, for use with 1 3/8" - 1 3/4" thick standard door | 1 |  | 1 Year | 994.9 | 0.15 | 845.665
12214 | Salto | AB658A62NE48--- | XS4 ANSI electronic wire-free SVN escutcheon, BLE / Mifare / DESFire deadbolt privacy function, A lever, unhanded, black chromium finish, for use with 1 3/4" - 2 1/4" thick door | 1 |  | 1 Year | 746.85 | 0.15 | 634.8225
12215 | Salto | AB658A62NE48-A- | XS4 ANSI electronic AMOK wire-free SVN escutcheon, BLE / Mifare / DESFire deadbolt privacy function, A lever, unhanded, black chromium finish, for use with 1 3/4" - 2 1/4" thick door | 1 |  | 1 Year | 875.85 | 0.15 | 744.4725
12216 | Salto | AB658A62NE48--K | XS4 ANSI electronic wire-free SVN escutcheon, BLE / Mifare / DESFire deadbolt privacy function, with keypad, A lever, unhanded, black chromium finish, for use with 1 3/4" - 2 1/4" thick door | 1 |  | 1 Year | 809.7 | 0.15 | 688.245
12217 | Salto | AB658A62NE48-W- | XS4 ANSI electronic RF wireless SVN escutcheon, BLE / Mifare / DESFire deadbolt privacy function, A lever, unhanded, black chromium finish, for use with 1 3/4" - 2 1/4" thick door | 1 |  | 1 Year | 932.05 | 0.15 | 792.2425
12218 | Salto | AB658A62NE48-WK | XS4 ANSI electronic RF wireless SVN escutcheon, BLE / Mifare / DESFire deadbolt privacy function, with keypad, A lever, unhanded, black chromium finish, for use with 1 3/4" - 2 1/4" thick door | 1 |  | 1 Year | 994.9 | 0.15 | 845.665
12219 | Salto | AB658A62PM38--- | XS4 ANSI electronic wire-free SVN escutcheon, BLE / Mifare / DESFire deadbolt privacy function, A lever, unhanded, satin brass finish, for use with 1 3/8" - 1 3/4" thick standard door | 1 |  | 1 Year | 712.15 | 0.15 | 605.3275
12220 | Salto | AB658A62PM38-A- | XS4 ANSI electronic AMOK wire-free SVN escutcheon, BLE / Mifare / DESFire deadbolt privacy function, A lever, unhanded, satin brass finish, for use with 1 3/8" - 1 3/4" thick standard door | 1 |  | 1 Year | 841.15 | 0.15 | 714.9775
12221 | Salto | AB658A62PM38--K | XS4 ANSI electronic wire-free SVN escutcheon, BLE / Mifare / DESFire deadbolt privacy function, with keypad, A lever, unhanded, satin brass finish, for use with 1 3/8" - 1 3/4" thick standard door | 1 |  | 1 Year | 775 | 0.15 | 658.75
12222 | Salto | AB658A62PM38-W- | XS4 ANSI electronic RF wireless SVN escutcheon, BLE / Mifare / DESFire deadbolt privacy function, A lever, unhanded, satin brass finish, for use with 1 3/8" - 1 3/4" thick standard door | 1 |  | 1 Year | 897.35 | 0.15 | 762.7475
12223 | Salto | AB658A62PM38-WK | XS4 ANSI electronic RF wireless SVN escutcheon, BLE / Mifare / DESFire deadbolt privacy function, with keypad, A lever, unhanded, satin brass finish, for use with 1 3/8" - 1 3/4" thick standard door | 1 |  | 1 Year | 960.2 | 0.15 | 816.17
12224 | Salto | AB658A62PM48--- | XS4 ANSI electronic wire-free SVN escutcheon, BLE / Mifare / DESFire deadbolt privacy function, A lever, unhanded, satin brass finish, for use with 1 3/4" - 2 1/4" thick door | 1 |  | 1 Year | 712.15 | 0.15 | 605.3275
12225 | Salto | AB658A62PM48-A- | XS4 ANSI electronic AMOK wire-free SVN escutcheon, BLE / Mifare / DESFire deadbolt privacy function, A lever, unhanded, satin brass finish, for use with 1 3/4" - 2 1/4" thick door | 1 |  | 1 Year | 841.15 | 0.15 | 714.9775
12226 | Salto | AB658A62PM48--K | XS4 ANSI electronic wire-free SVN escutcheon, BLE / Mifare / DESFire deadbolt privacy function, with keypad, A lever, unhanded, satin brass finish, for use with 1 3/4" - 2 1/4" thick door | 1 |  | 1 Year | 775 | 0.15 | 658.75
12227 | Salto | AB658A62PM48-W- | XS4 ANSI electronic RF wireless SVN escutcheon, BLE / Mifare / DESFire deadbolt privacy function, A lever, unhanded, satin brass finish, for use with 1 3/4" - 2 1/4" thick door | 1 |  | 1 Year | 897.35 | 0.15 | 762.7475
12228 | Salto | AB658A62PM48-WK | XS4 ANSI electronic RF wireless SVN escutcheon, BLE / Mifare / DESFire deadbolt privacy function, with keypad, A lever, unhanded, satin brass finish, for use with 1 3/4" - 2 1/4" thick door | 1 |  | 1 Year | 960.2 | 0.15 | 816.17
12229 | Salto | AB658A62PP38--- | XS4 ANSI electronic wire-free SVN escutcheon, BLE / Mifare / DESFire deadbolt privacy function, A lever, unhanded, bright brass finish, for use with 1 3/8" - 1 3/4" thick standard door | 1 |  | 1 Year | 728.45 | 0.15 | 619.1825
12230 | Salto | AB658A62PP38-A- | XS4 ANSI electronic AMOK wire-free SVN escutcheon, BLE / Mifare / DESFire deadbolt privacy function, A lever, unhanded, bright brass finish, for use with 1 3/8" - 1 3/4" thick standard door | 1 |  | 1 Year | 857.45 | 0.15 | 728.8325
12231 | Salto | AB658A62PP38--K | XS4 ANSI electronic wire-free SVN escutcheon, BLE / Mifare / DESFire deadbolt privacy function, with keypad, A lever, unhanded, bright brass finish, for use with 1 3/8" - 1 3/4" thick standard door | 1 |  | 1 Year | 791.3 | 0.15 | 672.605
12232 | Salto | AB658A62PP38-W- | XS4 ANSI electronic RF wireless SVN escutcheon, BLE / Mifare / DESFire deadbolt privacy function, A lever, unhanded, bright brass finish, for use with 1 3/8" - 1 3/4" thick standard door | 1 |  | 1 Year | 913.65 | 0.15 | 776.6025
12233 | Salto | AB658A62PP38-WK | XS4 ANSI electronic RF wireless SVN escutcheon, BLE / Mifare / DESFire deadbolt privacy function, with keypad, A lever, unhanded, bright brass finish, for use with 1 3/8" - 1 3/4" thick standard door | 1 |  | 1 Year | 976.5 | 0.15 | 830.025
12234 | Salto | AB658A62PP48--- | XS4 ANSI electronic wire-free SVN escutcheon, BLE / Mifare / DESFire deadbolt privacy function, A lever, unhanded, bright brass finish, for use with 1 3/4" - 2 1/4" thick door | 1 |  | 1 Year | 728.45 | 0.15 | 619.1825
12235 | Salto | AB658A62PP48-A- | XS4 ANSI electronic AMOK wire-free SVN escutcheon, BLE / Mifare / DESFire deadbolt privacy function, A lever, unhanded, bright brass finish, for use with 1 3/4" - 2 1/4" thick door | 1 |  | 1 Year | 857.45 | 0.15 | 728.8325
12236 | Salto | AB658A62PP48--K | XS4 ANSI electronic wire-free SVN escutcheon, BLE / Mifare / DESFire deadbolt privacy function, with keypad, A lever, unhanded, bright brass finish, for use with 1 3/4" - 2 1/4" thick door | 1 |  | 1 Year | 791.3 | 0.15 | 672.605
12237 | Salto | AB658A62PP48-W- | XS4 ANSI electronic RF wireless SVN escutcheon, BLE / Mifare / DESFire deadbolt privacy function, A lever, unhanded, bright brass finish, for use with 1 3/4" - 2 1/4" thick door | 1 |  | 1 Year | 913.65 | 0.15 | 776.6025
12238 | Salto | AB658A62PP48-WK | XS4 ANSI electronic RF wireless SVN escutcheon, BLE / Mifare / DESFire deadbolt privacy function, with keypad, A lever, unhanded, bright brass finish, for use with 1 3/4" - 2 1/4" thick door | 1 |  | 1 Year | 976.5 | 0.15 | 830.025
12239 | Salto | AB658A63BC38--- | XS4 ANSI electronic wire-free SVN escutcheon, BLE / Mifare / DESFire deadbolt privacy function, A lever, unhanded, BioCote antimicrobial finish, for use with 1 3/8" - 1 3/4" thick standard door | 1 |  | 1 Year | 764.15 | 0.15 | 649.5275
12240 | Salto | AB658A63BC38-A- | XS4 ANSI electronic AMOK wire-free SVN escutcheon, BLE / Mifare / DESFire deadbolt privacy function, A lever, unhanded, BioCote antimicrobial finish, for use with 1 3/8" - 1 3/4" thick standard door | 1 |  | 1 Year | 893.15 | 0.15 | 759.1775
12241 | Salto | AB658A63BC38--K | XS4 ANSI electronic wire-free SVN escutcheon, BLE / Mifare / DESFire deadbolt privacy function, with keypad, A lever, unhanded, BioCote antimicrobial finish, for use with 1 3/8" - 1 3/4" thick standard door | 1 |  | 1 Year | 827 | 0.15 | 702.95
12242 | Salto | AB658A63BC38-W- | XS4 ANSI electronic RF wireless SVN escutcheon, BLE / Mifare / DESFire deadbolt privacy function, A lever, unhanded, BioCote antimicrobial finish, for use with 1 3/8" - 1 3/4" thick standard door | 1 |  | 1 Year | 949.35 | 0.15 | 806.9475
12243 | Salto | AB658A63BC38-WK | XS4 ANSI electronic RF wireless SVN escutcheon, BLE / Mifare / DESFire deadbolt privacy function, with keypad, A lever, unhanded, BioCote antimicrobial finish, for use with 1 3/8" - 1 3/4" thick standard door | 1 |  | 1 Year | 1012.2 | 0.15 | 860.37
12244 | Salto | AB658A63BC48--- | XS4 ANSI electronic wire-free SVN escutcheon, BLE / Mifare / DESFire deadbolt privacy function, A lever, unhanded, BioCote antimicrobial finish, for use with 1 3/4" - 2 1/4" thick door | 1 |  | 1 Year | 764.15 | 0.15 | 649.5275
12245 | Salto | AB658A63BC48-A- | XS4 ANSI electronic AMOK wire-free SVN escutcheon, BLE / Mifare / DESFire deadbolt privacy function, A lever, unhanded, BioCote antimicrobial finish, for use with 1 3/4" - 2 1/4" thick door | 1 |  | 1 Year | 893.15 | 0.15 | 759.1775
12246 | Salto | AB658A63BC48--K | XS4 ANSI electronic wire-free SVN escutcheon, BLE / Mifare / DESFire deadbolt privacy function, with keypad, A lever, unhanded, BioCote antimicrobial finish, for use with 1 3/4" - 2 1/4" thick door | 1 |  | 1 Year | 827 | 0.15 | 702.95
12247 | Salto | AB658A63BC48-W- | XS4 ANSI electronic RF wireless SVN escutcheon, BLE / Mifare / DESFire deadbolt privacy function, A lever, unhanded, BioCote antimicrobial finish, for use with 1 3/4" - 2 1/4" thick door | 1 |  | 1 Year | 949.35 | 0.15 | 806.9475
12248 | Salto | AB658A63BC48-WK | XS4 ANSI electronic RF wireless SVN escutcheon, BLE / Mifare / DESFire deadbolt privacy function, with keypad, A lever, unhanded, BioCote antimicrobial finish, for use with 1 3/4" - 2 1/4" thick door | 1 |  | 1 Year | 1012.2 | 0.15 | 860.37
12249 | Salto | AB658A63IA38--- | XS4 ANSI electronic wire-free SVN escutcheon, BLE / Mifare / DESFire deadbolt privacy function, A lever, unhanded, antique brass finish, for use with 1 3/8" - 1 3/4" thick standard door | 1 |  | 1 Year | 764.15 | 0.15 | 649.5275
12250 | Salto | AB658A63IA38-A- | XS4 ANSI electronic AMOK wire-free SVN escutcheon, BLE / Mifare / DESFire deadbolt privacy function, A lever, unhanded, antique brass finish, for use with 1 3/8" - 1 3/4" thick standard door | 1 |  | 1 Year | 893.15 | 0.15 | 759.1775
12251 | Salto | AB658A63IA38--K | XS4 ANSI electronic wire-free SVN escutcheon, BLE / Mifare / DESFire deadbolt privacy function, with keypad, A lever, unhanded, antique brass finish, for use with 1 3/8" - 1 3/4" thick standard door | 1 |  | 1 Year | 827 | 0.15 | 702.95
12252 | Salto | AB658A63IA38-W- | XS4 ANSI electronic RF wireless SVN escutcheon, BLE / Mifare / DESFire deadbolt privacy function, A lever, unhanded, antique brass finish, for use with 1 3/8" - 1 3/4" thick standard door | 1 |  | 1 Year | 949.35 | 0.15 | 806.9475
12253 | Salto | AB658A63IA38-WK | XS4 ANSI electronic RF wireless SVN escutcheon, BLE / Mifare / DESFire deadbolt privacy function, with keypad, A lever, unhanded, antique brass finish, for use with 1 3/8" - 1 3/4" thick standard door | 1 |  | 1 Year | 1012.2 | 0.15 | 860.37
12254 | Salto | AB658A63IA48--- | XS4 ANSI electronic wire-free SVN escutcheon, BLE / Mifare / DESFire deadbolt privacy function, A lever, unhanded, antique brass finish, for use with 1 3/4" - 2 1/4" thick door | 1 |  | 1 Year | 764.15 | 0.15 | 649.5275
12255 | Salto | AB658A63IA48-A- | XS4 ANSI electronic AMOK wire-free SVN escutcheon, BLE / Mifare / DESFire deadbolt privacy function, A lever, unhanded, antique brass finish, for use with 1 3/4" - 2 1/4" thick door | 1 |  | 1 Year | 893.15 | 0.15 | 759.1775
12256 | Salto | AB658A63IA48--K | XS4 ANSI electronic wire-free SVN escutcheon, BLE / Mifare / DESFire deadbolt privacy function, with keypad, A lever, unhanded, antique brass finish, for use with 1 3/4" - 2 1/4" thick door | 1 |  | 1 Year | 827 | 0.15 | 702.95
12257 | Salto | AB658A63IA48-W- | XS4 ANSI electronic RF wireless SVN escutcheon, BLE / Mifare / DESFire deadbolt privacy function, A lever, unhanded, antique brass finish, for use with 1 3/4" - 2 1/4" thick door | 1 |  | 1 Year | 949.35 | 0.15 | 806.9475
12258 | Salto | AB658A63IA48-WK | XS4 ANSI electronic RF wireless SVN escutcheon, BLE / Mifare / DESFire deadbolt privacy function, with keypad, A lever, unhanded, antique brass finish, for use with 1 3/4" - 2 1/4" thick door | 1 |  | 1 Year | 1012.2 | 0.15 | 860.37
12259 | Salto | AB658A63IM38--- | XS4 ANSI electronic wire-free SVN escutcheon, BLE / Mifare / DESFire deadbolt privacy function, A lever, unhanded, satin stainless finish, for use with 1 3/8" - 1 3/4" thick standard door | 1 |  | 1 Year | 712.15 | 0.15 | 605.3275
12260 | Salto | AB658A63IM38-A- | XS4 ANSI electronic AMOK wire-free SVN escutcheon, BLE / Mifare / DESFire deadbolt privacy function, A lever, unhanded, satin stainless finish, for use with 1 3/8" - 1 3/4" thick standard door | 1 |  | 1 Year | 841.15 | 0.15 | 714.9775
12261 | Salto | AB658A63IM38--K | XS4 ANSI electronic wire-free SVN escutcheon, BLE / Mifare / DESFire deadbolt privacy function, with keypad, A lever, unhanded, satin stainless finish, for use with 1 3/8" - 1 3/4" thick standard door | 1 |  | 1 Year | 775 | 0.15 | 658.75
12262 | Salto | AB658A63IM38-W- | XS4 ANSI electronic RF wireless SVN escutcheon, BLE / Mifare / DESFire deadbolt privacy function, A lever, unhanded, satin stainless finish, for use with 1 3/8" - 1 3/4" thick standard door | 1 |  | 1 Year | 897.35 | 0.15 | 762.7475
12263 | Salto | AB658A63IM38-WK | XS4 ANSI electronic RF wireless SVN escutcheon, BLE / Mifare / DESFire deadbolt privacy function, with keypad, A lever, unhanded, satin stainless finish, for use with 1 3/8" - 1 3/4" thick standard door | 1 |  | 1 Year | 960.2 | 0.15 | 816.17
12264 | Salto | AB658A63IM48--- | XS4 ANSI electronic wire-free SVN escutcheon, BLE / Mifare / DESFire deadbolt privacy function, A lever, unhanded, satin stainless finish, for use with 1 3/4" - 2 1/4" thick door | 1 |  | 1 Year | 712.15 | 0.15 | 605.3275
12265 | Salto | AB658A63IM48-A- | XS4 ANSI electronic AMOK wire-free SVN escutcheon, BLE / Mifare / DESFire deadbolt privacy function, A lever, unhanded, satin stainless finish, for use with 1 3/4" - 2 1/4" thick door | 1 |  | 1 Year | 841.15 | 0.15 | 714.9775
12266 | Salto | AB658A63IM48--K | XS4 ANSI electronic wire-free SVN escutcheon, BLE / Mifare / DESFire deadbolt privacy function, with keypad, A lever, unhanded, satin stainless finish, for use with 1 3/4" - 2 1/4" thick door | 1 |  | 1 Year | 775 | 0.15 | 658.75
12267 | Salto | AB658A63IM48-W- | XS4 ANSI electronic RF wireless SVN escutcheon, BLE / Mifare / DESFire deadbolt privacy function, A lever, unhanded, satin stainless finish, for use with 1 3/4" - 2 1/4" thick door | 1 |  | 1 Year | 897.35 | 0.15 | 762.7475
12268 | Salto | AB658A63IM48-WK | XS4 ANSI electronic RF wireless SVN escutcheon, BLE / Mifare / DESFire deadbolt privacy function, with keypad, A lever, unhanded, satin stainless finish, for use with 1 3/4" - 2 1/4" thick door | 1 |  | 1 Year | 960.2 | 0.15 | 816.17
12269 | Salto | AB658A63IP38--- | XS4 ANSI electronic wire-free SVN escutcheon, BLE / Mifare / DESFire deadbolt privacy function, A lever, unhanded, bright stainless steel finish, for use with 1 3/8" - 1 3/4" thick standard door | 1 |  | 1 Year | 728.45 | 0.15 | 619.1825
12270 | Salto | AB658A63IP38-A- | XS4 ANSI electronic AMOK wire-free SVN escutcheon, BLE / Mifare / DESFire deadbolt privacy function, A lever, unhanded, bright stainless steel finish, for use with 1 3/8" - 1 3/4" thick standard door | 1 |  | 1 Year | 857.45 | 0.15 | 728.8325
12271 | Salto | AB658A63IP38--K | XS4 ANSI electronic wire-free SVN escutcheon, BLE / Mifare / DESFire deadbolt privacy function, with keypad, A lever, unhanded, bright stainless steel finish, for use with 1 3/8" - 1 3/4" thick standard door | 1 |  | 1 Year | 791.3 | 0.15 | 672.605
12272 | Salto | AB658A63IP38-W- | XS4 ANSI electronic RF wireless SVN escutcheon, BLE / Mifare / DESFire deadbolt privacy function, A lever, unhanded, bright stainless steel finish, for use with 1 3/8" - 1 3/4" thick standard door | 1 |  | 1 Year | 913.65 | 0.15 | 776.6025
12273 | Salto | AB658A63IP38-WK | XS4 ANSI electronic RF wireless SVN escutcheon, BLE / Mifare / DESFire deadbolt privacy function, with keypad, A lever, unhanded, bright stainless steel finish, for use with 1 3/8" - 1 3/4" thick standard door | 1 |  | 1 Year | 976.5 | 0.15 | 830.025
12274 | Salto | AB658A63IP48--- | XS4 ANSI electronic wire-free SVN escutcheon, BLE / Mifare / DESFire deadbolt privacy function, A lever, unhanded, bright stainless steel finish, for use with 1 3/4" - 2 1/4" thick door | 1 |  | 1 Year | 728.45 | 0.15 | 619.1825
12275 | Salto | AB658A63IP48-A- | XS4 ANSI electronic AMOK wire-free SVN escutcheon, BLE / Mifare / DESFire deadbolt privacy function, A lever, unhanded, bright stainless steel finish, for use with 1 3/4" - 2 1/4" thick door | 1 |  | 1 Year | 857.45 | 0.15 | 728.8325
12276 | Salto | AB658A63IP48--K | XS4 ANSI electronic wire-free SVN escutcheon, BLE / Mifare / DESFire deadbolt privacy function, with keypad, A lever, unhanded, bright stainless steel finish, for use with 1 3/4" - 2 1/4" thick door | 1 |  | 1 Year | 791.3 | 0.15 | 672.605
12277 | Salto | AB658A63IP48-W- | XS4 ANSI electronic RF wireless SVN escutcheon, BLE / Mifare / DESFire deadbolt privacy function, A lever, unhanded, bright stainless steel finish, for use with 1 3/4" - 2 1/4" thick door | 1 |  | 1 Year | 913.65 | 0.15 | 776.6025
12278 | Salto | AB658A63IP48-WK | XS4 ANSI electronic RF wireless SVN escutcheon, BLE / Mifare / DESFire deadbolt privacy function, with keypad, A lever, unhanded, bright stainless steel finish, for use with 1 3/4" - 2 1/4" thick door | 1 |  | 1 Year | 976.5 | 0.15 | 830.025
12279 | Salto | AB658A63NE38--- | XS4 ANSI electronic wire-free SVN escutcheon, BLE / Mifare / DESFire deadbolt privacy function, A lever, unhanded, black chromium finish, for use with 1 3/8" - 1 3/4" thick standard door | 1 |  | 1 Year | 746.85 | 0.15 | 634.8225
12280 | Salto | AB658A63NE38-A- | XS4 ANSI electronic AMOK wire-free SVN escutcheon, BLE / Mifare / DESFire deadbolt privacy function, A lever, unhanded, black chromium finish, for use with 1 3/8" - 1 3/4" thick standard door | 1 |  | 1 Year | 875.85 | 0.15 | 744.4725
12281 | Salto | AB658A63NE38--K | XS4 ANSI electronic wire-free SVN escutcheon, BLE / Mifare / DESFire deadbolt privacy function, with keypad, A lever, unhanded, black chromium finish, for use with 1 3/8" - 1 3/4" thick standard door | 1 |  | 1 Year | 809.7 | 0.15 | 688.245
12282 | Salto | AB658A63NE38-W- | XS4 ANSI electronic RF wireless SVN escutcheon, BLE / Mifare / DESFire deadbolt privacy function, A lever, unhanded, black chromium finish, for use with 1 3/8" - 1 3/4" thick standard door | 1 |  | 1 Year | 932.05 | 0.15 | 792.2425
12283 | Salto | AB658A63NE38-WK | XS4 ANSI electronic RF wireless SVN escutcheon, BLE / Mifare / DESFire deadbolt privacy function, with keypad, A lever, unhanded, black chromium finish, for use with 1 3/8" - 1 3/4" thick standard door | 1 |  | 1 Year | 994.9 | 0.15 | 845.665
12284 | Salto | AB658A63NE48--- | XS4 ANSI electronic wire-free SVN escutcheon, BLE / Mifare / DESFire deadbolt privacy function, A lever, unhanded, black chromium finish, for use with 1 3/4" - 2 1/4" thick door | 1 |  | 1 Year | 746.85 | 0.15 | 634.8225
12285 | Salto | AB658A63NE48-A- | XS4 ANSI electronic AMOK wire-free SVN escutcheon, BLE / Mifare / DESFire deadbolt privacy function, A lever, unhanded, black chromium finish, for use with 1 3/4" - 2 1/4" thick door | 1 |  | 1 Year | 875.85 | 0.15 | 744.4725
12286 | Salto | AB658A63NE48--K | XS4 ANSI electronic wire-free SVN escutcheon, BLE / Mifare / DESFire deadbolt privacy function, with keypad, A lever, unhanded, black chromium finish, for use with 1 3/4" - 2 1/4" thick door | 1 |  | 1 Year | 809.7 | 0.15 | 688.245
12287 | Salto | AB658A63NE48-W- | XS4 ANSI electronic RF wireless SVN escutcheon, BLE / Mifare / DESFire deadbolt privacy function, A lever, unhanded, black chromium finish, for use with 1 3/4" - 2 1/4" thick door | 1 |  | 1 Year | 932.05 | 0.15 | 792.2425
12288 | Salto | AB658A63NE48-WK | XS4 ANSI electronic RF wireless SVN escutcheon, BLE / Mifare / DESFire deadbolt privacy function, with keypad, A lever, unhanded, black chromium finish, for use with 1 3/4" - 2 1/4" thick door | 1 |  | 1 Year | 994.9 | 0.15 | 845.665
12289 | Salto | AB658A63PM38--- | XS4 ANSI electronic wire-free SVN escutcheon, BLE / Mifare / DESFire deadbolt privacy function, A lever, unhanded, satin brass finish, for use with 1 3/8" - 1 3/4" thick standard door | 1 |  | 1 Year | 712.15 | 0.15 | 605.3275
12290 | Salto | AB658A63PM38-A- | XS4 ANSI electronic AMOK wire-free SVN escutcheon, BLE / Mifare / DESFire deadbolt privacy function, A lever, unhanded, satin brass finish, for use with 1 3/8" - 1 3/4" thick standard door | 1 |  | 1 Year | 841.15 | 0.15 | 714.9775
12291 | Salto | AB658A63PM38--K | XS4 ANSI electronic wire-free SVN escutcheon, BLE / Mifare / DESFire deadbolt privacy function, with keypad, A lever, unhanded, satin brass finish, for use with 1 3/8" - 1 3/4" thick standard door | 1 |  | 1 Year | 775 | 0.15 | 658.75
12292 | Salto | AB658A63PM38-W- | XS4 ANSI electronic RF wireless SVN escutcheon, BLE / Mifare / DESFire deadbolt privacy function, A lever, unhanded, satin brass finish, for use with 1 3/8" - 1 3/4" thick standard door | 1 |  | 1 Year | 897.35 | 0.15 | 762.7475
12293 | Salto | AB658A63PM38-WK | XS4 ANSI electronic RF wireless SVN escutcheon, BLE / Mifare / DESFire deadbolt privacy function, with keypad, A lever, unhanded, satin brass finish, for use with 1 3/8" - 1 3/4" thick standard door | 1 |  | 1 Year | 960.2 | 0.15 | 816.17
12294 | Salto | AB658A63PM48--- | XS4 ANSI electronic wire-free SVN escutcheon, BLE / Mifare / DESFire deadbolt privacy function, A lever, unhanded, satin brass finish, for use with 1 3/4" - 2 1/4" thick door | 1 |  | 1 Year | 712.15 | 0.15 | 605.3275
12295 | Salto | AB658A63PM48-A- | XS4 ANSI electronic AMOK wire-free SVN escutcheon, BLE / Mifare / DESFire deadbolt privacy function, A lever, unhanded, satin brass finish, for use with 1 3/4" - 2 1/4" thick door | 1 |  | 1 Year | 841.15 | 0.15 | 714.9775
12296 | Salto | AB658A63PM48--K | XS4 ANSI electronic wire-free SVN escutcheon, BLE / Mifare / DESFire deadbolt privacy function, with keypad, A lever, unhanded, satin brass finish, for use with 1 3/4" - 2 1/4" thick door | 1 |  | 1 Year | 775 | 0.15 | 658.75
12297 | Salto | AB658A63PM48-W- | XS4 ANSI electronic RF wireless SVN escutcheon, BLE / Mifare / DESFire deadbolt privacy function, A lever, unhanded, satin brass finish, for use with 1 3/4" - 2 1/4" thick door | 1 |  | 1 Year | 897.35 | 0.15 | 762.7475
12298 | Salto | AB658A63PM48-WK | XS4 ANSI electronic RF wireless SVN escutcheon, BLE / Mifare / DESFire deadbolt privacy function, with keypad, A lever, unhanded, satin brass finish, for use with 1 3/4" - 2 1/4" thick door | 1 |  | 1 Year | 960.2 | 0.15 | 816.17
12299 | Salto | AB658A63PP38--- | XS4 ANSI electronic wire-free SVN escutcheon, BLE / Mifare / DESFire deadbolt privacy function, A lever, unhanded, bright brass finish, for use with 1 3/8" - 1 3/4" thick standard door | 1 |  | 1 Year | 728.45 | 0.15 | 619.1825
12300 | Salto | AB658A63PP38-A- | XS4 ANSI electronic AMOK wire-free SVN escutcheon, BLE / Mifare / DESFire deadbolt privacy function, A lever, unhanded, bright brass finish, for use with 1 3/8" - 1 3/4" thick standard door | 1 |  | 1 Year | 857.45 | 0.15 | 728.8325
12301 | Salto | AB658A63PP38--K | XS4 ANSI electronic wire-free SVN escutcheon, BLE / Mifare / DESFire deadbolt privacy function, with keypad, A lever, unhanded, bright brass finish, for use with 1 3/8" - 1 3/4" thick standard door | 1 |  | 1 Year | 791.3 | 0.15 | 672.605
12302 | Salto | AB658A63PP38-W- | XS4 ANSI electronic RF wireless SVN escutcheon, BLE / Mifare / DESFire deadbolt privacy function, A lever, unhanded, bright brass finish, for use with 1 3/8" - 1 3/4" thick standard door | 1 |  | 1 Year | 913.65 | 0.15 | 776.6025
12303 | Salto | AB658A63PP38-WK | XS4 ANSI electronic RF wireless SVN escutcheon, BLE / Mifare / DESFire deadbolt privacy function, with keypad, A lever, unhanded, bright brass finish, for use with 1 3/8" - 1 3/4" thick standard door | 1 |  | 1 Year | 976.5 | 0.15 | 830.025
12304 | Salto | AB658A63PP48--- | XS4 ANSI electronic wire-free SVN escutcheon, BLE / Mifare / DESFire deadbolt privacy function, A lever, unhanded, bright brass finish, for use with 1 3/4" - 2 1/4" thick door | 1 |  | 1 Year | 728.45 | 0.15 | 619.1825
12305 | Salto | AB658A63PP48-A- | XS4 ANSI electronic AMOK wire-free SVN escutcheon, BLE / Mifare / DESFire deadbolt privacy function, A lever, unhanded, bright brass finish, for use with 1 3/4" - 2 1/4" thick door | 1 |  | 1 Year | 857.45 | 0.15 | 728.8325
12306 | Salto | AB658A63PP48--K | XS4 ANSI electronic wire-free SVN escutcheon, BLE / Mifare / DESFire deadbolt privacy function, with keypad, A lever, unhanded, bright brass finish, for use with 1 3/4" - 2 1/4" thick door | 1 |  | 1 Year | 791.3 | 0.15 | 672.605
12307 | Salto | AB658A63PP48-W- | XS4 ANSI electronic RF wireless SVN escutcheon, BLE / Mifare / DESFire deadbolt privacy function, A lever, unhanded, bright brass finish, for use with 1 3/4" - 2 1/4" thick door | 1 |  | 1 Year | 913.65 | 0.15 | 776.6025
12308 | Salto | AB658A63PP48-WK | XS4 ANSI electronic RF wireless SVN escutcheon, BLE / Mifare / DESFire deadbolt privacy function, with keypad, A lever, unhanded, bright brass finish, for use with 1 3/4" - 2 1/4" thick door | 1 |  | 1 Year | 976.5 | 0.15 | 830.025
12309 | Salto | AB658G61BC38--- | XS4 ANSI electronic wire-free SVN escutcheon, BLE / Mifare / DESFire deadbolt privacy function, G lever, unhanded, BioCote antimicrobial finish, for use with 1 3/8" - 1 3/4" thick standard door | 1 |  | 1 Year | 764.15 | 0.15 | 649.5275
12310 | Salto | AB658G61BC38-A- | XS4 ANSI electronic AMOK wire-free SVN escutcheon, BLE / Mifare / DESFire deadbolt privacy function, G lever, unhanded, BioCote antimicrobial finish, for use with 1 3/8" - 1 3/4" thick standard door | 1 |  | 1 Year | 893.15 | 0.15 | 759.1775
12311 | Salto | AB658G61BC38--K | XS4 ANSI electronic wire-free SVN escutcheon, BLE / Mifare / DESFire deadbolt privacy function, with keypad, G lever, unhanded, BioCote antimicrobial finish, for use with 1 3/8" - 1 3/4" thick standard door | 1 |  | 1 Year | 827 | 0.15 | 702.95
12312 | Salto | AB658G61BC38-W- | XS4 ANSI electronic RF wireless SVN escutcheon, BLE / Mifare / DESFire deadbolt privacy function, G lever, unhanded, BioCote antimicrobial finish, for use with 1 3/8" - 1 3/4" thick standard door | 1 |  | 1 Year | 949.35 | 0.15 | 806.9475
12313 | Salto | AB658G61BC38-WK | XS4 ANSI electronic RF wireless SVN escutcheon, BLE / Mifare / DESFire deadbolt privacy function, with keypad, G lever, unhanded, BioCote antimicrobial finish, for use with 1 3/8" - 1 3/4" thick standard door | 1 |  | 1 Year | 1012.2 | 0.15 | 860.37
12314 | Salto | AB658G61BC48--- | XS4 ANSI electronic wire-free SVN escutcheon, BLE / Mifare / DESFire deadbolt privacy function, G lever, unhanded, BioCote antimicrobial finish, for use with 1 3/4" - 2 1/4" thick door | 1 |  | 1 Year | 764.15 | 0.15 | 649.5275
12315 | Salto | AB658G61BC48-A- | XS4 ANSI electronic AMOK wire-free SVN escutcheon, BLE / Mifare / DESFire deadbolt privacy function, G lever, unhanded, BioCote antimicrobial finish, for use with 1 3/4" - 2 1/4" thick door | 1 |  | 1 Year | 893.15 | 0.15 | 759.1775
12316 | Salto | AB658G61BC48--K | XS4 ANSI electronic wire-free SVN escutcheon, BLE / Mifare / DESFire deadbolt privacy function, with keypad, G lever, unhanded, BioCote antimicrobial finish, for use with 1 3/4" - 2 1/4" thick door | 1 |  | 1 Year | 827 | 0.15 | 702.95
12317 | Salto | AB658G61BC48-W- | XS4 ANSI electronic RF wireless SVN escutcheon, BLE / Mifare / DESFire deadbolt privacy function, G lever, unhanded, BioCote antimicrobial finish, for use with 1 3/4" - 2 1/4" thick door | 1 |  | 1 Year | 949.35 | 0.15 | 806.9475
12318 | Salto | AB658G61BC48-WK | XS4 ANSI electronic RF wireless SVN escutcheon, BLE / Mifare / DESFire deadbolt privacy function, with keypad, G lever, unhanded, BioCote antimicrobial finish, for use with 1 3/4" - 2 1/4" thick door | 1 |  | 1 Year | 1012.2 | 0.15 | 860.37
12319 | Salto | AB658G61IM38--- | XS4 ANSI electronic wire-free SVN escutcheon, BLE / Mifare / DESFire deadbolt privacy function, G lever, unhanded, satin stainless finish, for use with 1 3/8" - 1 3/4" thick standard door | 1 |  | 1 Year | 712.15 | 0.15 | 605.3275
12320 | Salto | AB658G61IM38-A- | XS4 ANSI electronic AMOK wire-free SVN escutcheon, BLE / Mifare / DESFire deadbolt privacy function, G lever, unhanded, satin stainless finish, for use with 1 3/8" - 1 3/4" thick standard door | 1 |  | 1 Year | 841.15 | 0.15 | 714.9775
12321 | Salto | AB658G61IM38--K | XS4 ANSI electronic wire-free SVN escutcheon, BLE / Mifare / DESFire deadbolt privacy function, with keypad, G lever, unhanded, satin stainless finish, for use with 1 3/8" - 1 3/4" thick standard door | 1 |  | 1 Year | 775 | 0.15 | 658.75
12322 | Salto | AB658G61IM38-W- | XS4 ANSI electronic RF wireless SVN escutcheon, BLE / Mifare / DESFire deadbolt privacy function, G lever, unhanded, satin stainless finish, for use with 1 3/8" - 1 3/4" thick standard door | 1 |  | 1 Year | 897.35 | 0.15 | 762.7475
12323 | Salto | AB658G61IM38-WK | XS4 ANSI electronic RF wireless SVN escutcheon, BLE / Mifare / DESFire deadbolt privacy function, with keypad, G lever, unhanded, satin stainless finish, for use with 1 3/8" - 1 3/4" thick standard door | 1 |  | 1 Year | 960.2 | 0.15 | 816.17
12324 | Salto | AB658G61IM48--- | XS4 ANSI electronic wire-free SVN escutcheon, BLE / Mifare / DESFire deadbolt privacy function, G lever, unhanded, satin stainless finish, for use with 1 3/4" - 2 1/4" thick door | 1 |  | 1 Year | 712.15 | 0.15 | 605.3275
12325 | Salto | AB658G61IM48-A- | XS4 ANSI electronic AMOK wire-free SVN escutcheon, BLE / Mifare / DESFire deadbolt privacy function, G lever, unhanded, satin stainless finish, for use with 1 3/4" - 2 1/4" thick door | 1 |  | 1 Year | 841.15 | 0.15 | 714.9775
12326 | Salto | AB658G61IM48--K | XS4 ANSI electronic wire-free SVN escutcheon, BLE / Mifare / DESFire deadbolt privacy function, with keypad, G lever, unhanded, satin stainless finish, for use with 1 3/4" - 2 1/4" thick door | 1 |  | 1 Year | 775 | 0.15 | 658.75
12327 | Salto | AB658G61IM48-W- | XS4 ANSI electronic RF wireless SVN escutcheon, BLE / Mifare / DESFire deadbolt privacy function, G lever, unhanded, satin stainless finish, for use with 1 3/4" - 2 1/4" thick door | 1 |  | 1 Year | 897.35 | 0.15 | 762.7475
12328 | Salto | AB658G61IM48-WK | XS4 ANSI electronic RF wireless SVN escutcheon, BLE / Mifare / DESFire deadbolt privacy function, with keypad, G lever, unhanded, satin stainless finish, for use with 1 3/4" - 2 1/4" thick door | 1 |  | 1 Year | 960.2 | 0.15 | 816.17
12329 | Salto | AB658G61PM38--- | XS4 ANSI electronic wire-free SVN escutcheon, BLE / Mifare / DESFire deadbolt privacy function, G lever, unhanded, satin brass finish, for use with 1 3/8" - 1 3/4" thick standard door | 1 |  | 1 Year | 712.15 | 0.15 | 605.3275
12330 | Salto | AB658G61PM38-A- | XS4 ANSI electronic AMOK wire-free SVN escutcheon, BLE / Mifare / DESFire deadbolt privacy function, G lever, unhanded, satin brass finish, for use with 1 3/8" - 1 3/4" thick standard door | 1 |  | 1 Year | 841.15 | 0.15 | 714.9775
12331 | Salto | AB658G61PM38--K | XS4 ANSI electronic wire-free SVN escutcheon, BLE / Mifare / DESFire deadbolt privacy function, with keypad, G lever, unhanded, satin brass finish, for use with 1 3/8" - 1 3/4" thick standard door | 1 |  | 1 Year | 775 | 0.15 | 658.75
12332 | Salto | AB658G61PM38-W- | XS4 ANSI electronic RF wireless SVN escutcheon, BLE / Mifare / DESFire deadbolt privacy function, G lever, unhanded, satin brass finish, for use with 1 3/8" - 1 3/4" thick standard door | 1 |  | 1 Year | 897.35 | 0.15 | 762.7475
12333 | Salto | AB658G61PM38-WK | XS4 ANSI electronic RF wireless SVN escutcheon, BLE / Mifare / DESFire deadbolt privacy function, with keypad, G lever, unhanded, satin brass finish, for use with 1 3/8" - 1 3/4" thick standard door | 1 |  | 1 Year | 960.2 | 0.15 | 816.17
12334 | Salto | AB658G61PM48--- | XS4 ANSI electronic wire-free SVN escutcheon, BLE / Mifare / DESFire deadbolt privacy function, G lever, unhanded, satin brass finish, for use with 1 3/4" - 2 1/4" thick door | 1 |  | 1 Year | 712.15 | 0.15 | 605.3275
12335 | Salto | AB658G61PM48-A- | XS4 ANSI electronic AMOK wire-free SVN escutcheon, BLE / Mifare / DESFire deadbolt privacy function, G lever, unhanded, satin brass finish, for use with 1 3/4" - 2 1/4" thick door | 1 |  | 1 Year | 841.15 | 0.15 | 714.9775
12336 | Salto | AB658G61PM48--K | XS4 ANSI electronic wire-free SVN escutcheon, BLE / Mifare / DESFire deadbolt privacy function, with keypad, G lever, unhanded, satin brass finish, for use with 1 3/4" - 2 1/4" thick door | 1 |  | 1 Year | 775 | 0.15 | 658.75
12337 | Salto | AB658G61PM48-W- | XS4 ANSI electronic RF wireless SVN escutcheon, BLE / Mifare / DESFire deadbolt privacy function, G lever, unhanded, satin brass finish, for use with 1 3/4" - 2 1/4" thick door | 1 |  | 1 Year | 897.35 | 0.15 | 762.7475
12338 | Salto | AB658G61PM48-WK | XS4 ANSI electronic RF wireless SVN escutcheon, BLE / Mifare / DESFire deadbolt privacy function, with keypad, G lever, unhanded, satin brass finish, for use with 1 3/4" - 2 1/4" thick door | 1 |  | 1 Year | 960.2 | 0.15 | 816.17
12339 | Salto | AB658G62BC38--- | XS4 ANSI electronic wire-free SVN escutcheon, BLE / Mifare / DESFire deadbolt privacy function, G lever, unhanded, BioCote antimicrobial finish, for use with 1 3/8" - 1 3/4" thick standard door | 1 |  | 1 Year | 764.15 | 0.15 | 649.5275
12340 | Salto | AB658G62BC38-A- | XS4 ANSI electronic AMOK wire-free SVN escutcheon, BLE / Mifare / DESFire deadbolt privacy function, G lever, unhanded, BioCote antimicrobial finish, for use with 1 3/8" - 1 3/4" thick standard door | 1 |  | 1 Year | 893.15 | 0.15 | 759.1775
12341 | Salto | AB658G62BC38--K | XS4 ANSI electronic wire-free SVN escutcheon, BLE / Mifare / DESFire deadbolt privacy function, with keypad, G lever, unhanded, BioCote antimicrobial finish, for use with 1 3/8" - 1 3/4" thick standard door | 1 |  | 1 Year | 827 | 0.15 | 702.95
12342 | Salto | AB658G62BC38-W- | XS4 ANSI electronic RF wireless SVN escutcheon, BLE / Mifare / DESFire deadbolt privacy function, G lever, unhanded, BioCote antimicrobial finish, for use with 1 3/8" - 1 3/4" thick standard door | 1 |  | 1 Year | 949.35 | 0.15 | 806.9475
12343 | Salto | AB658G62BC38-WK | XS4 ANSI electronic RF wireless SVN escutcheon, BLE / Mifare / DESFire deadbolt privacy function, with keypad, G lever, unhanded, BioCote antimicrobial finish, for use with 1 3/8" - 1 3/4" thick standard door | 1 |  | 1 Year | 1012.2 | 0.15 | 860.37
12344 | Salto | AB658G62BC48--- | XS4 ANSI electronic wire-free SVN escutcheon, BLE / Mifare / DESFire deadbolt privacy function, G lever, unhanded, BioCote antimicrobial finish, for use with 1 3/4" - 2 1/4" thick door | 1 |  | 1 Year | 764.15 | 0.15 | 649.5275
12345 | Salto | AB658G62BC48-A- | XS4 ANSI electronic AMOK wire-free SVN escutcheon, BLE / Mifare / DESFire deadbolt privacy function, G lever, unhanded, BioCote antimicrobial finish, for use with 1 3/4" - 2 1/4" thick door | 1 |  | 1 Year | 893.15 | 0.15 | 759.1775
12346 | Salto | AB658G62BC48--K | XS4 ANSI electronic wire-free SVN escutcheon, BLE / Mifare / DESFire deadbolt privacy function, with keypad, G lever, unhanded, BioCote antimicrobial finish, for use with 1 3/4" - 2 1/4" thick door | 1 |  | 1 Year | 827 | 0.15 | 702.95
12347 | Salto | AB658G62BC48-W- | XS4 ANSI electronic RF wireless SVN escutcheon, BLE / Mifare / DESFire deadbolt privacy function, G lever, unhanded, BioCote antimicrobial finish, for use with 1 3/4" - 2 1/4" thick door | 1 |  | 1 Year | 949.35 | 0.15 | 806.9475
12348 | Salto | AB658G62BC48-WK | XS4 ANSI electronic RF wireless SVN escutcheon, BLE / Mifare / DESFire deadbolt privacy function, with keypad, G lever, unhanded, BioCote antimicrobial finish, for use with 1 3/4" - 2 1/4" thick door | 1 |  | 1 Year | 1012.2 | 0.15 | 860.37
12349 | Salto | AB658G62IM38--- | XS4 ANSI electronic wire-free SVN escutcheon, BLE / Mifare / DESFire deadbolt privacy function, G lever, unhanded, satin stainless finish, for use with 1 3/8" - 1 3/4" thick standard door | 1 |  | 1 Year | 712.15 | 0.15 | 605.3275
12350 | Salto | AB658G62IM38-A- | XS4 ANSI electronic AMOK wire-free SVN escutcheon, BLE / Mifare / DESFire deadbolt privacy function, G lever, unhanded, satin stainless finish, for use with 1 3/8" - 1 3/4" thick standard door | 1 |  | 1 Year | 841.15 | 0.15 | 714.9775
12351 | Salto | AB658G62IM38--K | XS4 ANSI electronic wire-free SVN escutcheon, BLE / Mifare / DESFire deadbolt privacy function, with keypad, G lever, unhanded, satin stainless finish, for use with 1 3/8" - 1 3/4" thick standard door | 1 |  | 1 Year | 775 | 0.15 | 658.75
12352 | Salto | AB658G62IM38-W- | XS4 ANSI electronic RF wireless SVN escutcheon, BLE / Mifare / DESFire deadbolt privacy function, G lever, unhanded, satin stainless finish, for use with 1 3/8" - 1 3/4" thick standard door | 1 |  | 1 Year | 897.35 | 0.15 | 762.7475
12353 | Salto | AB658G62IM38-WK | XS4 ANSI electronic RF wireless SVN escutcheon, BLE / Mifare / DESFire deadbolt privacy function, with keypad, G lever, unhanded, satin stainless finish, for use with 1 3/8" - 1 3/4" thick standard door | 1 |  | 1 Year | 960.2 | 0.15 | 816.17
12354 | Salto | AB658G62IM48--- | XS4 ANSI electronic wire-free SVN escutcheon, BLE / Mifare / DESFire deadbolt privacy function, G lever, unhanded, satin stainless finish, for use with 1 3/4" - 2 1/4" thick door | 1 |  | 1 Year | 712.15 | 0.15 | 605.3275
12355 | Salto | AB658G62IM48-A- | XS4 ANSI electronic AMOK wire-free SVN escutcheon, BLE / Mifare / DESFire deadbolt privacy function, G lever, unhanded, satin stainless finish, for use with 1 3/4" - 2 1/4" thick door | 1 |  | 1 Year | 841.15 | 0.15 | 714.9775
12356 | Salto | AB658G62IM48--K | XS4 ANSI electronic wire-free SVN escutcheon, BLE / Mifare / DESFire deadbolt privacy function, with keypad, G lever, unhanded, satin stainless finish, for use with 1 3/4" - 2 1/4" thick door | 1 |  | 1 Year | 775 | 0.15 | 658.75
12357 | Salto | AB658G62IM48-W- | XS4 ANSI electronic RF wireless SVN escutcheon, BLE / Mifare / DESFire deadbolt privacy function, G lever, unhanded, satin stainless finish, for use with 1 3/4" - 2 1/4" thick door | 1 |  | 1 Year | 897.35 | 0.15 | 762.7475
12358 | Salto | AB658G62IM48-WK | XS4 ANSI electronic RF wireless SVN escutcheon, BLE / Mifare / DESFire deadbolt privacy function, with keypad, G lever, unhanded, satin stainless finish, for use with 1 3/4" - 2 1/4" thick door | 1 |  | 1 Year | 960.2 | 0.15 | 816.17
12359 | Salto | AB658G62PM38--- | XS4 ANSI electronic wire-free SVN escutcheon, BLE / Mifare / DESFire deadbolt privacy function, G lever, unhanded, satin brass finish, for use with 1 3/8" - 1 3/4" thick standard door | 1 |  | 1 Year | 712.15 | 0.15 | 605.3275
12360 | Salto | AB658G62PM38-A- | XS4 ANSI electronic AMOK wire-free SVN escutcheon, BLE / Mifare / DESFire deadbolt privacy function, G lever, unhanded, satin brass finish, for use with 1 3/8" - 1 3/4" thick standard door | 1 |  | 1 Year | 841.15 | 0.15 | 714.9775
12361 | Salto | AB658G62PM38--K | XS4 ANSI electronic wire-free SVN escutcheon, BLE / Mifare / DESFire deadbolt privacy function, with keypad, G lever, unhanded, satin brass finish, for use with 1 3/8" - 1 3/4" thick standard door | 1 |  | 1 Year | 775 | 0.15 | 658.75
12362 | Salto | AB658G62PM38-W- | XS4 ANSI electronic RF wireless SVN escutcheon, BLE / Mifare / DESFire deadbolt privacy function, G lever, unhanded, satin brass finish, for use with 1 3/8" - 1 3/4" thick standard door | 1 |  | 1 Year | 897.35 | 0.15 | 762.7475
12363 | Salto | AB658G62PM38-WK | XS4 ANSI electronic RF wireless SVN escutcheon, BLE / Mifare / DESFire deadbolt privacy function, with keypad, G lever, unhanded, satin brass finish, for use with 1 3/8" - 1 3/4" thick standard door | 1 |  | 1 Year | 960.2 | 0.15 | 816.17
12364 | Salto | AB658G62PM48--- | XS4 ANSI electronic wire-free SVN escutcheon, BLE / Mifare / DESFire deadbolt privacy function, G lever, unhanded, satin brass finish, for use with 1 3/4" - 2 1/4" thick door | 1 |  | 1 Year | 712.15 | 0.15 | 605.3275
12365 | Salto | AB658G62PM48-A- | XS4 ANSI electronic AMOK wire-free SVN escutcheon, BLE / Mifare / DESFire deadbolt privacy function, G lever, unhanded, satin brass finish, for use with 1 3/4" - 2 1/4" thick door | 1 |  | 1 Year | 841.15 | 0.15 | 714.9775
12366 | Salto | AB658G62PM48--K | XS4 ANSI electronic wire-free SVN escutcheon, BLE / Mifare / DESFire deadbolt privacy function, with keypad, G lever, unhanded, satin brass finish, for use with 1 3/4" - 2 1/4" thick door | 1 |  | 1 Year | 775 | 0.15 | 658.75
12367 | Salto | AB658G62PM48-W- | XS4 ANSI electronic RF wireless SVN escutcheon, BLE / Mifare / DESFire deadbolt privacy function, G lever, unhanded, satin brass finish, for use with 1 3/4" - 2 1/4" thick door | 1 |  | 1 Year | 897.35 | 0.15 | 762.7475
12368 | Salto | AB658G62PM48-WK | XS4 ANSI electronic RF wireless SVN escutcheon, BLE / Mifare / DESFire deadbolt privacy function, with keypad, G lever, unhanded, satin brass finish, for use with 1 3/4" - 2 1/4" thick door | 1 |  | 1 Year | 960.2 | 0.15 | 816.17
12369 | Salto | AB658G63BC38--- | XS4 ANSI electronic wire-free SVN escutcheon, BLE / Mifare / DESFire deadbolt privacy function, G lever, unhanded, BioCote antimicrobial finish, for use with 1 3/8" - 1 3/4" thick standard door | 1 |  | 1 Year | 764.15 | 0.15 | 649.5275
12370 | Salto | AB658G63BC38-A- | XS4 ANSI electronic AMOK wire-free SVN escutcheon, BLE / Mifare / DESFire deadbolt privacy function, G lever, unhanded, BioCote antimicrobial finish, for use with 1 3/8" - 1 3/4" thick standard door | 1 |  | 1 Year | 893.15 | 0.15 | 759.1775
12371 | Salto | AB658G63BC38--K | XS4 ANSI electronic wire-free SVN escutcheon, BLE / Mifare / DESFire deadbolt privacy function, with keypad, G lever, unhanded, BioCote antimicrobial finish, for use with 1 3/8" - 1 3/4" thick standard door | 1 |  | 1 Year | 827 | 0.15 | 702.95
12372 | Salto | AB658G63BC38-W- | XS4 ANSI electronic RF wireless SVN escutcheon, BLE / Mifare / DESFire deadbolt privacy function, G lever, unhanded, BioCote antimicrobial finish, for use with 1 3/8" - 1 3/4" thick standard door | 1 |  | 1 Year | 949.35 | 0.15 | 806.9475
12373 | Salto | AB658G63BC38-WK | XS4 ANSI electronic RF wireless SVN escutcheon, BLE / Mifare / DESFire deadbolt privacy function, with keypad, G lever, unhanded, BioCote antimicrobial finish, for use with 1 3/8" - 1 3/4" thick standard door | 1 |  | 1 Year | 1012.2 | 0.15 | 860.37
12374 | Salto | AB658G63BC48--- | XS4 ANSI electronic wire-free SVN escutcheon, BLE / Mifare / DESFire deadbolt privacy function, G lever, unhanded, BioCote antimicrobial finish, for use with 1 3/4" - 2 1/4" thick door | 1 |  | 1 Year | 764.15 | 0.15 | 649.5275
12375 | Salto | AB658G63BC48-A- | XS4 ANSI electronic AMOK wire-free SVN escutcheon, BLE / Mifare / DESFire deadbolt privacy function, G lever, unhanded, BioCote antimicrobial finish, for use with 1 3/4" - 2 1/4" thick door | 1 |  | 1 Year | 893.15 | 0.15 | 759.1775
12376 | Salto | AB658G63BC48--K | XS4 ANSI electronic wire-free SVN escutcheon, BLE / Mifare / DESFire deadbolt privacy function, with keypad, G lever, unhanded, BioCote antimicrobial finish, for use with 1 3/4" - 2 1/4" thick door | 1 |  | 1 Year | 827 | 0.15 | 702.95
12377 | Salto | AB658G63BC48-W- | XS4 ANSI electronic RF wireless SVN escutcheon, BLE / Mifare / DESFire deadbolt privacy function, G lever, unhanded, BioCote antimicrobial finish, for use with 1 3/4" - 2 1/4" thick door | 1 |  | 1 Year | 949.35 | 0.15 | 806.9475
12378 | Salto | AB658G63BC48-WK | XS4 ANSI electronic RF wireless SVN escutcheon, BLE / Mifare / DESFire deadbolt privacy function, with keypad, G lever, unhanded, BioCote antimicrobial finish, for use with 1 3/4" - 2 1/4" thick door | 1 |  | 1 Year | 1012.2 | 0.15 | 860.37
12379 | Salto | AB658G63IM38--- | XS4 ANSI electronic wire-free SVN escutcheon, BLE / Mifare / DESFire deadbolt privacy function, G lever, unhanded, satin stainless finish, for use with 1 3/8" - 1 3/4" thick standard door | 1 |  | 1 Year | 712.15 | 0.15 | 605.3275
12380 | Salto | AB658G63IM38-A- | XS4 ANSI electronic AMOK wire-free SVN escutcheon, BLE / Mifare / DESFire deadbolt privacy function, G lever, unhanded, satin stainless finish, for use with 1 3/8" - 1 3/4" thick standard door | 1 |  | 1 Year | 841.15 | 0.15 | 714.9775
12381 | Salto | AB658G63IM38--K | XS4 ANSI electronic wire-free SVN escutcheon, BLE / Mifare / DESFire deadbolt privacy function, with keypad, G lever, unhanded, satin stainless finish, for use with 1 3/8" - 1 3/4" thick standard door | 1 |  | 1 Year | 775 | 0.15 | 658.75
12382 | Salto | AB658G63IM38-W- | XS4 ANSI electronic RF wireless SVN escutcheon, BLE / Mifare / DESFire deadbolt privacy function, G lever, unhanded, satin stainless finish, for use with 1 3/8" - 1 3/4" thick standard door | 1 |  | 1 Year | 897.35 | 0.15 | 762.7475
12383 | Salto | AB658G63IM38-WK | XS4 ANSI electronic RF wireless SVN escutcheon, BLE / Mifare / DESFire deadbolt privacy function, with keypad, G lever, unhanded, satin stainless finish, for use with 1 3/8" - 1 3/4" thick standard door | 1 |  | 1 Year | 960.2 | 0.15 | 816.17
12384 | Salto | AB658G63IM48--- | XS4 ANSI electronic wire-free SVN escutcheon, BLE / Mifare / DESFire deadbolt privacy function, G lever, unhanded, satin stainless finish, for use with 1 3/4" - 2 1/4" thick door | 1 |  | 1 Year | 712.15 | 0.15 | 605.3275
12385 | Salto | AB658G63IM48-A- | XS4 ANSI electronic AMOK wire-free SVN escutcheon, BLE / Mifare / DESFire deadbolt privacy function, G lever, unhanded, satin stainless finish, for use with 1 3/4" - 2 1/4" thick door | 1 |  | 1 Year | 841.15 | 0.15 | 714.9775
12386 | Salto | AB658G63IM48--K | XS4 ANSI electronic wire-free SVN escutcheon, BLE / Mifare / DESFire deadbolt privacy function, with keypad, G lever, unhanded, satin stainless finish, for use with 1 3/4" - 2 1/4" thick door | 1 |  | 1 Year | 775 | 0.15 | 658.75
12387 | Salto | AB658G63IM48-W- | XS4 ANSI electronic RF wireless SVN escutcheon, BLE / Mifare / DESFire deadbolt privacy function, G lever, unhanded, satin stainless finish, for use with 1 3/4" - 2 1/4" thick door | 1 |  | 1 Year | 897.35 | 0.15 | 762.7475
12388 | Salto | AB658G63IM48-WK | XS4 ANSI electronic RF wireless SVN escutcheon, BLE / Mifare / DESFire deadbolt privacy function, with keypad, G lever, unhanded, satin stainless finish, for use with 1 3/4" - 2 1/4" thick door | 1 |  | 1 Year | 960.2 | 0.15 | 816.17
12389 | Salto | AB658G63PM38--- | XS4 ANSI electronic wire-free SVN escutcheon, BLE / Mifare / DESFire deadbolt privacy function, G lever, unhanded, satin brass finish, for use with 1 3/8" - 1 3/4" thick standard door | 1 |  | 1 Year | 712.15 | 0.15 | 605.3275
12390 | Salto | AB658G63PM38-A- | XS4 ANSI electronic AMOK wire-free SVN escutcheon, BLE / Mifare / DESFire deadbolt privacy function, G lever, unhanded, satin brass finish, for use with 1 3/8" - 1 3/4" thick standard door | 1 |  | 1 Year | 841.15 | 0.15 | 714.9775
12391 | Salto | AB658G63PM38--K | XS4 ANSI electronic wire-free SVN escutcheon, BLE / Mifare / DESFire deadbolt privacy function, with keypad, G lever, unhanded, satin brass finish, for use with 1 3/8" - 1 3/4" thick standard door | 1 |  | 1 Year | 775 | 0.15 | 658.75
12392 | Salto | AB658G63PM38-W- | XS4 ANSI electronic RF wireless SVN escutcheon, BLE / Mifare / DESFire deadbolt privacy function, G lever, unhanded, satin brass finish, for use with 1 3/8" - 1 3/4" thick standard door | 1 |  | 1 Year | 897.35 | 0.15 | 762.7475
12393 | Salto | AB658G63PM38-WK | XS4 ANSI electronic RF wireless SVN escutcheon, BLE / Mifare / DESFire deadbolt privacy function, with keypad, G lever, unhanded, satin brass finish, for use with 1 3/8" - 1 3/4" thick standard door | 1 |  | 1 Year | 960.2 | 0.15 | 816.17
12394 | Salto | AB658G63PM48--- | XS4 ANSI electronic wire-free SVN escutcheon, BLE / Mifare / DESFire deadbolt privacy function, G lever, unhanded, satin brass finish, for use with 1 3/4" - 2 1/4" thick door | 1 |  | 1 Year | 712.15 | 0.15 | 605.3275
12395 | Salto | AB658G63PM48-A- | XS4 ANSI electronic AMOK wire-free SVN escutcheon, BLE / Mifare / DESFire deadbolt privacy function, G lever, unhanded, satin brass finish, for use with 1 3/4" - 2 1/4" thick door | 1 |  | 1 Year | 841.15 | 0.15 | 714.9775
12396 | Salto | AB658G63PM48--K | XS4 ANSI electronic wire-free SVN escutcheon, BLE / Mifare / DESFire deadbolt privacy function, with keypad, G lever, unhanded, satin brass finish, for use with 1 3/4" - 2 1/4" thick door | 1 |  | 1 Year | 775 | 0.15 | 658.75
12397 | Salto | AB658G63PM48-W- | XS4 ANSI electronic RF wireless SVN escutcheon, BLE / Mifare / DESFire deadbolt privacy function, G lever, unhanded, satin brass finish, for use with 1 3/4" - 2 1/4" thick door | 1 |  | 1 Year | 897.35 | 0.15 | 762.7475
12398 | Salto | AB658G63PM48-WK | XS4 ANSI electronic RF wireless SVN escutcheon, BLE / Mifare / DESFire deadbolt privacy function, with keypad, G lever, unhanded, satin brass finish, for use with 1 3/4" - 2 1/4" thick door | 1 |  | 1 Year | 960.2 | 0.15 | 816.17
12399 | Salto | AB658J61BC38--- | XS4 ANSI electronic wire-free SVN escutcheon, BLE / Mifare / DESFire deadbolt privacy function, J lever, unhanded, BioCote antimicrobial finish, for use with 1 3/8" - 1 3/4" thick standard door | 1 |  | 1 Year | 774.35 | 0.15 | 658.1975
12400 | Salto | AB658J61BC38-A- | XS4 ANSI electronic AMOK wire-free SVN escutcheon, BLE / Mifare / DESFire deadbolt privacy function, J lever, unhanded, BioCote antimicrobial finish, for use with 1 3/8" - 1 3/4" thick standard door | 1 |  | 1 Year | 903.35 | 0.15 | 767.8475
12401 | Salto | AB658J61BC38--K | XS4 ANSI electronic wire-free SVN escutcheon, BLE / Mifare / DESFire deadbolt privacy function, with keypad, J lever, unhanded, BioCote antimicrobial finish, for use with 1 3/8" - 1 3/4" thick standard door | 1 |  | 1 Year | 837.2 | 0.15 | 711.62
12402 | Salto | AB658J61BC38-W- | XS4 ANSI electronic RF wireless SVN escutcheon, BLE / Mifare / DESFire deadbolt privacy function, J lever, unhanded, BioCote antimicrobial finish, for use with 1 3/8" - 1 3/4" thick standard door | 1 |  | 1 Year | 959.55 | 0.15 | 815.6175
12403 | Salto | AB658J61BC38-WK | XS4 ANSI electronic RF wireless SVN escutcheon, BLE / Mifare / DESFire deadbolt privacy function, with keypad, J lever, unhanded, BioCote antimicrobial finish, for use with 1 3/8" - 1 3/4" thick standard door | 1 |  | 1 Year | 1022.4 | 0.15 | 869.04
12404 | Salto | AB658J61BC48--- | XS4 ANSI electronic wire-free SVN escutcheon, BLE / Mifare / DESFire deadbolt privacy function, J lever, unhanded, BioCote antimicrobial finish, for use with 1 3/4" - 2 1/4" thick door | 1 |  | 1 Year | 774.35 | 0.15 | 658.1975
12405 | Salto | AB658J61BC48-A- | XS4 ANSI electronic AMOK wire-free SVN escutcheon, BLE / Mifare / DESFire deadbolt privacy function, J lever, unhanded, BioCote antimicrobial finish, for use with 1 3/4" - 2 1/4" thick door | 1 |  | 1 Year | 903.35 | 0.15 | 767.8475
12406 | Salto | AB658J61BC48--K | XS4 ANSI electronic wire-free SVN escutcheon, BLE / Mifare / DESFire deadbolt privacy function, with keypad, J lever, unhanded, BioCote antimicrobial finish, for use with 1 3/4" - 2 1/4" thick door | 1 |  | 1 Year | 837.2 | 0.15 | 711.62
12407 | Salto | AB658J61BC48-W- | XS4 ANSI electronic RF wireless SVN escutcheon, BLE / Mifare / DESFire deadbolt privacy function, J lever, unhanded, BioCote antimicrobial finish, for use with 1 3/4" - 2 1/4" thick door | 1 |  | 1 Year | 959.55 | 0.15 | 815.6175
12408 | Salto | AB658J61BC48-WK | XS4 ANSI electronic RF wireless SVN escutcheon, BLE / Mifare / DESFire deadbolt privacy function, with keypad, J lever, unhanded, BioCote antimicrobial finish, for use with 1 3/4" - 2 1/4" thick door | 1 |  | 1 Year | 1022.4 | 0.15 | 869.04
12409 | Salto | AB658J61IA38--- | XS4 ANSI electronic wire-free SVN escutcheon, BLE / Mifare / DESFire deadbolt privacy function, J lever, unhanded, antique brass finish, for use with 1 3/8" - 1 3/4" thick standard door | 1 |  | 1 Year | 774.35 | 0.15 | 658.1975
12410 | Salto | AB658J61IA38-A- | XS4 ANSI electronic AMOK wire-free SVN escutcheon, BLE / Mifare / DESFire deadbolt privacy function, J lever, unhanded, antique brass finish, for use with 1 3/8" - 1 3/4" thick standard door | 1 |  | 1 Year | 903.35 | 0.15 | 767.8475
12411 | Salto | AB658J61IA38--K | XS4 ANSI electronic wire-free SVN escutcheon, BLE / Mifare / DESFire deadbolt privacy function, with keypad, J lever, unhanded, antique brass finish, for use with 1 3/8" - 1 3/4" thick standard door | 1 |  | 1 Year | 837.2 | 0.15 | 711.62
12412 | Salto | AB658J61IA38-W- | XS4 ANSI electronic RF wireless SVN escutcheon, BLE / Mifare / DESFire deadbolt privacy function, J lever, unhanded, antique brass finish, for use with 1 3/8" - 1 3/4" thick standard door | 1 |  | 1 Year | 959.55 | 0.15 | 815.6175
12413 | Salto | AB658J61IA38-WK | XS4 ANSI electronic RF wireless SVN escutcheon, BLE / Mifare / DESFire deadbolt privacy function, with keypad, J lever, unhanded, antique brass finish, for use with 1 3/8" - 1 3/4" thick standard door | 1 |  | 1 Year | 1022.4 | 0.15 | 869.04
12414 | Salto | AB658J61IA48--- | XS4 ANSI electronic wire-free SVN escutcheon, BLE / Mifare / DESFire deadbolt privacy function, J lever, unhanded, antique brass finish, for use with 1 3/4" - 2 1/4" thick door | 1 |  | 1 Year | 774.35 | 0.15 | 658.1975
12415 | Salto | AB658J61IA48-A- | XS4 ANSI electronic AMOK wire-free SVN escutcheon, BLE / Mifare / DESFire deadbolt privacy function, J lever, unhanded, antique brass finish, for use with 1 3/4" - 2 1/4" thick door | 1 |  | 1 Year | 903.35 | 0.15 | 767.8475
12416 | Salto | AB658J61IA48--K | XS4 ANSI electronic wire-free SVN escutcheon, BLE / Mifare / DESFire deadbolt privacy function, with keypad, J lever, unhanded, antique brass finish, for use with 1 3/4" - 2 1/4" thick door | 1 |  | 1 Year | 837.2 | 0.15 | 711.62
12417 | Salto | AB658J61IA48-W- | XS4 ANSI electronic RF wireless SVN escutcheon, BLE / Mifare / DESFire deadbolt privacy function, J lever, unhanded, antique brass finish, for use with 1 3/4" - 2 1/4" thick door | 1 |  | 1 Year | 959.55 | 0.15 | 815.6175
12418 | Salto | AB658J61IA48-WK | XS4 ANSI electronic RF wireless SVN escutcheon, BLE / Mifare / DESFire deadbolt privacy function, with keypad, J lever, unhanded, antique brass finish, for use with 1 3/4" - 2 1/4" thick door | 1 |  | 1 Year | 1022.4 | 0.15 | 869.04
12419 | Salto | AB658J61IM38--- | XS4 ANSI electronic wire-free SVN escutcheon, BLE / Mifare / DESFire deadbolt privacy function, J lever, unhanded, satin stainless finish, for use with 1 3/8" - 1 3/4" thick standard door | 1 |  | 1 Year | 722.35 | 0.15 | 613.9975
12420 | Salto | AB658J61IM38-A- | XS4 ANSI electronic AMOK wire-free SVN escutcheon, BLE / Mifare / DESFire deadbolt privacy function, J lever, unhanded, satin stainless finish, for use with 1 3/8" - 1 3/4" thick standard door | 1 |  | 1 Year | 851.35 | 0.15 | 723.6475
12421 | Salto | AB658J61IM38--K | XS4 ANSI electronic wire-free SVN escutcheon, BLE / Mifare / DESFire deadbolt privacy function, with keypad, J lever, unhanded, satin stainless finish, for use with 1 3/8" - 1 3/4" thick standard door | 1 |  | 1 Year | 785.2 | 0.15 | 667.42
12422 | Salto | AB658J61IM38-W- | XS4 ANSI electronic RF wireless SVN escutcheon, BLE / Mifare / DESFire deadbolt privacy function, J lever, unhanded, satin stainless finish, for use with 1 3/8" - 1 3/4" thick standard door | 1 |  | 1 Year | 907.55 | 0.15 | 771.4175
12423 | Salto | AB658J61IM38-WK | XS4 ANSI electronic RF wireless SVN escutcheon, BLE / Mifare / DESFire deadbolt privacy function, with keypad, J lever, unhanded, satin stainless finish, for use with 1 3/8" - 1 3/4" thick standard door | 1 |  | 1 Year | 970.4 | 0.15 | 824.84
12424 | Salto | AB658J61IM48--- | XS4 ANSI electronic wire-free SVN escutcheon, BLE / Mifare / DESFire deadbolt privacy function, J lever, unhanded, satin stainless finish, for use with 1 3/4" - 2 1/4" thick door | 1 |  | 1 Year | 722.35 | 0.15 | 613.9975
12425 | Salto | AB658J61IM48-A- | XS4 ANSI electronic AMOK wire-free SVN escutcheon, BLE / Mifare / DESFire deadbolt privacy function, J lever, unhanded, satin stainless finish, for use with 1 3/4" - 2 1/4" thick door | 1 |  | 1 Year | 851.35 | 0.15 | 723.6475
12426 | Salto | AB658J61IM48--K | XS4 ANSI electronic wire-free SVN escutcheon, BLE / Mifare / DESFire deadbolt privacy function, with keypad, J lever, unhanded, satin stainless finish, for use with 1 3/4" - 2 1/4" thick door | 1 |  | 1 Year | 785.2 | 0.15 | 667.42
12427 | Salto | AB658J61IM48-W- | XS4 ANSI electronic RF wireless SVN escutcheon, BLE / Mifare / DESFire deadbolt privacy function, J lever, unhanded, satin stainless finish, for use with 1 3/4" - 2 1/4" thick door | 1 |  | 1 Year | 907.55 | 0.15 | 771.4175
12428 | Salto | AB658J61IM48-WK | XS4 ANSI electronic RF wireless SVN escutcheon, BLE / Mifare / DESFire deadbolt privacy function, with keypad, J lever, unhanded, satin stainless finish, for use with 1 3/4" - 2 1/4" thick door | 1 |  | 1 Year | 970.4 | 0.15 | 824.84
12429 | Salto | AB658J61NE38--- | XS4 ANSI electronic wire-free SVN escutcheon, BLE / Mifare / DESFire deadbolt privacy function, J lever, unhanded, black chromium finish, for use with 1 3/8" - 1 3/4" thick standard door | 1 |  | 1 Year | 757.05 | 0.15 | 643.4925
12430 | Salto | AB658J61NE38-A- | XS4 ANSI electronic AMOK wire-free SVN escutcheon, BLE / Mifare / DESFire deadbolt privacy function, J lever, unhanded, black chromium finish, for use with 1 3/8" - 1 3/4" thick standard door | 1 |  | 1 Year | 886.05 | 0.15 | 753.1425
12431 | Salto | AB658J61NE38--K | XS4 ANSI electronic wire-free SVN escutcheon, BLE / Mifare / DESFire deadbolt privacy function, with keypad, J lever, unhanded, black chromium finish, for use with 1 3/8" - 1 3/4" thick standard door | 1 |  | 1 Year | 819.9 | 0.15 | 696.915
12432 | Salto | AB658J61NE38-W- | XS4 ANSI electronic RF wireless SVN escutcheon, BLE / Mifare / DESFire deadbolt privacy function, J lever, unhanded, black chromium finish, for use with 1 3/8" - 1 3/4" thick standard door | 1 |  | 1 Year | 942.25 | 0.15 | 800.9125
12433 | Salto | AB658J61NE38-WK | XS4 ANSI electronic RF wireless SVN escutcheon, BLE / Mifare / DESFire deadbolt privacy function, with keypad, J lever, unhanded, black chromium finish, for use with 1 3/8" - 1 3/4" thick standard door | 1 |  | 1 Year | 1005.1 | 0.15 | 854.335
12434 | Salto | AB658J61NE48--- | XS4 ANSI electronic wire-free SVN escutcheon, BLE / Mifare / DESFire deadbolt privacy function, J lever, unhanded, black chromium finish, for use with 1 3/4" - 2 1/4" thick door | 1 |  | 1 Year | 757.05 | 0.15 | 643.4925
12435 | Salto | AB658J61NE48-A- | XS4 ANSI electronic AMOK wire-free SVN escutcheon, BLE / Mifare / DESFire deadbolt privacy function, J lever, unhanded, black chromium finish, for use with 1 3/4" - 2 1/4" thick door | 1 |  | 1 Year | 886.05 | 0.15 | 753.1425
12436 | Salto | AB658J61NE48--K | XS4 ANSI electronic wire-free SVN escutcheon, BLE / Mifare / DESFire deadbolt privacy function, with keypad, J lever, unhanded, black chromium finish, for use with 1 3/4" - 2 1/4" thick door | 1 |  | 1 Year | 819.9 | 0.15 | 696.915
12437 | Salto | AB658J61NE48-W- | XS4 ANSI electronic RF wireless SVN escutcheon, BLE / Mifare / DESFire deadbolt privacy function, J lever, unhanded, black chromium finish, for use with 1 3/4" - 2 1/4" thick door | 1 |  | 1 Year | 942.25 | 0.15 | 800.9125
12438 | Salto | AB658J61NE48-WK | XS4 ANSI electronic RF wireless SVN escutcheon, BLE / Mifare / DESFire deadbolt privacy function, with keypad, J lever, unhanded, black chromium finish, for use with 1 3/4" - 2 1/4" thick door | 1 |  | 1 Year | 1005.1 | 0.15 | 854.335
12439 | Salto | AB658J61PM38--- | XS4 ANSI electronic wire-free SVN escutcheon, BLE / Mifare / DESFire deadbolt privacy function, J lever, unhanded, satin brass finish, for use with 1 3/8" - 1 3/4" thick standard door | 1 |  | 1 Year | 722.35 | 0.15 | 613.9975
12440 | Salto | AB658J61PM38-A- | XS4 ANSI electronic AMOK wire-free SVN escutcheon, BLE / Mifare / DESFire deadbolt privacy function, J lever, unhanded, satin brass finish, for use with 1 3/8" - 1 3/4" thick standard door | 1 |  | 1 Year | 851.35 | 0.15 | 723.6475
12441 | Salto | AB658J61PM38--K | XS4 ANSI electronic wire-free SVN escutcheon, BLE / Mifare / DESFire deadbolt privacy function, with keypad, J lever, unhanded, satin brass finish, for use with 1 3/8" - 1 3/4" thick standard door | 1 |  | 1 Year | 785.2 | 0.15 | 667.42
12442 | Salto | AB658J61PM38-W- | XS4 ANSI electronic RF wireless SVN escutcheon, BLE / Mifare / DESFire deadbolt privacy function, J lever, unhanded, satin brass finish, for use with 1 3/8" - 1 3/4" thick standard door | 1 |  | 1 Year | 907.55 | 0.15 | 771.4175
12443 | Salto | AB658J61PM38-WK | XS4 ANSI electronic RF wireless SVN escutcheon, BLE / Mifare / DESFire deadbolt privacy function, with keypad, J lever, unhanded, satin brass finish, for use with 1 3/8" - 1 3/4" thick standard door | 1 |  | 1 Year | 970.4 | 0.15 | 824.84
12444 | Salto | AB658J61PM48--- | XS4 ANSI electronic wire-free SVN escutcheon, BLE / Mifare / DESFire deadbolt privacy function, J lever, unhanded, satin brass finish, for use with 1 3/4" - 2 1/4" thick door | 1 |  | 1 Year | 722.35 | 0.15 | 613.9975
12445 | Salto | AB658J61PM48-A- | XS4 ANSI electronic AMOK wire-free SVN escutcheon, BLE / Mifare / DESFire deadbolt privacy function, J lever, unhanded, satin brass finish, for use with 1 3/4" - 2 1/4" thick door | 1 |  | 1 Year | 851.35 | 0.15 | 723.6475
12446 | Salto | AB658J61PM48--K | XS4 ANSI electronic wire-free SVN escutcheon, BLE / Mifare / DESFire deadbolt privacy function, with keypad, J lever, unhanded, satin brass finish, for use with 1 3/4" - 2 1/4" thick door | 1 |  | 1 Year | 785.2 | 0.15 | 667.42
12447 | Salto | AB658J61PM48-W- | XS4 ANSI electronic RF wireless SVN escutcheon, BLE / Mifare / DESFire deadbolt privacy function, J lever, unhanded, satin brass finish, for use with 1 3/4" - 2 1/4" thick door | 1 |  | 1 Year | 907.55 | 0.15 | 771.4175
12448 | Salto | AB658J61PM48-WK | XS4 ANSI electronic RF wireless SVN escutcheon, BLE / Mifare / DESFire deadbolt privacy function, with keypad, J lever, unhanded, satin brass finish, for use with 1 3/4" - 2 1/4" thick door | 1 |  | 1 Year | 970.4 | 0.15 | 824.84
12449 | Salto | AB658J62BC38--- | XS4 ANSI electronic wire-free SVN escutcheon, BLE / Mifare / DESFire deadbolt privacy function, J lever, unhanded, BioCote antimicrobial finish, for use with 1 3/8" - 1 3/4" thick standard door | 1 |  | 1 Year | 774.35 | 0.15 | 658.1975
12450 | Salto | AB658J62BC38-A- | XS4 ANSI electronic AMOK wire-free SVN escutcheon, BLE / Mifare / DESFire deadbolt privacy function, J lever, unhanded, BioCote antimicrobial finish, for use with 1 3/8" - 1 3/4" thick standard door | 1 |  | 1 Year | 903.35 | 0.15 | 767.8475
12451 | Salto | AB658J62BC38--K | XS4 ANSI electronic wire-free SVN escutcheon, BLE / Mifare / DESFire deadbolt privacy function, with keypad, J lever, unhanded, BioCote antimicrobial finish, for use with 1 3/8" - 1 3/4" thick standard door | 1 |  | 1 Year | 837.2 | 0.15 | 711.62
12452 | Salto | AB658J62BC38-W- | XS4 ANSI electronic RF wireless SVN escutcheon, BLE / Mifare / DESFire deadbolt privacy function, J lever, unhanded, BioCote antimicrobial finish, for use with 1 3/8" - 1 3/4" thick standard door | 1 |  | 1 Year | 959.55 | 0.15 | 815.6175
12453 | Salto | AB658J62BC38-WK | XS4 ANSI electronic RF wireless SVN escutcheon, BLE / Mifare / DESFire deadbolt privacy function, with keypad, J lever, unhanded, BioCote antimicrobial finish, for use with 1 3/8" - 1 3/4" thick standard door | 1 |  | 1 Year | 1022.4 | 0.15 | 869.04
12454 | Salto | AB658J62BC48--- | XS4 ANSI electronic wire-free SVN escutcheon, BLE / Mifare / DESFire deadbolt privacy function, J lever, unhanded, BioCote antimicrobial finish, for use with 1 3/4" - 2 1/4" thick door | 1 |  | 1 Year | 774.35 | 0.15 | 658.1975
12455 | Salto | AB658J62BC48-A- | XS4 ANSI electronic AMOK wire-free SVN escutcheon, BLE / Mifare / DESFire deadbolt privacy function, J lever, unhanded, BioCote antimicrobial finish, for use with 1 3/4" - 2 1/4" thick door | 1 |  | 1 Year | 903.35 | 0.15 | 767.8475
12456 | Salto | AB658J62BC48--K | XS4 ANSI electronic wire-free SVN escutcheon, BLE / Mifare / DESFire deadbolt privacy function, with keypad, J lever, unhanded, BioCote antimicrobial finish, for use with 1 3/4" - 2 1/4" thick door | 1 |  | 1 Year | 837.2 | 0.15 | 711.62
12457 | Salto | AB658J62BC48-W- | XS4 ANSI electronic RF wireless SVN escutcheon, BLE / Mifare / DESFire deadbolt privacy function, J lever, unhanded, BioCote antimicrobial finish, for use with 1 3/4" - 2 1/4" thick door | 1 |  | 1 Year | 959.55 | 0.15 | 815.6175
12458 | Salto | AB658J62BC48-WK | XS4 ANSI electronic RF wireless SVN escutcheon, BLE / Mifare / DESFire deadbolt privacy function, with keypad, J lever, unhanded, BioCote antimicrobial finish, for use with 1 3/4" - 2 1/4" thick door | 1 |  | 1 Year | 1022.4 | 0.15 | 869.04
12459 | Salto | AB658J62IA38--- | XS4 ANSI electronic wire-free SVN escutcheon, BLE / Mifare / DESFire deadbolt privacy function, J lever, unhanded, antique brass finish, for use with 1 3/8" - 1 3/4" thick standard door | 1 |  | 1 Year | 774.35 | 0.15 | 658.1975
12460 | Salto | AB658J62IA38-A- | XS4 ANSI electronic AMOK wire-free SVN escutcheon, BLE / Mifare / DESFire deadbolt privacy function, J lever, unhanded, antique brass finish, for use with 1 3/8" - 1 3/4" thick standard door | 1 |  | 1 Year | 903.35 | 0.15 | 767.8475
12461 | Salto | AB658J62IA38--K | XS4 ANSI electronic wire-free SVN escutcheon, BLE / Mifare / DESFire deadbolt privacy function, with keypad, J lever, unhanded, antique brass finish, for use with 1 3/8" - 1 3/4" thick standard door | 1 |  | 1 Year | 837.2 | 0.15 | 711.62
12462 | Salto | AB658J62IA38-W- | XS4 ANSI electronic RF wireless SVN escutcheon, BLE / Mifare / DESFire deadbolt privacy function, J lever, unhanded, antique brass finish, for use with 1 3/8" - 1 3/4" thick standard door | 1 |  | 1 Year | 959.55 | 0.15 | 815.6175
12463 | Salto | AB658J62IA38-WK | XS4 ANSI electronic RF wireless SVN escutcheon, BLE / Mifare / DESFire deadbolt privacy function, with keypad, J lever, unhanded, antique brass finish, for use with 1 3/8" - 1 3/4" thick standard door | 1 |  | 1 Year | 1022.4 | 0.15 | 869.04
12464 | Salto | AB658J62IA48--- | XS4 ANSI electronic wire-free SVN escutcheon, BLE / Mifare / DESFire deadbolt privacy function, J lever, unhanded, antique brass finish, for use with 1 3/4" - 2 1/4" thick door | 1 |  | 1 Year | 774.35 | 0.15 | 658.1975
12465 | Salto | AB658J62IA48-A- | XS4 ANSI electronic AMOK wire-free SVN escutcheon, BLE / Mifare / DESFire deadbolt privacy function, J lever, unhanded, antique brass finish, for use with 1 3/4" - 2 1/4" thick door | 1 |  | 1 Year | 903.35 | 0.15 | 767.8475
12466 | Salto | AB658J62IA48--K | XS4 ANSI electronic wire-free SVN escutcheon, BLE / Mifare / DESFire deadbolt privacy function, with keypad, J lever, unhanded, antique brass finish, for use with 1 3/4" - 2 1/4" thick door | 1 |  | 1 Year | 837.2 | 0.15 | 711.62
12467 | Salto | AB658J62IA48-W- | XS4 ANSI electronic RF wireless SVN escutcheon, BLE / Mifare / DESFire deadbolt privacy function, J lever, unhanded, antique brass finish, for use with 1 3/4" - 2 1/4" thick door | 1 |  | 1 Year | 959.55 | 0.15 | 815.6175
12468 | Salto | AB658J62IA48-WK | XS4 ANSI electronic RF wireless SVN escutcheon, BLE / Mifare / DESFire deadbolt privacy function, with keypad, J lever, unhanded, antique brass finish, for use with 1 3/4" - 2 1/4" thick door | 1 |  | 1 Year | 1022.4 | 0.15 | 869.04
12469 | Salto | AB658J62IM38--- | XS4 ANSI electronic wire-free SVN escutcheon, BLE / Mifare / DESFire deadbolt privacy function, J lever, unhanded, satin stainless finish, for use with 1 3/8" - 1 3/4" thick standard door | 1 |  | 1 Year | 722.35 | 0.15 | 613.9975
12470 | Salto | AB658J62IM38-A- | XS4 ANSI electronic AMOK wire-free SVN escutcheon, BLE / Mifare / DESFire deadbolt privacy function, J lever, unhanded, satin stainless finish, for use with 1 3/8" - 1 3/4" thick standard door | 1 |  | 1 Year | 851.35 | 0.15 | 723.6475
12471 | Salto | AB658J62IM38--K | XS4 ANSI electronic wire-free SVN escutcheon, BLE / Mifare / DESFire deadbolt privacy function, with keypad, J lever, unhanded, satin stainless finish, for use with 1 3/8" - 1 3/4" thick standard door | 1 |  | 1 Year | 785.2 | 0.15 | 667.42
12472 | Salto | AB658J62IM38-W- | XS4 ANSI electronic RF wireless SVN escutcheon, BLE / Mifare / DESFire deadbolt privacy function, J lever, unhanded, satin stainless finish, for use with 1 3/8" - 1 3/4" thick standard door | 1 |  | 1 Year | 907.55 | 0.15 | 771.4175
12473 | Salto | AB658J62IM38-WK | XS4 ANSI electronic RF wireless SVN escutcheon, BLE / Mifare / DESFire deadbolt privacy function, with keypad, J lever, unhanded, satin stainless finish, for use with 1 3/8" - 1 3/4" thick standard door | 1 |  | 1 Year | 970.4 | 0.15 | 824.84
12474 | Salto | AB658J62IM48--- | XS4 ANSI electronic wire-free SVN escutcheon, BLE / Mifare / DESFire deadbolt privacy function, J lever, unhanded, satin stainless finish, for use with 1 3/4" - 2 1/4" thick door | 1 |  | 1 Year | 722.35 | 0.15 | 613.9975
12475 | Salto | AB658J62IM48-A- | XS4 ANSI electronic AMOK wire-free SVN escutcheon, BLE / Mifare / DESFire deadbolt privacy function, J lever, unhanded, satin stainless finish, for use with 1 3/4" - 2 1/4" thick door | 1 |  | 1 Year | 851.35 | 0.15 | 723.6475
12476 | Salto | AB658J62IM48--K | XS4 ANSI electronic wire-free SVN escutcheon, BLE / Mifare / DESFire deadbolt privacy function, with keypad, J lever, unhanded, satin stainless finish, for use with 1 3/4" - 2 1/4" thick door | 1 |  | 1 Year | 785.2 | 0.15 | 667.42
12477 | Salto | AB658J62IM48-W- | XS4 ANSI electronic RF wireless SVN escutcheon, BLE / Mifare / DESFire deadbolt privacy function, J lever, unhanded, satin stainless finish, for use with 1 3/4" - 2 1/4" thick door | 1 |  | 1 Year | 907.55 | 0.15 | 771.4175
12478 | Salto | AB658J62IM48-WK | XS4 ANSI electronic RF wireless SVN escutcheon, BLE / Mifare / DESFire deadbolt privacy function, with keypad, J lever, unhanded, satin stainless finish, for use with 1 3/4" - 2 1/4" thick door | 1 |  | 1 Year | 970.4 | 0.15 | 824.84
12479 | Salto | AB658J62NE38--- | XS4 ANSI electronic wire-free SVN escutcheon, BLE / Mifare / DESFire deadbolt privacy function, J lever, unhanded, black chromium finish, for use with 1 3/8" - 1 3/4" thick standard door | 1 |  | 1 Year | 757.05 | 0.15 | 643.4925
12480 | Salto | AB658J62NE38-A- | XS4 ANSI electronic AMOK wire-free SVN escutcheon, BLE / Mifare / DESFire deadbolt privacy function, J lever, unhanded, black chromium finish, for use with 1 3/8" - 1 3/4" thick standard door | 1 |  | 1 Year | 886.05 | 0.15 | 753.1425
12481 | Salto | AB658J62NE38--K | XS4 ANSI electronic wire-free SVN escutcheon, BLE / Mifare / DESFire deadbolt privacy function, with keypad, J lever, unhanded, black chromium finish, for use with 1 3/8" - 1 3/4" thick standard door | 1 |  | 1 Year | 819.9 | 0.15 | 696.915
12482 | Salto | AB658J62NE38-W- | XS4 ANSI electronic RF wireless SVN escutcheon, BLE / Mifare / DESFire deadbolt privacy function, J lever, unhanded, black chromium finish, for use with 1 3/8" - 1 3/4" thick standard door | 1 |  | 1 Year | 942.25 | 0.15 | 800.9125
12483 | Salto | AB658J62NE38-WK | XS4 ANSI electronic RF wireless SVN escutcheon, BLE / Mifare / DESFire deadbolt privacy function, with keypad, J lever, unhanded, black chromium finish, for use with 1 3/8" - 1 3/4" thick standard door | 1 |  | 1 Year | 1005.1 | 0.15 | 854.335
12484 | Salto | AB658J62NE48--- | XS4 ANSI electronic wire-free SVN escutcheon, BLE / Mifare / DESFire deadbolt privacy function, J lever, unhanded, black chromium finish, for use with 1 3/4" - 2 1/4" thick door | 1 |  | 1 Year | 757.05 | 0.15 | 643.4925
12485 | Salto | AB658J62NE48-A- | XS4 ANSI electronic AMOK wire-free SVN escutcheon, BLE / Mifare / DESFire deadbolt privacy function, J lever, unhanded, black chromium finish, for use with 1 3/4" - 2 1/4" thick door | 1 |  | 1 Year | 886.05 | 0.15 | 753.1425
12486 | Salto | AB658J62NE48--K | XS4 ANSI electronic wire-free SVN escutcheon, BLE / Mifare / DESFire deadbolt privacy function, with keypad, J lever, unhanded, black chromium finish, for use with 1 3/4" - 2 1/4" thick door | 1 |  | 1 Year | 819.9 | 0.15 | 696.915
12487 | Salto | AB658J62NE48-W- | XS4 ANSI electronic RF wireless SVN escutcheon, BLE / Mifare / DESFire deadbolt privacy function, J lever, unhanded, black chromium finish, for use with 1 3/4" - 2 1/4" thick door | 1 |  | 1 Year | 942.25 | 0.15 | 800.9125
12488 | Salto | AB658J62NE48-WK | XS4 ANSI electronic RF wireless SVN escutcheon, BLE / Mifare / DESFire deadbolt privacy function, with keypad, J lever, unhanded, black chromium finish, for use with 1 3/4" - 2 1/4" thick door | 1 |  | 1 Year | 1005.1 | 0.15 | 854.335
12489 | Salto | AB658J62PM38--- | XS4 ANSI electronic wire-free SVN escutcheon, BLE / Mifare / DESFire deadbolt privacy function, J lever, unhanded, satin brass finish, for use with 1 3/8" - 1 3/4" thick standard door | 1 |  | 1 Year | 722.35 | 0.15 | 613.9975
12490 | Salto | AB658J62PM38-A- | XS4 ANSI electronic AMOK wire-free SVN escutcheon, BLE / Mifare / DESFire deadbolt privacy function, J lever, unhanded, satin brass finish, for use with 1 3/8" - 1 3/4" thick standard door | 1 |  | 1 Year | 851.35 | 0.15 | 723.6475
12491 | Salto | AB658J62PM38--K | XS4 ANSI electronic wire-free SVN escutcheon, BLE / Mifare / DESFire deadbolt privacy function, with keypad, J lever, unhanded, satin brass finish, for use with 1 3/8" - 1 3/4" thick standard door | 1 |  | 1 Year | 785.2 | 0.15 | 667.42
12492 | Salto | AB658J62PM38-W- | XS4 ANSI electronic RF wireless SVN escutcheon, BLE / Mifare / DESFire deadbolt privacy function, J lever, unhanded, satin brass finish, for use with 1 3/8" - 1 3/4" thick standard door | 1 |  | 1 Year | 907.55 | 0.15 | 771.4175
12493 | Salto | AB658J62PM38-WK | XS4 ANSI electronic RF wireless SVN escutcheon, BLE / Mifare / DESFire deadbolt privacy function, with keypad, J lever, unhanded, satin brass finish, for use with 1 3/8" - 1 3/4" thick standard door | 1 |  | 1 Year | 970.4 | 0.15 | 824.84
12494 | Salto | AB658J62PM48--- | XS4 ANSI electronic wire-free SVN escutcheon, BLE / Mifare / DESFire deadbolt privacy function, J lever, unhanded, satin brass finish, for use with 1 3/4" - 2 1/4" thick door | 1 |  | 1 Year | 722.35 | 0.15 | 613.9975
12495 | Salto | AB658J62PM48-A- | XS4 ANSI electronic AMOK wire-free SVN escutcheon, BLE / Mifare / DESFire deadbolt privacy function, J lever, unhanded, satin brass finish, for use with 1 3/4" - 2 1/4" thick door | 1 |  | 1 Year | 851.35 | 0.15 | 723.6475
12496 | Salto | AB658J62PM48--K | XS4 ANSI electronic wire-free SVN escutcheon, BLE / Mifare / DESFire deadbolt privacy function, with keypad, J lever, unhanded, satin brass finish, for use with 1 3/4" - 2 1/4" thick door | 1 |  | 1 Year | 785.2 | 0.15 | 667.42
12497 | Salto | AB658J62PM48-W- | XS4 ANSI electronic RF wireless SVN escutcheon, BLE / Mifare / DESFire deadbolt privacy function, J lever, unhanded, satin brass finish, for use with 1 3/4" - 2 1/4" thick door | 1 |  | 1 Year | 907.55 | 0.15 | 771.4175
12498 | Salto | AB658J62PM48-WK | XS4 ANSI electronic RF wireless SVN escutcheon, BLE / Mifare / DESFire deadbolt privacy function, with keypad, J lever, unhanded, satin brass finish, for use with 1 3/4" - 2 1/4" thick door | 1 |  | 1 Year | 970.4 | 0.15 | 824.84
12499 | Salto | AB658J63BC38--- | XS4 ANSI electronic wire-free SVN escutcheon, BLE / Mifare / DESFire deadbolt privacy function, J lever, unhanded, BioCote antimicrobial finish, for use with 1 3/8" - 1 3/4" thick standard door | 1 |  | 1 Year | 774.35 | 0.15 | 658.1975
12500 | Salto | AB658J63BC38-A- | XS4 ANSI electronic AMOK wire-free SVN escutcheon, BLE / Mifare / DESFire deadbolt privacy function, J lever, unhanded, BioCote antimicrobial finish, for use with 1 3/8" - 1 3/4" thick standard door | 1 |  | 1 Year | 903.35 | 0.15 | 767.8475
12501 | Salto | AB658J63BC38--K | XS4 ANSI electronic wire-free SVN escutcheon, BLE / Mifare / DESFire deadbolt privacy function, with keypad, J lever, unhanded, BioCote antimicrobial finish, for use with 1 3/8" - 1 3/4" thick standard door | 1 |  | 1 Year | 837.2 | 0.15 | 711.62
12502 | Salto | AB658J63BC38-W- | XS4 ANSI electronic RF wireless SVN escutcheon, BLE / Mifare / DESFire deadbolt privacy function, J lever, unhanded, BioCote antimicrobial finish, for use with 1 3/8" - 1 3/4" thick standard door | 1 |  | 1 Year | 959.55 | 0.15 | 815.6175
12503 | Salto | AB658J63BC38-WK | XS4 ANSI electronic RF wireless SVN escutcheon, BLE / Mifare / DESFire deadbolt privacy function, with keypad, J lever, unhanded, BioCote antimicrobial finish, for use with 1 3/8" - 1 3/4" thick standard door | 1 |  | 1 Year | 1022.4 | 0.15 | 869.04
12504 | Salto | AB658J63BC48--- | XS4 ANSI electronic wire-free SVN escutcheon, BLE / Mifare / DESFire deadbolt privacy function, J lever, unhanded, BioCote antimicrobial finish, for use with 1 3/4" - 2 1/4" thick door | 1 |  | 1 Year | 774.35 | 0.15 | 658.1975
12505 | Salto | AB658J63BC48-A- | XS4 ANSI electronic AMOK wire-free SVN escutcheon, BLE / Mifare / DESFire deadbolt privacy function, J lever, unhanded, BioCote antimicrobial finish, for use with 1 3/4" - 2 1/4" thick door | 1 |  | 1 Year | 903.35 | 0.15 | 767.8475
12506 | Salto | AB658J63BC48--K | XS4 ANSI electronic wire-free SVN escutcheon, BLE / Mifare / DESFire deadbolt privacy function, with keypad, J lever, unhanded, BioCote antimicrobial finish, for use with 1 3/4" - 2 1/4" thick door | 1 |  | 1 Year | 837.2 | 0.15 | 711.62
12507 | Salto | AB658J63BC48-W- | XS4 ANSI electronic RF wireless SVN escutcheon, BLE / Mifare / DESFire deadbolt privacy function, J lever, unhanded, BioCote antimicrobial finish, for use with 1 3/4" - 2 1/4" thick door | 1 |  | 1 Year | 959.55 | 0.15 | 815.6175
12508 | Salto | AB658J63BC48-WK | XS4 ANSI electronic RF wireless SVN escutcheon, BLE / Mifare / DESFire deadbolt privacy function, with keypad, J lever, unhanded, BioCote antimicrobial finish, for use with 1 3/4" - 2 1/4" thick door | 1 |  | 1 Year | 1022.4 | 0.15 | 869.04
12509 | Salto | AB658J63IA38--- | XS4 ANSI electronic wire-free SVN escutcheon, BLE / Mifare / DESFire deadbolt privacy function, J lever, unhanded, antique brass finish, for use with 1 3/8" - 1 3/4" thick standard door | 1 |  | 1 Year | 774.35 | 0.15 | 658.1975
12510 | Salto | AB658J63IA38-A- | XS4 ANSI electronic AMOK wire-free SVN escutcheon, BLE / Mifare / DESFire deadbolt privacy function, J lever, unhanded, antique brass finish, for use with 1 3/8" - 1 3/4" thick standard door | 1 |  | 1 Year | 903.35 | 0.15 | 767.8475
12511 | Salto | AB658J63IA38--K | XS4 ANSI electronic wire-free SVN escutcheon, BLE / Mifare / DESFire deadbolt privacy function, with keypad, J lever, unhanded, antique brass finish, for use with 1 3/8" - 1 3/4" thick standard door | 1 |  | 1 Year | 837.2 | 0.15 | 711.62
12512 | Salto | AB658J63IA38-W- | XS4 ANSI electronic RF wireless SVN escutcheon, BLE / Mifare / DESFire deadbolt privacy function, J lever, unhanded, antique brass finish, for use with 1 3/8" - 1 3/4" thick standard door | 1 |  | 1 Year | 959.55 | 0.15 | 815.6175
12513 | Salto | AB658J63IA38-WK | XS4 ANSI electronic RF wireless SVN escutcheon, BLE / Mifare / DESFire deadbolt privacy function, with keypad, J lever, unhanded, antique brass finish, for use with 1 3/8" - 1 3/4" thick standard door | 1 |  | 1 Year | 1022.4 | 0.15 | 869.04
12514 | Salto | AB658J63IA48--- | XS4 ANSI electronic wire-free SVN escutcheon, BLE / Mifare / DESFire deadbolt privacy function, J lever, unhanded, antique brass finish, for use with 1 3/4" - 2 1/4" thick door | 1 |  | 1 Year | 774.35 | 0.15 | 658.1975
12515 | Salto | AB658J63IA48-A- | XS4 ANSI electronic AMOK wire-free SVN escutcheon, BLE / Mifare / DESFire deadbolt privacy function, J lever, unhanded, antique brass finish, for use with 1 3/4" - 2 1/4" thick door | 1 |  | 1 Year | 903.35 | 0.15 | 767.8475
12516 | Salto | AB658J63IA48--K | XS4 ANSI electronic wire-free SVN escutcheon, BLE / Mifare / DESFire deadbolt privacy function, with keypad, J lever, unhanded, antique brass finish, for use with 1 3/4" - 2 1/4" thick door | 1 |  | 1 Year | 837.2 | 0.15 | 711.62
12517 | Salto | AB658J63IA48-W- | XS4 ANSI electronic RF wireless SVN escutcheon, BLE / Mifare / DESFire deadbolt privacy function, J lever, unhanded, antique brass finish, for use with 1 3/4" - 2 1/4" thick door | 1 |  | 1 Year | 959.55 | 0.15 | 815.6175
12518 | Salto | AB658J63IA48-WK | XS4 ANSI electronic RF wireless SVN escutcheon, BLE / Mifare / DESFire deadbolt privacy function, with keypad, J lever, unhanded, antique brass finish, for use with 1 3/4" - 2 1/4" thick door | 1 |  | 1 Year | 1022.4 | 0.15 | 869.04
12519 | Salto | AB658J63IM38--- | XS4 ANSI electronic wire-free SVN escutcheon, BLE / Mifare / DESFire deadbolt privacy function, J lever, unhanded, satin stainless finish, for use with 1 3/8" - 1 3/4" thick standard door | 1 |  | 1 Year | 722.35 | 0.15 | 613.9975
12520 | Salto | AB658J63IM38-A- | XS4 ANSI electronic AMOK wire-free SVN escutcheon, BLE / Mifare / DESFire deadbolt privacy function, J lever, unhanded, satin stainless finish, for use with 1 3/8" - 1 3/4" thick standard door | 1 |  | 1 Year | 851.35 | 0.15 | 723.6475
12521 | Salto | AB658J63IM38--K | XS4 ANSI electronic wire-free SVN escutcheon, BLE / Mifare / DESFire deadbolt privacy function, with keypad, J lever, unhanded, satin stainless finish, for use with 1 3/8" - 1 3/4" thick standard door | 1 |  | 1 Year | 785.2 | 0.15 | 667.42
12522 | Salto | AB658J63IM38-W- | XS4 ANSI electronic RF wireless SVN escutcheon, BLE / Mifare / DESFire deadbolt privacy function, J lever, unhanded, satin stainless finish, for use with 1 3/8" - 1 3/4" thick standard door | 1 |  | 1 Year | 907.55 | 0.15 | 771.4175
12523 | Salto | AB658J63IM38-WK | XS4 ANSI electronic RF wireless SVN escutcheon, BLE / Mifare / DESFire deadbolt privacy function, with keypad, J lever, unhanded, satin stainless finish, for use with 1 3/8" - 1 3/4" thick standard door | 1 |  | 1 Year | 970.4 | 0.15 | 824.84
12524 | Salto | AB658J63IM48--- | XS4 ANSI electronic wire-free SVN escutcheon, BLE / Mifare / DESFire deadbolt privacy function, J lever, unhanded, satin stainless finish, for use with 1 3/4" - 2 1/4" thick door | 1 |  | 1 Year | 722.35 | 0.15 | 613.9975
12525 | Salto | AB658J63IM48-A- | XS4 ANSI electronic AMOK wire-free SVN escutcheon, BLE / Mifare / DESFire deadbolt privacy function, J lever, unhanded, satin stainless finish, for use with 1 3/4" - 2 1/4" thick door | 1 |  | 1 Year | 851.35 | 0.15 | 723.6475
12526 | Salto | AB658J63IM48--K | XS4 ANSI electronic wire-free SVN escutcheon, BLE / Mifare / DESFire deadbolt privacy function, with keypad, J lever, unhanded, satin stainless finish, for use with 1 3/4" - 2 1/4" thick door | 1 |  | 1 Year | 785.2 | 0.15 | 667.42
12527 | Salto | AB658J63IM48-W- | XS4 ANSI electronic RF wireless SVN escutcheon, BLE / Mifare / DESFire deadbolt privacy function, J lever, unhanded, satin stainless finish, for use with 1 3/4" - 2 1/4" thick door | 1 |  | 1 Year | 907.55 | 0.15 | 771.4175
12528 | Salto | AB658J63IM48-WK | XS4 ANSI electronic RF wireless SVN escutcheon, BLE / Mifare / DESFire deadbolt privacy function, with keypad, J lever, unhanded, satin stainless finish, for use with 1 3/4" - 2 1/4" thick door | 1 |  | 1 Year | 970.4 | 0.15 | 824.84
12529 | Salto | AB658J63NE38--- | XS4 ANSI electronic wire-free SVN escutcheon, BLE / Mifare / DESFire deadbolt privacy function, J lever, unhanded, black chromium finish, for use with 1 3/8" - 1 3/4" thick standard door | 1 |  | 1 Year | 757.05 | 0.15 | 643.4925
12530 | Salto | AB658J63NE38-A- | XS4 ANSI electronic AMOK wire-free SVN escutcheon, BLE / Mifare / DESFire deadbolt privacy function, J lever, unhanded, black chromium finish, for use with 1 3/8" - 1 3/4" thick standard door | 1 |  | 1 Year | 886.05 | 0.15 | 753.1425
12531 | Salto | AB658J63NE38--K | XS4 ANSI electronic wire-free SVN escutcheon, BLE / Mifare / DESFire deadbolt privacy function, with keypad, J lever, unhanded, black chromium finish, for use with 1 3/8" - 1 3/4" thick standard door | 1 |  | 1 Year | 819.9 | 0.15 | 696.915
12532 | Salto | AB658J63NE38-W- | XS4 ANSI electronic RF wireless SVN escutcheon, BLE / Mifare / DESFire deadbolt privacy function, J lever, unhanded, black chromium finish, for use with 1 3/8" - 1 3/4" thick standard door | 1 |  | 1 Year | 942.25 | 0.15 | 800.9125
12533 | Salto | AB658J63NE38-WK | XS4 ANSI electronic RF wireless SVN escutcheon, BLE / Mifare / DESFire deadbolt privacy function, with keypad, J lever, unhanded, black chromium finish, for use with 1 3/8" - 1 3/4" thick standard door | 1 |  | 1 Year | 1005.1 | 0.15 | 854.335
12534 | Salto | AB658J63NE48--- | XS4 ANSI electronic wire-free SVN escutcheon, BLE / Mifare / DESFire deadbolt privacy function, J lever, unhanded, black chromium finish, for use with 1 3/4" - 2 1/4" thick door | 1 |  | 1 Year | 757.05 | 0.15 | 643.4925
12535 | Salto | AB658J63NE48-A- | XS4 ANSI electronic AMOK wire-free SVN escutcheon, BLE / Mifare / DESFire deadbolt privacy function, J lever, unhanded, black chromium finish, for use with 1 3/4" - 2 1/4" thick door | 1 |  | 1 Year | 886.05 | 0.15 | 753.1425
12536 | Salto | AB658J63NE48--K | XS4 ANSI electronic wire-free SVN escutcheon, BLE / Mifare / DESFire deadbolt privacy function, with keypad, J lever, unhanded, black chromium finish, for use with 1 3/4" - 2 1/4" thick door | 1 |  | 1 Year | 819.9 | 0.15 | 696.915
12537 | Salto | AB658J63NE48-W- | XS4 ANSI electronic RF wireless SVN escutcheon, BLE / Mifare / DESFire deadbolt privacy function, J lever, unhanded, black chromium finish, for use with 1 3/4" - 2 1/4" thick door | 1 |  | 1 Year | 942.25 | 0.15 | 800.9125
12538 | Salto | AB658J63NE48-WK | XS4 ANSI electronic RF wireless SVN escutcheon, BLE / Mifare / DESFire deadbolt privacy function, with keypad, J lever, unhanded, black chromium finish, for use with 1 3/4" - 2 1/4" thick door | 1 |  | 1 Year | 1005.1 | 0.15 | 854.335
12539 | Salto | AB658J63PM38--- | XS4 ANSI electronic wire-free SVN escutcheon, BLE / Mifare / DESFire deadbolt privacy function, J lever, unhanded, satin brass finish, for use with 1 3/8" - 1 3/4" thick standard door | 1 |  | 1 Year | 722.35 | 0.15 | 613.9975
12540 | Salto | AB658J63PM38-A- | XS4 ANSI electronic AMOK wire-free SVN escutcheon, BLE / Mifare / DESFire deadbolt privacy function, J lever, unhanded, satin brass finish, for use with 1 3/8" - 1 3/4" thick standard door | 1 |  | 1 Year | 851.35 | 0.15 | 723.6475
12541 | Salto | AB658J63PM38--K | XS4 ANSI electronic wire-free SVN escutcheon, BLE / Mifare / DESFire deadbolt privacy function, with keypad, J lever, unhanded, satin brass finish, for use with 1 3/8" - 1 3/4" thick standard door | 1 |  | 1 Year | 785.2 | 0.15 | 667.42
12542 | Salto | AB658J63PM38-W- | XS4 ANSI electronic RF wireless SVN escutcheon, BLE / Mifare / DESFire deadbolt privacy function, J lever, unhanded, satin brass finish, for use with 1 3/8" - 1 3/4" thick standard door | 1 |  | 1 Year | 907.55 | 0.15 | 771.4175
12543 | Salto | AB658J63PM38-WK | XS4 ANSI electronic RF wireless SVN escutcheon, BLE / Mifare / DESFire deadbolt privacy function, with keypad, J lever, unhanded, satin brass finish, for use with 1 3/8" - 1 3/4" thick standard door | 1 |  | 1 Year | 970.4 | 0.15 | 824.84
12544 | Salto | AB658J63PM48--- | XS4 ANSI electronic wire-free SVN escutcheon, BLE / Mifare / DESFire deadbolt privacy function, J lever, unhanded, satin brass finish, for use with 1 3/4" - 2 1/4" thick door | 1 |  | 1 Year | 722.35 | 0.15 | 613.9975
12545 | Salto | AB658J63PM48-A- | XS4 ANSI electronic AMOK wire-free SVN escutcheon, BLE / Mifare / DESFire deadbolt privacy function, J lever, unhanded, satin brass finish, for use with 1 3/4" - 2 1/4" thick door | 1 |  | 1 Year | 851.35 | 0.15 | 723.6475
12546 | Salto | AB658J63PM48--K | XS4 ANSI electronic wire-free SVN escutcheon, BLE / Mifare / DESFire deadbolt privacy function, with keypad, J lever, unhanded, satin brass finish, for use with 1 3/4" - 2 1/4" thick door | 1 |  | 1 Year | 785.2 | 0.15 | 667.42
12547 | Salto | AB658J63PM48-W- | XS4 ANSI electronic RF wireless SVN escutcheon, BLE / Mifare / DESFire deadbolt privacy function, J lever, unhanded, satin brass finish, for use with 1 3/4" - 2 1/4" thick door | 1 |  | 1 Year | 907.55 | 0.15 | 771.4175
12548 | Salto | AB658J63PM48-WK | XS4 ANSI electronic RF wireless SVN escutcheon, BLE / Mifare / DESFire deadbolt privacy function, with keypad, J lever, unhanded, satin brass finish, for use with 1 3/4" - 2 1/4" thick door | 1 |  | 1 Year | 970.4 | 0.15 | 824.84
12549 | Salto | AB658K61IM38L-- | XS4 ANSI electronic wire-free SVN escutcheon, BLE / Mifare / DESFire deadbolt privacy function, K lever, left handed, satin stainless finish, for use with 1 3/8" - 1 3/4" thick standard door | 1 |  | 1 Year | 722.35 | 0.15 | 613.9975
12550 | Salto | AB658K61IM38LA- | XS4 ANSI electronic AMOK wire-free SVN escutcheon, BLE / Mifare / DESFire deadbolt privacy function, K lever, left handed, satin stainless finish, for use with 1 3/8" - 1 3/4" thick standard door | 1 |  | 1 Year | 851.35 | 0.15 | 723.6475
12551 | Salto | AB658K61IM38L-K | XS4 ANSI electronic wire-free SVN escutcheon, BLE / Mifare / DESFire deadbolt privacy function, with keypad, K lever, left handed, satin stainless finish, for use with 1 3/8" - 1 3/4" thick standard door | 1 |  | 1 Year | 785.2 | 0.15 | 667.42
12552 | Salto | AB658K61IM38LW- | XS4 ANSI electronic RF wireless SVN escutcheon, BLE / Mifare / DESFire deadbolt privacy function, K lever, left handed, satin stainless finish, for use with 1 3/8" - 1 3/4" thick standard door | 1 |  | 1 Year | 907.55 | 0.15 | 771.4175
12553 | Salto | AB658K61IM38LWK | XS4 ANSI electronic RF wireless SVN escutcheon, BLE / Mifare / DESFire deadbolt privacy function, with keypad, K lever, left handed, satin stainless finish, for use with 1 3/8" - 1 3/4" thick standard door | 1 |  | 1 Year | 970.4 | 0.15 | 824.84
12554 | Salto | AB658K61IM38R-- | XS4 ANSI electronic wire-free SVN escutcheon, BLE / Mifare / DESFire deadbolt privacy function, K lever, right handed, satin stainless finish, for use with 1 3/8" - 1 3/4" thick standard door | 1 |  | 1 Year | 722.35 | 0.15 | 613.9975
12555 | Salto | AB658K61IM38RA- | XS4 ANSI electronic AMOK wire-free SVN escutcheon, BLE / Mifare / DESFire deadbolt privacy function, K lever, right handed, satin stainless finish, for use with 1 3/8" - 1 3/4" thick standard door | 1 |  | 1 Year | 851.35 | 0.15 | 723.6475
12556 | Salto | AB658K61IM38R-K | XS4 ANSI electronic wire-free SVN escutcheon, BLE / Mifare / DESFire deadbolt privacy function, with keypad, K lever, right handed, satin stainless finish, for use with 1 3/8" - 1 3/4" thick standard door | 1 |  | 1 Year | 785.2 | 0.15 | 667.42
12557 | Salto | AB658K61IM38RW- | XS4 ANSI electronic RF wireless SVN escutcheon, BLE / Mifare / DESFire deadbolt privacy function, K lever, right handed, satin stainless finish, for use with 1 3/8" - 1 3/4" thick standard door | 1 |  | 1 Year | 907.55 | 0.15 | 771.4175
12558 | Salto | AB658K61IM38RWK | XS4 ANSI electronic RF wireless SVN escutcheon, BLE / Mifare / DESFire deadbolt privacy function, with keypad, K lever, right handed, satin stainless finish, for use with 1 3/8" - 1 3/4" thick standard door | 1 |  | 1 Year | 970.4 | 0.15 | 824.84
12559 | Salto | AB658K61IM48L-- | XS4 ANSI electronic wire-free SVN escutcheon, BLE / Mifare / DESFire deadbolt privacy function, K lever, left handed, satin stainless finish, for use with 1 3/4" - 2 1/4" thick door | 1 |  | 1 Year | 722.35 | 0.15 | 613.9975
12560 | Salto | AB658K61IM48LA- | XS4 ANSI electronic AMOK wire-free SVN escutcheon, BLE / Mifare / DESFire deadbolt privacy function, K lever, left handed, satin stainless finish, for use with 1 3/4" - 2 1/4" thick door | 1 |  | 1 Year | 851.35 | 0.15 | 723.6475
12561 | Salto | AB658K61IM48L-K | XS4 ANSI electronic wire-free SVN escutcheon, BLE / Mifare / DESFire deadbolt privacy function, with keypad, K lever, left handed, satin stainless finish, for use with 1 3/4" - 2 1/4" thick door | 1 |  | 1 Year | 785.2 | 0.15 | 667.42
12562 | Salto | AB658K61IM48LW- | XS4 ANSI electronic RF wireless SVN escutcheon, BLE / Mifare / DESFire deadbolt privacy function, K lever, left handed, satin stainless finish, for use with 1 3/4" - 2 1/4" thick door | 1 |  | 1 Year | 907.55 | 0.15 | 771.4175
12563 | Salto | AB658K61IM48LWK | XS4 ANSI electronic RF wireless SVN escutcheon, BLE / Mifare / DESFire deadbolt privacy function, with keypad, K lever, left handed, satin stainless finish, for use with 1 3/4" - 2 1/4" thick door | 1 |  | 1 Year | 970.4 | 0.15 | 824.84
12564 | Salto | AB658K61IM48R-- | XS4 ANSI electronic wire-free SVN escutcheon, BLE / Mifare / DESFire deadbolt privacy function, K lever, right handed, satin stainless finish, for use with 1 3/4" - 2 1/4" thick door | 1 |  | 1 Year | 722.35 | 0.15 | 613.9975
12565 | Salto | AB658K61IM48RA- | XS4 ANSI electronic AMOK wire-free SVN escutcheon, BLE / Mifare / DESFire deadbolt privacy function, K lever, right handed, satin stainless finish, for use with 1 3/4" - 2 1/4" thick door | 1 |  | 1 Year | 851.35 | 0.15 | 723.6475
12566 | Salto | AB658K61IM48R-K | XS4 ANSI electronic wire-free SVN escutcheon, BLE / Mifare / DESFire deadbolt privacy function, with keypad, K lever, right handed, satin stainless finish, for use with 1 3/4" - 2 1/4" thick door | 1 |  | 1 Year | 785.2 | 0.15 | 667.42
12567 | Salto | AB658K61IM48RW- | XS4 ANSI electronic RF wireless SVN escutcheon, BLE / Mifare / DESFire deadbolt privacy function, K lever, right handed, satin stainless finish, for use with 1 3/4" - 2 1/4" thick door | 1 |  | 1 Year | 907.55 | 0.15 | 771.4175
12568 | Salto | AB658K61IM48RWK | XS4 ANSI electronic RF wireless SVN escutcheon, BLE / Mifare / DESFire deadbolt privacy function, with keypad, K lever, right handed, satin stainless finish, for use with 1 3/4" - 2 1/4" thick door | 1 |  | 1 Year | 970.4 | 0.15 | 824.84
12569 | Salto | AB658K61IP38L-- | XS4 ANSI electronic wire-free SVN escutcheon, BLE / Mifare / DESFire deadbolt privacy function, K lever, left handed, bright stainless steel finish, for use with 1 3/8" - 1 3/4" thick standard door | 1 |  | 1 Year | 738.65 | 0.15 | 627.8525
12570 | Salto | AB658K61IP38LA- | XS4 ANSI electronic AMOK wire-free SVN escutcheon, BLE / Mifare / DESFire deadbolt privacy function, K lever, left handed, bright stainless steel finish, for use with 1 3/8" - 1 3/4" thick standard door | 1 |  | 1 Year | 867.65 | 0.15 | 737.5025
12571 | Salto | AB658K61IP38L-K | XS4 ANSI electronic wire-free SVN escutcheon, BLE / Mifare / DESFire deadbolt privacy function, with keypad, K lever, left handed, bright stainless steel finish, for use with 1 3/8" - 1 3/4" thick standard door | 1 |  | 1 Year | 801.5 | 0.15 | 681.275
12572 | Salto | AB658K61IP38LW- | XS4 ANSI electronic RF wireless SVN escutcheon, BLE / Mifare / DESFire deadbolt privacy function, K lever, left handed, bright stainless steel finish, for use with 1 3/8" - 1 3/4" thick standard door | 1 |  | 1 Year | 923.85 | 0.15 | 785.2725
12573 | Salto | AB658K61IP38LWK | XS4 ANSI electronic RF wireless SVN escutcheon, BLE / Mifare / DESFire deadbolt privacy function, with keypad, K lever, left handed, bright stainless steel finish, for use with 1 3/8" - 1 3/4" thick standard door | 1 |  | 1 Year | 986.7 | 0.15 | 838.695
12574 | Salto | AB658K61IP38R-- | XS4 ANSI electronic wire-free SVN escutcheon, BLE / Mifare / DESFire deadbolt privacy function, K lever, right handed, bright stainless steel finish, for use with 1 3/8" - 1 3/4" thick standard door | 1 |  | 1 Year | 738.65 | 0.15 | 627.8525
12575 | Salto | AB658K61IP38RA- | XS4 ANSI electronic AMOK wire-free SVN escutcheon, BLE / Mifare / DESFire deadbolt privacy function, K lever, right handed, bright stainless steel finish, for use with 1 3/8" - 1 3/4" thick standard door | 1 |  | 1 Year | 867.65 | 0.15 | 737.5025
12576 | Salto | AB658K61IP38R-K | XS4 ANSI electronic wire-free SVN escutcheon, BLE / Mifare / DESFire deadbolt privacy function, with keypad, K lever, right handed, bright stainless steel finish, for use with 1 3/8" - 1 3/4" thick standard door | 1 |  | 1 Year | 801.5 | 0.15 | 681.275
12577 | Salto | AB658K61IP38RW- | XS4 ANSI electronic RF wireless SVN escutcheon, BLE / Mifare / DESFire deadbolt privacy function, K lever, right handed, bright stainless steel finish, for use with 1 3/8" - 1 3/4" thick standard door | 1 |  | 1 Year | 923.85 | 0.15 | 785.2725
12578 | Salto | AB658K61IP38RWK | XS4 ANSI electronic RF wireless SVN escutcheon, BLE / Mifare / DESFire deadbolt privacy function, with keypad, K lever, right handed, bright stainless steel finish, for use with 1 3/8" - 1 3/4" thick standard door | 1 |  | 1 Year | 986.7 | 0.15 | 838.695
12579 | Salto | AB658K61IP48L-- | XS4 ANSI electronic wire-free SVN escutcheon, BLE / Mifare / DESFire deadbolt privacy function, K lever, left handed, bright stainless steel finish, for use with 1 3/4" - 2 1/4" thick door | 1 |  | 1 Year | 738.65 | 0.15 | 627.8525
12580 | Salto | AB658K61IP48LA- | XS4 ANSI electronic AMOK wire-free SVN escutcheon, BLE / Mifare / DESFire deadbolt privacy function, K lever, left handed, bright stainless steel finish, for use with 1 3/4" - 2 1/4" thick door | 1 |  | 1 Year | 867.65 | 0.15 | 737.5025
12581 | Salto | AB658K61IP48L-K | XS4 ANSI electronic wire-free SVN escutcheon, BLE / Mifare / DESFire deadbolt privacy function, with keypad, K lever, left handed, bright stainless steel finish, for use with 1 3/4" - 2 1/4" thick door | 1 |  | 1 Year | 801.5 | 0.15 | 681.275
12582 | Salto | AB658K61IP48LW- | XS4 ANSI electronic RF wireless SVN escutcheon, BLE / Mifare / DESFire deadbolt privacy function, K lever, left handed, bright stainless steel finish, for use with 1 3/4" - 2 1/4" thick door | 1 |  | 1 Year | 923.85 | 0.15 | 785.2725
12583 | Salto | AB658K61IP48LWK | XS4 ANSI electronic RF wireless SVN escutcheon, BLE / Mifare / DESFire deadbolt privacy function, with keypad, K lever, left handed, bright stainless steel finish, for use with 1 3/4" - 2 1/4" thick door | 1 |  | 1 Year | 986.7 | 0.15 | 838.695
12584 | Salto | AB658K61IP48R-- | XS4 ANSI electronic wire-free SVN escutcheon, BLE / Mifare / DESFire deadbolt privacy function, K lever, right handed, bright stainless steel finish, for use with 1 3/4" - 2 1/4" thick door | 1 |  | 1 Year | 738.65 | 0.15 | 627.8525
12585 | Salto | AB658K61IP48RA- | XS4 ANSI electronic AMOK wire-free SVN escutcheon, BLE / Mifare / DESFire deadbolt privacy function, K lever, right handed, bright stainless steel finish, for use with 1 3/4" - 2 1/4" thick door | 1 |  | 1 Year | 867.65 | 0.15 | 737.5025
12586 | Salto | AB658K61IP48R-K | XS4 ANSI electronic wire-free SVN escutcheon, BLE / Mifare / DESFire deadbolt privacy function, with keypad, K lever, right handed, bright stainless steel finish, for use with 1 3/4" - 2 1/4" thick door | 1 |  | 1 Year | 801.5 | 0.15 | 681.275
12587 | Salto | AB658K61IP48RW- | XS4 ANSI electronic RF wireless SVN escutcheon, BLE / Mifare / DESFire deadbolt privacy function, K lever, right handed, bright stainless steel finish, for use with 1 3/4" - 2 1/4" thick door | 1 |  | 1 Year | 923.85 | 0.15 | 785.2725
12588 | Salto | AB658K61IP48RWK | XS4 ANSI electronic RF wireless SVN escutcheon, BLE / Mifare / DESFire deadbolt privacy function, with keypad, K lever, right handed, bright stainless steel finish, for use with 1 3/4" - 2 1/4" thick door | 1 |  | 1 Year | 986.7 | 0.15 | 838.695
12589 | Salto | AB658K61PP38L-- | XS4 ANSI electronic wire-free SVN escutcheon, BLE / Mifare / DESFire deadbolt privacy function, K lever, left handed, bright brass finish, for use with 1 3/8" - 1 3/4" thick standard door | 1 |  | 1 Year | 738.65 | 0.15 | 627.8525
12590 | Salto | AB658K61PP38LA- | XS4 ANSI electronic AMOK wire-free SVN escutcheon, BLE / Mifare / DESFire deadbolt privacy function, K lever, left handed, bright brass finish, for use with 1 3/8" - 1 3/4" thick standard door | 1 |  | 1 Year | 867.65 | 0.15 | 737.5025
12591 | Salto | AB658K61PP38L-K | XS4 ANSI electronic wire-free SVN escutcheon, BLE / Mifare / DESFire deadbolt privacy function, with keypad, K lever, left handed, bright brass finish, for use with 1 3/8" - 1 3/4" thick standard door | 1 |  | 1 Year | 801.5 | 0.15 | 681.275
12592 | Salto | AB658K61PP38LW- | XS4 ANSI electronic RF wireless SVN escutcheon, BLE / Mifare / DESFire deadbolt privacy function, K lever, left handed, bright brass finish, for use with 1 3/8" - 1 3/4" thick standard door | 1 |  | 1 Year | 923.85 | 0.15 | 785.2725
12593 | Salto | AB658K61PP38LWK | XS4 ANSI electronic RF wireless SVN escutcheon, BLE / Mifare / DESFire deadbolt privacy function, with keypad, K lever, left handed, bright brass finish, for use with 1 3/8" - 1 3/4" thick standard door | 1 |  | 1 Year | 986.7 | 0.15 | 838.695
12594 | Salto | AB658K61PP38R-- | XS4 ANSI electronic wire-free SVN escutcheon, BLE / Mifare / DESFire deadbolt privacy function, K lever, right handed, bright brass finish, for use with 1 3/8" - 1 3/4" thick standard door | 1 |  | 1 Year | 738.65 | 0.15 | 627.8525
12595 | Salto | AB658K61PP38RA- | XS4 ANSI electronic AMOK wire-free SVN escutcheon, BLE / Mifare / DESFire deadbolt privacy function, K lever, right handed, bright brass finish, for use with 1 3/8" - 1 3/4" thick standard door | 1 |  | 1 Year | 867.65 | 0.15 | 737.5025
12596 | Salto | AB658K61PP38R-K | XS4 ANSI electronic wire-free SVN escutcheon, BLE / Mifare / DESFire deadbolt privacy function, with keypad, K lever, right handed, bright brass finish, for use with 1 3/8" - 1 3/4" thick standard door | 1 |  | 1 Year | 801.5 | 0.15 | 681.275
12597 | Salto | AB658K61PP38RW- | XS4 ANSI electronic RF wireless SVN escutcheon, BLE / Mifare / DESFire deadbolt privacy function, K lever, right handed, bright brass finish, for use with 1 3/8" - 1 3/4" thick standard door | 1 |  | 1 Year | 923.85 | 0.15 | 785.2725
12598 | Salto | AB658K61PP38RWK | XS4 ANSI electronic RF wireless SVN escutcheon, BLE / Mifare / DESFire deadbolt privacy function, with keypad, K lever, right handed, bright brass finish, for use with 1 3/8" - 1 3/4" thick standard door | 1 |  | 1 Year | 986.7 | 0.15 | 838.695
12599 | Salto | AB658K61PP48L-- | XS4 ANSI electronic wire-free SVN escutcheon, BLE / Mifare / DESFire deadbolt privacy function, K lever, left handed, bright brass finish, for use with 1 3/4" - 2 1/4" thick door | 1 |  | 1 Year | 738.65 | 0.15 | 627.8525
12600 | Salto | AB658K61PP48LA- | XS4 ANSI electronic AMOK wire-free SVN escutcheon, BLE / Mifare / DESFire deadbolt privacy function, K lever, left handed, bright brass finish, for use with 1 3/4" - 2 1/4" thick door | 1 |  | 1 Year | 867.65 | 0.15 | 737.5025
12601 | Salto | AB658K61PP48L-K | XS4 ANSI electronic wire-free SVN escutcheon, BLE / Mifare / DESFire deadbolt privacy function, with keypad, K lever, left handed, bright brass finish, for use with 1 3/4" - 2 1/4" thick door | 1 |  | 1 Year | 801.5 | 0.15 | 681.275
12602 | Salto | AB658K61PP48LW- | XS4 ANSI electronic RF wireless SVN escutcheon, BLE / Mifare / DESFire deadbolt privacy function, K lever, left handed, bright brass finish, for use with 1 3/4" - 2 1/4" thick door | 1 |  | 1 Year | 923.85 | 0.15 | 785.2725
12603 | Salto | AB658K61PP48LWK | XS4 ANSI electronic RF wireless SVN escutcheon, BLE / Mifare / DESFire deadbolt privacy function, with keypad, K lever, left handed, bright brass finish, for use with 1 3/4" - 2 1/4" thick door | 1 |  | 1 Year | 986.7 | 0.15 | 838.695
12604 | Salto | AB658K61PP48R-- | XS4 ANSI electronic wire-free SVN escutcheon, BLE / Mifare / DESFire deadbolt privacy function, K lever, right handed, bright brass finish, for use with 1 3/4" - 2 1/4" thick door | 1 |  | 1 Year | 738.65 | 0.15 | 627.8525
12605 | Salto | AB658K61PP48RA- | XS4 ANSI electronic AMOK wire-free SVN escutcheon, BLE / Mifare / DESFire deadbolt privacy function, K lever, right handed, bright brass finish, for use with 1 3/4" - 2 1/4" thick door | 1 |  | 1 Year | 867.65 | 0.15 | 737.5025
12606 | Salto | AB658K61PP48R-K | XS4 ANSI electronic wire-free SVN escutcheon, BLE / Mifare / DESFire deadbolt privacy function, with keypad, K lever, right handed, bright brass finish, for use with 1 3/4" - 2 1/4" thick door | 1 |  | 1 Year | 801.5 | 0.15 | 681.275
12607 | Salto | AB658K61PP48RW- | XS4 ANSI electronic RF wireless SVN escutcheon, BLE / Mifare / DESFire deadbolt privacy function, K lever, right handed, bright brass finish, for use with 1 3/4" - 2 1/4" thick door | 1 |  | 1 Year | 923.85 | 0.15 | 785.2725
12608 | Salto | AB658K61PP48RWK | XS4 ANSI electronic RF wireless SVN escutcheon, BLE / Mifare / DESFire deadbolt privacy function, with keypad, K lever, right handed, bright brass finish, for use with 1 3/4" - 2 1/4" thick door | 1 |  | 1 Year | 986.7 | 0.15 | 838.695
12609 | Salto | AB658K62IM38L-- | XS4 ANSI electronic wire-free SVN escutcheon, BLE / Mifare / DESFire deadbolt privacy function, K lever, left handed, satin stainless finish, for use with 1 3/8" - 1 3/4" thick standard door | 1 |  | 1 Year | 722.35 | 0.15 | 613.9975
12610 | Salto | AB658K62IM38LA- | XS4 ANSI electronic AMOK wire-free SVN escutcheon, BLE / Mifare / DESFire deadbolt privacy function, K lever, left handed, satin stainless finish, for use with 1 3/8" - 1 3/4" thick standard door | 1 |  | 1 Year | 851.35 | 0.15 | 723.6475
12611 | Salto | AB658K62IM38L-K | XS4 ANSI electronic wire-free SVN escutcheon, BLE / Mifare / DESFire deadbolt privacy function, with keypad, K lever, left handed, satin stainless finish, for use with 1 3/8" - 1 3/4" thick standard door | 1 |  | 1 Year | 785.2 | 0.15 | 667.42
12612 | Salto | AB658K62IM38LW- | XS4 ANSI electronic RF wireless SVN escutcheon, BLE / Mifare / DESFire deadbolt privacy function, K lever, left handed, satin stainless finish, for use with 1 3/8" - 1 3/4" thick standard door | 1 |  | 1 Year | 907.55 | 0.15 | 771.4175
12613 | Salto | AB658K62IM38LWK | XS4 ANSI electronic RF wireless SVN escutcheon, BLE / Mifare / DESFire deadbolt privacy function, with keypad, K lever, left handed, satin stainless finish, for use with 1 3/8" - 1 3/4" thick standard door | 1 |  | 1 Year | 970.4 | 0.15 | 824.84
12614 | Salto | AB658K62IM38R-- | XS4 ANSI electronic wire-free SVN escutcheon, BLE / Mifare / DESFire deadbolt privacy function, K lever, right handed, satin stainless finish, for use with 1 3/8" - 1 3/4" thick standard door | 1 |  | 1 Year | 722.35 | 0.15 | 613.9975
12615 | Salto | AB658K62IM38RA- | XS4 ANSI electronic AMOK wire-free SVN escutcheon, BLE / Mifare / DESFire deadbolt privacy function, K lever, right handed, satin stainless finish, for use with 1 3/8" - 1 3/4" thick standard door | 1 |  | 1 Year | 851.35 | 0.15 | 723.6475
12616 | Salto | AB658K62IM38R-K | XS4 ANSI electronic wire-free SVN escutcheon, BLE / Mifare / DESFire deadbolt privacy function, with keypad, K lever, right handed, satin stainless finish, for use with 1 3/8" - 1 3/4" thick standard door | 1 |  | 1 Year | 785.2 | 0.15 | 667.42
12617 | Salto | AB658K62IM38RW- | XS4 ANSI electronic RF wireless SVN escutcheon, BLE / Mifare / DESFire deadbolt privacy function, K lever, right handed, satin stainless finish, for use with 1 3/8" - 1 3/4" thick standard door | 1 |  | 1 Year | 907.55 | 0.15 | 771.4175
12618 | Salto | AB658K62IM38RWK | XS4 ANSI electronic RF wireless SVN escutcheon, BLE / Mifare / DESFire deadbolt privacy function, with keypad, K lever, right handed, satin stainless finish, for use with 1 3/8" - 1 3/4" thick standard door | 1 |  | 1 Year | 970.4 | 0.15 | 824.84
12619 | Salto | AB658K62IM48L-- | XS4 ANSI electronic wire-free SVN escutcheon, BLE / Mifare / DESFire deadbolt privacy function, K lever, left handed, satin stainless finish, for use with 1 3/4" - 2 1/4" thick door | 1 |  | 1 Year | 722.35 | 0.15 | 613.9975
12620 | Salto | AB658K62IM48LA- | XS4 ANSI electronic AMOK wire-free SVN escutcheon, BLE / Mifare / DESFire deadbolt privacy function, K lever, left handed, satin stainless finish, for use with 1 3/4" - 2 1/4" thick door | 1 |  | 1 Year | 851.35 | 0.15 | 723.6475
12621 | Salto | AB658K62IM48L-K | XS4 ANSI electronic wire-free SVN escutcheon, BLE / Mifare / DESFire deadbolt privacy function, with keypad, K lever, left handed, satin stainless finish, for use with 1 3/4" - 2 1/4" thick door | 1 |  | 1 Year | 785.2 | 0.15 | 667.42
12622 | Salto | AB658K62IM48LW- | XS4 ANSI electronic RF wireless SVN escutcheon, BLE / Mifare / DESFire deadbolt privacy function, K lever, left handed, satin stainless finish, for use with 1 3/4" - 2 1/4" thick door | 1 |  | 1 Year | 907.55 | 0.15 | 771.4175
12623 | Salto | AB658K62IM48LWK | XS4 ANSI electronic RF wireless SVN escutcheon, BLE / Mifare / DESFire deadbolt privacy function, with keypad, K lever, left handed, satin stainless finish, for use with 1 3/4" - 2 1/4" thick door | 1 |  | 1 Year | 970.4 | 0.15 | 824.84
12624 | Salto | AB658K62IM48R-- | XS4 ANSI electronic wire-free SVN escutcheon, BLE / Mifare / DESFire deadbolt privacy function, K lever, right handed, satin stainless finish, for use with 1 3/4" - 2 1/4" thick door | 1 |  | 1 Year | 722.35 | 0.15 | 613.9975
12625 | Salto | AB658K62IM48RA- | XS4 ANSI electronic AMOK wire-free SVN escutcheon, BLE / Mifare / DESFire deadbolt privacy function, K lever, right handed, satin stainless finish, for use with 1 3/4" - 2 1/4" thick door | 1 |  | 1 Year | 851.35 | 0.15 | 723.6475
12626 | Salto | AB658K62IM48R-K | XS4 ANSI electronic wire-free SVN escutcheon, BLE / Mifare / DESFire deadbolt privacy function, with keypad, K lever, right handed, satin stainless finish, for use with 1 3/4" - 2 1/4" thick door | 1 |  | 1 Year | 785.2 | 0.15 | 667.42
12627 | Salto | AB658K62IM48RW- | XS4 ANSI electronic RF wireless SVN escutcheon, BLE / Mifare / DESFire deadbolt privacy function, K lever, right handed, satin stainless finish, for use with 1 3/4" - 2 1/4" thick door | 1 |  | 1 Year | 907.55 | 0.15 | 771.4175
12628 | Salto | AB658K62IM48RWK | XS4 ANSI electronic RF wireless SVN escutcheon, BLE / Mifare / DESFire deadbolt privacy function, with keypad, K lever, right handed, satin stainless finish, for use with 1 3/4" - 2 1/4" thick door | 1 |  | 1 Year | 970.4 | 0.15 | 824.84
12629 | Salto | AB658K62IP38L-- | XS4 ANSI electronic wire-free SVN escutcheon, BLE / Mifare / DESFire deadbolt privacy function, K lever, left handed, bright stainless steel finish, for use with 1 3/8" - 1 3/4" thick standard door | 1 |  | 1 Year | 738.65 | 0.15 | 627.8525
12630 | Salto | AB658K62IP38LA- | XS4 ANSI electronic AMOK wire-free SVN escutcheon, BLE / Mifare / DESFire deadbolt privacy function, K lever, left handed, bright stainless steel finish, for use with 1 3/8" - 1 3/4" thick standard door | 1 |  | 1 Year | 867.65 | 0.15 | 737.5025
12631 | Salto | AB658K62IP38L-K | XS4 ANSI electronic wire-free SVN escutcheon, BLE / Mifare / DESFire deadbolt privacy function, with keypad, K lever, left handed, bright stainless steel finish, for use with 1 3/8" - 1 3/4" thick standard door | 1 |  | 1 Year | 801.5 | 0.15 | 681.275
12632 | Salto | AB658K62IP38LW- | XS4 ANSI electronic RF wireless SVN escutcheon, BLE / Mifare / DESFire deadbolt privacy function, K lever, left handed, bright stainless steel finish, for use with 1 3/8" - 1 3/4" thick standard door | 1 |  | 1 Year | 923.85 | 0.15 | 785.2725
12633 | Salto | AB658K62IP38LWK | XS4 ANSI electronic RF wireless SVN escutcheon, BLE / Mifare / DESFire deadbolt privacy function, with keypad, K lever, left handed, bright stainless steel finish, for use with 1 3/8" - 1 3/4" thick standard door | 1 |  | 1 Year | 986.7 | 0.15 | 838.695
12634 | Salto | AB658K62IP38R-- | XS4 ANSI electronic wire-free SVN escutcheon, BLE / Mifare / DESFire deadbolt privacy function, K lever, right handed, bright stainless steel finish, for use with 1 3/8" - 1 3/4" thick standard door | 1 |  | 1 Year | 738.65 | 0.15 | 627.8525
12635 | Salto | AB658K62IP38RA- | XS4 ANSI electronic AMOK wire-free SVN escutcheon, BLE / Mifare / DESFire deadbolt privacy function, K lever, right handed, bright stainless steel finish, for use with 1 3/8" - 1 3/4" thick standard door | 1 |  | 1 Year | 867.65 | 0.15 | 737.5025
12636 | Salto | AB658K62IP38R-K | XS4 ANSI electronic wire-free SVN escutcheon, BLE / Mifare / DESFire deadbolt privacy function, with keypad, K lever, right handed, bright stainless steel finish, for use with 1 3/8" - 1 3/4" thick standard door | 1 |  | 1 Year | 801.5 | 0.15 | 681.275
12637 | Salto | AB658K62IP38RW- | XS4 ANSI electronic RF wireless SVN escutcheon, BLE / Mifare / DESFire deadbolt privacy function, K lever, right handed, bright stainless steel finish, for use with 1 3/8" - 1 3/4" thick standard door | 1 |  | 1 Year | 923.85 | 0.15 | 785.2725
12638 | Salto | AB658K62IP38RWK | XS4 ANSI electronic RF wireless SVN escutcheon, BLE / Mifare / DESFire deadbolt privacy function, with keypad, K lever, right handed, bright stainless steel finish, for use with 1 3/8" - 1 3/4" thick standard door | 1 |  | 1 Year | 986.7 | 0.15 | 838.695
12639 | Salto | AB658K62IP48L-- | XS4 ANSI electronic wire-free SVN escutcheon, BLE / Mifare / DESFire deadbolt privacy function, K lever, left handed, bright stainless steel finish, for use with 1 3/4" - 2 1/4" thick door | 1 |  | 1 Year | 738.65 | 0.15 | 627.8525
12640 | Salto | AB658K62IP48LA- | XS4 ANSI electronic AMOK wire-free SVN escutcheon, BLE / Mifare / DESFire deadbolt privacy function, K lever, left handed, bright stainless steel finish, for use with 1 3/4" - 2 1/4" thick door | 1 |  | 1 Year | 867.65 | 0.15 | 737.5025
12641 | Salto | AB658K62IP48L-K | XS4 ANSI electronic wire-free SVN escutcheon, BLE / Mifare / DESFire deadbolt privacy function, with keypad, K lever, left handed, bright stainless steel finish, for use with 1 3/4" - 2 1/4" thick door | 1 |  | 1 Year | 801.5 | 0.15 | 681.275
12642 | Salto | AB658K62IP48LW- | XS4 ANSI electronic RF wireless SVN escutcheon, BLE / Mifare / DESFire deadbolt privacy function, K lever, left handed, bright stainless steel finish, for use with 1 3/4" - 2 1/4" thick door | 1 |  | 1 Year | 923.85 | 0.15 | 785.2725
12643 | Salto | AB658K62IP48LWK | XS4 ANSI electronic RF wireless SVN escutcheon, BLE / Mifare / DESFire deadbolt privacy function, with keypad, K lever, left handed, bright stainless steel finish, for use with 1 3/4" - 2 1/4" thick door | 1 |  | 1 Year | 986.7 | 0.15 | 838.695
12644 | Salto | AB658K62IP48R-- | XS4 ANSI electronic wire-free SVN escutcheon, BLE / Mifare / DESFire deadbolt privacy function, K lever, right handed, bright stainless steel finish, for use with 1 3/4" - 2 1/4" thick door | 1 |  | 1 Year | 738.65 | 0.15 | 627.8525
12645 | Salto | AB658K62IP48RA- | XS4 ANSI electronic AMOK wire-free SVN escutcheon, BLE / Mifare / DESFire deadbolt privacy function, K lever, right handed, bright stainless steel finish, for use with 1 3/4" - 2 1/4" thick door | 1 |  | 1 Year | 867.65 | 0.15 | 737.5025
12646 | Salto | AB658K62IP48R-K | XS4 ANSI electronic wire-free SVN escutcheon, BLE / Mifare / DESFire deadbolt privacy function, with keypad, K lever, right handed, bright stainless steel finish, for use with 1 3/4" - 2 1/4" thick door | 1 |  | 1 Year | 801.5 | 0.15 | 681.275
12647 | Salto | AB658K62IP48RW- | XS4 ANSI electronic RF wireless SVN escutcheon, BLE / Mifare / DESFire deadbolt privacy function, K lever, right handed, bright stainless steel finish, for use with 1 3/4" - 2 1/4" thick door | 1 |  | 1 Year | 923.85 | 0.15 | 785.2725
12648 | Salto | AB658K62IP48RWK | XS4 ANSI electronic RF wireless SVN escutcheon, BLE / Mifare / DESFire deadbolt privacy function, with keypad, K lever, right handed, bright stainless steel finish, for use with 1 3/4" - 2 1/4" thick door | 1 |  | 1 Year | 986.7 | 0.15 | 838.695
12649 | Salto | AB658K62PP38L-- | XS4 ANSI electronic wire-free SVN escutcheon, BLE / Mifare / DESFire deadbolt privacy function, K lever, left handed, bright brass finish, for use with 1 3/8" - 1 3/4" thick standard door | 1 |  | 1 Year | 738.65 | 0.15 | 627.8525
12650 | Salto | AB658K62PP38LA- | XS4 ANSI electronic AMOK wire-free SVN escutcheon, BLE / Mifare / DESFire deadbolt privacy function, K lever, left handed, bright brass finish, for use with 1 3/8" - 1 3/4" thick standard door | 1 |  | 1 Year | 867.65 | 0.15 | 737.5025
12651 | Salto | AB658K62PP38L-K | XS4 ANSI electronic wire-free SVN escutcheon, BLE / Mifare / DESFire deadbolt privacy function, with keypad, K lever, left handed, bright brass finish, for use with 1 3/8" - 1 3/4" thick standard door | 1 |  | 1 Year | 801.5 | 0.15 | 681.275
12652 | Salto | AB658K62PP38LW- | XS4 ANSI electronic RF wireless SVN escutcheon, BLE / Mifare / DESFire deadbolt privacy function, K lever, left handed, bright brass finish, for use with 1 3/8" - 1 3/4" thick standard door | 1 |  | 1 Year | 923.85 | 0.15 | 785.2725
12653 | Salto | AB658K62PP38LWK | XS4 ANSI electronic RF wireless SVN escutcheon, BLE / Mifare / DESFire deadbolt privacy function, with keypad, K lever, left handed, bright brass finish, for use with 1 3/8" - 1 3/4" thick standard door | 1 |  | 1 Year | 986.7 | 0.15 | 838.695
12654 | Salto | AB658K62PP38R-- | XS4 ANSI electronic wire-free SVN escutcheon, BLE / Mifare / DESFire deadbolt privacy function, K lever, right handed, bright brass finish, for use with 1 3/8" - 1 3/4" thick standard door | 1 |  | 1 Year | 738.65 | 0.15 | 627.8525
12655 | Salto | AB658K62PP38RA- | XS4 ANSI electronic AMOK wire-free SVN escutcheon, BLE / Mifare / DESFire deadbolt privacy function, K lever, right handed, bright brass finish, for use with 1 3/8" - 1 3/4" thick standard door | 1 |  | 1 Year | 867.65 | 0.15 | 737.5025
12656 | Salto | AB658K62PP38R-K | XS4 ANSI electronic wire-free SVN escutcheon, BLE / Mifare / DESFire deadbolt privacy function, with keypad, K lever, right handed, bright brass finish, for use with 1 3/8" - 1 3/4" thick standard door | 1 |  | 1 Year | 801.5 | 0.15 | 681.275
12657 | Salto | AB658K62PP38RW- | XS4 ANSI electronic RF wireless SVN escutcheon, BLE / Mifare / DESFire deadbolt privacy function, K lever, right handed, bright brass finish, for use with 1 3/8" - 1 3/4" thick standard door | 1 |  | 1 Year | 923.85 | 0.15 | 785.2725
12658 | Salto | AB658K62PP38RWK | XS4 ANSI electronic RF wireless SVN escutcheon, BLE / Mifare / DESFire deadbolt privacy function, with keypad, K lever, right handed, bright brass finish, for use with 1 3/8" - 1 3/4" thick standard door | 1 |  | 1 Year | 986.7 | 0.15 | 838.695
12659 | Salto | AB658K62PP48L-- | XS4 ANSI electronic wire-free SVN escutcheon, BLE / Mifare / DESFire deadbolt privacy function, K lever, left handed, bright brass finish, for use with 1 3/4" - 2 1/4" thick door | 1 |  | 1 Year | 738.65 | 0.15 | 627.8525
12660 | Salto | AB658K62PP48LA- | XS4 ANSI electronic AMOK wire-free SVN escutcheon, BLE / Mifare / DESFire deadbolt privacy function, K lever, left handed, bright brass finish, for use with 1 3/4" - 2 1/4" thick door | 1 |  | 1 Year | 867.65 | 0.15 | 737.5025
12661 | Salto | AB658K62PP48L-K | XS4 ANSI electronic wire-free SVN escutcheon, BLE / Mifare / DESFire deadbolt privacy function, with keypad, K lever, left handed, bright brass finish, for use with 1 3/4" - 2 1/4" thick door | 1 |  | 1 Year | 801.5 | 0.15 | 681.275
12662 | Salto | AB658K62PP48LW- | XS4 ANSI electronic RF wireless SVN escutcheon, BLE / Mifare / DESFire deadbolt privacy function, K lever, left handed, bright brass finish, for use with 1 3/4" - 2 1/4" thick door | 1 |  | 1 Year | 923.85 | 0.15 | 785.2725
12663 | Salto | AB658K62PP48LWK | XS4 ANSI electronic RF wireless SVN escutcheon, BLE / Mifare / DESFire deadbolt privacy function, with keypad, K lever, left handed, bright brass finish, for use with 1 3/4" - 2 1/4" thick door | 1 |  | 1 Year | 986.7 | 0.15 | 838.695
12664 | Salto | AB658K62PP48R-- | XS4 ANSI electronic wire-free SVN escutcheon, BLE / Mifare / DESFire deadbolt privacy function, K lever, right handed, bright brass finish, for use with 1 3/4" - 2 1/4" thick door | 1 |  | 1 Year | 738.65 | 0.15 | 627.8525
12665 | Salto | AB658K62PP48RA- | XS4 ANSI electronic AMOK wire-free SVN escutcheon, BLE / Mifare / DESFire deadbolt privacy function, K lever, right handed, bright brass finish, for use with 1 3/4" - 2 1/4" thick door | 1 |  | 1 Year | 867.65 | 0.15 | 737.5025
12666 | Salto | AB658K62PP48R-K | XS4 ANSI electronic wire-free SVN escutcheon, BLE / Mifare / DESFire deadbolt privacy function, with keypad, K lever, right handed, bright brass finish, for use with 1 3/4" - 2 1/4" thick door | 1 |  | 1 Year | 801.5 | 0.15 | 681.275
12667 | Salto | AB658K62PP48RW- | XS4 ANSI electronic RF wireless SVN escutcheon, BLE / Mifare / DESFire deadbolt privacy function, K lever, right handed, bright brass finish, for use with 1 3/4" - 2 1/4" thick door | 1 |  | 1 Year | 923.85 | 0.15 | 785.2725
12668 | Salto | AB658K62PP48RWK | XS4 ANSI electronic RF wireless SVN escutcheon, BLE / Mifare / DESFire deadbolt privacy function, with keypad, K lever, right handed, bright brass finish, for use with 1 3/4" - 2 1/4" thick door | 1 |  | 1 Year | 986.7 | 0.15 | 838.695
12669 | Salto | AB658K63IM38L-- | XS4 ANSI electronic wire-free SVN escutcheon, BLE / Mifare / DESFire deadbolt privacy function, K lever, left handed, satin stainless finish, for use with 1 3/8" - 1 3/4" thick standard door | 1 |  | 1 Year | 722.35 | 0.15 | 613.9975
12670 | Salto | AB658K63IM38LA- | XS4 ANSI electronic AMOK wire-free SVN escutcheon, BLE / Mifare / DESFire deadbolt privacy function, K lever, left handed, satin stainless finish, for use with 1 3/8" - 1 3/4" thick standard door | 1 |  | 1 Year | 851.35 | 0.15 | 723.6475
12671 | Salto | AB658K63IM38L-K | XS4 ANSI electronic wire-free SVN escutcheon, BLE / Mifare / DESFire deadbolt privacy function, with keypad, K lever, left handed, satin stainless finish, for use with 1 3/8" - 1 3/4" thick standard door | 1 |  | 1 Year | 785.2 | 0.15 | 667.42
12672 | Salto | AB658K63IM38LW- | XS4 ANSI electronic RF wireless SVN escutcheon, BLE / Mifare / DESFire deadbolt privacy function, K lever, left handed, satin stainless finish, for use with 1 3/8" - 1 3/4" thick standard door | 1 |  | 1 Year | 907.55 | 0.15 | 771.4175
12673 | Salto | AB658K63IM38LWK | XS4 ANSI electronic RF wireless SVN escutcheon, BLE / Mifare / DESFire deadbolt privacy function, with keypad, K lever, left handed, satin stainless finish, for use with 1 3/8" - 1 3/4" thick standard door | 1 |  | 1 Year | 970.4 | 0.15 | 824.84
12674 | Salto | AB658K63IM38R-- | XS4 ANSI electronic wire-free SVN escutcheon, BLE / Mifare / DESFire deadbolt privacy function, K lever, right handed, satin stainless finish, for use with 1 3/8" - 1 3/4" thick standard door | 1 |  | 1 Year | 722.35 | 0.15 | 613.9975
12675 | Salto | AB658K63IM38RA- | XS4 ANSI electronic AMOK wire-free SVN escutcheon, BLE / Mifare / DESFire deadbolt privacy function, K lever, right handed, satin stainless finish, for use with 1 3/8" - 1 3/4" thick standard door | 1 |  | 1 Year | 851.35 | 0.15 | 723.6475
12676 | Salto | AB658K63IM38R-K | XS4 ANSI electronic wire-free SVN escutcheon, BLE / Mifare / DESFire deadbolt privacy function, with keypad, K lever, right handed, satin stainless finish, for use with 1 3/8" - 1 3/4" thick standard door | 1 |  | 1 Year | 785.2 | 0.15 | 667.42
12677 | Salto | AB658K63IM38RW- | XS4 ANSI electronic RF wireless SVN escutcheon, BLE / Mifare / DESFire deadbolt privacy function, K lever, right handed, satin stainless finish, for use with 1 3/8" - 1 3/4" thick standard door | 1 |  | 1 Year | 907.55 | 0.15 | 771.4175
12678 | Salto | AB658K63IM38RWK | XS4 ANSI electronic RF wireless SVN escutcheon, BLE / Mifare / DESFire deadbolt privacy function, with keypad, K lever, right handed, satin stainless finish, for use with 1 3/8" - 1 3/4" thick standard door | 1 |  | 1 Year | 970.4 | 0.15 | 824.84
12679 | Salto | AB658K63IM48L-- | XS4 ANSI electronic wire-free SVN escutcheon, BLE / Mifare / DESFire deadbolt privacy function, K lever, left handed, satin stainless finish, for use with 1 3/4" - 2 1/4" thick door | 1 |  | 1 Year | 722.35 | 0.15 | 613.9975
12680 | Salto | AB658K63IM48LA- | XS4 ANSI electronic AMOK wire-free SVN escutcheon, BLE / Mifare / DESFire deadbolt privacy function, K lever, left handed, satin stainless finish, for use with 1 3/4" - 2 1/4" thick door | 1 |  | 1 Year | 851.35 | 0.15 | 723.6475
12681 | Salto | AB658K63IM48L-K | XS4 ANSI electronic wire-free SVN escutcheon, BLE / Mifare / DESFire deadbolt privacy function, with keypad, K lever, left handed, satin stainless finish, for use with 1 3/4" - 2 1/4" thick door | 1 |  | 1 Year | 785.2 | 0.15 | 667.42
12682 | Salto | AB658K63IM48LW- | XS4 ANSI electronic RF wireless SVN escutcheon, BLE / Mifare / DESFire deadbolt privacy function, K lever, left handed, satin stainless finish, for use with 1 3/4" - 2 1/4" thick door | 1 |  | 1 Year | 907.55 | 0.15 | 771.4175
12683 | Salto | AB658K63IM48LWK | XS4 ANSI electronic RF wireless SVN escutcheon, BLE / Mifare / DESFire deadbolt privacy function, with keypad, K lever, left handed, satin stainless finish, for use with 1 3/4" - 2 1/4" thick door | 1 |  | 1 Year | 970.4 | 0.15 | 824.84
12684 | Salto | AB658K63IM48R-- | XS4 ANSI electronic wire-free SVN escutcheon, BLE / Mifare / DESFire deadbolt privacy function, K lever, right handed, satin stainless finish, for use with 1 3/4" - 2 1/4" thick door | 1 |  | 1 Year | 722.35 | 0.15 | 613.9975
12685 | Salto | AB658K63IM48RA- | XS4 ANSI electronic AMOK wire-free SVN escutcheon, BLE / Mifare / DESFire deadbolt privacy function, K lever, right handed, satin stainless finish, for use with 1 3/4" - 2 1/4" thick door | 1 |  | 1 Year | 851.35 | 0.15 | 723.6475
12686 | Salto | AB658K63IM48R-K | XS4 ANSI electronic wire-free SVN escutcheon, BLE / Mifare / DESFire deadbolt privacy function, with keypad, K lever, right handed, satin stainless finish, for use with 1 3/4" - 2 1/4" thick door | 1 |  | 1 Year | 785.2 | 0.15 | 667.42
12687 | Salto | AB658K63IM48RW- | XS4 ANSI electronic RF wireless SVN escutcheon, BLE / Mifare / DESFire deadbolt privacy function, K lever, right handed, satin stainless finish, for use with 1 3/4" - 2 1/4" thick door | 1 |  | 1 Year | 907.55 | 0.15 | 771.4175
12688 | Salto | AB658K63IM48RWK | XS4 ANSI electronic RF wireless SVN escutcheon, BLE / Mifare / DESFire deadbolt privacy function, with keypad, K lever, right handed, satin stainless finish, for use with 1 3/4" - 2 1/4" thick door | 1 |  | 1 Year | 970.4 | 0.15 | 824.84
12689 | Salto | AB658K63IP38L-- | XS4 ANSI electronic wire-free SVN escutcheon, BLE / Mifare / DESFire deadbolt privacy function, K lever, left handed, bright stainless steel finish, for use with 1 3/8" - 1 3/4" thick standard door | 1 |  | 1 Year | 738.65 | 0.15 | 627.8525
12690 | Salto | AB658K63IP38LA- | XS4 ANSI electronic AMOK wire-free SVN escutcheon, BLE / Mifare / DESFire deadbolt privacy function, K lever, left handed, bright stainless steel finish, for use with 1 3/8" - 1 3/4" thick standard door | 1 |  | 1 Year | 867.65 | 0.15 | 737.5025
12691 | Salto | AB658K63IP38L-K | XS4 ANSI electronic wire-free SVN escutcheon, BLE / Mifare / DESFire deadbolt privacy function, with keypad, K lever, left handed, bright stainless steel finish, for use with 1 3/8" - 1 3/4" thick standard door | 1 |  | 1 Year | 801.5 | 0.15 | 681.275
12692 | Salto | AB658K63IP38LW- | XS4 ANSI electronic RF wireless SVN escutcheon, BLE / Mifare / DESFire deadbolt privacy function, K lever, left handed, bright stainless steel finish, for use with 1 3/8" - 1 3/4" thick standard door | 1 |  | 1 Year | 923.85 | 0.15 | 785.2725
12693 | Salto | AB658K63IP38LWK | XS4 ANSI electronic RF wireless SVN escutcheon, BLE / Mifare / DESFire deadbolt privacy function, with keypad, K lever, left handed, bright stainless steel finish, for use with 1 3/8" - 1 3/4" thick standard door | 1 |  | 1 Year | 986.7 | 0.15 | 838.695
12694 | Salto | AB658K63IP38R-- | XS4 ANSI electronic wire-free SVN escutcheon, BLE / Mifare / DESFire deadbolt privacy function, K lever, right handed, bright stainless steel finish, for use with 1 3/8" - 1 3/4" thick standard door | 1 |  | 1 Year | 738.65 | 0.15 | 627.8525
12695 | Salto | AB658K63IP38RA- | XS4 ANSI electronic AMOK wire-free SVN escutcheon, BLE / Mifare / DESFire deadbolt privacy function, K lever, right handed, bright stainless steel finish, for use with 1 3/8" - 1 3/4" thick standard door | 1 |  | 1 Year | 867.65 | 0.15 | 737.5025
12696 | Salto | AB658K63IP38R-K | XS4 ANSI electronic wire-free SVN escutcheon, BLE / Mifare / DESFire deadbolt privacy function, with keypad, K lever, right handed, bright stainless steel finish, for use with 1 3/8" - 1 3/4" thick standard door | 1 |  | 1 Year | 801.5 | 0.15 | 681.275
12697 | Salto | AB658K63IP38RW- | XS4 ANSI electronic RF wireless SVN escutcheon, BLE / Mifare / DESFire deadbolt privacy function, K lever, right handed, bright stainless steel finish, for use with 1 3/8" - 1 3/4" thick standard door | 1 |  | 1 Year | 923.85 | 0.15 | 785.2725
12698 | Salto | AB658K63IP38RWK | XS4 ANSI electronic RF wireless SVN escutcheon, BLE / Mifare / DESFire deadbolt privacy function, with keypad, K lever, right handed, bright stainless steel finish, for use with 1 3/8" - 1 3/4" thick standard door | 1 |  | 1 Year | 986.7 | 0.15 | 838.695
12699 | Salto | AB658K63IP48L-- | XS4 ANSI electronic wire-free SVN escutcheon, BLE / Mifare / DESFire deadbolt privacy function, K lever, left handed, bright stainless steel finish, for use with 1 3/4" - 2 1/4" thick door | 1 |  | 1 Year | 738.65 | 0.15 | 627.8525
12700 | Salto | AB658K63IP48LA- | XS4 ANSI electronic AMOK wire-free SVN escutcheon, BLE / Mifare / DESFire deadbolt privacy function, K lever, left handed, bright stainless steel finish, for use with 1 3/4" - 2 1/4" thick door | 1 |  | 1 Year | 867.65 | 0.15 | 737.5025
12701 | Salto | AB658K63IP48L-K | XS4 ANSI electronic wire-free SVN escutcheon, BLE / Mifare / DESFire deadbolt privacy function, with keypad, K lever, left handed, bright stainless steel finish, for use with 1 3/4" - 2 1/4" thick door | 1 |  | 1 Year | 801.5 | 0.15 | 681.275
12702 | Salto | AB658K63IP48LW- | XS4 ANSI electronic RF wireless SVN escutcheon, BLE / Mifare / DESFire deadbolt privacy function, K lever, left handed, bright stainless steel finish, for use with 1 3/4" - 2 1/4" thick door | 1 |  | 1 Year | 923.85 | 0.15 | 785.2725
12703 | Salto | AB658K63IP48LWK | XS4 ANSI electronic RF wireless SVN escutcheon, BLE / Mifare / DESFire deadbolt privacy function, with keypad, K lever, left handed, bright stainless steel finish, for use with 1 3/4" - 2 1/4" thick door | 1 |  | 1 Year | 986.7 | 0.15 | 838.695
12704 | Salto | AB658K63IP48R-- | XS4 ANSI electronic wire-free SVN escutcheon, BLE / Mifare / DESFire deadbolt privacy function, K lever, right handed, bright stainless steel finish, for use with 1 3/4" - 2 1/4" thick door | 1 |  | 1 Year | 738.65 | 0.15 | 627.8525
12705 | Salto | AB658K63IP48RA- | XS4 ANSI electronic AMOK wire-free SVN escutcheon, BLE / Mifare / DESFire deadbolt privacy function, K lever, right handed, bright stainless steel finish, for use with 1 3/4" - 2 1/4" thick door | 1 |  | 1 Year | 867.65 | 0.15 | 737.5025
12706 | Salto | AB658K63IP48R-K | XS4 ANSI electronic wire-free SVN escutcheon, BLE / Mifare / DESFire deadbolt privacy function, with keypad, K lever, right handed, bright stainless steel finish, for use with 1 3/4" - 2 1/4" thick door | 1 |  | 1 Year | 801.5 | 0.15 | 681.275
12707 | Salto | AB658K63IP48RW- | XS4 ANSI electronic RF wireless SVN escutcheon, BLE / Mifare / DESFire deadbolt privacy function, K lever, right handed, bright stainless steel finish, for use with 1 3/4" - 2 1/4" thick door | 1 |  | 1 Year | 923.85 | 0.15 | 785.2725
12708 | Salto | AB658K63IP48RWK | XS4 ANSI electronic RF wireless SVN escutcheon, BLE / Mifare / DESFire deadbolt privacy function, with keypad, K lever, right handed, bright stainless steel finish, for use with 1 3/4" - 2 1/4" thick door | 1 |  | 1 Year | 986.7 | 0.15 | 838.695
12709 | Salto | AB658K63PP38L-- | XS4 ANSI electronic wire-free SVN escutcheon, BLE / Mifare / DESFire deadbolt privacy function, K lever, left handed, bright brass finish, for use with 1 3/8" - 1 3/4" thick standard door | 1 |  | 1 Year | 738.65 | 0.15 | 627.8525
12710 | Salto | AB658K63PP38LA- | XS4 ANSI electronic AMOK wire-free SVN escutcheon, BLE / Mifare / DESFire deadbolt privacy function, K lever, left handed, bright brass finish, for use with 1 3/8" - 1 3/4" thick standard door | 1 |  | 1 Year | 867.65 | 0.15 | 737.5025
12711 | Salto | AB658K63PP38L-K | XS4 ANSI electronic wire-free SVN escutcheon, BLE / Mifare / DESFire deadbolt privacy function, with keypad, K lever, left handed, bright brass finish, for use with 1 3/8" - 1 3/4" thick standard door | 1 |  | 1 Year | 801.5 | 0.15 | 681.275
12712 | Salto | AB658K63PP38LW- | XS4 ANSI electronic RF wireless SVN escutcheon, BLE / Mifare / DESFire deadbolt privacy function, K lever, left handed, bright brass finish, for use with 1 3/8" - 1 3/4" thick standard door | 1 |  | 1 Year | 923.85 | 0.15 | 785.2725
12713 | Salto | AB658K63PP38LWK | XS4 ANSI electronic RF wireless SVN escutcheon, BLE / Mifare / DESFire deadbolt privacy function, with keypad, K lever, left handed, bright brass finish, for use with 1 3/8" - 1 3/4" thick standard door | 1 |  | 1 Year | 986.7 | 0.15 | 838.695
12714 | Salto | AB658K63PP38R-- | XS4 ANSI electronic wire-free SVN escutcheon, BLE / Mifare / DESFire deadbolt privacy function, K lever, right handed, bright brass finish, for use with 1 3/8" - 1 3/4" thick standard door | 1 |  | 1 Year | 738.65 | 0.15 | 627.8525
12715 | Salto | AB658K63PP38RA- | XS4 ANSI electronic AMOK wire-free SVN escutcheon, BLE / Mifare / DESFire deadbolt privacy function, K lever, right handed, bright brass finish, for use with 1 3/8" - 1 3/4" thick standard door | 1 |  | 1 Year | 867.65 | 0.15 | 737.5025
12716 | Salto | AB658K63PP38R-K | XS4 ANSI electronic wire-free SVN escutcheon, BLE / Mifare / DESFire deadbolt privacy function, with keypad, K lever, right handed, bright brass finish, for use with 1 3/8" - 1 3/4" thick standard door | 1 |  | 1 Year | 801.5 | 0.15 | 681.275
12717 | Salto | AB658K63PP38RW- | XS4 ANSI electronic RF wireless SVN escutcheon, BLE / Mifare / DESFire deadbolt privacy function, K lever, right handed, bright brass finish, for use with 1 3/8" - 1 3/4" thick standard door | 1 |  | 1 Year | 923.85 | 0.15 | 785.2725
12718 | Salto | AB658K63PP38RWK | XS4 ANSI electronic RF wireless SVN escutcheon, BLE / Mifare / DESFire deadbolt privacy function, with keypad, K lever, right handed, bright brass finish, for use with 1 3/8" - 1 3/4" thick standard door | 1 |  | 1 Year | 986.7 | 0.15 | 838.695
12719 | Salto | AB658K63PP48L-- | XS4 ANSI electronic wire-free SVN escutcheon, BLE / Mifare / DESFire deadbolt privacy function, K lever, left handed, bright brass finish, for use with 1 3/4" - 2 1/4" thick door | 1 |  | 1 Year | 738.65 | 0.15 | 627.8525
12720 | Salto | AB658K63PP48LA- | XS4 ANSI electronic AMOK wire-free SVN escutcheon, BLE / Mifare / DESFire deadbolt privacy function, K lever, left handed, bright brass finish, for use with 1 3/4" - 2 1/4" thick door | 1 |  | 1 Year | 867.65 | 0.15 | 737.5025
12721 | Salto | AB658K63PP48L-K | XS4 ANSI electronic wire-free SVN escutcheon, BLE / Mifare / DESFire deadbolt privacy function, with keypad, K lever, left handed, bright brass finish, for use with 1 3/4" - 2 1/4" thick door | 1 |  | 1 Year | 801.5 | 0.15 | 681.275
12722 | Salto | AB658K63PP48LW- | XS4 ANSI electronic RF wireless SVN escutcheon, BLE / Mifare / DESFire deadbolt privacy function, K lever, left handed, bright brass finish, for use with 1 3/4" - 2 1/4" thick door | 1 |  | 1 Year | 923.85 | 0.15 | 785.2725
12723 | Salto | AB658K63PP48LWK | XS4 ANSI electronic RF wireless SVN escutcheon, BLE / Mifare / DESFire deadbolt privacy function, with keypad, K lever, left handed, bright brass finish, for use with 1 3/4" - 2 1/4" thick door | 1 |  | 1 Year | 986.7 | 0.15 | 838.695
12724 | Salto | AB658K63PP48R-- | XS4 ANSI electronic wire-free SVN escutcheon, BLE / Mifare / DESFire deadbolt privacy function, K lever, right handed, bright brass finish, for use with 1 3/4" - 2 1/4" thick door | 1 |  | 1 Year | 738.65 | 0.15 | 627.8525
12725 | Salto | AB658K63PP48RA- | XS4 ANSI electronic AMOK wire-free SVN escutcheon, BLE / Mifare / DESFire deadbolt privacy function, K lever, right handed, bright brass finish, for use with 1 3/4" - 2 1/4" thick door | 1 |  | 1 Year | 867.65 | 0.15 | 737.5025
12726 | Salto | AB658K63PP48R-K | XS4 ANSI electronic wire-free SVN escutcheon, BLE / Mifare / DESFire deadbolt privacy function, with keypad, K lever, right handed, bright brass finish, for use with 1 3/4" - 2 1/4" thick door | 1 |  | 1 Year | 801.5 | 0.15 | 681.275
12727 | Salto | AB658K63PP48RW- | XS4 ANSI electronic RF wireless SVN escutcheon, BLE / Mifare / DESFire deadbolt privacy function, K lever, right handed, bright brass finish, for use with 1 3/4" - 2 1/4" thick door | 1 |  | 1 Year | 923.85 | 0.15 | 785.2725
12728 | Salto | AB658K63PP48RWK | XS4 ANSI electronic RF wireless SVN escutcheon, BLE / Mifare / DESFire deadbolt privacy function, with keypad, K lever, right handed, bright brass finish, for use with 1 3/4" - 2 1/4" thick door | 1 |  | 1 Year | 986.7 | 0.15 | 838.695
12729 | Salto | AB658L61BC38--- | XS4 ANSI electronic wire-free SVN escutcheon, BLE / Mifare / DESFire deadbolt privacy function, L lever, unhanded, BioCote antimicrobial finish, for use with 1 3/8" - 1 3/4" thick standard door | 1 |  | 1 Year | 764.15 | 0.15 | 649.5275
12730 | Salto | AB658L61BC38-A- | XS4 ANSI electronic AMOK wire-free SVN escutcheon, BLE / Mifare / DESFire deadbolt privacy function, L lever, unhanded, BioCote antimicrobial finish, for use with 1 3/8" - 1 3/4" thick standard door | 1 |  | 1 Year | 893.15 | 0.15 | 759.1775
12731 | Salto | AB658L61BC38--K | XS4 ANSI electronic wire-free SVN escutcheon, BLE / Mifare / DESFire deadbolt privacy function, with keypad, L lever, unhanded, BioCote antimicrobial finish, for use with 1 3/8" - 1 3/4" thick standard door | 1 |  | 1 Year | 827 | 0.15 | 702.95
12732 | Salto | AB658L61BC38-W- | XS4 ANSI electronic RF wireless SVN escutcheon, BLE / Mifare / DESFire deadbolt privacy function, L lever, unhanded, BioCote antimicrobial finish, for use with 1 3/8" - 1 3/4" thick standard door | 1 |  | 1 Year | 949.35 | 0.15 | 806.9475
12733 | Salto | AB658L61BC38-WK | XS4 ANSI electronic RF wireless SVN escutcheon, BLE / Mifare / DESFire deadbolt privacy function, with keypad, L lever, unhanded, BioCote antimicrobial finish, for use with 1 3/8" - 1 3/4" thick standard door | 1 |  | 1 Year | 1012.2 | 0.15 | 860.37
12734 | Salto | AB658L61BC48--- | XS4 ANSI electronic wire-free SVN escutcheon, BLE / Mifare / DESFire deadbolt privacy function, L lever, unhanded, BioCote antimicrobial finish, for use with 1 3/4" - 2 1/4" thick door | 1 |  | 1 Year | 764.15 | 0.15 | 649.5275
12735 | Salto | AB658L61BC48-A- | XS4 ANSI electronic AMOK wire-free SVN escutcheon, BLE / Mifare / DESFire deadbolt privacy function, L lever, unhanded, BioCote antimicrobial finish, for use with 1 3/4" - 2 1/4" thick door | 1 |  | 1 Year | 893.15 | 0.15 | 759.1775
12736 | Salto | AB658L61BC48--K | XS4 ANSI electronic wire-free SVN escutcheon, BLE / Mifare / DESFire deadbolt privacy function, with keypad, L lever, unhanded, BioCote antimicrobial finish, for use with 1 3/4" - 2 1/4" thick door | 1 |  | 1 Year | 827 | 0.15 | 702.95
12737 | Salto | AB658L61BC48-W- | XS4 ANSI electronic RF wireless SVN escutcheon, BLE / Mifare / DESFire deadbolt privacy function, L lever, unhanded, BioCote antimicrobial finish, for use with 1 3/4" - 2 1/4" thick door | 1 |  | 1 Year | 949.35 | 0.15 | 806.9475
12738 | Salto | AB658L61BC48-WK | XS4 ANSI electronic RF wireless SVN escutcheon, BLE / Mifare / DESFire deadbolt privacy function, with keypad, L lever, unhanded, BioCote antimicrobial finish, for use with 1 3/4" - 2 1/4" thick door | 1 |  | 1 Year | 1012.2 | 0.15 | 860.37
12739 | Salto | AB658L61IA38--- | XS4 ANSI electronic wire-free SVN escutcheon, BLE / Mifare / DESFire deadbolt privacy function, L lever, unhanded, antique brass finish, for use with 1 3/8" - 1 3/4" thick standard door | 1 |  | 1 Year | 764.15 | 0.15 | 649.5275
12740 | Salto | AB658L61IA38-A- | XS4 ANSI electronic AMOK wire-free SVN escutcheon, BLE / Mifare / DESFire deadbolt privacy function, L lever, unhanded, antique brass finish, for use with 1 3/8" - 1 3/4" thick standard door | 1 |  | 1 Year | 893.15 | 0.15 | 759.1775
12741 | Salto | AB658L61IA38--K | XS4 ANSI electronic wire-free SVN escutcheon, BLE / Mifare / DESFire deadbolt privacy function, with keypad, L lever, unhanded, antique brass finish, for use with 1 3/8" - 1 3/4" thick standard door | 1 |  | 1 Year | 827 | 0.15 | 702.95
12742 | Salto | AB658L61IA38-W- | XS4 ANSI electronic RF wireless SVN escutcheon, BLE / Mifare / DESFire deadbolt privacy function, L lever, unhanded, antique brass finish, for use with 1 3/8" - 1 3/4" thick standard door | 1 |  | 1 Year | 949.35 | 0.15 | 806.9475
12743 | Salto | AB658L61IA38-WK | XS4 ANSI electronic RF wireless SVN escutcheon, BLE / Mifare / DESFire deadbolt privacy function, with keypad, L lever, unhanded, antique brass finish, for use with 1 3/8" - 1 3/4" thick standard door | 1 |  | 1 Year | 1012.2 | 0.15 | 860.37
12744 | Salto | AB658L61IA48--- | XS4 ANSI electronic wire-free SVN escutcheon, BLE / Mifare / DESFire deadbolt privacy function, L lever, unhanded, antique brass finish, for use with 1 3/4" - 2 1/4" thick door | 1 |  | 1 Year | 764.15 | 0.15 | 649.5275
12745 | Salto | AB658L61IA48-A- | XS4 ANSI electronic AMOK wire-free SVN escutcheon, BLE / Mifare / DESFire deadbolt privacy function, L lever, unhanded, antique brass finish, for use with 1 3/4" - 2 1/4" thick door | 1 |  | 1 Year | 893.15 | 0.15 | 759.1775
12746 | Salto | AB658L61IA48--K | XS4 ANSI electronic wire-free SVN escutcheon, BLE / Mifare / DESFire deadbolt privacy function, with keypad, L lever, unhanded, antique brass finish, for use with 1 3/4" - 2 1/4" thick door | 1 |  | 1 Year | 827 | 0.15 | 702.95
12747 | Salto | AB658L61IA48-W- | XS4 ANSI electronic RF wireless SVN escutcheon, BLE / Mifare / DESFire deadbolt privacy function, L lever, unhanded, antique brass finish, for use with 1 3/4" - 2 1/4" thick door | 1 |  | 1 Year | 949.35 | 0.15 | 806.9475
12748 | Salto | AB658L61IA48-WK | XS4 ANSI electronic RF wireless SVN escutcheon, BLE / Mifare / DESFire deadbolt privacy function, with keypad, L lever, unhanded, antique brass finish, for use with 1 3/4" - 2 1/4" thick door | 1 |  | 1 Year | 1012.2 | 0.15 | 860.37
12749 | Salto | AB658L61IM38--- | XS4 ANSI electronic wire-free SVN escutcheon, BLE / Mifare / DESFire deadbolt privacy function, L lever, unhanded, satin stainless finish, for use with 1 3/8" - 1 3/4" thick standard door | 1 |  | 1 Year | 712.15 | 0.15 | 605.3275
12750 | Salto | AB658L61IM38-A- | XS4 ANSI electronic AMOK wire-free SVN escutcheon, BLE / Mifare / DESFire deadbolt privacy function, L lever, unhanded, satin stainless finish, for use with 1 3/8" - 1 3/4" thick standard door | 1 |  | 1 Year | 841.15 | 0.15 | 714.9775
12751 | Salto | AB658L61IM38--K | XS4 ANSI electronic wire-free SVN escutcheon, BLE / Mifare / DESFire deadbolt privacy function, with keypad, L lever, unhanded, satin stainless finish, for use with 1 3/8" - 1 3/4" thick standard door | 1 |  | 1 Year | 775 | 0.15 | 658.75
12752 | Salto | AB658L61IM38-W- | XS4 ANSI electronic RF wireless SVN escutcheon, BLE / Mifare / DESFire deadbolt privacy function, L lever, unhanded, satin stainless finish, for use with 1 3/8" - 1 3/4" thick standard door | 1 |  | 1 Year | 897.35 | 0.15 | 762.7475
12753 | Salto | AB658L61IM38-WK | XS4 ANSI electronic RF wireless SVN escutcheon, BLE / Mifare / DESFire deadbolt privacy function, with keypad, L lever, unhanded, satin stainless finish, for use with 1 3/8" - 1 3/4" thick standard door | 1 |  | 1 Year | 960.2 | 0.15 | 816.17
12754 | Salto | AB658L61IM48--- | XS4 ANSI electronic wire-free SVN escutcheon, BLE / Mifare / DESFire deadbolt privacy function, L lever, unhanded, satin stainless finish, for use with 1 3/4" - 2 1/4" thick door | 1 |  | 1 Year | 712.15 | 0.15 | 605.3275
12755 | Salto | AB658L61IM48-A- | XS4 ANSI electronic AMOK wire-free SVN escutcheon, BLE / Mifare / DESFire deadbolt privacy function, L lever, unhanded, satin stainless finish, for use with 1 3/4" - 2 1/4" thick door | 1 |  | 1 Year | 841.15 | 0.15 | 714.9775
12756 | Salto | AB658L61IM48--K | XS4 ANSI electronic wire-free SVN escutcheon, BLE / Mifare / DESFire deadbolt privacy function, with keypad, L lever, unhanded, satin stainless finish, for use with 1 3/4" - 2 1/4" thick door | 1 |  | 1 Year | 775 | 0.15 | 658.75
12757 | Salto | AB658L61IM48-W- | XS4 ANSI electronic RF wireless SVN escutcheon, BLE / Mifare / DESFire deadbolt privacy function, L lever, unhanded, satin stainless finish, for use with 1 3/4" - 2 1/4" thick door | 1 |  | 1 Year | 897.35 | 0.15 | 762.7475
12758 | Salto | AB658L61IM48-WK | XS4 ANSI electronic RF wireless SVN escutcheon, BLE / Mifare / DESFire deadbolt privacy function, with keypad, L lever, unhanded, satin stainless finish, for use with 1 3/4" - 2 1/4" thick door | 1 |  | 1 Year | 960.2 | 0.15 | 816.17
12759 | Salto | AB658L61IP38--- | XS4 ANSI electronic wire-free SVN escutcheon, BLE / Mifare / DESFire deadbolt privacy function, L lever, unhanded, bright stainless steel finish, for use with 1 3/8" - 1 3/4" thick standard door | 1 |  | 1 Year | 728.45 | 0.15 | 619.1825
12760 | Salto | AB658L61IP38-A- | XS4 ANSI electronic AMOK wire-free SVN escutcheon, BLE / Mifare / DESFire deadbolt privacy function, L lever, unhanded, bright stainless steel finish, for use with 1 3/8" - 1 3/4" thick standard door | 1 |  | 1 Year | 857.45 | 0.15 | 728.8325
12761 | Salto | AB658L61IP38--K | XS4 ANSI electronic wire-free SVN escutcheon, BLE / Mifare / DESFire deadbolt privacy function, with keypad, L lever, unhanded, bright stainless steel finish, for use with 1 3/8" - 1 3/4" thick standard door | 1 |  | 1 Year | 791.3 | 0.15 | 672.605
12762 | Salto | AB658L61IP38-W- | XS4 ANSI electronic RF wireless SVN escutcheon, BLE / Mifare / DESFire deadbolt privacy function, L lever, unhanded, bright stainless steel finish, for use with 1 3/8" - 1 3/4" thick standard door | 1 |  | 1 Year | 913.65 | 0.15 | 776.6025
12763 | Salto | AB658L61IP38-WK | XS4 ANSI electronic RF wireless SVN escutcheon, BLE / Mifare / DESFire deadbolt privacy function, with keypad, L lever, unhanded, bright stainless steel finish, for use with 1 3/8" - 1 3/4" thick standard door | 1 |  | 1 Year | 976.5 | 0.15 | 830.025
12764 | Salto | AB658L61IP48--- | XS4 ANSI electronic wire-free SVN escutcheon, BLE / Mifare / DESFire deadbolt privacy function, L lever, unhanded, bright stainless steel finish, for use with 1 3/4" - 2 1/4" thick door | 1 |  | 1 Year | 728.45 | 0.15 | 619.1825
12765 | Salto | AB658L61IP48-A- | XS4 ANSI electronic AMOK wire-free SVN escutcheon, BLE / Mifare / DESFire deadbolt privacy function, L lever, unhanded, bright stainless steel finish, for use with 1 3/4" - 2 1/4" thick door | 1 |  | 1 Year | 857.45 | 0.15 | 728.8325
12766 | Salto | AB658L61IP48--K | XS4 ANSI electronic wire-free SVN escutcheon, BLE / Mifare / DESFire deadbolt privacy function, with keypad, L lever, unhanded, bright stainless steel finish, for use with 1 3/4" - 2 1/4" thick door | 1 |  | 1 Year | 791.3 | 0.15 | 672.605
12767 | Salto | AB658L61IP48-W- | XS4 ANSI electronic RF wireless SVN escutcheon, BLE / Mifare / DESFire deadbolt privacy function, L lever, unhanded, bright stainless steel finish, for use with 1 3/4" - 2 1/4" thick door | 1 |  | 1 Year | 913.65 | 0.15 | 776.6025
12768 | Salto | AB658L61IP48-WK | XS4 ANSI electronic RF wireless SVN escutcheon, BLE / Mifare / DESFire deadbolt privacy function, with keypad, L lever, unhanded, bright stainless steel finish, for use with 1 3/4" - 2 1/4" thick door | 1 |  | 1 Year | 976.5 | 0.15 | 830.025
12769 | Salto | AB658L61NE38--- | XS4 ANSI electronic wire-free SVN escutcheon, BLE / Mifare / DESFire deadbolt privacy function, L lever, unhanded, black chromium finish, for use with 1 3/8" - 1 3/4" thick standard door | 1 |  | 1 Year | 746.85 | 0.15 | 634.8225
12770 | Salto | AB658L61NE38-A- | XS4 ANSI electronic AMOK wire-free SVN escutcheon, BLE / Mifare / DESFire deadbolt privacy function, L lever, unhanded, black chromium finish, for use with 1 3/8" - 1 3/4" thick standard door | 1 |  | 1 Year | 875.85 | 0.15 | 744.4725
12771 | Salto | AB658L61NE38--K | XS4 ANSI electronic wire-free SVN escutcheon, BLE / Mifare / DESFire deadbolt privacy function, with keypad, L lever, unhanded, black chromium finish, for use with 1 3/8" - 1 3/4" thick standard door | 1 |  | 1 Year | 809.7 | 0.15 | 688.245
12772 | Salto | AB658L61NE38-W- | XS4 ANSI electronic RF wireless SVN escutcheon, BLE / Mifare / DESFire deadbolt privacy function, L lever, unhanded, black chromium finish, for use with 1 3/8" - 1 3/4" thick standard door | 1 |  | 1 Year | 932.05 | 0.15 | 792.2425
12773 | Salto | AB658L61NE38-WK | XS4 ANSI electronic RF wireless SVN escutcheon, BLE / Mifare / DESFire deadbolt privacy function, with keypad, L lever, unhanded, black chromium finish, for use with 1 3/8" - 1 3/4" thick standard door | 1 |  | 1 Year | 994.9 | 0.15 | 845.665
12774 | Salto | AB658L61NE48--- | XS4 ANSI electronic wire-free SVN escutcheon, BLE / Mifare / DESFire deadbolt privacy function, L lever, unhanded, black chromium finish, for use with 1 3/4" - 2 1/4" thick door | 1 |  | 1 Year | 746.85 | 0.15 | 634.8225
12775 | Salto | AB658L61NE48-A- | XS4 ANSI electronic AMOK wire-free SVN escutcheon, BLE / Mifare / DESFire deadbolt privacy function, L lever, unhanded, black chromium finish, for use with 1 3/4" - 2 1/4" thick door | 1 |  | 1 Year | 875.85 | 0.15 | 744.4725
12776 | Salto | AB658L61NE48--K | XS4 ANSI electronic wire-free SVN escutcheon, BLE / Mifare / DESFire deadbolt privacy function, with keypad, L lever, unhanded, black chromium finish, for use with 1 3/4" - 2 1/4" thick door | 1 |  | 1 Year | 809.7 | 0.15 | 688.245
12777 | Salto | AB658L61NE48-W- | XS4 ANSI electronic RF wireless SVN escutcheon, BLE / Mifare / DESFire deadbolt privacy function, L lever, unhanded, black chromium finish, for use with 1 3/4" - 2 1/4" thick door | 1 |  | 1 Year | 932.05 | 0.15 | 792.2425
12778 | Salto | AB658L61NE48-WK | XS4 ANSI electronic RF wireless SVN escutcheon, BLE / Mifare / DESFire deadbolt privacy function, with keypad, L lever, unhanded, black chromium finish, for use with 1 3/4" - 2 1/4" thick door | 1 |  | 1 Year | 994.9 | 0.15 | 845.665
12779 | Salto | AB658L61PM38--- | XS4 ANSI electronic wire-free SVN escutcheon, BLE / Mifare / DESFire deadbolt privacy function, L lever, unhanded, satin brass finish, for use with 1 3/8" - 1 3/4" thick standard door | 1 |  | 1 Year | 712.15 | 0.15 | 605.3275
12780 | Salto | AB658L61PM38-A- | XS4 ANSI electronic AMOK wire-free SVN escutcheon, BLE / Mifare / DESFire deadbolt privacy function, L lever, unhanded, satin brass finish, for use with 1 3/8" - 1 3/4" thick standard door | 1 |  | 1 Year | 841.15 | 0.15 | 714.9775
12781 | Salto | AB658L61PM38--K | XS4 ANSI electronic wire-free SVN escutcheon, BLE / Mifare / DESFire deadbolt privacy function, with keypad, L lever, unhanded, satin brass finish, for use with 1 3/8" - 1 3/4" thick standard door | 1 |  | 1 Year | 775 | 0.15 | 658.75
12782 | Salto | AB658L61PM38-W- | XS4 ANSI electronic RF wireless SVN escutcheon, BLE / Mifare / DESFire deadbolt privacy function, L lever, unhanded, satin brass finish, for use with 1 3/8" - 1 3/4" thick standard door | 1 |  | 1 Year | 897.35 | 0.15 | 762.7475
12783 | Salto | AB658L61PM38-WK | XS4 ANSI electronic RF wireless SVN escutcheon, BLE / Mifare / DESFire deadbolt privacy function, with keypad, L lever, unhanded, satin brass finish, for use with 1 3/8" - 1 3/4" thick standard door | 1 |  | 1 Year | 960.2 | 0.15 | 816.17
12784 | Salto | AB658L61PM48--- | XS4 ANSI electronic wire-free SVN escutcheon, BLE / Mifare / DESFire deadbolt privacy function, L lever, unhanded, satin brass finish, for use with 1 3/4" - 2 1/4" thick door | 1 |  | 1 Year | 712.15 | 0.15 | 605.3275
12785 | Salto | AB658L61PM48-A- | XS4 ANSI electronic AMOK wire-free SVN escutcheon, BLE / Mifare / DESFire deadbolt privacy function, L lever, unhanded, satin brass finish, for use with 1 3/4" - 2 1/4" thick door | 1 |  | 1 Year | 841.15 | 0.15 | 714.9775
12786 | Salto | AB658L61PM48--K | XS4 ANSI electronic wire-free SVN escutcheon, BLE / Mifare / DESFire deadbolt privacy function, with keypad, L lever, unhanded, satin brass finish, for use with 1 3/4" - 2 1/4" thick door | 1 |  | 1 Year | 775 | 0.15 | 658.75
12787 | Salto | AB658L61PM48-W- | XS4 ANSI electronic RF wireless SVN escutcheon, BLE / Mifare / DESFire deadbolt privacy function, L lever, unhanded, satin brass finish, for use with 1 3/4" - 2 1/4" thick door | 1 |  | 1 Year | 897.35 | 0.15 | 762.7475
12788 | Salto | AB658L61PM48-WK | XS4 ANSI electronic RF wireless SVN escutcheon, BLE / Mifare / DESFire deadbolt privacy function, with keypad, L lever, unhanded, satin brass finish, for use with 1 3/4" - 2 1/4" thick door | 1 |  | 1 Year | 960.2 | 0.15 | 816.17
12789 | Salto | AB658L61PP38--- | XS4 ANSI electronic wire-free SVN escutcheon, BLE / Mifare / DESFire deadbolt privacy function, L lever, unhanded, bright brass finish, for use with 1 3/8" - 1 3/4" thick standard door | 1 |  | 1 Year | 728.45 | 0.15 | 619.1825
12790 | Salto | AB658L61PP38-A- | XS4 ANSI electronic AMOK wire-free SVN escutcheon, BLE / Mifare / DESFire deadbolt privacy function, L lever, unhanded, bright brass finish, for use with 1 3/8" - 1 3/4" thick standard door | 1 |  | 1 Year | 857.45 | 0.15 | 728.8325
12791 | Salto | AB658L61PP38--K | XS4 ANSI electronic wire-free SVN escutcheon, BLE / Mifare / DESFire deadbolt privacy function, with keypad, L lever, unhanded, bright brass finish, for use with 1 3/8" - 1 3/4" thick standard door | 1 |  | 1 Year | 791.3 | 0.15 | 672.605
12792 | Salto | AB658L61PP38-W- | XS4 ANSI electronic RF wireless SVN escutcheon, BLE / Mifare / DESFire deadbolt privacy function, L lever, unhanded, bright brass finish, for use with 1 3/8" - 1 3/4" thick standard door | 1 |  | 1 Year | 913.65 | 0.15 | 776.6025
12793 | Salto | AB658L61PP38-WK | XS4 ANSI electronic RF wireless SVN escutcheon, BLE / Mifare / DESFire deadbolt privacy function, with keypad, L lever, unhanded, bright brass finish, for use with 1 3/8" - 1 3/4" thick standard door | 1 |  | 1 Year | 976.5 | 0.15 | 830.025
12794 | Salto | AB658L61PP48--- | XS4 ANSI electronic wire-free SVN escutcheon, BLE / Mifare / DESFire deadbolt privacy function, L lever, unhanded, bright brass finish, for use with 1 3/4" - 2 1/4" thick door | 1 |  | 1 Year | 728.45 | 0.15 | 619.1825
12795 | Salto | AB658L61PP48-A- | XS4 ANSI electronic AMOK wire-free SVN escutcheon, BLE / Mifare / DESFire deadbolt privacy function, L lever, unhanded, bright brass finish, for use with 1 3/4" - 2 1/4" thick door | 1 |  | 1 Year | 857.45 | 0.15 | 728.8325
12796 | Salto | AB658L61PP48--K | XS4 ANSI electronic wire-free SVN escutcheon, BLE / Mifare / DESFire deadbolt privacy function, with keypad, L lever, unhanded, bright brass finish, for use with 1 3/4" - 2 1/4" thick door | 1 |  | 1 Year | 791.3 | 0.15 | 672.605
12797 | Salto | AB658L61PP48-W- | XS4 ANSI electronic RF wireless SVN escutcheon, BLE / Mifare / DESFire deadbolt privacy function, L lever, unhanded, bright brass finish, for use with 1 3/4" - 2 1/4" thick door | 1 |  | 1 Year | 913.65 | 0.15 | 776.6025
12798 | Salto | AB658L61PP48-WK | XS4 ANSI electronic RF wireless SVN escutcheon, BLE / Mifare / DESFire deadbolt privacy function, with keypad, L lever, unhanded, bright brass finish, for use with 1 3/4" - 2 1/4" thick door | 1 |  | 1 Year | 976.5 | 0.15 | 830.025
12799 | Salto | AB658L62BC38--- | XS4 ANSI electronic wire-free SVN escutcheon, BLE / Mifare / DESFire deadbolt privacy function, L lever, unhanded, BioCote antimicrobial finish, for use with 1 3/8" - 1 3/4" thick standard door | 1 |  | 1 Year | 764.15 | 0.15 | 649.5275
12800 | Salto | AB658L62BC38-A- | XS4 ANSI electronic AMOK wire-free SVN escutcheon, BLE / Mifare / DESFire deadbolt privacy function, L lever, unhanded, BioCote antimicrobial finish, for use with 1 3/8" - 1 3/4" thick standard door | 1 |  | 1 Year | 893.15 | 0.15 | 759.1775
12801 | Salto | AB658L62BC38--K | XS4 ANSI electronic wire-free SVN escutcheon, BLE / Mifare / DESFire deadbolt privacy function, with keypad, L lever, unhanded, BioCote antimicrobial finish, for use with 1 3/8" - 1 3/4" thick standard door | 1 |  | 1 Year | 827 | 0.15 | 702.95
12802 | Salto | AB658L62BC38-W- | XS4 ANSI electronic RF wireless SVN escutcheon, BLE / Mifare / DESFire deadbolt privacy function, L lever, unhanded, BioCote antimicrobial finish, for use with 1 3/8" - 1 3/4" thick standard door | 1 |  | 1 Year | 949.35 | 0.15 | 806.9475
12803 | Salto | AB658L62BC38-WK | XS4 ANSI electronic RF wireless SVN escutcheon, BLE / Mifare / DESFire deadbolt privacy function, with keypad, L lever, unhanded, BioCote antimicrobial finish, for use with 1 3/8" - 1 3/4" thick standard door | 1 |  | 1 Year | 1012.2 | 0.15 | 860.37
12804 | Salto | AB658L62BC48--- | XS4 ANSI electronic wire-free SVN escutcheon, BLE / Mifare / DESFire deadbolt privacy function, L lever, unhanded, BioCote antimicrobial finish, for use with 1 3/4" - 2 1/4" thick door | 1 |  | 1 Year | 764.15 | 0.15 | 649.5275
12805 | Salto | AB658L62BC48-A- | XS4 ANSI electronic AMOK wire-free SVN escutcheon, BLE / Mifare / DESFire deadbolt privacy function, L lever, unhanded, BioCote antimicrobial finish, for use with 1 3/4" - 2 1/4" thick door | 1 |  | 1 Year | 893.15 | 0.15 | 759.1775
12806 | Salto | AB658L62BC48--K | XS4 ANSI electronic wire-free SVN escutcheon, BLE / Mifare / DESFire deadbolt privacy function, with keypad, L lever, unhanded, BioCote antimicrobial finish, for use with 1 3/4" - 2 1/4" thick door | 1 |  | 1 Year | 827 | 0.15 | 702.95
12807 | Salto | AB658L62BC48-W- | XS4 ANSI electronic RF wireless SVN escutcheon, BLE / Mifare / DESFire deadbolt privacy function, L lever, unhanded, BioCote antimicrobial finish, for use with 1 3/4" - 2 1/4" thick door | 1 |  | 1 Year | 949.35 | 0.15 | 806.9475
12808 | Salto | AB658L62BC48-WK | XS4 ANSI electronic RF wireless SVN escutcheon, BLE / Mifare / DESFire deadbolt privacy function, with keypad, L lever, unhanded, BioCote antimicrobial finish, for use with 1 3/4" - 2 1/4" thick door | 1 |  | 1 Year | 1012.2 | 0.15 | 860.37
12809 | Salto | AB658L62IA38--- | XS4 ANSI electronic wire-free SVN escutcheon, BLE / Mifare / DESFire deadbolt privacy function, L lever, unhanded, antique brass finish, for use with 1 3/8" - 1 3/4" thick standard door | 1 |  | 1 Year | 764.15 | 0.15 | 649.5275
12810 | Salto | AB658L62IA38-A- | XS4 ANSI electronic AMOK wire-free SVN escutcheon, BLE / Mifare / DESFire deadbolt privacy function, L lever, unhanded, antique brass finish, for use with 1 3/8" - 1 3/4" thick standard door | 1 |  | 1 Year | 893.15 | 0.15 | 759.1775
12811 | Salto | AB658L62IA38--K | XS4 ANSI electronic wire-free SVN escutcheon, BLE / Mifare / DESFire deadbolt privacy function, with keypad, L lever, unhanded, antique brass finish, for use with 1 3/8" - 1 3/4" thick standard door | 1 |  | 1 Year | 827 | 0.15 | 702.95
12812 | Salto | AB658L62IA38-W- | XS4 ANSI electronic RF wireless SVN escutcheon, BLE / Mifare / DESFire deadbolt privacy function, L lever, unhanded, antique brass finish, for use with 1 3/8" - 1 3/4" thick standard door | 1 |  | 1 Year | 949.35 | 0.15 | 806.9475
12813 | Salto | AB658L62IA38-WK | XS4 ANSI electronic RF wireless SVN escutcheon, BLE / Mifare / DESFire deadbolt privacy function, with keypad, L lever, unhanded, antique brass finish, for use with 1 3/8" - 1 3/4" thick standard door | 1 |  | 1 Year | 1012.2 | 0.15 | 860.37
12814 | Salto | AB658L62IA48--- | XS4 ANSI electronic wire-free SVN escutcheon, BLE / Mifare / DESFire deadbolt privacy function, L lever, unhanded, antique brass finish, for use with 1 3/4" - 2 1/4" thick door | 1 |  | 1 Year | 764.15 | 0.15 | 649.5275
12815 | Salto | AB658L62IA48-A- | XS4 ANSI electronic AMOK wire-free SVN escutcheon, BLE / Mifare / DESFire deadbolt privacy function, L lever, unhanded, antique brass finish, for use with 1 3/4" - 2 1/4" thick door | 1 |  | 1 Year | 893.15 | 0.15 | 759.1775
12816 | Salto | AB658L62IA48--K | XS4 ANSI electronic wire-free SVN escutcheon, BLE / Mifare / DESFire deadbolt privacy function, with keypad, L lever, unhanded, antique brass finish, for use with 1 3/4" - 2 1/4" thick door | 1 |  | 1 Year | 827 | 0.15 | 702.95
12817 | Salto | AB658L62IA48-W- | XS4 ANSI electronic RF wireless SVN escutcheon, BLE / Mifare / DESFire deadbolt privacy function, L lever, unhanded, antique brass finish, for use with 1 3/4" - 2 1/4" thick door | 1 |  | 1 Year | 949.35 | 0.15 | 806.9475
12818 | Salto | AB658L62IA48-WK | XS4 ANSI electronic RF wireless SVN escutcheon, BLE / Mifare / DESFire deadbolt privacy function, with keypad, L lever, unhanded, antique brass finish, for use with 1 3/4" - 2 1/4" thick door | 1 |  | 1 Year | 1012.2 | 0.15 | 860.37
12819 | Salto | AB658L62IM38--- | XS4 ANSI electronic wire-free SVN escutcheon, BLE / Mifare / DESFire deadbolt privacy function, L lever, unhanded, satin stainless finish, for use with 1 3/8" - 1 3/4" thick standard door | 1 |  | 1 Year | 712.15 | 0.15 | 605.3275
12820 | Salto | AB658L62IM38-A- | XS4 ANSI electronic AMOK wire-free SVN escutcheon, BLE / Mifare / DESFire deadbolt privacy function, L lever, unhanded, satin stainless finish, for use with 1 3/8" - 1 3/4" thick standard door | 1 |  | 1 Year | 841.15 | 0.15 | 714.9775
12821 | Salto | AB658L62IM38--K | XS4 ANSI electronic wire-free SVN escutcheon, BLE / Mifare / DESFire deadbolt privacy function, with keypad, L lever, unhanded, satin stainless finish, for use with 1 3/8" - 1 3/4" thick standard door | 1 |  | 1 Year | 775 | 0.15 | 658.75
12822 | Salto | AB658L62IM38-W- | XS4 ANSI electronic RF wireless SVN escutcheon, BLE / Mifare / DESFire deadbolt privacy function, L lever, unhanded, satin stainless finish, for use with 1 3/8" - 1 3/4" thick standard door | 1 |  | 1 Year | 897.35 | 0.15 | 762.7475
12823 | Salto | AB658L62IM38-WK | XS4 ANSI electronic RF wireless SVN escutcheon, BLE / Mifare / DESFire deadbolt privacy function, with keypad, L lever, unhanded, satin stainless finish, for use with 1 3/8" - 1 3/4" thick standard door | 1 |  | 1 Year | 960.2 | 0.15 | 816.17
12824 | Salto | AB658L62IM48--- | XS4 ANSI electronic wire-free SVN escutcheon, BLE / Mifare / DESFire deadbolt privacy function, L lever, unhanded, satin stainless finish, for use with 1 3/4" - 2 1/4" thick door | 1 |  | 1 Year | 712.15 | 0.15 | 605.3275
12825 | Salto | AB658L62IM48-A- | XS4 ANSI electronic AMOK wire-free SVN escutcheon, BLE / Mifare / DESFire deadbolt privacy function, L lever, unhanded, satin stainless finish, for use with 1 3/4" - 2 1/4" thick door | 1 |  | 1 Year | 841.15 | 0.15 | 714.9775
12826 | Salto | AB658L62IM48--K | XS4 ANSI electronic wire-free SVN escutcheon, BLE / Mifare / DESFire deadbolt privacy function, with keypad, L lever, unhanded, satin stainless finish, for use with 1 3/4" - 2 1/4" thick door | 1 |  | 1 Year | 775 | 0.15 | 658.75
12827 | Salto | AB658L62IM48-W- | XS4 ANSI electronic RF wireless SVN escutcheon, BLE / Mifare / DESFire deadbolt privacy function, L lever, unhanded, satin stainless finish, for use with 1 3/4" - 2 1/4" thick door | 1 |  | 1 Year | 897.35 | 0.15 | 762.7475
12828 | Salto | AB658L62IM48-WK | XS4 ANSI electronic RF wireless SVN escutcheon, BLE / Mifare / DESFire deadbolt privacy function, with keypad, L lever, unhanded, satin stainless finish, for use with 1 3/4" - 2 1/4" thick door | 1 |  | 1 Year | 960.2 | 0.15 | 816.17
12829 | Salto | AB658L62IP38--- | XS4 ANSI electronic wire-free SVN escutcheon, BLE / Mifare / DESFire deadbolt privacy function, L lever, unhanded, bright stainless steel finish, for use with 1 3/8" - 1 3/4" thick standard door | 1 |  | 1 Year | 728.45 | 0.15 | 619.1825
12830 | Salto | AB658L62IP38-A- | XS4 ANSI electronic AMOK wire-free SVN escutcheon, BLE / Mifare / DESFire deadbolt privacy function, L lever, unhanded, bright stainless steel finish, for use with 1 3/8" - 1 3/4" thick standard door | 1 |  | 1 Year | 857.45 | 0.15 | 728.8325
12831 | Salto | AB658L62IP38--K | XS4 ANSI electronic wire-free SVN escutcheon, BLE / Mifare / DESFire deadbolt privacy function, with keypad, L lever, unhanded, bright stainless steel finish, for use with 1 3/8" - 1 3/4" thick standard door | 1 |  | 1 Year | 791.3 | 0.15 | 672.605
12832 | Salto | AB658L62IP38-W- | XS4 ANSI electronic RF wireless SVN escutcheon, BLE / Mifare / DESFire deadbolt privacy function, L lever, unhanded, bright stainless steel finish, for use with 1 3/8" - 1 3/4" thick standard door | 1 |  | 1 Year | 913.65 | 0.15 | 776.6025
12833 | Salto | AB658L62IP38-WK | XS4 ANSI electronic RF wireless SVN escutcheon, BLE / Mifare / DESFire deadbolt privacy function, with keypad, L lever, unhanded, bright stainless steel finish, for use with 1 3/8" - 1 3/4" thick standard door | 1 |  | 1 Year | 976.5 | 0.15 | 830.025
12834 | Salto | AB658L62IP48--- | XS4 ANSI electronic wire-free SVN escutcheon, BLE / Mifare / DESFire deadbolt privacy function, L lever, unhanded, bright stainless steel finish, for use with 1 3/4" - 2 1/4" thick door | 1 |  | 1 Year | 728.45 | 0.15 | 619.1825
12835 | Salto | AB658L62IP48-A- | XS4 ANSI electronic AMOK wire-free SVN escutcheon, BLE / Mifare / DESFire deadbolt privacy function, L lever, unhanded, bright stainless steel finish, for use with 1 3/4" - 2 1/4" thick door | 1 |  | 1 Year | 857.45 | 0.15 | 728.8325
12836 | Salto | AB658L62IP48--K | XS4 ANSI electronic wire-free SVN escutcheon, BLE / Mifare / DESFire deadbolt privacy function, with keypad, L lever, unhanded, bright stainless steel finish, for use with 1 3/4" - 2 1/4" thick door | 1 |  | 1 Year | 791.3 | 0.15 | 672.605
12837 | Salto | AB658L62IP48-W- | XS4 ANSI electronic RF wireless SVN escutcheon, BLE / Mifare / DESFire deadbolt privacy function, L lever, unhanded, bright stainless steel finish, for use with 1 3/4" - 2 1/4" thick door | 1 |  | 1 Year | 913.65 | 0.15 | 776.6025
12838 | Salto | AB658L62IP48-WK | XS4 ANSI electronic RF wireless SVN escutcheon, BLE / Mifare / DESFire deadbolt privacy function, with keypad, L lever, unhanded, bright stainless steel finish, for use with 1 3/4" - 2 1/4" thick door | 1 |  | 1 Year | 976.5 | 0.15 | 830.025
12839 | Salto | AB658L62NE38--- | XS4 ANSI electronic wire-free SVN escutcheon, BLE / Mifare / DESFire deadbolt privacy function, L lever, unhanded, black chromium finish, for use with 1 3/8" - 1 3/4" thick standard door | 1 |  | 1 Year | 746.85 | 0.15 | 634.8225
12840 | Salto | AB658L62NE38-A- | XS4 ANSI electronic AMOK wire-free SVN escutcheon, BLE / Mifare / DESFire deadbolt privacy function, L lever, unhanded, black chromium finish, for use with 1 3/8" - 1 3/4" thick standard door | 1 |  | 1 Year | 875.85 | 0.15 | 744.4725
12841 | Salto | AB658L62NE38--K | XS4 ANSI electronic wire-free SVN escutcheon, BLE / Mifare / DESFire deadbolt privacy function, with keypad, L lever, unhanded, black chromium finish, for use with 1 3/8" - 1 3/4" thick standard door | 1 |  | 1 Year | 809.7 | 0.15 | 688.245
12842 | Salto | AB658L62NE38-W- | XS4 ANSI electronic RF wireless SVN escutcheon, BLE / Mifare / DESFire deadbolt privacy function, L lever, unhanded, black chromium finish, for use with 1 3/8" - 1 3/4" thick standard door | 1 |  | 1 Year | 932.05 | 0.15 | 792.2425
12843 | Salto | AB658L62NE38-WK | XS4 ANSI electronic RF wireless SVN escutcheon, BLE / Mifare / DESFire deadbolt privacy function, with keypad, L lever, unhanded, black chromium finish, for use with 1 3/8" - 1 3/4" thick standard door | 1 |  | 1 Year | 994.9 | 0.15 | 845.665
12844 | Salto | AB658L62NE48--- | XS4 ANSI electronic wire-free SVN escutcheon, BLE / Mifare / DESFire deadbolt privacy function, L lever, unhanded, black chromium finish, for use with 1 3/4" - 2 1/4" thick door | 1 |  | 1 Year | 746.85 | 0.15 | 634.8225
12845 | Salto | AB658L62NE48-A- | XS4 ANSI electronic AMOK wire-free SVN escutcheon, BLE / Mifare / DESFire deadbolt privacy function, L lever, unhanded, black chromium finish, for use with 1 3/4" - 2 1/4" thick door | 1 |  | 1 Year | 875.85 | 0.15 | 744.4725
12846 | Salto | AB658L62NE48--K | XS4 ANSI electronic wire-free SVN escutcheon, BLE / Mifare / DESFire deadbolt privacy function, with keypad, L lever, unhanded, black chromium finish, for use with 1 3/4" - 2 1/4" thick door | 1 |  | 1 Year | 809.7 | 0.15 | 688.245
12847 | Salto | AB658L62NE48-W- | XS4 ANSI electronic RF wireless SVN escutcheon, BLE / Mifare / DESFire deadbolt privacy function, L lever, unhanded, black chromium finish, for use with 1 3/4" - 2 1/4" thick door | 1 |  | 1 Year | 932.05 | 0.15 | 792.2425
12848 | Salto | AB658L62NE48-WK | XS4 ANSI electronic RF wireless SVN escutcheon, BLE / Mifare / DESFire deadbolt privacy function, with keypad, L lever, unhanded, black chromium finish, for use with 1 3/4" - 2 1/4" thick door | 1 |  | 1 Year | 994.9 | 0.15 | 845.665
12849 | Salto | AB658L62PM38--- | XS4 ANSI electronic wire-free SVN escutcheon, BLE / Mifare / DESFire deadbolt privacy function, L lever, unhanded, satin brass finish, for use with 1 3/8" - 1 3/4" thick standard door | 1 |  | 1 Year | 712.15 | 0.15 | 605.3275
12850 | Salto | AB658L62PM38-A- | XS4 ANSI electronic AMOK wire-free SVN escutcheon, BLE / Mifare / DESFire deadbolt privacy function, L lever, unhanded, satin brass finish, for use with 1 3/8" - 1 3/4" thick standard door | 1 |  | 1 Year | 841.15 | 0.15 | 714.9775
12851 | Salto | AB658L62PM38--K | XS4 ANSI electronic wire-free SVN escutcheon, BLE / Mifare / DESFire deadbolt privacy function, with keypad, L lever, unhanded, satin brass finish, for use with 1 3/8" - 1 3/4" thick standard door | 1 |  | 1 Year | 775 | 0.15 | 658.75
12852 | Salto | AB658L62PM38-W- | XS4 ANSI electronic RF wireless SVN escutcheon, BLE / Mifare / DESFire deadbolt privacy function, L lever, unhanded, satin brass finish, for use with 1 3/8" - 1 3/4" thick standard door | 1 |  | 1 Year | 897.35 | 0.15 | 762.7475
12853 | Salto | AB658L62PM38-WK | XS4 ANSI electronic RF wireless SVN escutcheon, BLE / Mifare / DESFire deadbolt privacy function, with keypad, L lever, unhanded, satin brass finish, for use with 1 3/8" - 1 3/4" thick standard door | 1 |  | 1 Year | 960.2 | 0.15 | 816.17
12854 | Salto | AB658L62PM48--- | XS4 ANSI electronic wire-free SVN escutcheon, BLE / Mifare / DESFire deadbolt privacy function, L lever, unhanded, satin brass finish, for use with 1 3/4" - 2 1/4" thick door | 1 |  | 1 Year | 712.15 | 0.15 | 605.3275
12855 | Salto | AB658L62PM48-A- | XS4 ANSI electronic AMOK wire-free SVN escutcheon, BLE / Mifare / DESFire deadbolt privacy function, L lever, unhanded, satin brass finish, for use with 1 3/4" - 2 1/4" thick door | 1 |  | 1 Year | 841.15 | 0.15 | 714.9775
12856 | Salto | AB658L62PM48--K | XS4 ANSI electronic wire-free SVN escutcheon, BLE / Mifare / DESFire deadbolt privacy function, with keypad, L lever, unhanded, satin brass finish, for use with 1 3/4" - 2 1/4" thick door | 1 |  | 1 Year | 775 | 0.15 | 658.75
12857 | Salto | AB658L62PM48-W- | XS4 ANSI electronic RF wireless SVN escutcheon, BLE / Mifare / DESFire deadbolt privacy function, L lever, unhanded, satin brass finish, for use with 1 3/4" - 2 1/4" thick door | 1 |  | 1 Year | 897.35 | 0.15 | 762.7475
12858 | Salto | AB658L62PM48-WK | XS4 ANSI electronic RF wireless SVN escutcheon, BLE / Mifare / DESFire deadbolt privacy function, with keypad, L lever, unhanded, satin brass finish, for use with 1 3/4" - 2 1/4" thick door | 1 |  | 1 Year | 960.2 | 0.15 | 816.17
12859 | Salto | AB658L62PP38--- | XS4 ANSI electronic wire-free SVN escutcheon, BLE / Mifare / DESFire deadbolt privacy function, L lever, unhanded, bright brass finish, for use with 1 3/8" - 1 3/4" thick standard door | 1 |  | 1 Year | 728.45 | 0.15 | 619.1825
12860 | Salto | AB658L62PP38-A- | XS4 ANSI electronic AMOK wire-free SVN escutcheon, BLE / Mifare / DESFire deadbolt privacy function, L lever, unhanded, bright brass finish, for use with 1 3/8" - 1 3/4" thick standard door | 1 |  | 1 Year | 857.45 | 0.15 | 728.8325
12861 | Salto | AB658L62PP38--K | XS4 ANSI electronic wire-free SVN escutcheon, BLE / Mifare / DESFire deadbolt privacy function, with keypad, L lever, unhanded, bright brass finish, for use with 1 3/8" - 1 3/4" thick standard door | 1 |  | 1 Year | 791.3 | 0.15 | 672.605
12862 | Salto | AB658L62PP38-W- | XS4 ANSI electronic RF wireless SVN escutcheon, BLE / Mifare / DESFire deadbolt privacy function, L lever, unhanded, bright brass finish, for use with 1 3/8" - 1 3/4" thick standard door | 1 |  | 1 Year | 913.65 | 0.15 | 776.6025
12863 | Salto | AB658L62PP38-WK | XS4 ANSI electronic RF wireless SVN escutcheon, BLE / Mifare / DESFire deadbolt privacy function, with keypad, L lever, unhanded, bright brass finish, for use with 1 3/8" - 1 3/4" thick standard door | 1 |  | 1 Year | 976.5 | 0.15 | 830.025
12864 | Salto | AB658L62PP48--- | XS4 ANSI electronic wire-free SVN escutcheon, BLE / Mifare / DESFire deadbolt privacy function, L lever, unhanded, bright brass finish, for use with 1 3/4" - 2 1/4" thick door | 1 |  | 1 Year | 728.45 | 0.15 | 619.1825
12865 | Salto | AB658L62PP48-A- | XS4 ANSI electronic AMOK wire-free SVN escutcheon, BLE / Mifare / DESFire deadbolt privacy function, L lever, unhanded, bright brass finish, for use with 1 3/4" - 2 1/4" thick door | 1 |  | 1 Year | 857.45 | 0.15 | 728.8325
12866 | Salto | AB658L62PP48--K | XS4 ANSI electronic wire-free SVN escutcheon, BLE / Mifare / DESFire deadbolt privacy function, with keypad, L lever, unhanded, bright brass finish, for use with 1 3/4" - 2 1/4" thick door | 1 |  | 1 Year | 791.3 | 0.15 | 672.605
12867 | Salto | AB658L62PP48-W- | XS4 ANSI electronic RF wireless SVN escutcheon, BLE / Mifare / DESFire deadbolt privacy function, L lever, unhanded, bright brass finish, for use with 1 3/4" - 2 1/4" thick door | 1 |  | 1 Year | 913.65 | 0.15 | 776.6025
12868 | Salto | AB658L62PP48-WK | XS4 ANSI electronic RF wireless SVN escutcheon, BLE / Mifare / DESFire deadbolt privacy function, with keypad, L lever, unhanded, bright brass finish, for use with 1 3/4" - 2 1/4" thick door | 1 |  | 1 Year | 976.5 | 0.15 | 830.025
12869 | Salto | AB658L63BC38--- | XS4 ANSI electronic wire-free SVN escutcheon, BLE / Mifare / DESFire deadbolt privacy function, L lever, unhanded, BioCote antimicrobial finish, for use with 1 3/8" - 1 3/4" thick standard door | 1 |  | 1 Year | 764.15 | 0.15 | 649.5275
12870 | Salto | AB658L63BC38-A- | XS4 ANSI electronic AMOK wire-free SVN escutcheon, BLE / Mifare / DESFire deadbolt privacy function, L lever, unhanded, BioCote antimicrobial finish, for use with 1 3/8" - 1 3/4" thick standard door | 1 |  | 1 Year | 893.15 | 0.15 | 759.1775
12871 | Salto | AB658L63BC38--K | XS4 ANSI electronic wire-free SVN escutcheon, BLE / Mifare / DESFire deadbolt privacy function, with keypad, L lever, unhanded, BioCote antimicrobial finish, for use with 1 3/8" - 1 3/4" thick standard door | 1 |  | 1 Year | 827 | 0.15 | 702.95
12872 | Salto | AB658L63BC38-W- | XS4 ANSI electronic RF wireless SVN escutcheon, BLE / Mifare / DESFire deadbolt privacy function, L lever, unhanded, BioCote antimicrobial finish, for use with 1 3/8" - 1 3/4" thick standard door | 1 |  | 1 Year | 949.35 | 0.15 | 806.9475
12873 | Salto | AB658L63BC38-WK | XS4 ANSI electronic RF wireless SVN escutcheon, BLE / Mifare / DESFire deadbolt privacy function, with keypad, L lever, unhanded, BioCote antimicrobial finish, for use with 1 3/8" - 1 3/4" thick standard door | 1 |  | 1 Year | 1012.2 | 0.15 | 860.37
12874 | Salto | AB658L63BC48--- | XS4 ANSI electronic wire-free SVN escutcheon, BLE / Mifare / DESFire deadbolt privacy function, L lever, unhanded, BioCote antimicrobial finish, for use with 1 3/4" - 2 1/4" thick door | 1 |  | 1 Year | 764.15 | 0.15 | 649.5275
12875 | Salto | AB658L63BC48-A- | XS4 ANSI electronic AMOK wire-free SVN escutcheon, BLE / Mifare / DESFire deadbolt privacy function, L lever, unhanded, BioCote antimicrobial finish, for use with 1 3/4" - 2 1/4" thick door | 1 |  | 1 Year | 893.15 | 0.15 | 759.1775
12876 | Salto | AB658L63BC48--K | XS4 ANSI electronic wire-free SVN escutcheon, BLE / Mifare / DESFire deadbolt privacy function, with keypad, L lever, unhanded, BioCote antimicrobial finish, for use with 1 3/4" - 2 1/4" thick door | 1 |  | 1 Year | 827 | 0.15 | 702.95
12877 | Salto | AB658L63BC48-W- | XS4 ANSI electronic RF wireless SVN escutcheon, BLE / Mifare / DESFire deadbolt privacy function, L lever, unhanded, BioCote antimicrobial finish, for use with 1 3/4" - 2 1/4" thick door | 1 |  | 1 Year | 949.35 | 0.15 | 806.9475
12878 | Salto | AB658L63BC48-WK | XS4 ANSI electronic RF wireless SVN escutcheon, BLE / Mifare / DESFire deadbolt privacy function, with keypad, L lever, unhanded, BioCote antimicrobial finish, for use with 1 3/4" - 2 1/4" thick door | 1 |  | 1 Year | 1012.2 | 0.15 | 860.37
12879 | Salto | AB658L63IA38--- | XS4 ANSI electronic wire-free SVN escutcheon, BLE / Mifare / DESFire deadbolt privacy function, L lever, unhanded, antique brass finish, for use with 1 3/8" - 1 3/4" thick standard door | 1 |  | 1 Year | 764.15 | 0.15 | 649.5275
12880 | Salto | AB658L63IA38-A- | XS4 ANSI electronic AMOK wire-free SVN escutcheon, BLE / Mifare / DESFire deadbolt privacy function, L lever, unhanded, antique brass finish, for use with 1 3/8" - 1 3/4" thick standard door | 1 |  | 1 Year | 893.15 | 0.15 | 759.1775
12881 | Salto | AB658L63IA38--K | XS4 ANSI electronic wire-free SVN escutcheon, BLE / Mifare / DESFire deadbolt privacy function, with keypad, L lever, unhanded, antique brass finish, for use with 1 3/8" - 1 3/4" thick standard door | 1 |  | 1 Year | 827 | 0.15 | 702.95
12882 | Salto | AB658L63IA38-W- | XS4 ANSI electronic RF wireless SVN escutcheon, BLE / Mifare / DESFire deadbolt privacy function, L lever, unhanded, antique brass finish, for use with 1 3/8" - 1 3/4" thick standard door | 1 |  | 1 Year | 949.35 | 0.15 | 806.9475
12883 | Salto | AB658L63IA38-WK | XS4 ANSI electronic RF wireless SVN escutcheon, BLE / Mifare / DESFire deadbolt privacy function, with keypad, L lever, unhanded, antique brass finish, for use with 1 3/8" - 1 3/4" thick standard door | 1 |  | 1 Year | 1012.2 | 0.15 | 860.37
12884 | Salto | AB658L63IA48--- | XS4 ANSI electronic wire-free SVN escutcheon, BLE / Mifare / DESFire deadbolt privacy function, L lever, unhanded, antique brass finish, for use with 1 3/4" - 2 1/4" thick door | 1 |  | 1 Year | 764.15 | 0.15 | 649.5275
12885 | Salto | AB658L63IA48-A- | XS4 ANSI electronic AMOK wire-free SVN escutcheon, BLE / Mifare / DESFire deadbolt privacy function, L lever, unhanded, antique brass finish, for use with 1 3/4" - 2 1/4" thick door | 1 |  | 1 Year | 893.15 | 0.15 | 759.1775
12886 | Salto | AB658L63IA48--K | XS4 ANSI electronic wire-free SVN escutcheon, BLE / Mifare / DESFire deadbolt privacy function, with keypad, L lever, unhanded, antique brass finish, for use with 1 3/4" - 2 1/4" thick door | 1 |  | 1 Year | 827 | 0.15 | 702.95
12887 | Salto | AB658L63IA48-W- | XS4 ANSI electronic RF wireless SVN escutcheon, BLE / Mifare / DESFire deadbolt privacy function, L lever, unhanded, antique brass finish, for use with 1 3/4" - 2 1/4" thick door | 1 |  | 1 Year | 949.35 | 0.15 | 806.9475
12888 | Salto | AB658L63IA48-WK | XS4 ANSI electronic RF wireless SVN escutcheon, BLE / Mifare / DESFire deadbolt privacy function, with keypad, L lever, unhanded, antique brass finish, for use with 1 3/4" - 2 1/4" thick door | 1 |  | 1 Year | 1012.2 | 0.15 | 860.37
12889 | Salto | AB658L63IM38--- | XS4 ANSI electronic wire-free SVN escutcheon, BLE / Mifare / DESFire deadbolt privacy function, L lever, unhanded, satin stainless finish, for use with 1 3/8" - 1 3/4" thick standard door | 1 |  | 1 Year | 712.15 | 0.15 | 605.3275
12890 | Salto | AB658L63IM38-A- | XS4 ANSI electronic AMOK wire-free SVN escutcheon, BLE / Mifare / DESFire deadbolt privacy function, L lever, unhanded, satin stainless finish, for use with 1 3/8" - 1 3/4" thick standard door | 1 |  | 1 Year | 841.15 | 0.15 | 714.9775
12891 | Salto | AB658L63IM38--K | XS4 ANSI electronic wire-free SVN escutcheon, BLE / Mifare / DESFire deadbolt privacy function, with keypad, L lever, unhanded, satin stainless finish, for use with 1 3/8" - 1 3/4" thick standard door | 1 |  | 1 Year | 775 | 0.15 | 658.75
12892 | Salto | AB658L63IM38-W- | XS4 ANSI electronic RF wireless SVN escutcheon, BLE / Mifare / DESFire deadbolt privacy function, L lever, unhanded, satin stainless finish, for use with 1 3/8" - 1 3/4" thick standard door | 1 |  | 1 Year | 897.35 | 0.15 | 762.7475
12893 | Salto | AB658L63IM38-WK | XS4 ANSI electronic RF wireless SVN escutcheon, BLE / Mifare / DESFire deadbolt privacy function, with keypad, L lever, unhanded, satin stainless finish, for use with 1 3/8" - 1 3/4" thick standard door | 1 |  | 1 Year | 960.2 | 0.15 | 816.17
12894 | Salto | AB658L63IM48--- | XS4 ANSI electronic wire-free SVN escutcheon, BLE / Mifare / DESFire deadbolt privacy function, L lever, unhanded, satin stainless finish, for use with 1 3/4" - 2 1/4" thick door | 1 |  | 1 Year | 712.15 | 0.15 | 605.3275
12895 | Salto | AB658L63IM48-A- | XS4 ANSI electronic AMOK wire-free SVN escutcheon, BLE / Mifare / DESFire deadbolt privacy function, L lever, unhanded, satin stainless finish, for use with 1 3/4" - 2 1/4" thick door | 1 |  | 1 Year | 841.15 | 0.15 | 714.9775
12896 | Salto | AB658L63IM48--K | XS4 ANSI electronic wire-free SVN escutcheon, BLE / Mifare / DESFire deadbolt privacy function, with keypad, L lever, unhanded, satin stainless finish, for use with 1 3/4" - 2 1/4" thick door | 1 |  | 1 Year | 775 | 0.15 | 658.75
12897 | Salto | AB658L63IM48-W- | XS4 ANSI electronic RF wireless SVN escutcheon, BLE / Mifare / DESFire deadbolt privacy function, L lever, unhanded, satin stainless finish, for use with 1 3/4" - 2 1/4" thick door | 1 |  | 1 Year | 897.35 | 0.15 | 762.7475
12898 | Salto | AB658L63IM48-WK | XS4 ANSI electronic RF wireless SVN escutcheon, BLE / Mifare / DESFire deadbolt privacy function, with keypad, L lever, unhanded, satin stainless finish, for use with 1 3/4" - 2 1/4" thick door | 1 |  | 1 Year | 960.2 | 0.15 | 816.17
12899 | Salto | AB658L63IP38--- | XS4 ANSI electronic wire-free SVN escutcheon, BLE / Mifare / DESFire deadbolt privacy function, L lever, unhanded, bright stainless steel finish, for use with 1 3/8" - 1 3/4" thick standard door | 1 |  | 1 Year | 728.45 | 0.15 | 619.1825
12900 | Salto | AB658L63IP38-A- | XS4 ANSI electronic AMOK wire-free SVN escutcheon, BLE / Mifare / DESFire deadbolt privacy function, L lever, unhanded, bright stainless steel finish, for use with 1 3/8" - 1 3/4" thick standard door | 1 |  | 1 Year | 857.45 | 0.15 | 728.8325
12901 | Salto | AB658L63IP38--K | XS4 ANSI electronic wire-free SVN escutcheon, BLE / Mifare / DESFire deadbolt privacy function, with keypad, L lever, unhanded, bright stainless steel finish, for use with 1 3/8" - 1 3/4" thick standard door | 1 |  | 1 Year | 791.3 | 0.15 | 672.605
12902 | Salto | AB658L63IP38-W- | XS4 ANSI electronic RF wireless SVN escutcheon, BLE / Mifare / DESFire deadbolt privacy function, L lever, unhanded, bright stainless steel finish, for use with 1 3/8" - 1 3/4" thick standard door | 1 |  | 1 Year | 913.65 | 0.15 | 776.6025
12903 | Salto | AB658L63IP38-WK | XS4 ANSI electronic RF wireless SVN escutcheon, BLE / Mifare / DESFire deadbolt privacy function, with keypad, L lever, unhanded, bright stainless steel finish, for use with 1 3/8" - 1 3/4" thick standard door | 1 |  | 1 Year | 976.5 | 0.15 | 830.025
12904 | Salto | AB658L63IP48--- | XS4 ANSI electronic wire-free SVN escutcheon, BLE / Mifare / DESFire deadbolt privacy function, L lever, unhanded, bright stainless steel finish, for use with 1 3/4" - 2 1/4" thick door | 1 |  | 1 Year | 728.45 | 0.15 | 619.1825
12905 | Salto | AB658L63IP48-A- | XS4 ANSI electronic AMOK wire-free SVN escutcheon, BLE / Mifare / DESFire deadbolt privacy function, L lever, unhanded, bright stainless steel finish, for use with 1 3/4" - 2 1/4" thick door | 1 |  | 1 Year | 857.45 | 0.15 | 728.8325
12906 | Salto | AB658L63IP48--K | XS4 ANSI electronic wire-free SVN escutcheon, BLE / Mifare / DESFire deadbolt privacy function, with keypad, L lever, unhanded, bright stainless steel finish, for use with 1 3/4" - 2 1/4" thick door | 1 |  | 1 Year | 791.3 | 0.15 | 672.605
12907 | Salto | AB658L63IP48-W- | XS4 ANSI electronic RF wireless SVN escutcheon, BLE / Mifare / DESFire deadbolt privacy function, L lever, unhanded, bright stainless steel finish, for use with 1 3/4" - 2 1/4" thick door | 1 |  | 1 Year | 913.65 | 0.15 | 776.6025
12908 | Salto | AB658L63IP48-WK | XS4 ANSI electronic RF wireless SVN escutcheon, BLE / Mifare / DESFire deadbolt privacy function, with keypad, L lever, unhanded, bright stainless steel finish, for use with 1 3/4" - 2 1/4" thick door | 1 |  | 1 Year | 976.5 | 0.15 | 830.025
12909 | Salto | AB658L63NE38--- | XS4 ANSI electronic wire-free SVN escutcheon, BLE / Mifare / DESFire deadbolt privacy function, L lever, unhanded, black chromium finish, for use with 1 3/8" - 1 3/4" thick standard door | 1 |  | 1 Year | 746.85 | 0.15 | 634.8225
12910 | Salto | AB658L63NE38-A- | XS4 ANSI electronic AMOK wire-free SVN escutcheon, BLE / Mifare / DESFire deadbolt privacy function, L lever, unhanded, black chromium finish, for use with 1 3/8" - 1 3/4" thick standard door | 1 |  | 1 Year | 875.85 | 0.15 | 744.4725
12911 | Salto | AB658L63NE38--K | XS4 ANSI electronic wire-free SVN escutcheon, BLE / Mifare / DESFire deadbolt privacy function, with keypad, L lever, unhanded, black chromium finish, for use with 1 3/8" - 1 3/4" thick standard door | 1 |  | 1 Year | 809.7 | 0.15 | 688.245
12912 | Salto | AB658L63NE38-W- | XS4 ANSI electronic RF wireless SVN escutcheon, BLE / Mifare / DESFire deadbolt privacy function, L lever, unhanded, black chromium finish, for use with 1 3/8" - 1 3/4" thick standard door | 1 |  | 1 Year | 932.05 | 0.15 | 792.2425
12913 | Salto | AB658L63NE38-WK | XS4 ANSI electronic RF wireless SVN escutcheon, BLE / Mifare / DESFire deadbolt privacy function, with keypad, L lever, unhanded, black chromium finish, for use with 1 3/8" - 1 3/4" thick standard door | 1 |  | 1 Year | 994.9 | 0.15 | 845.665
12914 | Salto | AB658L63NE48--- | XS4 ANSI electronic wire-free SVN escutcheon, BLE / Mifare / DESFire deadbolt privacy function, L lever, unhanded, black chromium finish, for use with 1 3/4" - 2 1/4" thick door | 1 |  | 1 Year | 746.85 | 0.15 | 634.8225
12915 | Salto | AB658L63NE48-A- | XS4 ANSI electronic AMOK wire-free SVN escutcheon, BLE / Mifare / DESFire deadbolt privacy function, L lever, unhanded, black chromium finish, for use with 1 3/4" - 2 1/4" thick door | 1 |  | 1 Year | 875.85 | 0.15 | 744.4725
12916 | Salto | AB658L63NE48--K | XS4 ANSI electronic wire-free SVN escutcheon, BLE / Mifare / DESFire deadbolt privacy function, with keypad, L lever, unhanded, black chromium finish, for use with 1 3/4" - 2 1/4" thick door | 1 |  | 1 Year | 809.7 | 0.15 | 688.245
12917 | Salto | AB658L63NE48-W- | XS4 ANSI electronic RF wireless SVN escutcheon, BLE / Mifare / DESFire deadbolt privacy function, L lever, unhanded, black chromium finish, for use with 1 3/4" - 2 1/4" thick door | 1 |  | 1 Year | 932.05 | 0.15 | 792.2425
12918 | Salto | AB658L63NE48-WK | XS4 ANSI electronic RF wireless SVN escutcheon, BLE / Mifare / DESFire deadbolt privacy function, with keypad, L lever, unhanded, black chromium finish, for use with 1 3/4" - 2 1/4" thick door | 1 |  | 1 Year | 994.9 | 0.15 | 845.665
12919 | Salto | AB658L63PM38--- | XS4 ANSI electronic wire-free SVN escutcheon, BLE / Mifare / DESFire deadbolt privacy function, L lever, unhanded, satin brass finish, for use with 1 3/8" - 1 3/4" thick standard door | 1 |  | 1 Year | 712.15 | 0.15 | 605.3275
12920 | Salto | AB658L63PM38-A- | XS4 ANSI electronic AMOK wire-free SVN escutcheon, BLE / Mifare / DESFire deadbolt privacy function, L lever, unhanded, satin brass finish, for use with 1 3/8" - 1 3/4" thick standard door | 1 |  | 1 Year | 841.15 | 0.15 | 714.9775
12921 | Salto | AB658L63PM38--K | XS4 ANSI electronic wire-free SVN escutcheon, BLE / Mifare / DESFire deadbolt privacy function, with keypad, L lever, unhanded, satin brass finish, for use with 1 3/8" - 1 3/4" thick standard door | 1 |  | 1 Year | 775 | 0.15 | 658.75
12922 | Salto | AB658L63PM38-W- | XS4 ANSI electronic RF wireless SVN escutcheon, BLE / Mifare / DESFire deadbolt privacy function, L lever, unhanded, satin brass finish, for use with 1 3/8" - 1 3/4" thick standard door | 1 |  | 1 Year | 897.35 | 0.15 | 762.7475
12923 | Salto | AB658L63PM38-WK | XS4 ANSI electronic RF wireless SVN escutcheon, BLE / Mifare / DESFire deadbolt privacy function, with keypad, L lever, unhanded, satin brass finish, for use with 1 3/8" - 1 3/4" thick standard door | 1 |  | 1 Year | 960.2 | 0.15 | 816.17
12924 | Salto | AB658L63PM48--- | XS4 ANSI electronic wire-free SVN escutcheon, BLE / Mifare / DESFire deadbolt privacy function, L lever, unhanded, satin brass finish, for use with 1 3/4" - 2 1/4" thick door | 1 |  | 1 Year | 712.15 | 0.15 | 605.3275
12925 | Salto | AB658L63PM48-A- | XS4 ANSI electronic AMOK wire-free SVN escutcheon, BLE / Mifare / DESFire deadbolt privacy function, L lever, unhanded, satin brass finish, for use with 1 3/4" - 2 1/4" thick door | 1 |  | 1 Year | 841.15 | 0.15 | 714.9775
12926 | Salto | AB658L63PM48--K | XS4 ANSI electronic wire-free SVN escutcheon, BLE / Mifare / DESFire deadbolt privacy function, with keypad, L lever, unhanded, satin brass finish, for use with 1 3/4" - 2 1/4" thick door | 1 |  | 1 Year | 775 | 0.15 | 658.75
12927 | Salto | AB658L63PM48-W- | XS4 ANSI electronic RF wireless SVN escutcheon, BLE / Mifare / DESFire deadbolt privacy function, L lever, unhanded, satin brass finish, for use with 1 3/4" - 2 1/4" thick door | 1 |  | 1 Year | 897.35 | 0.15 | 762.7475
12928 | Salto | AB658L63PM48-WK | XS4 ANSI electronic RF wireless SVN escutcheon, BLE / Mifare / DESFire deadbolt privacy function, with keypad, L lever, unhanded, satin brass finish, for use with 1 3/4" - 2 1/4" thick door | 1 |  | 1 Year | 960.2 | 0.15 | 816.17
12929 | Salto | AB658L63PP38--- | XS4 ANSI electronic wire-free SVN escutcheon, BLE / Mifare / DESFire deadbolt privacy function, L lever, unhanded, bright brass finish, for use with 1 3/8" - 1 3/4" thick standard door | 1 |  | 1 Year | 728.45 | 0.15 | 619.1825
12930 | Salto | AB658L63PP38-A- | XS4 ANSI electronic AMOK wire-free SVN escutcheon, BLE / Mifare / DESFire deadbolt privacy function, L lever, unhanded, bright brass finish, for use with 1 3/8" - 1 3/4" thick standard door | 1 |  | 1 Year | 857.45 | 0.15 | 728.8325
12931 | Salto | AB658L63PP38--K | XS4 ANSI electronic wire-free SVN escutcheon, BLE / Mifare / DESFire deadbolt privacy function, with keypad, L lever, unhanded, bright brass finish, for use with 1 3/8" - 1 3/4" thick standard door | 1 |  | 1 Year | 791.3 | 0.15 | 672.605
12932 | Salto | AB658L63PP38-W- | XS4 ANSI electronic RF wireless SVN escutcheon, BLE / Mifare / DESFire deadbolt privacy function, L lever, unhanded, bright brass finish, for use with 1 3/8" - 1 3/4" thick standard door | 1 |  | 1 Year | 913.65 | 0.15 | 776.6025
12933 | Salto | AB658L63PP38-WK | XS4 ANSI electronic RF wireless SVN escutcheon, BLE / Mifare / DESFire deadbolt privacy function, with keypad, L lever, unhanded, bright brass finish, for use with 1 3/8" - 1 3/4" thick standard door | 1 |  | 1 Year | 976.5 | 0.15 | 830.025
12934 | Salto | AB658L63PP48--- | XS4 ANSI electronic wire-free SVN escutcheon, BLE / Mifare / DESFire deadbolt privacy function, L lever, unhanded, bright brass finish, for use with 1 3/4" - 2 1/4" thick door | 1 |  | 1 Year | 728.45 | 0.15 | 619.1825
12935 | Salto | AB658L63PP48-A- | XS4 ANSI electronic AMOK wire-free SVN escutcheon, BLE / Mifare / DESFire deadbolt privacy function, L lever, unhanded, bright brass finish, for use with 1 3/4" - 2 1/4" thick door | 1 |  | 1 Year | 857.45 | 0.15 | 728.8325
12936 | Salto | AB658L63PP48--K | XS4 ANSI electronic wire-free SVN escutcheon, BLE / Mifare / DESFire deadbolt privacy function, with keypad, L lever, unhanded, bright brass finish, for use with 1 3/4" - 2 1/4" thick door | 1 |  | 1 Year | 791.3 | 0.15 | 672.605
12937 | Salto | AB658L63PP48-W- | XS4 ANSI electronic RF wireless SVN escutcheon, BLE / Mifare / DESFire deadbolt privacy function, L lever, unhanded, bright brass finish, for use with 1 3/4" - 2 1/4" thick door | 1 |  | 1 Year | 913.65 | 0.15 | 776.6025
12938 | Salto | AB658L63PP48-WK | XS4 ANSI electronic RF wireless SVN escutcheon, BLE / Mifare / DESFire deadbolt privacy function, with keypad, L lever, unhanded, bright brass finish, for use with 1 3/4" - 2 1/4" thick door | 1 |  | 1 Year | 976.5 | 0.15 | 830.025
12939 | Salto | AB658N61BC38--- | XS4 ANSI electronic wire-free SVN escutcheon, BLE / Mifare / DESFire deadbolt privacy function, N lever, unhanded, BioCote antimicrobial finish, for use with 1 3/8" - 1 3/4" thick standard door | 1 |  | 1 Year | 764.15 | 0.15 | 649.5275
12940 | Salto | AB658N61BC38-A- | XS4 ANSI electronic AMOK wire-free SVN escutcheon, BLE / Mifare / DESFire deadbolt privacy function, N lever, unhanded, BioCote antimicrobial finish, for use with 1 3/8" - 1 3/4" thick standard door | 1 |  | 1 Year | 893.15 | 0.15 | 759.1775
12941 | Salto | AB658N61BC38--K | XS4 ANSI electronic wire-free SVN escutcheon, BLE / Mifare / DESFire deadbolt privacy function, with keypad, N lever, unhanded, BioCote antimicrobial finish, for use with 1 3/8" - 1 3/4" thick standard door | 1 |  | 1 Year | 827 | 0.15 | 702.95
12942 | Salto | AB658N61BC38-W- | XS4 ANSI electronic RF wireless SVN escutcheon, BLE / Mifare / DESFire deadbolt privacy function, N lever, unhanded, BioCote antimicrobial finish, for use with 1 3/8" - 1 3/4" thick standard door | 1 |  | 1 Year | 949.35 | 0.15 | 806.9475
12943 | Salto | AB658N61BC38-WK | XS4 ANSI electronic RF wireless SVN escutcheon, BLE / Mifare / DESFire deadbolt privacy function, with keypad, N lever, unhanded, BioCote antimicrobial finish, for use with 1 3/8" - 1 3/4" thick standard door | 1 |  | 1 Year | 1012.2 | 0.15 | 860.37
12944 | Salto | AB658N61BC48--- | XS4 ANSI electronic wire-free SVN escutcheon, BLE / Mifare / DESFire deadbolt privacy function, N lever, unhanded, BioCote antimicrobial finish, for use with 1 3/4" - 2 1/4" thick door | 1 |  | 1 Year | 764.15 | 0.15 | 649.5275
12945 | Salto | AB658N61BC48-A- | XS4 ANSI electronic AMOK wire-free SVN escutcheon, BLE / Mifare / DESFire deadbolt privacy function, N lever, unhanded, BioCote antimicrobial finish, for use with 1 3/4" - 2 1/4" thick door | 1 |  | 1 Year | 893.15 | 0.15 | 759.1775
12946 | Salto | AB658N61BC48--K | XS4 ANSI electronic wire-free SVN escutcheon, BLE / Mifare / DESFire deadbolt privacy function, with keypad, N lever, unhanded, BioCote antimicrobial finish, for use with 1 3/4" - 2 1/4" thick door | 1 |  | 1 Year | 827 | 0.15 | 702.95
12947 | Salto | AB658N61BC48-W- | XS4 ANSI electronic RF wireless SVN escutcheon, BLE / Mifare / DESFire deadbolt privacy function, N lever, unhanded, BioCote antimicrobial finish, for use with 1 3/4" - 2 1/4" thick door | 1 |  | 1 Year | 949.35 | 0.15 | 806.9475
12948 | Salto | AB658N61BC48-WK | XS4 ANSI electronic RF wireless SVN escutcheon, BLE / Mifare / DESFire deadbolt privacy function, with keypad, N lever, unhanded, BioCote antimicrobial finish, for use with 1 3/4" - 2 1/4" thick door | 1 |  | 1 Year | 1012.2 | 0.15 | 860.37
12949 | Salto | AB658N61IM38--- | XS4 ANSI electronic wire-free SVN escutcheon, BLE / Mifare / DESFire deadbolt privacy function, N lever, unhanded, satin stainless finish, for use with 1 3/8" - 1 3/4" thick standard door | 1 |  | 1 Year | 712.15 | 0.15 | 605.3275
12950 | Salto | AB658N61IM38-A- | XS4 ANSI electronic AMOK wire-free SVN escutcheon, BLE / Mifare / DESFire deadbolt privacy function, N lever, unhanded, satin stainless finish, for use with 1 3/8" - 1 3/4" thick standard door | 1 |  | 1 Year | 841.15 | 0.15 | 714.9775
12951 | Salto | AB658N61IM38--K | XS4 ANSI electronic wire-free SVN escutcheon, BLE / Mifare / DESFire deadbolt privacy function, with keypad, N lever, unhanded, satin stainless finish, for use with 1 3/8" - 1 3/4" thick standard door | 1 |  | 1 Year | 775 | 0.15 | 658.75
12952 | Salto | AB658N61IM38-W- | XS4 ANSI electronic RF wireless SVN escutcheon, BLE / Mifare / DESFire deadbolt privacy function, N lever, unhanded, satin stainless finish, for use with 1 3/8" - 1 3/4" thick standard door | 1 |  | 1 Year | 897.35 | 0.15 | 762.7475
12953 | Salto | AB658N61IM38-WK | XS4 ANSI electronic RF wireless SVN escutcheon, BLE / Mifare / DESFire deadbolt privacy function, with keypad, N lever, unhanded, satin stainless finish, for use with 1 3/8" - 1 3/4" thick standard door | 1 |  | 1 Year | 960.2 | 0.15 | 816.17
12954 | Salto | AB658N61IM48--- | XS4 ANSI electronic wire-free SVN escutcheon, BLE / Mifare / DESFire deadbolt privacy function, N lever, unhanded, satin stainless finish, for use with 1 3/4" - 2 1/4" thick door | 1 |  | 1 Year | 712.15 | 0.15 | 605.3275
12955 | Salto | AB658N61IM48-A- | XS4 ANSI electronic AMOK wire-free SVN escutcheon, BLE / Mifare / DESFire deadbolt privacy function, N lever, unhanded, satin stainless finish, for use with 1 3/4" - 2 1/4" thick door | 1 |  | 1 Year | 841.15 | 0.15 | 714.9775
12956 | Salto | AB658N61IM48--K | XS4 ANSI electronic wire-free SVN escutcheon, BLE / Mifare / DESFire deadbolt privacy function, with keypad, N lever, unhanded, satin stainless finish, for use with 1 3/4" - 2 1/4" thick door | 1 |  | 1 Year | 775 | 0.15 | 658.75
12957 | Salto | AB658N61IM48-W- | XS4 ANSI electronic RF wireless SVN escutcheon, BLE / Mifare / DESFire deadbolt privacy function, N lever, unhanded, satin stainless finish, for use with 1 3/4" - 2 1/4" thick door | 1 |  | 1 Year | 897.35 | 0.15 | 762.7475
12958 | Salto | AB658N61IM48-WK | XS4 ANSI electronic RF wireless SVN escutcheon, BLE / Mifare / DESFire deadbolt privacy function, with keypad, N lever, unhanded, satin stainless finish, for use with 1 3/4" - 2 1/4" thick door | 1 |  | 1 Year | 960.2 | 0.15 | 816.17
12959 | Salto | AB658N61PM38--- | XS4 ANSI electronic wire-free SVN escutcheon, BLE / Mifare / DESFire deadbolt privacy function, N lever, unhanded, satin brass finish, for use with 1 3/8" - 1 3/4" thick standard door | 1 |  | 1 Year | 712.15 | 0.15 | 605.3275
12960 | Salto | AB658N61PM38-A- | XS4 ANSI electronic AMOK wire-free SVN escutcheon, BLE / Mifare / DESFire deadbolt privacy function, N lever, unhanded, satin brass finish, for use with 1 3/8" - 1 3/4" thick standard door | 1 |  | 1 Year | 841.15 | 0.15 | 714.9775
12961 | Salto | AB658N61PM38--K | XS4 ANSI electronic wire-free SVN escutcheon, BLE / Mifare / DESFire deadbolt privacy function, with keypad, N lever, unhanded, satin brass finish, for use with 1 3/8" - 1 3/4" thick standard door | 1 |  | 1 Year | 775 | 0.15 | 658.75
12962 | Salto | AB658N61PM38-W- | XS4 ANSI electronic RF wireless SVN escutcheon, BLE / Mifare / DESFire deadbolt privacy function, N lever, unhanded, satin brass finish, for use with 1 3/8" - 1 3/4" thick standard door | 1 |  | 1 Year | 897.35 | 0.15 | 762.7475
12963 | Salto | AB658N61PM38-WK | XS4 ANSI electronic RF wireless SVN escutcheon, BLE / Mifare / DESFire deadbolt privacy function, with keypad, N lever, unhanded, satin brass finish, for use with 1 3/8" - 1 3/4" thick standard door | 1 |  | 1 Year | 960.2 | 0.15 | 816.17
12964 | Salto | AB658N61PM48--- | XS4 ANSI electronic wire-free SVN escutcheon, BLE / Mifare / DESFire deadbolt privacy function, N lever, unhanded, satin brass finish, for use with 1 3/4" - 2 1/4" thick door | 1 |  | 1 Year | 712.15 | 0.15 | 605.3275
12965 | Salto | AB658N61PM48-A- | XS4 ANSI electronic AMOK wire-free SVN escutcheon, BLE / Mifare / DESFire deadbolt privacy function, N lever, unhanded, satin brass finish, for use with 1 3/4" - 2 1/4" thick door | 1 |  | 1 Year | 841.15 | 0.15 | 714.9775
12966 | Salto | AB658N61PM48--K | XS4 ANSI electronic wire-free SVN escutcheon, BLE / Mifare / DESFire deadbolt privacy function, with keypad, N lever, unhanded, satin brass finish, for use with 1 3/4" - 2 1/4" thick door | 1 |  | 1 Year | 775 | 0.15 | 658.75
12967 | Salto | AB658N61PM48-W- | XS4 ANSI electronic RF wireless SVN escutcheon, BLE / Mifare / DESFire deadbolt privacy function, N lever, unhanded, satin brass finish, for use with 1 3/4" - 2 1/4" thick door | 1 |  | 1 Year | 897.35 | 0.15 | 762.7475
12968 | Salto | AB658N61PM48-WK | XS4 ANSI electronic RF wireless SVN escutcheon, BLE / Mifare / DESFire deadbolt privacy function, with keypad, N lever, unhanded, satin brass finish, for use with 1 3/4" - 2 1/4" thick door | 1 |  | 1 Year | 960.2 | 0.15 | 816.17
12969 | Salto | AB658N62BC38--- | XS4 ANSI electronic wire-free SVN escutcheon, BLE / Mifare / DESFire deadbolt privacy function, N lever, unhanded, BioCote antimicrobial finish, for use with 1 3/8" - 1 3/4" thick standard door | 1 |  | 1 Year | 764.15 | 0.15 | 649.5275
12970 | Salto | AB658N62BC38-A- | XS4 ANSI electronic AMOK wire-free SVN escutcheon, BLE / Mifare / DESFire deadbolt privacy function, N lever, unhanded, BioCote antimicrobial finish, for use with 1 3/8" - 1 3/4" thick standard door | 1 |  | 1 Year | 893.15 | 0.15 | 759.1775
12971 | Salto | AB658N62BC38--K | XS4 ANSI electronic wire-free SVN escutcheon, BLE / Mifare / DESFire deadbolt privacy function, with keypad, N lever, unhanded, BioCote antimicrobial finish, for use with 1 3/8" - 1 3/4" thick standard door | 1 |  | 1 Year | 827 | 0.15 | 702.95
12972 | Salto | AB658N62BC38-W- | XS4 ANSI electronic RF wireless SVN escutcheon, BLE / Mifare / DESFire deadbolt privacy function, N lever, unhanded, BioCote antimicrobial finish, for use with 1 3/8" - 1 3/4" thick standard door | 1 |  | 1 Year | 949.35 | 0.15 | 806.9475
12973 | Salto | AB658N62BC38-WK | XS4 ANSI electronic RF wireless SVN escutcheon, BLE / Mifare / DESFire deadbolt privacy function, with keypad, N lever, unhanded, BioCote antimicrobial finish, for use with 1 3/8" - 1 3/4" thick standard door | 1 |  | 1 Year | 1012.2 | 0.15 | 860.37
12974 | Salto | AB658N62BC48--- | XS4 ANSI electronic wire-free SVN escutcheon, BLE / Mifare / DESFire deadbolt privacy function, N lever, unhanded, BioCote antimicrobial finish, for use with 1 3/4" - 2 1/4" thick door | 1 |  | 1 Year | 764.15 | 0.15 | 649.5275
12975 | Salto | AB658N62BC48-A- | XS4 ANSI electronic AMOK wire-free SVN escutcheon, BLE / Mifare / DESFire deadbolt privacy function, N lever, unhanded, BioCote antimicrobial finish, for use with 1 3/4" - 2 1/4" thick door | 1 |  | 1 Year | 893.15 | 0.15 | 759.1775
12976 | Salto | AB658N62BC48--K | XS4 ANSI electronic wire-free SVN escutcheon, BLE / Mifare / DESFire deadbolt privacy function, with keypad, N lever, unhanded, BioCote antimicrobial finish, for use with 1 3/4" - 2 1/4" thick door | 1 |  | 1 Year | 827 | 0.15 | 702.95
12977 | Salto | AB658N62BC48-W- | XS4 ANSI electronic RF wireless SVN escutcheon, BLE / Mifare / DESFire deadbolt privacy function, N lever, unhanded, BioCote antimicrobial finish, for use with 1 3/4" - 2 1/4" thick door | 1 |  | 1 Year | 949.35 | 0.15 | 806.9475
12978 | Salto | AB658N62BC48-WK | XS4 ANSI electronic RF wireless SVN escutcheon, BLE / Mifare / DESFire deadbolt privacy function, with keypad, N lever, unhanded, BioCote antimicrobial finish, for use with 1 3/4" - 2 1/4" thick door | 1 |  | 1 Year | 1012.2 | 0.15 | 860.37
12979 | Salto | AB658N62IM38--- | XS4 ANSI electronic wire-free SVN escutcheon, BLE / Mifare / DESFire deadbolt privacy function, N lever, unhanded, satin stainless finish, for use with 1 3/8" - 1 3/4" thick standard door | 1 |  | 1 Year | 712.15 | 0.15 | 605.3275
12980 | Salto | AB658N62IM38-A- | XS4 ANSI electronic AMOK wire-free SVN escutcheon, BLE / Mifare / DESFire deadbolt privacy function, N lever, unhanded, satin stainless finish, for use with 1 3/8" - 1 3/4" thick standard door | 1 |  | 1 Year | 841.15 | 0.15 | 714.9775
12981 | Salto | AB658N62IM38--K | XS4 ANSI electronic wire-free SVN escutcheon, BLE / Mifare / DESFire deadbolt privacy function, with keypad, N lever, unhanded, satin stainless finish, for use with 1 3/8" - 1 3/4" thick standard door | 1 |  | 1 Year | 775 | 0.15 | 658.75
12982 | Salto | AB658N62IM38-W- | XS4 ANSI electronic RF wireless SVN escutcheon, BLE / Mifare / DESFire deadbolt privacy function, N lever, unhanded, satin stainless finish, for use with 1 3/8" - 1 3/4" thick standard door | 1 |  | 1 Year | 897.35 | 0.15 | 762.7475
12983 | Salto | AB658N62IM38-WK | XS4 ANSI electronic RF wireless SVN escutcheon, BLE / Mifare / DESFire deadbolt privacy function, with keypad, N lever, unhanded, satin stainless finish, for use with 1 3/8" - 1 3/4" thick standard door | 1 |  | 1 Year | 960.2 | 0.15 | 816.17
12984 | Salto | AB658N62IM48--- | XS4 ANSI electronic wire-free SVN escutcheon, BLE / Mifare / DESFire deadbolt privacy function, N lever, unhanded, satin stainless finish, for use with 1 3/4" - 2 1/4" thick door | 1 |  | 1 Year | 712.15 | 0.15 | 605.3275
12985 | Salto | AB658N62IM48-A- | XS4 ANSI electronic AMOK wire-free SVN escutcheon, BLE / Mifare / DESFire deadbolt privacy function, N lever, unhanded, satin stainless finish, for use with 1 3/4" - 2 1/4" thick door | 1 |  | 1 Year | 841.15 | 0.15 | 714.9775
12986 | Salto | AB658N62IM48--K | XS4 ANSI electronic wire-free SVN escutcheon, BLE / Mifare / DESFire deadbolt privacy function, with keypad, N lever, unhanded, satin stainless finish, for use with 1 3/4" - 2 1/4" thick door | 1 |  | 1 Year | 775 | 0.15 | 658.75
12987 | Salto | AB658N62IM48-W- | XS4 ANSI electronic RF wireless SVN escutcheon, BLE / Mifare / DESFire deadbolt privacy function, N lever, unhanded, satin stainless finish, for use with 1 3/4" - 2 1/4" thick door | 1 |  | 1 Year | 897.35 | 0.15 | 762.7475
12988 | Salto | AB658N62IM48-WK | XS4 ANSI electronic RF wireless SVN escutcheon, BLE / Mifare / DESFire deadbolt privacy function, with keypad, N lever, unhanded, satin stainless finish, for use with 1 3/4" - 2 1/4" thick door | 1 |  | 1 Year | 960.2 | 0.15 | 816.17
12989 | Salto | AB658N62PM38--- | XS4 ANSI electronic wire-free SVN escutcheon, BLE / Mifare / DESFire deadbolt privacy function, N lever, unhanded, satin brass finish, for use with 1 3/8" - 1 3/4" thick standard door | 1 |  | 1 Year | 712.15 | 0.15 | 605.3275
12990 | Salto | AB658N62PM38-A- | XS4 ANSI electronic AMOK wire-free SVN escutcheon, BLE / Mifare / DESFire deadbolt privacy function, N lever, unhanded, satin brass finish, for use with 1 3/8" - 1 3/4" thick standard door | 1 |  | 1 Year | 841.15 | 0.15 | 714.9775
12991 | Salto | AB658N62PM38--K | XS4 ANSI electronic wire-free SVN escutcheon, BLE / Mifare / DESFire deadbolt privacy function, with keypad, N lever, unhanded, satin brass finish, for use with 1 3/8" - 1 3/4" thick standard door | 1 |  | 1 Year | 775 | 0.15 | 658.75
12992 | Salto | AB658N62PM38-W- | XS4 ANSI electronic RF wireless SVN escutcheon, BLE / Mifare / DESFire deadbolt privacy function, N lever, unhanded, satin brass finish, for use with 1 3/8" - 1 3/4" thick standard door | 1 |  | 1 Year | 897.35 | 0.15 | 762.7475
12993 | Salto | AB658N62PM38-WK | XS4 ANSI electronic RF wireless SVN escutcheon, BLE / Mifare / DESFire deadbolt privacy function, with keypad, N lever, unhanded, satin brass finish, for use with 1 3/8" - 1 3/4" thick standard door | 1 |  | 1 Year | 960.2 | 0.15 | 816.17
12994 | Salto | AB658N62PM48--- | XS4 ANSI electronic wire-free SVN escutcheon, BLE / Mifare / DESFire deadbolt privacy function, N lever, unhanded, satin brass finish, for use with 1 3/4" - 2 1/4" thick door | 1 |  | 1 Year | 712.15 | 0.15 | 605.3275
12995 | Salto | AB658N62PM48-A- | XS4 ANSI electronic AMOK wire-free SVN escutcheon, BLE / Mifare / DESFire deadbolt privacy function, N lever, unhanded, satin brass finish, for use with 1 3/4" - 2 1/4" thick door | 1 |  | 1 Year | 841.15 | 0.15 | 714.9775
12996 | Salto | AB658N62PM48--K | XS4 ANSI electronic wire-free SVN escutcheon, BLE / Mifare / DESFire deadbolt privacy function, with keypad, N lever, unhanded, satin brass finish, for use with 1 3/4" - 2 1/4" thick door | 1 |  | 1 Year | 775 | 0.15 | 658.75
12997 | Salto | AB658N62PM48-W- | XS4 ANSI electronic RF wireless SVN escutcheon, BLE / Mifare / DESFire deadbolt privacy function, N lever, unhanded, satin brass finish, for use with 1 3/4" - 2 1/4" thick door | 1 |  | 1 Year | 897.35 | 0.15 | 762.7475
12998 | Salto | AB658N62PM48-WK | XS4 ANSI electronic RF wireless SVN escutcheon, BLE / Mifare / DESFire deadbolt privacy function, with keypad, N lever, unhanded, satin brass finish, for use with 1 3/4" - 2 1/4" thick door | 1 |  | 1 Year | 960.2 | 0.15 | 816.17
12999 | Salto | AB658N63BC38--- | XS4 ANSI electronic wire-free SVN escutcheon, BLE / Mifare / DESFire deadbolt privacy function, N lever, unhanded, BioCote antimicrobial finish, for use with 1 3/8" - 1 3/4" thick standard door | 1 |  | 1 Year | 764.15 | 0.15 | 649.5275
13000 | Salto | AB658N63BC38-A- | XS4 ANSI electronic AMOK wire-free SVN escutcheon, BLE / Mifare / DESFire deadbolt privacy function, N lever, unhanded, BioCote antimicrobial finish, for use with 1 3/8" - 1 3/4" thick standard door | 1 |  | 1 Year | 893.15 | 0.15 | 759.1775
13001 | Salto | AB658N63BC38--K | XS4 ANSI electronic wire-free SVN escutcheon, BLE / Mifare / DESFire deadbolt privacy function, with keypad, N lever, unhanded, BioCote antimicrobial finish, for use with 1 3/8" - 1 3/4" thick standard door | 1 |  | 1 Year | 827 | 0.15 | 702.95
13002 | Salto | AB658N63BC38-W- | XS4 ANSI electronic RF wireless SVN escutcheon, BLE / Mifare / DESFire deadbolt privacy function, N lever, unhanded, BioCote antimicrobial finish, for use with 1 3/8" - 1 3/4" thick standard door | 1 |  | 1 Year | 949.35 | 0.15 | 806.9475
13003 | Salto | AB658N63BC38-WK | XS4 ANSI electronic RF wireless SVN escutcheon, BLE / Mifare / DESFire deadbolt privacy function, with keypad, N lever, unhanded, BioCote antimicrobial finish, for use with 1 3/8" - 1 3/4" thick standard door | 1 |  | 1 Year | 1012.2 | 0.15 | 860.37
13004 | Salto | AB658N63BC48--- | XS4 ANSI electronic wire-free SVN escutcheon, BLE / Mifare / DESFire deadbolt privacy function, N lever, unhanded, BioCote antimicrobial finish, for use with 1 3/4" - 2 1/4" thick door | 1 |  | 1 Year | 764.15 | 0.15 | 649.5275
13005 | Salto | AB658N63BC48-A- | XS4 ANSI electronic AMOK wire-free SVN escutcheon, BLE / Mifare / DESFire deadbolt privacy function, N lever, unhanded, BioCote antimicrobial finish, for use with 1 3/4" - 2 1/4" thick door | 1 |  | 1 Year | 893.15 | 0.15 | 759.1775
13006 | Salto | AB658N63BC48--K | XS4 ANSI electronic wire-free SVN escutcheon, BLE / Mifare / DESFire deadbolt privacy function, with keypad, N lever, unhanded, BioCote antimicrobial finish, for use with 1 3/4" - 2 1/4" thick door | 1 |  | 1 Year | 827 | 0.15 | 702.95
13007 | Salto | AB658N63BC48-W- | XS4 ANSI electronic RF wireless SVN escutcheon, BLE / Mifare / DESFire deadbolt privacy function, N lever, unhanded, BioCote antimicrobial finish, for use with 1 3/4" - 2 1/4" thick door | 1 |  | 1 Year | 949.35 | 0.15 | 806.9475
13008 | Salto | AB658N63BC48-WK | XS4 ANSI electronic RF wireless SVN escutcheon, BLE / Mifare / DESFire deadbolt privacy function, with keypad, N lever, unhanded, BioCote antimicrobial finish, for use with 1 3/4" - 2 1/4" thick door | 1 |  | 1 Year | 1012.2 | 0.15 | 860.37
13009 | Salto | AB658N63IM38--- | XS4 ANSI electronic wire-free SVN escutcheon, BLE / Mifare / DESFire deadbolt privacy function, N lever, unhanded, satin stainless finish, for use with 1 3/8" - 1 3/4" thick standard door | 1 |  | 1 Year | 712.15 | 0.15 | 605.3275
13010 | Salto | AB658N63IM38-A- | XS4 ANSI electronic AMOK wire-free SVN escutcheon, BLE / Mifare / DESFire deadbolt privacy function, N lever, unhanded, satin stainless finish, for use with 1 3/8" - 1 3/4" thick standard door | 1 |  | 1 Year | 841.15 | 0.15 | 714.9775
13011 | Salto | AB658N63IM38--K | XS4 ANSI electronic wire-free SVN escutcheon, BLE / Mifare / DESFire deadbolt privacy function, with keypad, N lever, unhanded, satin stainless finish, for use with 1 3/8" - 1 3/4" thick standard door | 1 |  | 1 Year | 775 | 0.15 | 658.75
13012 | Salto | AB658N63IM38-W- | XS4 ANSI electronic RF wireless SVN escutcheon, BLE / Mifare / DESFire deadbolt privacy function, N lever, unhanded, satin stainless finish, for use with 1 3/8" - 1 3/4" thick standard door | 1 |  | 1 Year | 897.35 | 0.15 | 762.7475
13013 | Salto | AB658N63IM38-WK | XS4 ANSI electronic RF wireless SVN escutcheon, BLE / Mifare / DESFire deadbolt privacy function, with keypad, N lever, unhanded, satin stainless finish, for use with 1 3/8" - 1 3/4" thick standard door | 1 |  | 1 Year | 960.2 | 0.15 | 816.17
13014 | Salto | AB658N63IM48--- | XS4 ANSI electronic wire-free SVN escutcheon, BLE / Mifare / DESFire deadbolt privacy function, N lever, unhanded, satin stainless finish, for use with 1 3/4" - 2 1/4" thick door | 1 |  | 1 Year | 712.15 | 0.15 | 605.3275
13015 | Salto | AB658N63IM48-A- | XS4 ANSI electronic AMOK wire-free SVN escutcheon, BLE / Mifare / DESFire deadbolt privacy function, N lever, unhanded, satin stainless finish, for use with 1 3/4" - 2 1/4" thick door | 1 |  | 1 Year | 841.15 | 0.15 | 714.9775
13016 | Salto | AB658N63IM48--K | XS4 ANSI electronic wire-free SVN escutcheon, BLE / Mifare / DESFire deadbolt privacy function, with keypad, N lever, unhanded, satin stainless finish, for use with 1 3/4" - 2 1/4" thick door | 1 |  | 1 Year | 775 | 0.15 | 658.75
13017 | Salto | AB658N63IM48-W- | XS4 ANSI electronic RF wireless SVN escutcheon, BLE / Mifare / DESFire deadbolt privacy function, N lever, unhanded, satin stainless finish, for use with 1 3/4" - 2 1/4" thick door | 1 |  | 1 Year | 897.35 | 0.15 | 762.7475
13018 | Salto | AB658N63IM48-WK | XS4 ANSI electronic RF wireless SVN escutcheon, BLE / Mifare / DESFire deadbolt privacy function, with keypad, N lever, unhanded, satin stainless finish, for use with 1 3/4" - 2 1/4" thick door | 1 |  | 1 Year | 960.2 | 0.15 | 816.17
13019 | Salto | AB658N63PM38--- | XS4 ANSI electronic wire-free SVN escutcheon, BLE / Mifare / DESFire deadbolt privacy function, N lever, unhanded, satin brass finish, for use with 1 3/8" - 1 3/4" thick standard door | 1 |  | 1 Year | 712.15 | 0.15 | 605.3275
13020 | Salto | AB658N63PM38-A- | XS4 ANSI electronic AMOK wire-free SVN escutcheon, BLE / Mifare / DESFire deadbolt privacy function, N lever, unhanded, satin brass finish, for use with 1 3/8" - 1 3/4" thick standard door | 1 |  | 1 Year | 841.15 | 0.15 | 714.9775
13021 | Salto | AB658N63PM38--K | XS4 ANSI electronic wire-free SVN escutcheon, BLE / Mifare / DESFire deadbolt privacy function, with keypad, N lever, unhanded, satin brass finish, for use with 1 3/8" - 1 3/4" thick standard door | 1 |  | 1 Year | 775 | 0.15 | 658.75
13022 | Salto | AB658N63PM38-W- | XS4 ANSI electronic RF wireless SVN escutcheon, BLE / Mifare / DESFire deadbolt privacy function, N lever, unhanded, satin brass finish, for use with 1 3/8" - 1 3/4" thick standard door | 1 |  | 1 Year | 897.35 | 0.15 | 762.7475
13023 | Salto | AB658N63PM38-WK | XS4 ANSI electronic RF wireless SVN escutcheon, BLE / Mifare / DESFire deadbolt privacy function, with keypad, N lever, unhanded, satin brass finish, for use with 1 3/8" - 1 3/4" thick standard door | 1 |  | 1 Year | 960.2 | 0.15 | 816.17
13024 | Salto | AB658N63PM48--- | XS4 ANSI electronic wire-free SVN escutcheon, BLE / Mifare / DESFire deadbolt privacy function, N lever, unhanded, satin brass finish, for use with 1 3/4" - 2 1/4" thick door | 1 |  | 1 Year | 712.15 | 0.15 | 605.3275
13025 | Salto | AB658N63PM48-A- | XS4 ANSI electronic AMOK wire-free SVN escutcheon, BLE / Mifare / DESFire deadbolt privacy function, N lever, unhanded, satin brass finish, for use with 1 3/4" - 2 1/4" thick door | 1 |  | 1 Year | 841.15 | 0.15 | 714.9775
13026 | Salto | AB658N63PM48--K | XS4 ANSI electronic wire-free SVN escutcheon, BLE / Mifare / DESFire deadbolt privacy function, with keypad, N lever, unhanded, satin brass finish, for use with 1 3/4" - 2 1/4" thick door | 1 |  | 1 Year | 775 | 0.15 | 658.75
13027 | Salto | AB658N63PM48-W- | XS4 ANSI electronic RF wireless SVN escutcheon, BLE / Mifare / DESFire deadbolt privacy function, N lever, unhanded, satin brass finish, for use with 1 3/4" - 2 1/4" thick door | 1 |  | 1 Year | 897.35 | 0.15 | 762.7475
13028 | Salto | AB658N63PM48-WK | XS4 ANSI electronic RF wireless SVN escutcheon, BLE / Mifare / DESFire deadbolt privacy function, with keypad, N lever, unhanded, satin brass finish, for use with 1 3/4" - 2 1/4" thick door | 1 |  | 1 Year | 960.2 | 0.15 | 816.17
13029 | Salto | AB658O61IA38L-- | XS4 ANSI electronic wire-free SVN escutcheon, BLE / Mifare / DESFire deadbolt privacy function, O lever, left handed, antique brass finish, for use with 1 3/8" - 1 3/4" thick standard door | 1 |  | 1 Year | 774.35 | 0.15 | 658.1975
13030 | Salto | AB658O61IA38LA- | XS4 ANSI electronic AMOK wire-free SVN escutcheon, BLE / Mifare / DESFire deadbolt privacy function, O lever, left handed, antique brass finish, for use with 1 3/8" - 1 3/4" thick standard door | 1 |  | 1 Year | 903.35 | 0.15 | 767.8475
13031 | Salto | AB658O61IA38L-K | XS4 ANSI electronic wire-free SVN escutcheon, BLE / Mifare / DESFire deadbolt privacy function, with keypad, O lever, left handed, antique brass finish, for use with 1 3/8" - 1 3/4" thick standard door | 1 |  | 1 Year | 837.2 | 0.15 | 711.62
13032 | Salto | AB658O61IA38LW- | XS4 ANSI electronic RF wireless SVN escutcheon, BLE / Mifare / DESFire deadbolt privacy function, O lever, left handed, antique brass finish, for use with 1 3/8" - 1 3/4" thick standard door | 1 |  | 1 Year | 959.55 | 0.15 | 815.6175
13033 | Salto | AB658O61IA38LWK | XS4 ANSI electronic RF wireless SVN escutcheon, BLE / Mifare / DESFire deadbolt privacy function, with keypad, O lever, left handed, antique brass finish, for use with 1 3/8" - 1 3/4" thick standard door | 1 |  | 1 Year | 1022.4 | 0.15 | 869.04
13034 | Salto | AB658O61IA38R-- | XS4 ANSI electronic wire-free SVN escutcheon, BLE / Mifare / DESFire deadbolt privacy function, O lever, right handed, antique brass finish, for use with 1 3/8" - 1 3/4" thick standard door | 1 |  | 1 Year | 774.35 | 0.15 | 658.1975
13035 | Salto | AB658O61IA38RA- | XS4 ANSI electronic AMOK wire-free SVN escutcheon, BLE / Mifare / DESFire deadbolt privacy function, O lever, right handed, antique brass finish, for use with 1 3/8" - 1 3/4" thick standard door | 1 |  | 1 Year | 903.35 | 0.15 | 767.8475
13036 | Salto | AB658O61IA38R-K | XS4 ANSI electronic wire-free SVN escutcheon, BLE / Mifare / DESFire deadbolt privacy function, with keypad, O lever, right handed, antique brass finish, for use with 1 3/8" - 1 3/4" thick standard door | 1 |  | 1 Year | 837.2 | 0.15 | 711.62
13037 | Salto | AB658O61IA38RW- | XS4 ANSI electronic RF wireless SVN escutcheon, BLE / Mifare / DESFire deadbolt privacy function, O lever, right handed, antique brass finish, for use with 1 3/8" - 1 3/4" thick standard door | 1 |  | 1 Year | 959.55 | 0.15 | 815.6175
13038 | Salto | AB658O61IA38RWK | XS4 ANSI electronic RF wireless SVN escutcheon, BLE / Mifare / DESFire deadbolt privacy function, with keypad, O lever, right handed, antique brass finish, for use with 1 3/8" - 1 3/4" thick standard door | 1 |  | 1 Year | 1022.4 | 0.15 | 869.04
13039 | Salto | AB658O61IA48L-- | XS4 ANSI electronic wire-free SVN escutcheon, BLE / Mifare / DESFire deadbolt privacy function, O lever, left handed, antique brass finish, for use with 1 3/4" - 2 1/4" thick door | 1 |  | 1 Year | 774.35 | 0.15 | 658.1975
13040 | Salto | AB658O61IA48LA- | XS4 ANSI electronic AMOK wire-free SVN escutcheon, BLE / Mifare / DESFire deadbolt privacy function, O lever, left handed, antique brass finish, for use with 1 3/4" - 2 1/4" thick door | 1 |  | 1 Year | 903.35 | 0.15 | 767.8475
13041 | Salto | AB658O61IA48L-K | XS4 ANSI electronic wire-free SVN escutcheon, BLE / Mifare / DESFire deadbolt privacy function, with keypad, O lever, left handed, antique brass finish, for use with 1 3/4" - 2 1/4" thick door | 1 |  | 1 Year | 837.2 | 0.15 | 711.62
13042 | Salto | AB658O61IA48LW- | XS4 ANSI electronic RF wireless SVN escutcheon, BLE / Mifare / DESFire deadbolt privacy function, O lever, left handed, antique brass finish, for use with 1 3/4" - 2 1/4" thick door | 1 |  | 1 Year | 959.55 | 0.15 | 815.6175
13043 | Salto | AB658O61IA48LWK | XS4 ANSI electronic RF wireless SVN escutcheon, BLE / Mifare / DESFire deadbolt privacy function, with keypad, O lever, left handed, antique brass finish, for use with 1 3/4" - 2 1/4" thick door | 1 |  | 1 Year | 1022.4 | 0.15 | 869.04
13044 | Salto | AB658O61IA48R-- | XS4 ANSI electronic wire-free SVN escutcheon, BLE / Mifare / DESFire deadbolt privacy function, O lever, right handed, antique brass finish, for use with 1 3/4" - 2 1/4" thick door | 1 |  | 1 Year | 774.35 | 0.15 | 658.1975
13045 | Salto | AB658O61IA48RA- | XS4 ANSI electronic AMOK wire-free SVN escutcheon, BLE / Mifare / DESFire deadbolt privacy function, O lever, right handed, antique brass finish, for use with 1 3/4" - 2 1/4" thick door | 1 |  | 1 Year | 903.35 | 0.15 | 767.8475
13046 | Salto | AB658O61IA48R-K | XS4 ANSI electronic wire-free SVN escutcheon, BLE / Mifare / DESFire deadbolt privacy function, with keypad, O lever, right handed, antique brass finish, for use with 1 3/4" - 2 1/4" thick door | 1 |  | 1 Year | 837.2 | 0.15 | 711.62
13047 | Salto | AB658O61IA48RW- | XS4 ANSI electronic RF wireless SVN escutcheon, BLE / Mifare / DESFire deadbolt privacy function, O lever, right handed, antique brass finish, for use with 1 3/4" - 2 1/4" thick door | 1 |  | 1 Year | 959.55 | 0.15 | 815.6175
13048 | Salto | AB658O61IA48RWK | XS4 ANSI electronic RF wireless SVN escutcheon, BLE / Mifare / DESFire deadbolt privacy function, with keypad, O lever, right handed, antique brass finish, for use with 1 3/4" - 2 1/4" thick door | 1 |  | 1 Year | 1022.4 | 0.15 | 869.04
13049 | Salto | AB658O61IM38L-- | XS4 ANSI electronic wire-free SVN escutcheon, BLE / Mifare / DESFire deadbolt privacy function, O lever, left handed, satin stainless finish, for use with 1 3/8" - 1 3/4" thick standard door | 1 |  | 1 Year | 722.35 | 0.15 | 613.9975
13050 | Salto | AB658O61IM38LA- | XS4 ANSI electronic AMOK wire-free SVN escutcheon, BLE / Mifare / DESFire deadbolt privacy function, O lever, left handed, satin stainless finish, for use with 1 3/8" - 1 3/4" thick standard door | 1 |  | 1 Year | 851.35 | 0.15 | 723.6475
13051 | Salto | AB658O61IM38L-K | XS4 ANSI electronic wire-free SVN escutcheon, BLE / Mifare / DESFire deadbolt privacy function, with keypad, O lever, left handed, satin stainless finish, for use with 1 3/8" - 1 3/4" thick standard door | 1 |  | 1 Year | 785.2 | 0.15 | 667.42
13052 | Salto | AB658O61IM38LW- | XS4 ANSI electronic RF wireless SVN escutcheon, BLE / Mifare / DESFire deadbolt privacy function, O lever, left handed, satin stainless finish, for use with 1 3/8" - 1 3/4" thick standard door | 1 |  | 1 Year | 907.55 | 0.15 | 771.4175
13053 | Salto | AB658O61IM38LWK | XS4 ANSI electronic RF wireless SVN escutcheon, BLE / Mifare / DESFire deadbolt privacy function, with keypad, O lever, left handed, satin stainless finish, for use with 1 3/8" - 1 3/4" thick standard door | 1 |  | 1 Year | 970.4 | 0.15 | 824.84
13054 | Salto | AB658O61IM38R-- | XS4 ANSI electronic wire-free SVN escutcheon, BLE / Mifare / DESFire deadbolt privacy function, O lever, right handed, satin stainless finish, for use with 1 3/8" - 1 3/4" thick standard door | 1 |  | 1 Year | 722.35 | 0.15 | 613.9975
13055 | Salto | AB658O61IM38RA- | XS4 ANSI electronic AMOK wire-free SVN escutcheon, BLE / Mifare / DESFire deadbolt privacy function, O lever, right handed, satin stainless finish, for use with 1 3/8" - 1 3/4" thick standard door | 1 |  | 1 Year | 851.35 | 0.15 | 723.6475
13056 | Salto | AB658O61IM38R-K | XS4 ANSI electronic wire-free SVN escutcheon, BLE / Mifare / DESFire deadbolt privacy function, with keypad, O lever, right handed, satin stainless finish, for use with 1 3/8" - 1 3/4" thick standard door | 1 |  | 1 Year | 785.2 | 0.15 | 667.42
13057 | Salto | AB658O61IM38RW- | XS4 ANSI electronic RF wireless SVN escutcheon, BLE / Mifare / DESFire deadbolt privacy function, O lever, right handed, satin stainless finish, for use with 1 3/8" - 1 3/4" thick standard door | 1 |  | 1 Year | 907.55 | 0.15 | 771.4175
13058 | Salto | AB658O61IM38RWK | XS4 ANSI electronic RF wireless SVN escutcheon, BLE / Mifare / DESFire deadbolt privacy function, with keypad, O lever, right handed, satin stainless finish, for use with 1 3/8" - 1 3/4" thick standard door | 1 |  | 1 Year | 970.4 | 0.15 | 824.84
13059 | Salto | AB658O61IM48L-- | XS4 ANSI electronic wire-free SVN escutcheon, BLE / Mifare / DESFire deadbolt privacy function, O lever, left handed, satin stainless finish, for use with 1 3/4" - 2 1/4" thick door | 1 |  | 1 Year | 722.35 | 0.15 | 613.9975
13060 | Salto | AB658O61IM48LA- | XS4 ANSI electronic AMOK wire-free SVN escutcheon, BLE / Mifare / DESFire deadbolt privacy function, O lever, left handed, satin stainless finish, for use with 1 3/4" - 2 1/4" thick door | 1 |  | 1 Year | 851.35 | 0.15 | 723.6475
13061 | Salto | AB658O61IM48L-K | XS4 ANSI electronic wire-free SVN escutcheon, BLE / Mifare / DESFire deadbolt privacy function, with keypad, O lever, left handed, satin stainless finish, for use with 1 3/4" - 2 1/4" thick door | 1 |  | 1 Year | 785.2 | 0.15 | 667.42
13062 | Salto | AB658O61IM48LW- | XS4 ANSI electronic RF wireless SVN escutcheon, BLE / Mifare / DESFire deadbolt privacy function, O lever, left handed, satin stainless finish, for use with 1 3/4" - 2 1/4" thick door | 1 |  | 1 Year | 907.55 | 0.15 | 771.4175
13063 | Salto | AB658O61IM48LWK | XS4 ANSI electronic RF wireless SVN escutcheon, BLE / Mifare / DESFire deadbolt privacy function, with keypad, O lever, left handed, satin stainless finish, for use with 1 3/4" - 2 1/4" thick door | 1 |  | 1 Year | 970.4 | 0.15 | 824.84
13064 | Salto | AB658O61IM48R-- | XS4 ANSI electronic wire-free SVN escutcheon, BLE / Mifare / DESFire deadbolt privacy function, O lever, right handed, satin stainless finish, for use with 1 3/4" - 2 1/4" thick door | 1 |  | 1 Year | 722.35 | 0.15 | 613.9975
13065 | Salto | AB658O61IM48RA- | XS4 ANSI electronic AMOK wire-free SVN escutcheon, BLE / Mifare / DESFire deadbolt privacy function, O lever, right handed, satin stainless finish, for use with 1 3/4" - 2 1/4" thick door | 1 |  | 1 Year | 851.35 | 0.15 | 723.6475
13066 | Salto | AB658O61IM48R-K | XS4 ANSI electronic wire-free SVN escutcheon, BLE / Mifare / DESFire deadbolt privacy function, with keypad, O lever, right handed, satin stainless finish, for use with 1 3/4" - 2 1/4" thick door | 1 |  | 1 Year | 785.2 | 0.15 | 667.42
13067 | Salto | AB658O61IM48RW- | XS4 ANSI electronic RF wireless SVN escutcheon, BLE / Mifare / DESFire deadbolt privacy function, O lever, right handed, satin stainless finish, for use with 1 3/4" - 2 1/4" thick door | 1 |  | 1 Year | 907.55 | 0.15 | 771.4175
13068 | Salto | AB658O61IM48RWK | XS4 ANSI electronic RF wireless SVN escutcheon, BLE / Mifare / DESFire deadbolt privacy function, with keypad, O lever, right handed, satin stainless finish, for use with 1 3/4" - 2 1/4" thick door | 1 |  | 1 Year | 970.4 | 0.15 | 824.84
13069 | Salto | AB658O61IP38L-- | XS4 ANSI electronic wire-free SVN escutcheon, BLE / Mifare / DESFire deadbolt privacy function, O lever, left handed, bright stainless steel finish, for use with 1 3/8" - 1 3/4" thick standard door | 1 |  | 1 Year | 738.65 | 0.15 | 627.8525
13070 | Salto | AB658O61IP38LA- | XS4 ANSI electronic AMOK wire-free SVN escutcheon, BLE / Mifare / DESFire deadbolt privacy function, O lever, left handed, bright stainless steel finish, for use with 1 3/8" - 1 3/4" thick standard door | 1 |  | 1 Year | 867.65 | 0.15 | 737.5025
13071 | Salto | AB658O61IP38L-K | XS4 ANSI electronic wire-free SVN escutcheon, BLE / Mifare / DESFire deadbolt privacy function, with keypad, O lever, left handed, bright stainless steel finish, for use with 1 3/8" - 1 3/4" thick standard door | 1 |  | 1 Year | 801.5 | 0.15 | 681.275
13072 | Salto | AB658O61IP38LW- | XS4 ANSI electronic RF wireless SVN escutcheon, BLE / Mifare / DESFire deadbolt privacy function, O lever, left handed, bright stainless steel finish, for use with 1 3/8" - 1 3/4" thick standard door | 1 |  | 1 Year | 923.85 | 0.15 | 785.2725
13073 | Salto | AB658O61IP38LWK | XS4 ANSI electronic RF wireless SVN escutcheon, BLE / Mifare / DESFire deadbolt privacy function, with keypad, O lever, left handed, bright stainless steel finish, for use with 1 3/8" - 1 3/4" thick standard door | 1 |  | 1 Year | 986.7 | 0.15 | 838.695
13074 | Salto | AB658O61IP38R-- | XS4 ANSI electronic wire-free SVN escutcheon, BLE / Mifare / DESFire deadbolt privacy function, O lever, right handed, bright stainless steel finish, for use with 1 3/8" - 1 3/4" thick standard door | 1 |  | 1 Year | 738.65 | 0.15 | 627.8525
13075 | Salto | AB658O61IP38RA- | XS4 ANSI electronic AMOK wire-free SVN escutcheon, BLE / Mifare / DESFire deadbolt privacy function, O lever, right handed, bright stainless steel finish, for use with 1 3/8" - 1 3/4" thick standard door | 1 |  | 1 Year | 867.65 | 0.15 | 737.5025
13076 | Salto | AB658O61IP38R-K | XS4 ANSI electronic wire-free SVN escutcheon, BLE / Mifare / DESFire deadbolt privacy function, with keypad, O lever, right handed, bright stainless steel finish, for use with 1 3/8" - 1 3/4" thick standard door | 1 |  | 1 Year | 801.5 | 0.15 | 681.275
13077 | Salto | AB658O61IP38RW- | XS4 ANSI electronic RF wireless SVN escutcheon, BLE / Mifare / DESFire deadbolt privacy function, O lever, right handed, bright stainless steel finish, for use with 1 3/8" - 1 3/4" thick standard door | 1 |  | 1 Year | 923.85 | 0.15 | 785.2725
13078 | Salto | AB658O61IP38RWK | XS4 ANSI electronic RF wireless SVN escutcheon, BLE / Mifare / DESFire deadbolt privacy function, with keypad, O lever, right handed, bright stainless steel finish, for use with 1 3/8" - 1 3/4" thick standard door | 1 |  | 1 Year | 986.7 | 0.15 | 838.695
13079 | Salto | AB658O61IP48L-- | XS4 ANSI electronic wire-free SVN escutcheon, BLE / Mifare / DESFire deadbolt privacy function, O lever, left handed, bright stainless steel finish, for use with 1 3/4" - 2 1/4" thick door | 1 |  | 1 Year | 738.65 | 0.15 | 627.8525
13080 | Salto | AB658O61IP48LA- | XS4 ANSI electronic AMOK wire-free SVN escutcheon, BLE / Mifare / DESFire deadbolt privacy function, O lever, left handed, bright stainless steel finish, for use with 1 3/4" - 2 1/4" thick door | 1 |  | 1 Year | 867.65 | 0.15 | 737.5025
13081 | Salto | AB658O61IP48L-K | XS4 ANSI electronic wire-free SVN escutcheon, BLE / Mifare / DESFire deadbolt privacy function, with keypad, O lever, left handed, bright stainless steel finish, for use with 1 3/4" - 2 1/4" thick door | 1 |  | 1 Year | 801.5 | 0.15 | 681.275
13082 | Salto | AB658O61IP48LW- | XS4 ANSI electronic RF wireless SVN escutcheon, BLE / Mifare / DESFire deadbolt privacy function, O lever, left handed, bright stainless steel finish, for use with 1 3/4" - 2 1/4" thick door | 1 |  | 1 Year | 923.85 | 0.15 | 785.2725
13083 | Salto | AB658O61IP48LWK | XS4 ANSI electronic RF wireless SVN escutcheon, BLE / Mifare / DESFire deadbolt privacy function, with keypad, O lever, left handed, bright stainless steel finish, for use with 1 3/4" - 2 1/4" thick door | 1 |  | 1 Year | 986.7 | 0.15 | 838.695
13084 | Salto | AB658O61IP48R-- | XS4 ANSI electronic wire-free SVN escutcheon, BLE / Mifare / DESFire deadbolt privacy function, O lever, right handed, bright stainless steel finish, for use with 1 3/4" - 2 1/4" thick door | 1 |  | 1 Year | 738.65 | 0.15 | 627.8525
13085 | Salto | AB658O61IP48RA- | XS4 ANSI electronic AMOK wire-free SVN escutcheon, BLE / Mifare / DESFire deadbolt privacy function, O lever, right handed, bright stainless steel finish, for use with 1 3/4" - 2 1/4" thick door | 1 |  | 1 Year | 867.65 | 0.15 | 737.5025
13086 | Salto | AB658O61IP48R-K | XS4 ANSI electronic wire-free SVN escutcheon, BLE / Mifare / DESFire deadbolt privacy function, with keypad, O lever, right handed, bright stainless steel finish, for use with 1 3/4" - 2 1/4" thick door | 1 |  | 1 Year | 801.5 | 0.15 | 681.275
13087 | Salto | AB658O61IP48RW- | XS4 ANSI electronic RF wireless SVN escutcheon, BLE / Mifare / DESFire deadbolt privacy function, O lever, right handed, bright stainless steel finish, for use with 1 3/4" - 2 1/4" thick door | 1 |  | 1 Year | 923.85 | 0.15 | 785.2725
13088 | Salto | AB658O61IP48RWK | XS4 ANSI electronic RF wireless SVN escutcheon, BLE / Mifare / DESFire deadbolt privacy function, with keypad, O lever, right handed, bright stainless steel finish, for use with 1 3/4" - 2 1/4" thick door | 1 |  | 1 Year | 986.7 | 0.15 | 838.695
13089 | Salto | AB658O61NE38L-- | XS4 ANSI electronic wire-free SVN escutcheon, BLE / Mifare / DESFire deadbolt privacy function, O lever, left handed, black chromium finish, for use with 1 3/8" - 1 3/4" thick standard door | 1 |  | 1 Year | 757.05 | 0.15 | 643.4925
13090 | Salto | AB658O61NE38LA- | XS4 ANSI electronic AMOK wire-free SVN escutcheon, BLE / Mifare / DESFire deadbolt privacy function, O lever, left handed, black chromium finish, for use with 1 3/8" - 1 3/4" thick standard door | 1 |  | 1 Year | 886.05 | 0.15 | 753.1425
13091 | Salto | AB658O61NE38L-K | XS4 ANSI electronic wire-free SVN escutcheon, BLE / Mifare / DESFire deadbolt privacy function, with keypad, O lever, left handed, black chromium finish, for use with 1 3/8" - 1 3/4" thick standard door | 1 |  | 1 Year | 819.9 | 0.15 | 696.915
13092 | Salto | AB658O61NE38LW- | XS4 ANSI electronic RF wireless SVN escutcheon, BLE / Mifare / DESFire deadbolt privacy function, O lever, left handed, black chromium finish, for use with 1 3/8" - 1 3/4" thick standard door | 1 |  | 1 Year | 942.25 | 0.15 | 800.9125
13093 | Salto | AB658O61NE38LWK | XS4 ANSI electronic RF wireless SVN escutcheon, BLE / Mifare / DESFire deadbolt privacy function, with keypad, O lever, left handed, black chromium finish, for use with 1 3/8" - 1 3/4" thick standard door | 1 |  | 1 Year | 1005.1 | 0.15 | 854.335
13094 | Salto | AB658O61NE38R-- | XS4 ANSI electronic wire-free SVN escutcheon, BLE / Mifare / DESFire deadbolt privacy function, O lever, right handed, black chromium finish, for use with 1 3/8" - 1 3/4" thick standard door | 1 |  | 1 Year | 757.05 | 0.15 | 643.4925
13095 | Salto | AB658O61NE38RA- | XS4 ANSI electronic AMOK wire-free SVN escutcheon, BLE / Mifare / DESFire deadbolt privacy function, O lever, right handed, black chromium finish, for use with 1 3/8" - 1 3/4" thick standard door | 1 |  | 1 Year | 886.05 | 0.15 | 753.1425
13096 | Salto | AB658O61NE38R-K | XS4 ANSI electronic wire-free SVN escutcheon, BLE / Mifare / DESFire deadbolt privacy function, with keypad, O lever, right handed, black chromium finish, for use with 1 3/8" - 1 3/4" thick standard door | 1 |  | 1 Year | 819.9 | 0.15 | 696.915
13097 | Salto | AB658O61NE38RW- | XS4 ANSI electronic RF wireless SVN escutcheon, BLE / Mifare / DESFire deadbolt privacy function, O lever, right handed, black chromium finish, for use with 1 3/8" - 1 3/4" thick standard door | 1 |  | 1 Year | 942.25 | 0.15 | 800.9125
13098 | Salto | AB658O61NE38RWK | XS4 ANSI electronic RF wireless SVN escutcheon, BLE / Mifare / DESFire deadbolt privacy function, with keypad, O lever, right handed, black chromium finish, for use with 1 3/8" - 1 3/4" thick standard door | 1 |  | 1 Year | 1005.1 | 0.15 | 854.335
13099 | Salto | AB658O61NE48L-- | XS4 ANSI electronic wire-free SVN escutcheon, BLE / Mifare / DESFire deadbolt privacy function, O lever, left handed, black chromium finish, for use with 1 3/4" - 2 1/4" thick door | 1 |  | 1 Year | 757.05 | 0.15 | 643.4925
13100 | Salto | AB658O61NE48LA- | XS4 ANSI electronic AMOK wire-free SVN escutcheon, BLE / Mifare / DESFire deadbolt privacy function, O lever, left handed, black chromium finish, for use with 1 3/4" - 2 1/4" thick door | 1 |  | 1 Year | 886.05 | 0.15 | 753.1425
13101 | Salto | AB658O61NE48L-K | XS4 ANSI electronic wire-free SVN escutcheon, BLE / Mifare / DESFire deadbolt privacy function, with keypad, O lever, left handed, black chromium finish, for use with 1 3/4" - 2 1/4" thick door | 1 |  | 1 Year | 819.9 | 0.15 | 696.915
13102 | Salto | AB658O61NE48LW- | XS4 ANSI electronic RF wireless SVN escutcheon, BLE / Mifare / DESFire deadbolt privacy function, O lever, left handed, black chromium finish, for use with 1 3/4" - 2 1/4" thick door | 1 |  | 1 Year | 942.25 | 0.15 | 800.9125
13103 | Salto | AB658O61NE48LWK | XS4 ANSI electronic RF wireless SVN escutcheon, BLE / Mifare / DESFire deadbolt privacy function, with keypad, O lever, left handed, black chromium finish, for use with 1 3/4" - 2 1/4" thick door | 1 |  | 1 Year | 1005.1 | 0.15 | 854.335
13104 | Salto | AB658O61NE48R-- | XS4 ANSI electronic wire-free SVN escutcheon, BLE / Mifare / DESFire deadbolt privacy function, O lever, right handed, black chromium finish, for use with 1 3/4" - 2 1/4" thick door | 1 |  | 1 Year | 757.05 | 0.15 | 643.4925
13105 | Salto | AB658O61NE48RA- | XS4 ANSI electronic AMOK wire-free SVN escutcheon, BLE / Mifare / DESFire deadbolt privacy function, O lever, right handed, black chromium finish, for use with 1 3/4" - 2 1/4" thick door | 1 |  | 1 Year | 886.05 | 0.15 | 753.1425
13106 | Salto | AB658O61NE48R-K | XS4 ANSI electronic wire-free SVN escutcheon, BLE / Mifare / DESFire deadbolt privacy function, with keypad, O lever, right handed, black chromium finish, for use with 1 3/4" - 2 1/4" thick door | 1 |  | 1 Year | 819.9 | 0.15 | 696.915
13107 | Salto | AB658O61NE48RW- | XS4 ANSI electronic RF wireless SVN escutcheon, BLE / Mifare / DESFire deadbolt privacy function, O lever, right handed, black chromium finish, for use with 1 3/4" - 2 1/4" thick door | 1 |  | 1 Year | 942.25 | 0.15 | 800.9125
13108 | Salto | AB658O61NE48RWK | XS4 ANSI electronic RF wireless SVN escutcheon, BLE / Mifare / DESFire deadbolt privacy function, with keypad, O lever, right handed, black chromium finish, for use with 1 3/4" - 2 1/4" thick door | 1 |  | 1 Year | 1005.1 | 0.15 | 854.335
13109 | Salto | AB658O61PM38L-- | XS4 ANSI electronic wire-free SVN escutcheon, BLE / Mifare / DESFire deadbolt privacy function, O lever, left handed, satin brass finish, for use with 1 3/8" - 1 3/4" thick standard door | 1 |  | 1 Year | 722.35 | 0.15 | 613.9975
13110 | Salto | AB658O61PM38LA- | XS4 ANSI electronic AMOK wire-free SVN escutcheon, BLE / Mifare / DESFire deadbolt privacy function, O lever, left handed, satin brass finish, for use with 1 3/8" - 1 3/4" thick standard door | 1 |  | 1 Year | 851.35 | 0.15 | 723.6475
13111 | Salto | AB658O61PM38L-K | XS4 ANSI electronic wire-free SVN escutcheon, BLE / Mifare / DESFire deadbolt privacy function, with keypad, O lever, left handed, satin brass finish, for use with 1 3/8" - 1 3/4" thick standard door | 1 |  | 1 Year | 785.2 | 0.15 | 667.42
13112 | Salto | AB658O61PM38LW- | XS4 ANSI electronic RF wireless SVN escutcheon, BLE / Mifare / DESFire deadbolt privacy function, O lever, left handed, satin brass finish, for use with 1 3/8" - 1 3/4" thick standard door | 1 |  | 1 Year | 907.55 | 0.15 | 771.4175
13113 | Salto | AB658O61PM38LWK | XS4 ANSI electronic RF wireless SVN escutcheon, BLE / Mifare / DESFire deadbolt privacy function, with keypad, O lever, left handed, satin brass finish, for use with 1 3/8" - 1 3/4" thick standard door | 1 |  | 1 Year | 970.4 | 0.15 | 824.84
13114 | Salto | AB658O61PM38R-- | XS4 ANSI electronic wire-free SVN escutcheon, BLE / Mifare / DESFire deadbolt privacy function, O lever, right handed, satin brass finish, for use with 1 3/8" - 1 3/4" thick standard door | 1 |  | 1 Year | 722.35 | 0.15 | 613.9975
13115 | Salto | AB658O61PM38RA- | XS4 ANSI electronic AMOK wire-free SVN escutcheon, BLE / Mifare / DESFire deadbolt privacy function, O lever, right handed, satin brass finish, for use with 1 3/8" - 1 3/4" thick standard door | 1 |  | 1 Year | 851.35 | 0.15 | 723.6475
13116 | Salto | AB658O61PM38R-K | XS4 ANSI electronic wire-free SVN escutcheon, BLE / Mifare / DESFire deadbolt privacy function, with keypad, O lever, right handed, satin brass finish, for use with 1 3/8" - 1 3/4" thick standard door | 1 |  | 1 Year | 785.2 | 0.15 | 667.42
13117 | Salto | AB658O61PM38RW- | XS4 ANSI electronic RF wireless SVN escutcheon, BLE / Mifare / DESFire deadbolt privacy function, O lever, right handed, satin brass finish, for use with 1 3/8" - 1 3/4" thick standard door | 1 |  | 1 Year | 907.55 | 0.15 | 771.4175
13118 | Salto | AB658O61PM38RWK | XS4 ANSI electronic RF wireless SVN escutcheon, BLE / Mifare / DESFire deadbolt privacy function, with keypad, O lever, right handed, satin brass finish, for use with 1 3/8" - 1 3/4" thick standard door | 1 |  | 1 Year | 970.4 | 0.15 | 824.84
13119 | Salto | AB658O61PM48L-- | XS4 ANSI electronic wire-free SVN escutcheon, BLE / Mifare / DESFire deadbolt privacy function, O lever, left handed, satin brass finish, for use with 1 3/4" - 2 1/4" thick door | 1 |  | 1 Year | 722.35 | 0.15 | 613.9975
13120 | Salto | AB658O61PM48LA- | XS4 ANSI electronic AMOK wire-free SVN escutcheon, BLE / Mifare / DESFire deadbolt privacy function, O lever, left handed, satin brass finish, for use with 1 3/4" - 2 1/4" thick door | 1 |  | 1 Year | 851.35 | 0.15 | 723.6475
13121 | Salto | AB658O61PM48L-K | XS4 ANSI electronic wire-free SVN escutcheon, BLE / Mifare / DESFire deadbolt privacy function, with keypad, O lever, left handed, satin brass finish, for use with 1 3/4" - 2 1/4" thick door | 1 |  | 1 Year | 785.2 | 0.15 | 667.42
13122 | Salto | AB658O61PM48LW- | XS4 ANSI electronic RF wireless SVN escutcheon, BLE / Mifare / DESFire deadbolt privacy function, O lever, left handed, satin brass finish, for use with 1 3/4" - 2 1/4" thick door | 1 |  | 1 Year | 907.55 | 0.15 | 771.4175
13123 | Salto | AB658O61PM48LWK | XS4 ANSI electronic RF wireless SVN escutcheon, BLE / Mifare / DESFire deadbolt privacy function, with keypad, O lever, left handed, satin brass finish, for use with 1 3/4" - 2 1/4" thick door | 1 |  | 1 Year | 970.4 | 0.15 | 824.84
13124 | Salto | AB658O61PM48R-- | XS4 ANSI electronic wire-free SVN escutcheon, BLE / Mifare / DESFire deadbolt privacy function, O lever, right handed, satin brass finish, for use with 1 3/4" - 2 1/4" thick door | 1 |  | 1 Year | 722.35 | 0.15 | 613.9975
13125 | Salto | AB658O61PM48RA- | XS4 ANSI electronic AMOK wire-free SVN escutcheon, BLE / Mifare / DESFire deadbolt privacy function, O lever, right handed, satin brass finish, for use with 1 3/4" - 2 1/4" thick door | 1 |  | 1 Year | 851.35 | 0.15 | 723.6475
13126 | Salto | AB658O61PM48R-K | XS4 ANSI electronic wire-free SVN escutcheon, BLE / Mifare / DESFire deadbolt privacy function, with keypad, O lever, right handed, satin brass finish, for use with 1 3/4" - 2 1/4" thick door | 1 |  | 1 Year | 785.2 | 0.15 | 667.42
13127 | Salto | AB658O61PM48RW- | XS4 ANSI electronic RF wireless SVN escutcheon, BLE / Mifare / DESFire deadbolt privacy function, O lever, right handed, satin brass finish, for use with 1 3/4" - 2 1/4" thick door | 1 |  | 1 Year | 907.55 | 0.15 | 771.4175
13128 | Salto | AB658O61PM48RWK | XS4 ANSI electronic RF wireless SVN escutcheon, BLE / Mifare / DESFire deadbolt privacy function, with keypad, O lever, right handed, satin brass finish, for use with 1 3/4" - 2 1/4" thick door | 1 |  | 1 Year | 970.4 | 0.15 | 824.84
13129 | Salto | AB658O61PP38L-- | XS4 ANSI electronic wire-free SVN escutcheon, BLE / Mifare / DESFire deadbolt privacy function, O lever, left handed, bright brass finish, for use with 1 3/8" - 1 3/4" thick standard door | 1 |  | 1 Year | 738.65 | 0.15 | 627.8525
13130 | Salto | AB658O61PP38LA- | XS4 ANSI electronic AMOK wire-free SVN escutcheon, BLE / Mifare / DESFire deadbolt privacy function, O lever, left handed, bright brass finish, for use with 1 3/8" - 1 3/4" thick standard door | 1 |  | 1 Year | 867.65 | 0.15 | 737.5025
13131 | Salto | AB658O61PP38L-K | XS4 ANSI electronic wire-free SVN escutcheon, BLE / Mifare / DESFire deadbolt privacy function, with keypad, O lever, left handed, bright brass finish, for use with 1 3/8" - 1 3/4" thick standard door | 1 |  | 1 Year | 801.5 | 0.15 | 681.275
13132 | Salto | AB658O61PP38LW- | XS4 ANSI electronic RF wireless SVN escutcheon, BLE / Mifare / DESFire deadbolt privacy function, O lever, left handed, bright brass finish, for use with 1 3/8" - 1 3/4" thick standard door | 1 |  | 1 Year | 923.85 | 0.15 | 785.2725
13133 | Salto | AB658O61PP38LWK | XS4 ANSI electronic RF wireless SVN escutcheon, BLE / Mifare / DESFire deadbolt privacy function, with keypad, O lever, left handed, bright brass finish, for use with 1 3/8" - 1 3/4" thick standard door | 1 |  | 1 Year | 986.7 | 0.15 | 838.695
13134 | Salto | AB658O61PP38R-- | XS4 ANSI electronic wire-free SVN escutcheon, BLE / Mifare / DESFire deadbolt privacy function, O lever, right handed, bright brass finish, for use with 1 3/8" - 1 3/4" thick standard door | 1 |  | 1 Year | 738.65 | 0.15 | 627.8525
13135 | Salto | AB658O61PP38RA- | XS4 ANSI electronic AMOK wire-free SVN escutcheon, BLE / Mifare / DESFire deadbolt privacy function, O lever, right handed, bright brass finish, for use with 1 3/8" - 1 3/4" thick standard door | 1 |  | 1 Year | 867.65 | 0.15 | 737.5025
13136 | Salto | AB658O61PP38R-K | XS4 ANSI electronic wire-free SVN escutcheon, BLE / Mifare / DESFire deadbolt privacy function, with keypad, O lever, right handed, bright brass finish, for use with 1 3/8" - 1 3/4" thick standard door | 1 |  | 1 Year | 801.5 | 0.15 | 681.275
13137 | Salto | AB658O61PP38RW- | XS4 ANSI electronic RF wireless SVN escutcheon, BLE / Mifare / DESFire deadbolt privacy function, O lever, right handed, bright brass finish, for use with 1 3/8" - 1 3/4" thick standard door | 1 |  | 1 Year | 923.85 | 0.15 | 785.2725
13138 | Salto | AB658O61PP38RWK | XS4 ANSI electronic RF wireless SVN escutcheon, BLE / Mifare / DESFire deadbolt privacy function, with keypad, O lever, right handed, bright brass finish, for use with 1 3/8" - 1 3/4" thick standard door | 1 |  | 1 Year | 986.7 | 0.15 | 838.695
13139 | Salto | AB658O61PP48L-- | XS4 ANSI electronic wire-free SVN escutcheon, BLE / Mifare / DESFire deadbolt privacy function, O lever, left handed, bright brass finish, for use with 1 3/4" - 2 1/4" thick door | 1 |  | 1 Year | 738.65 | 0.15 | 627.8525
13140 | Salto | AB658O61PP48LA- | XS4 ANSI electronic AMOK wire-free SVN escutcheon, BLE / Mifare / DESFire deadbolt privacy function, O lever, left handed, bright brass finish, for use with 1 3/4" - 2 1/4" thick door | 1 |  | 1 Year | 867.65 | 0.15 | 737.5025
13141 | Salto | AB658O61PP48L-K | XS4 ANSI electronic wire-free SVN escutcheon, BLE / Mifare / DESFire deadbolt privacy function, with keypad, O lever, left handed, bright brass finish, for use with 1 3/4" - 2 1/4" thick door | 1 |  | 1 Year | 801.5 | 0.15 | 681.275
13142 | Salto | AB658O61PP48LW- | XS4 ANSI electronic RF wireless SVN escutcheon, BLE / Mifare / DESFire deadbolt privacy function, O lever, left handed, bright brass finish, for use with 1 3/4" - 2 1/4" thick door | 1 |  | 1 Year | 923.85 | 0.15 | 785.2725
13143 | Salto | AB658O61PP48LWK | XS4 ANSI electronic RF wireless SVN escutcheon, BLE / Mifare / DESFire deadbolt privacy function, with keypad, O lever, left handed, bright brass finish, for use with 1 3/4" - 2 1/4" thick door | 1 |  | 1 Year | 986.7 | 0.15 | 838.695
13144 | Salto | AB658O61PP48R-- | XS4 ANSI electronic wire-free SVN escutcheon, BLE / Mifare / DESFire deadbolt privacy function, O lever, right handed, bright brass finish, for use with 1 3/4" - 2 1/4" thick door | 1 |  | 1 Year | 738.65 | 0.15 | 627.8525
13145 | Salto | AB658O61PP48RA- | XS4 ANSI electronic AMOK wire-free SVN escutcheon, BLE / Mifare / DESFire deadbolt privacy function, O lever, right handed, bright brass finish, for use with 1 3/4" - 2 1/4" thick door | 1 |  | 1 Year | 867.65 | 0.15 | 737.5025
13146 | Salto | AB658O61PP48R-K | XS4 ANSI electronic wire-free SVN escutcheon, BLE / Mifare / DESFire deadbolt privacy function, with keypad, O lever, right handed, bright brass finish, for use with 1 3/4" - 2 1/4" thick door | 1 |  | 1 Year | 801.5 | 0.15 | 681.275
13147 | Salto | AB658O61PP48RW- | XS4 ANSI electronic RF wireless SVN escutcheon, BLE / Mifare / DESFire deadbolt privacy function, O lever, right handed, bright brass finish, for use with 1 3/4" - 2 1/4" thick door | 1 |  | 1 Year | 923.85 | 0.15 | 785.2725
13148 | Salto | AB658O61PP48RWK | XS4 ANSI electronic RF wireless SVN escutcheon, BLE / Mifare / DESFire deadbolt privacy function, with keypad, O lever, right handed, bright brass finish, for use with 1 3/4" - 2 1/4" thick door | 1 |  | 1 Year | 986.7 | 0.15 | 838.695
13149 | Salto | AB658O62IA38L-- | XS4 ANSI electronic wire-free SVN escutcheon, BLE / Mifare / DESFire deadbolt privacy function, O lever, left handed, antique brass finish, for use with 1 3/8" - 1 3/4" thick standard door | 1 |  | 1 Year | 774.35 | 0.15 | 658.1975
13150 | Salto | AB658O62IA38LA- | XS4 ANSI electronic AMOK wire-free SVN escutcheon, BLE / Mifare / DESFire deadbolt privacy function, O lever, left handed, antique brass finish, for use with 1 3/8" - 1 3/4" thick standard door | 1 |  | 1 Year | 903.35 | 0.15 | 767.8475
13151 | Salto | AB658O62IA38L-K | XS4 ANSI electronic wire-free SVN escutcheon, BLE / Mifare / DESFire deadbolt privacy function, with keypad, O lever, left handed, antique brass finish, for use with 1 3/8" - 1 3/4" thick standard door | 1 |  | 1 Year | 837.2 | 0.15 | 711.62
13152 | Salto | AB658O62IA38LW- | XS4 ANSI electronic RF wireless SVN escutcheon, BLE / Mifare / DESFire deadbolt privacy function, O lever, left handed, antique brass finish, for use with 1 3/8" - 1 3/4" thick standard door | 1 |  | 1 Year | 959.55 | 0.15 | 815.6175
13153 | Salto | AB658O62IA38LWK | XS4 ANSI electronic RF wireless SVN escutcheon, BLE / Mifare / DESFire deadbolt privacy function, with keypad, O lever, left handed, antique brass finish, for use with 1 3/8" - 1 3/4" thick standard door | 1 |  | 1 Year | 1022.4 | 0.15 | 869.04
13154 | Salto | AB658O62IA38R-- | XS4 ANSI electronic wire-free SVN escutcheon, BLE / Mifare / DESFire deadbolt privacy function, O lever, right handed, antique brass finish, for use with 1 3/8" - 1 3/4" thick standard door | 1 |  | 1 Year | 774.35 | 0.15 | 658.1975
13155 | Salto | AB658O62IA38RA- | XS4 ANSI electronic AMOK wire-free SVN escutcheon, BLE / Mifare / DESFire deadbolt privacy function, O lever, right handed, antique brass finish, for use with 1 3/8" - 1 3/4" thick standard door | 1 |  | 1 Year | 903.35 | 0.15 | 767.8475
13156 | Salto | AB658O62IA38R-K | XS4 ANSI electronic wire-free SVN escutcheon, BLE / Mifare / DESFire deadbolt privacy function, with keypad, O lever, right handed, antique brass finish, for use with 1 3/8" - 1 3/4" thick standard door | 1 |  | 1 Year | 837.2 | 0.15 | 711.62
13157 | Salto | AB658O62IA38RW- | XS4 ANSI electronic RF wireless SVN escutcheon, BLE / Mifare / DESFire deadbolt privacy function, O lever, right handed, antique brass finish, for use with 1 3/8" - 1 3/4" thick standard door | 1 |  | 1 Year | 959.55 | 0.15 | 815.6175
13158 | Salto | AB658O62IA38RWK | XS4 ANSI electronic RF wireless SVN escutcheon, BLE / Mifare / DESFire deadbolt privacy function, with keypad, O lever, right handed, antique brass finish, for use with 1 3/8" - 1 3/4" thick standard door | 1 |  | 1 Year | 1022.4 | 0.15 | 869.04
13159 | Salto | AB658O62IA48L-- | XS4 ANSI electronic wire-free SVN escutcheon, BLE / Mifare / DESFire deadbolt privacy function, O lever, left handed, antique brass finish, for use with 1 3/4" - 2 1/4" thick door | 1 |  | 1 Year | 774.35 | 0.15 | 658.1975
13160 | Salto | AB658O62IA48LA- | XS4 ANSI electronic AMOK wire-free SVN escutcheon, BLE / Mifare / DESFire deadbolt privacy function, O lever, left handed, antique brass finish, for use with 1 3/4" - 2 1/4" thick door | 1 |  | 1 Year | 903.35 | 0.15 | 767.8475
13161 | Salto | AB658O62IA48L-K | XS4 ANSI electronic wire-free SVN escutcheon, BLE / Mifare / DESFire deadbolt privacy function, with keypad, O lever, left handed, antique brass finish, for use with 1 3/4" - 2 1/4" thick door | 1 |  | 1 Year | 837.2 | 0.15 | 711.62
13162 | Salto | AB658O62IA48LW- | XS4 ANSI electronic RF wireless SVN escutcheon, BLE / Mifare / DESFire deadbolt privacy function, O lever, left handed, antique brass finish, for use with 1 3/4" - 2 1/4" thick door | 1 |  | 1 Year | 959.55 | 0.15 | 815.6175
13163 | Salto | AB658O62IA48LWK | XS4 ANSI electronic RF wireless SVN escutcheon, BLE / Mifare / DESFire deadbolt privacy function, with keypad, O lever, left handed, antique brass finish, for use with 1 3/4" - 2 1/4" thick door | 1 |  | 1 Year | 1022.4 | 0.15 | 869.04
13164 | Salto | AB658O62IA48R-- | XS4 ANSI electronic wire-free SVN escutcheon, BLE / Mifare / DESFire deadbolt privacy function, O lever, right handed, antique brass finish, for use with 1 3/4" - 2 1/4" thick door | 1 |  | 1 Year | 774.35 | 0.15 | 658.1975
13165 | Salto | AB658O62IA48RA- | XS4 ANSI electronic AMOK wire-free SVN escutcheon, BLE / Mifare / DESFire deadbolt privacy function, O lever, right handed, antique brass finish, for use with 1 3/4" - 2 1/4" thick door | 1 |  | 1 Year | 903.35 | 0.15 | 767.8475
13166 | Salto | AB658O62IA48R-K | XS4 ANSI electronic wire-free SVN escutcheon, BLE / Mifare / DESFire deadbolt privacy function, with keypad, O lever, right handed, antique brass finish, for use with 1 3/4" - 2 1/4" thick door | 1 |  | 1 Year | 837.2 | 0.15 | 711.62
13167 | Salto | AB658O62IA48RW- | XS4 ANSI electronic RF wireless SVN escutcheon, BLE / Mifare / DESFire deadbolt privacy function, O lever, right handed, antique brass finish, for use with 1 3/4" - 2 1/4" thick door | 1 |  | 1 Year | 959.55 | 0.15 | 815.6175
13168 | Salto | AB658O62IA48RWK | XS4 ANSI electronic RF wireless SVN escutcheon, BLE / Mifare / DESFire deadbolt privacy function, with keypad, O lever, right handed, antique brass finish, for use with 1 3/4" - 2 1/4" thick door | 1 |  | 1 Year | 1022.4 | 0.15 | 869.04
13169 | Salto | AB658O62IM38L-- | XS4 ANSI electronic wire-free SVN escutcheon, BLE / Mifare / DESFire deadbolt privacy function, O lever, left handed, satin stainless finish, for use with 1 3/8" - 1 3/4" thick standard door | 1 |  | 1 Year | 722.35 | 0.15 | 613.9975
13170 | Salto | AB658O62IM38LA- | XS4 ANSI electronic AMOK wire-free SVN escutcheon, BLE / Mifare / DESFire deadbolt privacy function, O lever, left handed, satin stainless finish, for use with 1 3/8" - 1 3/4" thick standard door | 1 |  | 1 Year | 851.35 | 0.15 | 723.6475
13171 | Salto | AB658O62IM38L-K | XS4 ANSI electronic wire-free SVN escutcheon, BLE / Mifare / DESFire deadbolt privacy function, with keypad, O lever, left handed, satin stainless finish, for use with 1 3/8" - 1 3/4" thick standard door | 1 |  | 1 Year | 785.2 | 0.15 | 667.42
13172 | Salto | AB658O62IM38LW- | XS4 ANSI electronic RF wireless SVN escutcheon, BLE / Mifare / DESFire deadbolt privacy function, O lever, left handed, satin stainless finish, for use with 1 3/8" - 1 3/4" thick standard door | 1 |  | 1 Year | 907.55 | 0.15 | 771.4175
13173 | Salto | AB658O62IM38LWK | XS4 ANSI electronic RF wireless SVN escutcheon, BLE / Mifare / DESFire deadbolt privacy function, with keypad, O lever, left handed, satin stainless finish, for use with 1 3/8" - 1 3/4" thick standard door | 1 |  | 1 Year | 970.4 | 0.15 | 824.84
13174 | Salto | AB658O62IM38R-- | XS4 ANSI electronic wire-free SVN escutcheon, BLE / Mifare / DESFire deadbolt privacy function, O lever, right handed, satin stainless finish, for use with 1 3/8" - 1 3/4" thick standard door | 1 |  | 1 Year | 722.35 | 0.15 | 613.9975
13175 | Salto | AB658O62IM38RA- | XS4 ANSI electronic AMOK wire-free SVN escutcheon, BLE / Mifare / DESFire deadbolt privacy function, O lever, right handed, satin stainless finish, for use with 1 3/8" - 1 3/4" thick standard door | 1 |  | 1 Year | 851.35 | 0.15 | 723.6475
13176 | Salto | AB658O62IM38R-K | XS4 ANSI electronic wire-free SVN escutcheon, BLE / Mifare / DESFire deadbolt privacy function, with keypad, O lever, right handed, satin stainless finish, for use with 1 3/8" - 1 3/4" thick standard door | 1 |  | 1 Year | 785.2 | 0.15 | 667.42
13177 | Salto | AB658O62IM38RW- | XS4 ANSI electronic RF wireless SVN escutcheon, BLE / Mifare / DESFire deadbolt privacy function, O lever, right handed, satin stainless finish, for use with 1 3/8" - 1 3/4" thick standard door | 1 |  | 1 Year | 907.55 | 0.15 | 771.4175
13178 | Salto | AB658O62IM38RWK | XS4 ANSI electronic RF wireless SVN escutcheon, BLE / Mifare / DESFire deadbolt privacy function, with keypad, O lever, right handed, satin stainless finish, for use with 1 3/8" - 1 3/4" thick standard door | 1 |  | 1 Year | 970.4 | 0.15 | 824.84
13179 | Salto | AB658O62IM48L-- | XS4 ANSI electronic wire-free SVN escutcheon, BLE / Mifare / DESFire deadbolt privacy function, O lever, left handed, satin stainless finish, for use with 1 3/4" - 2 1/4" thick door | 1 |  | 1 Year | 722.35 | 0.15 | 613.9975
13180 | Salto | AB658O62IM48LA- | XS4 ANSI electronic AMOK wire-free SVN escutcheon, BLE / Mifare / DESFire deadbolt privacy function, O lever, left handed, satin stainless finish, for use with 1 3/4" - 2 1/4" thick door | 1 |  | 1 Year | 851.35 | 0.15 | 723.6475
13181 | Salto | AB658O62IM48L-K | XS4 ANSI electronic wire-free SVN escutcheon, BLE / Mifare / DESFire deadbolt privacy function, with keypad, O lever, left handed, satin stainless finish, for use with 1 3/4" - 2 1/4" thick door | 1 |  | 1 Year | 785.2 | 0.15 | 667.42
13182 | Salto | AB658O62IM48LW- | XS4 ANSI electronic RF wireless SVN escutcheon, BLE / Mifare / DESFire deadbolt privacy function, O lever, left handed, satin stainless finish, for use with 1 3/4" - 2 1/4" thick door | 1 |  | 1 Year | 907.55 | 0.15 | 771.4175
13183 | Salto | AB658O62IM48LWK | XS4 ANSI electronic RF wireless SVN escutcheon, BLE / Mifare / DESFire deadbolt privacy function, with keypad, O lever, left handed, satin stainless finish, for use with 1 3/4" - 2 1/4" thick door | 1 |  | 1 Year | 970.4 | 0.15 | 824.84
13184 | Salto | AB658O62IM48R-- | XS4 ANSI electronic wire-free SVN escutcheon, BLE / Mifare / DESFire deadbolt privacy function, O lever, right handed, satin stainless finish, for use with 1 3/4" - 2 1/4" thick door | 1 |  | 1 Year | 722.35 | 0.15 | 613.9975
13185 | Salto | AB658O62IM48RA- | XS4 ANSI electronic AMOK wire-free SVN escutcheon, BLE / Mifare / DESFire deadbolt privacy function, O lever, right handed, satin stainless finish, for use with 1 3/4" - 2 1/4" thick door | 1 |  | 1 Year | 851.35 | 0.15 | 723.6475
13186 | Salto | AB658O62IM48R-K | XS4 ANSI electronic wire-free SVN escutcheon, BLE / Mifare / DESFire deadbolt privacy function, with keypad, O lever, right handed, satin stainless finish, for use with 1 3/4" - 2 1/4" thick door | 1 |  | 1 Year | 785.2 | 0.15 | 667.42
13187 | Salto | AB658O62IM48RW- | XS4 ANSI electronic RF wireless SVN escutcheon, BLE / Mifare / DESFire deadbolt privacy function, O lever, right handed, satin stainless finish, for use with 1 3/4" - 2 1/4" thick door | 1 |  | 1 Year | 907.55 | 0.15 | 771.4175
13188 | Salto | AB658O62IM48RWK | XS4 ANSI electronic RF wireless SVN escutcheon, BLE / Mifare / DESFire deadbolt privacy function, with keypad, O lever, right handed, satin stainless finish, for use with 1 3/4" - 2 1/4" thick door | 1 |  | 1 Year | 970.4 | 0.15 | 824.84
13189 | Salto | AB658O62IP38L-- | XS4 ANSI electronic wire-free SVN escutcheon, BLE / Mifare / DESFire deadbolt privacy function, O lever, left handed, bright stainless steel finish, for use with 1 3/8" - 1 3/4" thick standard door | 1 |  | 1 Year | 738.65 | 0.15 | 627.8525
13190 | Salto | AB658O62IP38LA- | XS4 ANSI electronic AMOK wire-free SVN escutcheon, BLE / Mifare / DESFire deadbolt privacy function, O lever, left handed, bright stainless steel finish, for use with 1 3/8" - 1 3/4" thick standard door | 1 |  | 1 Year | 867.65 | 0.15 | 737.5025
13191 | Salto | AB658O62IP38L-K | XS4 ANSI electronic wire-free SVN escutcheon, BLE / Mifare / DESFire deadbolt privacy function, with keypad, O lever, left handed, bright stainless steel finish, for use with 1 3/8" - 1 3/4" thick standard door | 1 |  | 1 Year | 801.5 | 0.15 | 681.275
13192 | Salto | AB658O62IP38LW- | XS4 ANSI electronic RF wireless SVN escutcheon, BLE / Mifare / DESFire deadbolt privacy function, O lever, left handed, bright stainless steel finish, for use with 1 3/8" - 1 3/4" thick standard door | 1 |  | 1 Year | 923.85 | 0.15 | 785.2725
13193 | Salto | AB658O62IP38LWK | XS4 ANSI electronic RF wireless SVN escutcheon, BLE / Mifare / DESFire deadbolt privacy function, with keypad, O lever, left handed, bright stainless steel finish, for use with 1 3/8" - 1 3/4" thick standard door | 1 |  | 1 Year | 986.7 | 0.15 | 838.695
13194 | Salto | AB658O62IP38R-- | XS4 ANSI electronic wire-free SVN escutcheon, BLE / Mifare / DESFire deadbolt privacy function, O lever, right handed, bright stainless steel finish, for use with 1 3/8" - 1 3/4" thick standard door | 1 |  | 1 Year | 738.65 | 0.15 | 627.8525
13195 | Salto | AB658O62IP38RA- | XS4 ANSI electronic AMOK wire-free SVN escutcheon, BLE / Mifare / DESFire deadbolt privacy function, O lever, right handed, bright stainless steel finish, for use with 1 3/8" - 1 3/4" thick standard door | 1 |  | 1 Year | 867.65 | 0.15 | 737.5025
13196 | Salto | AB658O62IP38R-K | XS4 ANSI electronic wire-free SVN escutcheon, BLE / Mifare / DESFire deadbolt privacy function, with keypad, O lever, right handed, bright stainless steel finish, for use with 1 3/8" - 1 3/4" thick standard door | 1 |  | 1 Year | 801.5 | 0.15 | 681.275
13197 | Salto | AB658O62IP38RW- | XS4 ANSI electronic RF wireless SVN escutcheon, BLE / Mifare / DESFire deadbolt privacy function, O lever, right handed, bright stainless steel finish, for use with 1 3/8" - 1 3/4" thick standard door | 1 |  | 1 Year | 923.85 | 0.15 | 785.2725
13198 | Salto | AB658O62IP38RWK | XS4 ANSI electronic RF wireless SVN escutcheon, BLE / Mifare / DESFire deadbolt privacy function, with keypad, O lever, right handed, bright stainless steel finish, for use with 1 3/8" - 1 3/4" thick standard door | 1 |  | 1 Year | 986.7 | 0.15 | 838.695
13199 | Salto | AB658O62IP48L-- | XS4 ANSI electronic wire-free SVN escutcheon, BLE / Mifare / DESFire deadbolt privacy function, O lever, left handed, bright stainless steel finish, for use with 1 3/4" - 2 1/4" thick door | 1 |  | 1 Year | 738.65 | 0.15 | 627.8525
13200 | Salto | AB658O62IP48LA- | XS4 ANSI electronic AMOK wire-free SVN escutcheon, BLE / Mifare / DESFire deadbolt privacy function, O lever, left handed, bright stainless steel finish, for use with 1 3/4" - 2 1/4" thick door | 1 |  | 1 Year | 867.65 | 0.15 | 737.5025
13201 | Salto | AB658O62IP48L-K | XS4 ANSI electronic wire-free SVN escutcheon, BLE / Mifare / DESFire deadbolt privacy function, with keypad, O lever, left handed, bright stainless steel finish, for use with 1 3/4" - 2 1/4" thick door | 1 |  | 1 Year | 801.5 | 0.15 | 681.275
13202 | Salto | AB658O62IP48LW- | XS4 ANSI electronic RF wireless SVN escutcheon, BLE / Mifare / DESFire deadbolt privacy function, O lever, left handed, bright stainless steel finish, for use with 1 3/4" - 2 1/4" thick door | 1 |  | 1 Year | 923.85 | 0.15 | 785.2725
13203 | Salto | AB658O62IP48LWK | XS4 ANSI electronic RF wireless SVN escutcheon, BLE / Mifare / DESFire deadbolt privacy function, with keypad, O lever, left handed, bright stainless steel finish, for use with 1 3/4" - 2 1/4" thick door | 1 |  | 1 Year | 986.7 | 0.15 | 838.695
13204 | Salto | AB658O62IP48R-- | XS4 ANSI electronic wire-free SVN escutcheon, BLE / Mifare / DESFire deadbolt privacy function, O lever, right handed, bright stainless steel finish, for use with 1 3/4" - 2 1/4" thick door | 1 |  | 1 Year | 738.65 | 0.15 | 627.8525
13205 | Salto | AB658O62IP48RA- | XS4 ANSI electronic AMOK wire-free SVN escutcheon, BLE / Mifare / DESFire deadbolt privacy function, O lever, right handed, bright stainless steel finish, for use with 1 3/4" - 2 1/4" thick door | 1 |  | 1 Year | 867.65 | 0.15 | 737.5025
13206 | Salto | AB658O62IP48R-K | XS4 ANSI electronic wire-free SVN escutcheon, BLE / Mifare / DESFire deadbolt privacy function, with keypad, O lever, right handed, bright stainless steel finish, for use with 1 3/4" - 2 1/4" thick door | 1 |  | 1 Year | 801.5 | 0.15 | 681.275
13207 | Salto | AB658O62IP48RW- | XS4 ANSI electronic RF wireless SVN escutcheon, BLE / Mifare / DESFire deadbolt privacy function, O lever, right handed, bright stainless steel finish, for use with 1 3/4" - 2 1/4" thick door | 1 |  | 1 Year | 923.85 | 0.15 | 785.2725
13208 | Salto | AB658O62IP48RWK | XS4 ANSI electronic RF wireless SVN escutcheon, BLE / Mifare / DESFire deadbolt privacy function, with keypad, O lever, right handed, bright stainless steel finish, for use with 1 3/4" - 2 1/4" thick door | 1 |  | 1 Year | 986.7 | 0.15 | 838.695
13209 | Salto | AB658O62NE38L-- | XS4 ANSI electronic wire-free SVN escutcheon, BLE / Mifare / DESFire deadbolt privacy function, O lever, left handed, black chromium finish, for use with 1 3/8" - 1 3/4" thick standard door | 1 |  | 1 Year | 757.05 | 0.15 | 643.4925
13210 | Salto | AB658O62NE38LA- | XS4 ANSI electronic AMOK wire-free SVN escutcheon, BLE / Mifare / DESFire deadbolt privacy function, O lever, left handed, black chromium finish, for use with 1 3/8" - 1 3/4" thick standard door | 1 |  | 1 Year | 886.05 | 0.15 | 753.1425
13211 | Salto | AB658O62NE38L-K | XS4 ANSI electronic wire-free SVN escutcheon, BLE / Mifare / DESFire deadbolt privacy function, with keypad, O lever, left handed, black chromium finish, for use with 1 3/8" - 1 3/4" thick standard door | 1 |  | 1 Year | 819.9 | 0.15 | 696.915
13212 | Salto | AB658O62NE38LW- | XS4 ANSI electronic RF wireless SVN escutcheon, BLE / Mifare / DESFire deadbolt privacy function, O lever, left handed, black chromium finish, for use with 1 3/8" - 1 3/4" thick standard door | 1 |  | 1 Year | 942.25 | 0.15 | 800.9125
13213 | Salto | AB658O62NE38LWK | XS4 ANSI electronic RF wireless SVN escutcheon, BLE / Mifare / DESFire deadbolt privacy function, with keypad, O lever, left handed, black chromium finish, for use with 1 3/8" - 1 3/4" thick standard door | 1 |  | 1 Year | 1005.1 | 0.15 | 854.335
13214 | Salto | AB658O62NE38R-- | XS4 ANSI electronic wire-free SVN escutcheon, BLE / Mifare / DESFire deadbolt privacy function, O lever, right handed, black chromium finish, for use with 1 3/8" - 1 3/4" thick standard door | 1 |  | 1 Year | 757.05 | 0.15 | 643.4925
13215 | Salto | AB658O62NE38RA- | XS4 ANSI electronic AMOK wire-free SVN escutcheon, BLE / Mifare / DESFire deadbolt privacy function, O lever, right handed, black chromium finish, for use with 1 3/8" - 1 3/4" thick standard door | 1 |  | 1 Year | 886.05 | 0.15 | 753.1425
13216 | Salto | AB658O62NE38R-K | XS4 ANSI electronic wire-free SVN escutcheon, BLE / Mifare / DESFire deadbolt privacy function, with keypad, O lever, right handed, black chromium finish, for use with 1 3/8" - 1 3/4" thick standard door | 1 |  | 1 Year | 819.9 | 0.15 | 696.915
13217 | Salto | AB658O62NE38RW- | XS4 ANSI electronic RF wireless SVN escutcheon, BLE / Mifare / DESFire deadbolt privacy function, O lever, right handed, black chromium finish, for use with 1 3/8" - 1 3/4" thick standard door | 1 |  | 1 Year | 942.25 | 0.15 | 800.9125
13218 | Salto | AB658O62NE38RWK | XS4 ANSI electronic RF wireless SVN escutcheon, BLE / Mifare / DESFire deadbolt privacy function, with keypad, O lever, right handed, black chromium finish, for use with 1 3/8" - 1 3/4" thick standard door | 1 |  | 1 Year | 1005.1 | 0.15 | 854.335
13219 | Salto | AB658O62NE48L-- | XS4 ANSI electronic wire-free SVN escutcheon, BLE / Mifare / DESFire deadbolt privacy function, O lever, left handed, black chromium finish, for use with 1 3/4" - 2 1/4" thick door | 1 |  | 1 Year | 757.05 | 0.15 | 643.4925
13220 | Salto | AB658O62NE48LA- | XS4 ANSI electronic AMOK wire-free SVN escutcheon, BLE / Mifare / DESFire deadbolt privacy function, O lever, left handed, black chromium finish, for use with 1 3/4" - 2 1/4" thick door | 1 |  | 1 Year | 886.05 | 0.15 | 753.1425
13221 | Salto | AB658O62NE48L-K | XS4 ANSI electronic wire-free SVN escutcheon, BLE / Mifare / DESFire deadbolt privacy function, with keypad, O lever, left handed, black chromium finish, for use with 1 3/4" - 2 1/4" thick door | 1 |  | 1 Year | 819.9 | 0.15 | 696.915
13222 | Salto | AB658O62NE48LW- | XS4 ANSI electronic RF wireless SVN escutcheon, BLE / Mifare / DESFire deadbolt privacy function, O lever, left handed, black chromium finish, for use with 1 3/4" - 2 1/4" thick door | 1 |  | 1 Year | 942.25 | 0.15 | 800.9125
13223 | Salto | AB658O62NE48LWK | XS4 ANSI electronic RF wireless SVN escutcheon, BLE / Mifare / DESFire deadbolt privacy function, with keypad, O lever, left handed, black chromium finish, for use with 1 3/4" - 2 1/4" thick door | 1 |  | 1 Year | 1005.1 | 0.15 | 854.335
13224 | Salto | AB658O62NE48R-- | XS4 ANSI electronic wire-free SVN escutcheon, BLE / Mifare / DESFire deadbolt privacy function, O lever, right handed, black chromium finish, for use with 1 3/4" - 2 1/4" thick door | 1 |  | 1 Year | 757.05 | 0.15 | 643.4925
13225 | Salto | AB658O62NE48RA- | XS4 ANSI electronic AMOK wire-free SVN escutcheon, BLE / Mifare / DESFire deadbolt privacy function, O lever, right handed, black chromium finish, for use with 1 3/4" - 2 1/4" thick door | 1 |  | 1 Year | 886.05 | 0.15 | 753.1425
13226 | Salto | AB658O62NE48R-K | XS4 ANSI electronic wire-free SVN escutcheon, BLE / Mifare / DESFire deadbolt privacy function, with keypad, O lever, right handed, black chromium finish, for use with 1 3/4" - 2 1/4" thick door | 1 |  | 1 Year | 819.9 | 0.15 | 696.915
13227 | Salto | AB658O62NE48RW- | XS4 ANSI electronic RF wireless SVN escutcheon, BLE / Mifare / DESFire deadbolt privacy function, O lever, right handed, black chromium finish, for use with 1 3/4" - 2 1/4" thick door | 1 |  | 1 Year | 942.25 | 0.15 | 800.9125
13228 | Salto | AB658O62NE48RWK | XS4 ANSI electronic RF wireless SVN escutcheon, BLE / Mifare / DESFire deadbolt privacy function, with keypad, O lever, right handed, black chromium finish, for use with 1 3/4" - 2 1/4" thick door | 1 |  | 1 Year | 1005.1 | 0.15 | 854.335
13229 | Salto | AB658O62PM38L-- | XS4 ANSI electronic wire-free SVN escutcheon, BLE / Mifare / DESFire deadbolt privacy function, O lever, left handed, satin brass finish, for use with 1 3/8" - 1 3/4" thick standard door | 1 |  | 1 Year | 722.35 | 0.15 | 613.9975
13230 | Salto | AB658O62PM38LA- | XS4 ANSI electronic AMOK wire-free SVN escutcheon, BLE / Mifare / DESFire deadbolt privacy function, O lever, left handed, satin brass finish, for use with 1 3/8" - 1 3/4" thick standard door | 1 |  | 1 Year | 851.35 | 0.15 | 723.6475
13231 | Salto | AB658O62PM38L-K | XS4 ANSI electronic wire-free SVN escutcheon, BLE / Mifare / DESFire deadbolt privacy function, with keypad, O lever, left handed, satin brass finish, for use with 1 3/8" - 1 3/4" thick standard door | 1 |  | 1 Year | 785.2 | 0.15 | 667.42
13232 | Salto | AB658O62PM38LW- | XS4 ANSI electronic RF wireless SVN escutcheon, BLE / Mifare / DESFire deadbolt privacy function, O lever, left handed, satin brass finish, for use with 1 3/8" - 1 3/4" thick standard door | 1 |  | 1 Year | 907.55 | 0.15 | 771.4175
13233 | Salto | AB658O62PM38LWK | XS4 ANSI electronic RF wireless SVN escutcheon, BLE / Mifare / DESFire deadbolt privacy function, with keypad, O lever, left handed, satin brass finish, for use with 1 3/8" - 1 3/4" thick standard door | 1 |  | 1 Year | 970.4 | 0.15 | 824.84
13234 | Salto | AB658O62PM38R-- | XS4 ANSI electronic wire-free SVN escutcheon, BLE / Mifare / DESFire deadbolt privacy function, O lever, right handed, satin brass finish, for use with 1 3/8" - 1 3/4" thick standard door | 1 |  | 1 Year | 722.35 | 0.15 | 613.9975
13235 | Salto | AB658O62PM38RA- | XS4 ANSI electronic AMOK wire-free SVN escutcheon, BLE / Mifare / DESFire deadbolt privacy function, O lever, right handed, satin brass finish, for use with 1 3/8" - 1 3/4" thick standard door | 1 |  | 1 Year | 851.35 | 0.15 | 723.6475
13236 | Salto | AB658O62PM38R-K | XS4 ANSI electronic wire-free SVN escutcheon, BLE / Mifare / DESFire deadbolt privacy function, with keypad, O lever, right handed, satin brass finish, for use with 1 3/8" - 1 3/4" thick standard door | 1 |  | 1 Year | 785.2 | 0.15 | 667.42
13237 | Salto | AB658O62PM38RW- | XS4 ANSI electronic RF wireless SVN escutcheon, BLE / Mifare / DESFire deadbolt privacy function, O lever, right handed, satin brass finish, for use with 1 3/8" - 1 3/4" thick standard door | 1 |  | 1 Year | 907.55 | 0.15 | 771.4175
13238 | Salto | AB658O62PM38RWK | XS4 ANSI electronic RF wireless SVN escutcheon, BLE / Mifare / DESFire deadbolt privacy function, with keypad, O lever, right handed, satin brass finish, for use with 1 3/8" - 1 3/4" thick standard door | 1 |  | 1 Year | 970.4 | 0.15 | 824.84
13239 | Salto | AB658O62PM48L-- | XS4 ANSI electronic wire-free SVN escutcheon, BLE / Mifare / DESFire deadbolt privacy function, O lever, left handed, satin brass finish, for use with 1 3/4" - 2 1/4" thick door | 1 |  | 1 Year | 722.35 | 0.15 | 613.9975
13240 | Salto | AB658O62PM48LA- | XS4 ANSI electronic AMOK wire-free SVN escutcheon, BLE / Mifare / DESFire deadbolt privacy function, O lever, left handed, satin brass finish, for use with 1 3/4" - 2 1/4" thick door | 1 |  | 1 Year | 851.35 | 0.15 | 723.6475
13241 | Salto | AB658O62PM48L-K | XS4 ANSI electronic wire-free SVN escutcheon, BLE / Mifare / DESFire deadbolt privacy function, with keypad, O lever, left handed, satin brass finish, for use with 1 3/4" - 2 1/4" thick door | 1 |  | 1 Year | 785.2 | 0.15 | 667.42
13242 | Salto | AB658O62PM48LW- | XS4 ANSI electronic RF wireless SVN escutcheon, BLE / Mifare / DESFire deadbolt privacy function, O lever, left handed, satin brass finish, for use with 1 3/4" - 2 1/4" thick door | 1 |  | 1 Year | 907.55 | 0.15 | 771.4175
13243 | Salto | AB658O62PM48LWK | XS4 ANSI electronic RF wireless SVN escutcheon, BLE / Mifare / DESFire deadbolt privacy function, with keypad, O lever, left handed, satin brass finish, for use with 1 3/4" - 2 1/4" thick door | 1 |  | 1 Year | 970.4 | 0.15 | 824.84
13244 | Salto | AB658O62PM48R-- | XS4 ANSI electronic wire-free SVN escutcheon, BLE / Mifare / DESFire deadbolt privacy function, O lever, right handed, satin brass finish, for use with 1 3/4" - 2 1/4" thick door | 1 |  | 1 Year | 722.35 | 0.15 | 613.9975
13245 | Salto | AB658O62PM48RA- | XS4 ANSI electronic AMOK wire-free SVN escutcheon, BLE / Mifare / DESFire deadbolt privacy function, O lever, right handed, satin brass finish, for use with 1 3/4" - 2 1/4" thick door | 1 |  | 1 Year | 851.35 | 0.15 | 723.6475
13246 | Salto | AB658O62PM48R-K | XS4 ANSI electronic wire-free SVN escutcheon, BLE / Mifare / DESFire deadbolt privacy function, with keypad, O lever, right handed, satin brass finish, for use with 1 3/4" - 2 1/4" thick door | 1 |  | 1 Year | 785.2 | 0.15 | 667.42
13247 | Salto | AB658O62PM48RW- | XS4 ANSI electronic RF wireless SVN escutcheon, BLE / Mifare / DESFire deadbolt privacy function, O lever, right handed, satin brass finish, for use with 1 3/4" - 2 1/4" thick door | 1 |  | 1 Year | 907.55 | 0.15 | 771.4175
13248 | Salto | AB658O62PM48RWK | XS4 ANSI electronic RF wireless SVN escutcheon, BLE / Mifare / DESFire deadbolt privacy function, with keypad, O lever, right handed, satin brass finish, for use with 1 3/4" - 2 1/4" thick door | 1 |  | 1 Year | 970.4 | 0.15 | 824.84
13249 | Salto | AB658O62PP38L-- | XS4 ANSI electronic wire-free SVN escutcheon, BLE / Mifare / DESFire deadbolt privacy function, O lever, left handed, bright brass finish, for use with 1 3/8" - 1 3/4" thick standard door | 1 |  | 1 Year | 738.65 | 0.15 | 627.8525
13250 | Salto | AB658O62PP38LA- | XS4 ANSI electronic AMOK wire-free SVN escutcheon, BLE / Mifare / DESFire deadbolt privacy function, O lever, left handed, bright brass finish, for use with 1 3/8" - 1 3/4" thick standard door | 1 |  | 1 Year | 867.65 | 0.15 | 737.5025
13251 | Salto | AB658O62PP38L-K | XS4 ANSI electronic wire-free SVN escutcheon, BLE / Mifare / DESFire deadbolt privacy function, with keypad, O lever, left handed, bright brass finish, for use with 1 3/8" - 1 3/4" thick standard door | 1 |  | 1 Year | 801.5 | 0.15 | 681.275
13252 | Salto | AB658O62PP38LW- | XS4 ANSI electronic RF wireless SVN escutcheon, BLE / Mifare / DESFire deadbolt privacy function, O lever, left handed, bright brass finish, for use with 1 3/8" - 1 3/4" thick standard door | 1 |  | 1 Year | 923.85 | 0.15 | 785.2725
13253 | Salto | AB658O62PP38LWK | XS4 ANSI electronic RF wireless SVN escutcheon, BLE / Mifare / DESFire deadbolt privacy function, with keypad, O lever, left handed, bright brass finish, for use with 1 3/8" - 1 3/4" thick standard door | 1 |  | 1 Year | 986.7 | 0.15 | 838.695
13254 | Salto | AB658O62PP38R-- | XS4 ANSI electronic wire-free SVN escutcheon, BLE / Mifare / DESFire deadbolt privacy function, O lever, right handed, bright brass finish, for use with 1 3/8" - 1 3/4" thick standard door | 1 |  | 1 Year | 738.65 | 0.15 | 627.8525
13255 | Salto | AB658O62PP38RA- | XS4 ANSI electronic AMOK wire-free SVN escutcheon, BLE / Mifare / DESFire deadbolt privacy function, O lever, right handed, bright brass finish, for use with 1 3/8" - 1 3/4" thick standard door | 1 |  | 1 Year | 867.65 | 0.15 | 737.5025
13256 | Salto | AB658O62PP38R-K | XS4 ANSI electronic wire-free SVN escutcheon, BLE / Mifare / DESFire deadbolt privacy function, with keypad, O lever, right handed, bright brass finish, for use with 1 3/8" - 1 3/4" thick standard door | 1 |  | 1 Year | 801.5 | 0.15 | 681.275
13257 | Salto | AB658O62PP38RW- | XS4 ANSI electronic RF wireless SVN escutcheon, BLE / Mifare / DESFire deadbolt privacy function, O lever, right handed, bright brass finish, for use with 1 3/8" - 1 3/4" thick standard door | 1 |  | 1 Year | 923.85 | 0.15 | 785.2725
13258 | Salto | AB658O62PP38RWK | XS4 ANSI electronic RF wireless SVN escutcheon, BLE / Mifare / DESFire deadbolt privacy function, with keypad, O lever, right handed, bright brass finish, for use with 1 3/8" - 1 3/4" thick standard door | 1 |  | 1 Year | 986.7 | 0.15 | 838.695
13259 | Salto | AB658O62PP48L-- | XS4 ANSI electronic wire-free SVN escutcheon, BLE / Mifare / DESFire deadbolt privacy function, O lever, left handed, bright brass finish, for use with 1 3/4" - 2 1/4" thick door | 1 |  | 1 Year | 738.65 | 0.15 | 627.8525
13260 | Salto | AB658O62PP48LA- | XS4 ANSI electronic AMOK wire-free SVN escutcheon, BLE / Mifare / DESFire deadbolt privacy function, O lever, left handed, bright brass finish, for use with 1 3/4" - 2 1/4" thick door | 1 |  | 1 Year | 867.65 | 0.15 | 737.5025
13261 | Salto | AB658O62PP48L-K | XS4 ANSI electronic wire-free SVN escutcheon, BLE / Mifare / DESFire deadbolt privacy function, with keypad, O lever, left handed, bright brass finish, for use with 1 3/4" - 2 1/4" thick door | 1 |  | 1 Year | 801.5 | 0.15 | 681.275
13262 | Salto | AB658O62PP48LW- | XS4 ANSI electronic RF wireless SVN escutcheon, BLE / Mifare / DESFire deadbolt privacy function, O lever, left handed, bright brass finish, for use with 1 3/4" - 2 1/4" thick door | 1 |  | 1 Year | 923.85 | 0.15 | 785.2725
13263 | Salto | AB658O62PP48LWK | XS4 ANSI electronic RF wireless SVN escutcheon, BLE / Mifare / DESFire deadbolt privacy function, with keypad, O lever, left handed, bright brass finish, for use with 1 3/4" - 2 1/4" thick door | 1 |  | 1 Year | 986.7 | 0.15 | 838.695
13264 | Salto | AB658O62PP48R-- | XS4 ANSI electronic wire-free SVN escutcheon, BLE / Mifare / DESFire deadbolt privacy function, O lever, right handed, bright brass finish, for use with 1 3/4" - 2 1/4" thick door | 1 |  | 1 Year | 738.65 | 0.15 | 627.8525
13265 | Salto | AB658O62PP48RA- | XS4 ANSI electronic AMOK wire-free SVN escutcheon, BLE / Mifare / DESFire deadbolt privacy function, O lever, right handed, bright brass finish, for use with 1 3/4" - 2 1/4" thick door | 1 |  | 1 Year | 867.65 | 0.15 | 737.5025
13266 | Salto | AB658O62PP48R-K | XS4 ANSI electronic wire-free SVN escutcheon, BLE / Mifare / DESFire deadbolt privacy function, with keypad, O lever, right handed, bright brass finish, for use with 1 3/4" - 2 1/4" thick door | 1 |  | 1 Year | 801.5 | 0.15 | 681.275
13267 | Salto | AB658O62PP48RW- | XS4 ANSI electronic RF wireless SVN escutcheon, BLE / Mifare / DESFire deadbolt privacy function, O lever, right handed, bright brass finish, for use with 1 3/4" - 2 1/4" thick door | 1 |  | 1 Year | 923.85 | 0.15 | 785.2725
13268 | Salto | AB658O62PP48RWK | XS4 ANSI electronic RF wireless SVN escutcheon, BLE / Mifare / DESFire deadbolt privacy function, with keypad, O lever, right handed, bright brass finish, for use with 1 3/4" - 2 1/4" thick door | 1 |  | 1 Year | 986.7 | 0.15 | 838.695
13269 | Salto | AB658O63IA38L-- | XS4 ANSI electronic wire-free SVN escutcheon, BLE / Mifare / DESFire deadbolt privacy function, O lever, left handed, antique brass finish, for use with 1 3/8" - 1 3/4" thick standard door | 1 |  | 1 Year | 774.35 | 0.15 | 658.1975
13270 | Salto | AB658O63IA38LA- | XS4 ANSI electronic AMOK wire-free SVN escutcheon, BLE / Mifare / DESFire deadbolt privacy function, O lever, left handed, antique brass finish, for use with 1 3/8" - 1 3/4" thick standard door | 1 |  | 1 Year | 903.35 | 0.15 | 767.8475
13271 | Salto | AB658O63IA38L-K | XS4 ANSI electronic wire-free SVN escutcheon, BLE / Mifare / DESFire deadbolt privacy function, with keypad, O lever, left handed, antique brass finish, for use with 1 3/8" - 1 3/4" thick standard door | 1 |  | 1 Year | 837.2 | 0.15 | 711.62
13272 | Salto | AB658O63IA38LW- | XS4 ANSI electronic RF wireless SVN escutcheon, BLE / Mifare / DESFire deadbolt privacy function, O lever, left handed, antique brass finish, for use with 1 3/8" - 1 3/4" thick standard door | 1 |  | 1 Year | 959.55 | 0.15 | 815.6175
13273 | Salto | AB658O63IA38LWK | XS4 ANSI electronic RF wireless SVN escutcheon, BLE / Mifare / DESFire deadbolt privacy function, with keypad, O lever, left handed, antique brass finish, for use with 1 3/8" - 1 3/4" thick standard door | 1 |  | 1 Year | 1022.4 | 0.15 | 869.04
13274 | Salto | AB658O63IA38R-- | XS4 ANSI electronic wire-free SVN escutcheon, BLE / Mifare / DESFire deadbolt privacy function, O lever, right handed, antique brass finish, for use with 1 3/8" - 1 3/4" thick standard door | 1 |  | 1 Year | 774.35 | 0.15 | 658.1975
13275 | Salto | AB658O63IA38RA- | XS4 ANSI electronic AMOK wire-free SVN escutcheon, BLE / Mifare / DESFire deadbolt privacy function, O lever, right handed, antique brass finish, for use with 1 3/8" - 1 3/4" thick standard door | 1 |  | 1 Year | 903.35 | 0.15 | 767.8475
13276 | Salto | AB658O63IA38R-K | XS4 ANSI electronic wire-free SVN escutcheon, BLE / Mifare / DESFire deadbolt privacy function, with keypad, O lever, right handed, antique brass finish, for use with 1 3/8" - 1 3/4" thick standard door | 1 |  | 1 Year | 837.2 | 0.15 | 711.62
13277 | Salto | AB658O63IA38RW- | XS4 ANSI electronic RF wireless SVN escutcheon, BLE / Mifare / DESFire deadbolt privacy function, O lever, right handed, antique brass finish, for use with 1 3/8" - 1 3/4" thick standard door | 1 |  | 1 Year | 959.55 | 0.15 | 815.6175
13278 | Salto | AB658O63IA38RWK | XS4 ANSI electronic RF wireless SVN escutcheon, BLE / Mifare / DESFire deadbolt privacy function, with keypad, O lever, right handed, antique brass finish, for use with 1 3/8" - 1 3/4" thick standard door | 1 |  | 1 Year | 1022.4 | 0.15 | 869.04
13279 | Salto | AB658O63IA48L-- | XS4 ANSI electronic wire-free SVN escutcheon, BLE / Mifare / DESFire deadbolt privacy function, O lever, left handed, antique brass finish, for use with 1 3/4" - 2 1/4" thick door | 1 |  | 1 Year | 774.35 | 0.15 | 658.1975
13280 | Salto | AB658O63IA48LA- | XS4 ANSI electronic AMOK wire-free SVN escutcheon, BLE / Mifare / DESFire deadbolt privacy function, O lever, left handed, antique brass finish, for use with 1 3/4" - 2 1/4" thick door | 1 |  | 1 Year | 903.35 | 0.15 | 767.8475
13281 | Salto | AB658O63IA48L-K | XS4 ANSI electronic wire-free SVN escutcheon, BLE / Mifare / DESFire deadbolt privacy function, with keypad, O lever, left handed, antique brass finish, for use with 1 3/4" - 2 1/4" thick door | 1 |  | 1 Year | 837.2 | 0.15 | 711.62
13282 | Salto | AB658O63IA48LW- | XS4 ANSI electronic RF wireless SVN escutcheon, BLE / Mifare / DESFire deadbolt privacy function, O lever, left handed, antique brass finish, for use with 1 3/4" - 2 1/4" thick door | 1 |  | 1 Year | 959.55 | 0.15 | 815.6175
13283 | Salto | AB658O63IA48LWK | XS4 ANSI electronic RF wireless SVN escutcheon, BLE / Mifare / DESFire deadbolt privacy function, with keypad, O lever, left handed, antique brass finish, for use with 1 3/4" - 2 1/4" thick door | 1 |  | 1 Year | 1022.4 | 0.15 | 869.04
13284 | Salto | AB658O63IA48R-- | XS4 ANSI electronic wire-free SVN escutcheon, BLE / Mifare / DESFire deadbolt privacy function, O lever, right handed, antique brass finish, for use with 1 3/4" - 2 1/4" thick door | 1 |  | 1 Year | 774.35 | 0.15 | 658.1975
13285 | Salto | AB658O63IA48RA- | XS4 ANSI electronic AMOK wire-free SVN escutcheon, BLE / Mifare / DESFire deadbolt privacy function, O lever, right handed, antique brass finish, for use with 1 3/4" - 2 1/4" thick door | 1 |  | 1 Year | 903.35 | 0.15 | 767.8475
13286 | Salto | AB658O63IA48R-K | XS4 ANSI electronic wire-free SVN escutcheon, BLE / Mifare / DESFire deadbolt privacy function, with keypad, O lever, right handed, antique brass finish, for use with 1 3/4" - 2 1/4" thick door | 1 |  | 1 Year | 837.2 | 0.15 | 711.62
13287 | Salto | AB658O63IA48RW- | XS4 ANSI electronic RF wireless SVN escutcheon, BLE / Mifare / DESFire deadbolt privacy function, O lever, right handed, antique brass finish, for use with 1 3/4" - 2 1/4" thick door | 1 |  | 1 Year | 959.55 | 0.15 | 815.6175
13288 | Salto | AB658O63IA48RWK | XS4 ANSI electronic RF wireless SVN escutcheon, BLE / Mifare / DESFire deadbolt privacy function, with keypad, O lever, right handed, antique brass finish, for use with 1 3/4" - 2 1/4" thick door | 1 |  | 1 Year | 1022.4 | 0.15 | 869.04
13289 | Salto | AB658O63IM38L-- | XS4 ANSI electronic wire-free SVN escutcheon, BLE / Mifare / DESFire deadbolt privacy function, O lever, left handed, satin stainless finish, for use with 1 3/8" - 1 3/4" thick standard door | 1 |  | 1 Year | 722.35 | 0.15 | 613.9975
13290 | Salto | AB658O63IM38LA- | XS4 ANSI electronic AMOK wire-free SVN escutcheon, BLE / Mifare / DESFire deadbolt privacy function, O lever, left handed, satin stainless finish, for use with 1 3/8" - 1 3/4" thick standard door | 1 |  | 1 Year | 851.35 | 0.15 | 723.6475
13291 | Salto | AB658O63IM38L-K | XS4 ANSI electronic wire-free SVN escutcheon, BLE / Mifare / DESFire deadbolt privacy function, with keypad, O lever, left handed, satin stainless finish, for use with 1 3/8" - 1 3/4" thick standard door | 1 |  | 1 Year | 785.2 | 0.15 | 667.42
13292 | Salto | AB658O63IM38LW- | XS4 ANSI electronic RF wireless SVN escutcheon, BLE / Mifare / DESFire deadbolt privacy function, O lever, left handed, satin stainless finish, for use with 1 3/8" - 1 3/4" thick standard door | 1 |  | 1 Year | 907.55 | 0.15 | 771.4175
13293 | Salto | AB658O63IM38LWK | XS4 ANSI electronic RF wireless SVN escutcheon, BLE / Mifare / DESFire deadbolt privacy function, with keypad, O lever, left handed, satin stainless finish, for use with 1 3/8" - 1 3/4" thick standard door | 1 |  | 1 Year | 970.4 | 0.15 | 824.84
13294 | Salto | AB658O63IM38R-- | XS4 ANSI electronic wire-free SVN escutcheon, BLE / Mifare / DESFire deadbolt privacy function, O lever, right handed, satin stainless finish, for use with 1 3/8" - 1 3/4" thick standard door | 1 |  | 1 Year | 722.35 | 0.15 | 613.9975
13295 | Salto | AB658O63IM38RA- | XS4 ANSI electronic AMOK wire-free SVN escutcheon, BLE / Mifare / DESFire deadbolt privacy function, O lever, right handed, satin stainless finish, for use with 1 3/8" - 1 3/4" thick standard door | 1 |  | 1 Year | 851.35 | 0.15 | 723.6475
13296 | Salto | AB658O63IM38R-K | XS4 ANSI electronic wire-free SVN escutcheon, BLE / Mifare / DESFire deadbolt privacy function, with keypad, O lever, right handed, satin stainless finish, for use with 1 3/8" - 1 3/4" thick standard door | 1 |  | 1 Year | 785.2 | 0.15 | 667.42
13297 | Salto | AB658O63IM38RW- | XS4 ANSI electronic RF wireless SVN escutcheon, BLE / Mifare / DESFire deadbolt privacy function, O lever, right handed, satin stainless finish, for use with 1 3/8" - 1 3/4" thick standard door | 1 |  | 1 Year | 907.55 | 0.15 | 771.4175
13298 | Salto | AB658O63IM38RWK | XS4 ANSI electronic RF wireless SVN escutcheon, BLE / Mifare / DESFire deadbolt privacy function, with keypad, O lever, right handed, satin stainless finish, for use with 1 3/8" - 1 3/4" thick standard door | 1 |  | 1 Year | 970.4 | 0.15 | 824.84
13299 | Salto | AB658O63IM48L-- | XS4 ANSI electronic wire-free SVN escutcheon, BLE / Mifare / DESFire deadbolt privacy function, O lever, left handed, satin stainless finish, for use with 1 3/4" - 2 1/4" thick door | 1 |  | 1 Year | 722.35 | 0.15 | 613.9975
13300 | Salto | AB658O63IM48LA- | XS4 ANSI electronic AMOK wire-free SVN escutcheon, BLE / Mifare / DESFire deadbolt privacy function, O lever, left handed, satin stainless finish, for use with 1 3/4" - 2 1/4" thick door | 1 |  | 1 Year | 851.35 | 0.15 | 723.6475
13301 | Salto | AB658O63IM48L-K | XS4 ANSI electronic wire-free SVN escutcheon, BLE / Mifare / DESFire deadbolt privacy function, with keypad, O lever, left handed, satin stainless finish, for use with 1 3/4" - 2 1/4" thick door | 1 |  | 1 Year | 785.2 | 0.15 | 667.42
13302 | Salto | AB658O63IM48LW- | XS4 ANSI electronic RF wireless SVN escutcheon, BLE / Mifare / DESFire deadbolt privacy function, O lever, left handed, satin stainless finish, for use with 1 3/4" - 2 1/4" thick door | 1 |  | 1 Year | 907.55 | 0.15 | 771.4175
13303 | Salto | AB658O63IM48LWK | XS4 ANSI electronic RF wireless SVN escutcheon, BLE / Mifare / DESFire deadbolt privacy function, with keypad, O lever, left handed, satin stainless finish, for use with 1 3/4" - 2 1/4" thick door | 1 |  | 1 Year | 970.4 | 0.15 | 824.84
13304 | Salto | AB658O63IM48R-- | XS4 ANSI electronic wire-free SVN escutcheon, BLE / Mifare / DESFire deadbolt privacy function, O lever, right handed, satin stainless finish, for use with 1 3/4" - 2 1/4" thick door | 1 |  | 1 Year | 722.35 | 0.15 | 613.9975
13305 | Salto | AB658O63IM48RA- | XS4 ANSI electronic AMOK wire-free SVN escutcheon, BLE / Mifare / DESFire deadbolt privacy function, O lever, right handed, satin stainless finish, for use with 1 3/4" - 2 1/4" thick door | 1 |  | 1 Year | 851.35 | 0.15 | 723.6475
13306 | Salto | AB658O63IM48R-K | XS4 ANSI electronic wire-free SVN escutcheon, BLE / Mifare / DESFire deadbolt privacy function, with keypad, O lever, right handed, satin stainless finish, for use with 1 3/4" - 2 1/4" thick door | 1 |  | 1 Year | 785.2 | 0.15 | 667.42
13307 | Salto | AB658O63IM48RW- | XS4 ANSI electronic RF wireless SVN escutcheon, BLE / Mifare / DESFire deadbolt privacy function, O lever, right handed, satin stainless finish, for use with 1 3/4" - 2 1/4" thick door | 1 |  | 1 Year | 907.55 | 0.15 | 771.4175
13308 | Salto | AB658O63IM48RWK | XS4 ANSI electronic RF wireless SVN escutcheon, BLE / Mifare / DESFire deadbolt privacy function, with keypad, O lever, right handed, satin stainless finish, for use with 1 3/4" - 2 1/4" thick door | 1 |  | 1 Year | 970.4 | 0.15 | 824.84
13309 | Salto | AB658O63IP38L-- | XS4 ANSI electronic wire-free SVN escutcheon, BLE / Mifare / DESFire deadbolt privacy function, O lever, left handed, bright stainless steel finish, for use with 1 3/8" - 1 3/4" thick standard door | 1 |  | 1 Year | 738.65 | 0.15 | 627.8525
13310 | Salto | AB658O63IP38LA- | XS4 ANSI electronic AMOK wire-free SVN escutcheon, BLE / Mifare / DESFire deadbolt privacy function, O lever, left handed, bright stainless steel finish, for use with 1 3/8" - 1 3/4" thick standard door | 1 |  | 1 Year | 867.65 | 0.15 | 737.5025
13311 | Salto | AB658O63IP38L-K | XS4 ANSI electronic wire-free SVN escutcheon, BLE / Mifare / DESFire deadbolt privacy function, with keypad, O lever, left handed, bright stainless steel finish, for use with 1 3/8" - 1 3/4" thick standard door | 1 |  | 1 Year | 801.5 | 0.15 | 681.275
13312 | Salto | AB658O63IP38LW- | XS4 ANSI electronic RF wireless SVN escutcheon, BLE / Mifare / DESFire deadbolt privacy function, O lever, left handed, bright stainless steel finish, for use with 1 3/8" - 1 3/4" thick standard door | 1 |  | 1 Year | 923.85 | 0.15 | 785.2725
13313 | Salto | AB658O63IP38LWK | XS4 ANSI electronic RF wireless SVN escutcheon, BLE / Mifare / DESFire deadbolt privacy function, with keypad, O lever, left handed, bright stainless steel finish, for use with 1 3/8" - 1 3/4" thick standard door | 1 |  | 1 Year | 986.7 | 0.15 | 838.695
13314 | Salto | AB658O63IP38R-- | XS4 ANSI electronic wire-free SVN escutcheon, BLE / Mifare / DESFire deadbolt privacy function, O lever, right handed, bright stainless steel finish, for use with 1 3/8" - 1 3/4" thick standard door | 1 |  | 1 Year | 738.65 | 0.15 | 627.8525
13315 | Salto | AB658O63IP38RA- | XS4 ANSI electronic AMOK wire-free SVN escutcheon, BLE / Mifare / DESFire deadbolt privacy function, O lever, right handed, bright stainless steel finish, for use with 1 3/8" - 1 3/4" thick standard door | 1 |  | 1 Year | 867.65 | 0.15 | 737.5025
13316 | Salto | AB658O63IP38R-K | XS4 ANSI electronic wire-free SVN escutcheon, BLE / Mifare / DESFire deadbolt privacy function, with keypad, O lever, right handed, bright stainless steel finish, for use with 1 3/8" - 1 3/4" thick standard door | 1 |  | 1 Year | 801.5 | 0.15 | 681.275
13317 | Salto | AB658O63IP38RW- | XS4 ANSI electronic RF wireless SVN escutcheon, BLE / Mifare / DESFire deadbolt privacy function, O lever, right handed, bright stainless steel finish, for use with 1 3/8" - 1 3/4" thick standard door | 1 |  | 1 Year | 923.85 | 0.15 | 785.2725
13318 | Salto | AB658O63IP38RWK | XS4 ANSI electronic RF wireless SVN escutcheon, BLE / Mifare / DESFire deadbolt privacy function, with keypad, O lever, right handed, bright stainless steel finish, for use with 1 3/8" - 1 3/4" thick standard door | 1 |  | 1 Year | 986.7 | 0.15 | 838.695
13319 | Salto | AB658O63IP48L-- | XS4 ANSI electronic wire-free SVN escutcheon, BLE / Mifare / DESFire deadbolt privacy function, O lever, left handed, bright stainless steel finish, for use with 1 3/4" - 2 1/4" thick door | 1 |  | 1 Year | 738.65 | 0.15 | 627.8525
13320 | Salto | AB658O63IP48LA- | XS4 ANSI electronic AMOK wire-free SVN escutcheon, BLE / Mifare / DESFire deadbolt privacy function, O lever, left handed, bright stainless steel finish, for use with 1 3/4" - 2 1/4" thick door | 1 |  | 1 Year | 867.65 | 0.15 | 737.5025
13321 | Salto | AB658O63IP48L-K | XS4 ANSI electronic wire-free SVN escutcheon, BLE / Mifare / DESFire deadbolt privacy function, with keypad, O lever, left handed, bright stainless steel finish, for use with 1 3/4" - 2 1/4" thick door | 1 |  | 1 Year | 801.5 | 0.15 | 681.275
13322 | Salto | AB658O63IP48LW- | XS4 ANSI electronic RF wireless SVN escutcheon, BLE / Mifare / DESFire deadbolt privacy function, O lever, left handed, bright stainless steel finish, for use with 1 3/4" - 2 1/4" thick door | 1 |  | 1 Year | 923.85 | 0.15 | 785.2725
13323 | Salto | AB658O63IP48LWK | XS4 ANSI electronic RF wireless SVN escutcheon, BLE / Mifare / DESFire deadbolt privacy function, with keypad, O lever, left handed, bright stainless steel finish, for use with 1 3/4" - 2 1/4" thick door | 1 |  | 1 Year | 986.7 | 0.15 | 838.695
13324 | Salto | AB658O63IP48R-- | XS4 ANSI electronic wire-free SVN escutcheon, BLE / Mifare / DESFire deadbolt privacy function, O lever, right handed, bright stainless steel finish, for use with 1 3/4" - 2 1/4" thick door | 1 |  | 1 Year | 738.65 | 0.15 | 627.8525
13325 | Salto | AB658O63IP48RA- | XS4 ANSI electronic AMOK wire-free SVN escutcheon, BLE / Mifare / DESFire deadbolt privacy function, O lever, right handed, bright stainless steel finish, for use with 1 3/4" - 2 1/4" thick door | 1 |  | 1 Year | 867.65 | 0.15 | 737.5025
13326 | Salto | AB658O63IP48R-K | XS4 ANSI electronic wire-free SVN escutcheon, BLE / Mifare / DESFire deadbolt privacy function, with keypad, O lever, right handed, bright stainless steel finish, for use with 1 3/4" - 2 1/4" thick door | 1 |  | 1 Year | 801.5 | 0.15 | 681.275
13327 | Salto | AB658O63IP48RW- | XS4 ANSI electronic RF wireless SVN escutcheon, BLE / Mifare / DESFire deadbolt privacy function, O lever, right handed, bright stainless steel finish, for use with 1 3/4" - 2 1/4" thick door | 1 |  | 1 Year | 923.85 | 0.15 | 785.2725
13328 | Salto | AB658O63IP48RWK | XS4 ANSI electronic RF wireless SVN escutcheon, BLE / Mifare / DESFire deadbolt privacy function, with keypad, O lever, right handed, bright stainless steel finish, for use with 1 3/4" - 2 1/4" thick door | 1 |  | 1 Year | 986.7 | 0.15 | 838.695
13329 | Salto | AB658O63NE38L-- | XS4 ANSI electronic wire-free SVN escutcheon, BLE / Mifare / DESFire deadbolt privacy function, O lever, left handed, black chromium finish, for use with 1 3/8" - 1 3/4" thick standard door | 1 |  | 1 Year | 757.05 | 0.15 | 643.4925
13330 | Salto | AB658O63NE38LA- | XS4 ANSI electronic AMOK wire-free SVN escutcheon, BLE / Mifare / DESFire deadbolt privacy function, O lever, left handed, black chromium finish, for use with 1 3/8" - 1 3/4" thick standard door | 1 |  | 1 Year | 886.05 | 0.15 | 753.1425
13331 | Salto | AB658O63NE38L-K | XS4 ANSI electronic wire-free SVN escutcheon, BLE / Mifare / DESFire deadbolt privacy function, with keypad, O lever, left handed, black chromium finish, for use with 1 3/8" - 1 3/4" thick standard door | 1 |  | 1 Year | 819.9 | 0.15 | 696.915
13332 | Salto | AB658O63NE38LW- | XS4 ANSI electronic RF wireless SVN escutcheon, BLE / Mifare / DESFire deadbolt privacy function, O lever, left handed, black chromium finish, for use with 1 3/8" - 1 3/4" thick standard door | 1 |  | 1 Year | 942.25 | 0.15 | 800.9125
13333 | Salto | AB658O63NE38LWK | XS4 ANSI electronic RF wireless SVN escutcheon, BLE / Mifare / DESFire deadbolt privacy function, with keypad, O lever, left handed, black chromium finish, for use with 1 3/8" - 1 3/4" thick standard door | 1 |  | 1 Year | 1005.1 | 0.15 | 854.335
13334 | Salto | AB658O63NE38R-- | XS4 ANSI electronic wire-free SVN escutcheon, BLE / Mifare / DESFire deadbolt privacy function, O lever, right handed, black chromium finish, for use with 1 3/8" - 1 3/4" thick standard door | 1 |  | 1 Year | 757.05 | 0.15 | 643.4925
13335 | Salto | AB658O63NE38RA- | XS4 ANSI electronic AMOK wire-free SVN escutcheon, BLE / Mifare / DESFire deadbolt privacy function, O lever, right handed, black chromium finish, for use with 1 3/8" - 1 3/4" thick standard door | 1 |  | 1 Year | 886.05 | 0.15 | 753.1425
13336 | Salto | AB658O63NE38R-K | XS4 ANSI electronic wire-free SVN escutcheon, BLE / Mifare / DESFire deadbolt privacy function, with keypad, O lever, right handed, black chromium finish, for use with 1 3/8" - 1 3/4" thick standard door | 1 |  | 1 Year | 819.9 | 0.15 | 696.915
13337 | Salto | AB658O63NE38RW- | XS4 ANSI electronic RF wireless SVN escutcheon, BLE / Mifare / DESFire deadbolt privacy function, O lever, right handed, black chromium finish, for use with 1 3/8" - 1 3/4" thick standard door | 1 |  | 1 Year | 942.25 | 0.15 | 800.9125
13338 | Salto | AB658O63NE38RWK | XS4 ANSI electronic RF wireless SVN escutcheon, BLE / Mifare / DESFire deadbolt privacy function, with keypad, O lever, right handed, black chromium finish, for use with 1 3/8" - 1 3/4" thick standard door | 1 |  | 1 Year | 1005.1 | 0.15 | 854.335
13339 | Salto | AB658O63NE48L-- | XS4 ANSI electronic wire-free SVN escutcheon, BLE / Mifare / DESFire deadbolt privacy function, O lever, left handed, black chromium finish, for use with 1 3/4" - 2 1/4" thick door | 1 |  | 1 Year | 757.05 | 0.15 | 643.4925
13340 | Salto | AB658O63NE48LA- | XS4 ANSI electronic AMOK wire-free SVN escutcheon, BLE / Mifare / DESFire deadbolt privacy function, O lever, left handed, black chromium finish, for use with 1 3/4" - 2 1/4" thick door | 1 |  | 1 Year | 886.05 | 0.15 | 753.1425
13341 | Salto | AB658O63NE48L-K | XS4 ANSI electronic wire-free SVN escutcheon, BLE / Mifare / DESFire deadbolt privacy function, with keypad, O lever, left handed, black chromium finish, for use with 1 3/4" - 2 1/4" thick door | 1 |  | 1 Year | 819.9 | 0.15 | 696.915
13342 | Salto | AB658O63NE48LW- | XS4 ANSI electronic RF wireless SVN escutcheon, BLE / Mifare / DESFire deadbolt privacy function, O lever, left handed, black chromium finish, for use with 1 3/4" - 2 1/4" thick door | 1 |  | 1 Year | 942.25 | 0.15 | 800.9125
13343 | Salto | AB658O63NE48LWK | XS4 ANSI electronic RF wireless SVN escutcheon, BLE / Mifare / DESFire deadbolt privacy function, with keypad, O lever, left handed, black chromium finish, for use with 1 3/4" - 2 1/4" thick door | 1 |  | 1 Year | 1005.1 | 0.15 | 854.335
13344 | Salto | AB658O63NE48R-- | XS4 ANSI electronic wire-free SVN escutcheon, BLE / Mifare / DESFire deadbolt privacy function, O lever, right handed, black chromium finish, for use with 1 3/4" - 2 1/4" thick door | 1 |  | 1 Year | 757.05 | 0.15 | 643.4925
13345 | Salto | AB658O63NE48RA- | XS4 ANSI electronic AMOK wire-free SVN escutcheon, BLE / Mifare / DESFire deadbolt privacy function, O lever, right handed, black chromium finish, for use with 1 3/4" - 2 1/4" thick door | 1 |  | 1 Year | 886.05 | 0.15 | 753.1425
13346 | Salto | AB658O63NE48R-K | XS4 ANSI electronic wire-free SVN escutcheon, BLE / Mifare / DESFire deadbolt privacy function, with keypad, O lever, right handed, black chromium finish, for use with 1 3/4" - 2 1/4" thick door | 1 |  | 1 Year | 819.9 | 0.15 | 696.915
13347 | Salto | AB658O63NE48RW- | XS4 ANSI electronic RF wireless SVN escutcheon, BLE / Mifare / DESFire deadbolt privacy function, O lever, right handed, black chromium finish, for use with 1 3/4" - 2 1/4" thick door | 1 |  | 1 Year | 942.25 | 0.15 | 800.9125
13348 | Salto | AB658O63NE48RWK | XS4 ANSI electronic RF wireless SVN escutcheon, BLE / Mifare / DESFire deadbolt privacy function, with keypad, O lever, right handed, black chromium finish, for use with 1 3/4" - 2 1/4" thick door | 1 |  | 1 Year | 1005.1 | 0.15 | 854.335
13349 | Salto | AB658O63PM38L-- | XS4 ANSI electronic wire-free SVN escutcheon, BLE / Mifare / DESFire deadbolt privacy function, O lever, left handed, satin brass finish, for use with 1 3/8" - 1 3/4" thick standard door | 1 |  | 1 Year | 722.35 | 0.15 | 613.9975
13350 | Salto | AB658O63PM38LA- | XS4 ANSI electronic AMOK wire-free SVN escutcheon, BLE / Mifare / DESFire deadbolt privacy function, O lever, left handed, satin brass finish, for use with 1 3/8" - 1 3/4" thick standard door | 1 |  | 1 Year | 851.35 | 0.15 | 723.6475
13351 | Salto | AB658O63PM38L-K | XS4 ANSI electronic wire-free SVN escutcheon, BLE / Mifare / DESFire deadbolt privacy function, with keypad, O lever, left handed, satin brass finish, for use with 1 3/8" - 1 3/4" thick standard door | 1 |  | 1 Year | 785.2 | 0.15 | 667.42
13352 | Salto | AB658O63PM38LW- | XS4 ANSI electronic RF wireless SVN escutcheon, BLE / Mifare / DESFire deadbolt privacy function, O lever, left handed, satin brass finish, for use with 1 3/8" - 1 3/4" thick standard door | 1 |  | 1 Year | 907.55 | 0.15 | 771.4175
13353 | Salto | AB658O63PM38LWK | XS4 ANSI electronic RF wireless SVN escutcheon, BLE / Mifare / DESFire deadbolt privacy function, with keypad, O lever, left handed, satin brass finish, for use with 1 3/8" - 1 3/4" thick standard door | 1 |  | 1 Year | 970.4 | 0.15 | 824.84
13354 | Salto | AB658O63PM38R-- | XS4 ANSI electronic wire-free SVN escutcheon, BLE / Mifare / DESFire deadbolt privacy function, O lever, right handed, satin brass finish, for use with 1 3/8" - 1 3/4" thick standard door | 1 |  | 1 Year | 722.35 | 0.15 | 613.9975
13355 | Salto | AB658O63PM38RA- | XS4 ANSI electronic AMOK wire-free SVN escutcheon, BLE / Mifare / DESFire deadbolt privacy function, O lever, right handed, satin brass finish, for use with 1 3/8" - 1 3/4" thick standard door | 1 |  | 1 Year | 851.35 | 0.15 | 723.6475
13356 | Salto | AB658O63PM38R-K | XS4 ANSI electronic wire-free SVN escutcheon, BLE / Mifare / DESFire deadbolt privacy function, with keypad, O lever, right handed, satin brass finish, for use with 1 3/8" - 1 3/4" thick standard door | 1 |  | 1 Year | 785.2 | 0.15 | 667.42
13357 | Salto | AB658O63PM38RW- | XS4 ANSI electronic RF wireless SVN escutcheon, BLE / Mifare / DESFire deadbolt privacy function, O lever, right handed, satin brass finish, for use with 1 3/8" - 1 3/4" thick standard door | 1 |  | 1 Year | 907.55 | 0.15 | 771.4175
13358 | Salto | AB658O63PM38RWK | XS4 ANSI electronic RF wireless SVN escutcheon, BLE / Mifare / DESFire deadbolt privacy function, with keypad, O lever, right handed, satin brass finish, for use with 1 3/8" - 1 3/4" thick standard door | 1 |  | 1 Year | 970.4 | 0.15 | 824.84
13359 | Salto | AB658O63PM48L-- | XS4 ANSI electronic wire-free SVN escutcheon, BLE / Mifare / DESFire deadbolt privacy function, O lever, left handed, satin brass finish, for use with 1 3/4" - 2 1/4" thick door | 1 |  | 1 Year | 722.35 | 0.15 | 613.9975
13360 | Salto | AB658O63PM48LA- | XS4 ANSI electronic AMOK wire-free SVN escutcheon, BLE / Mifare / DESFire deadbolt privacy function, O lever, left handed, satin brass finish, for use with 1 3/4" - 2 1/4" thick door | 1 |  | 1 Year | 851.35 | 0.15 | 723.6475
13361 | Salto | AB658O63PM48L-K | XS4 ANSI electronic wire-free SVN escutcheon, BLE / Mifare / DESFire deadbolt privacy function, with keypad, O lever, left handed, satin brass finish, for use with 1 3/4" - 2 1/4" thick door | 1 |  | 1 Year | 785.2 | 0.15 | 667.42
13362 | Salto | AB658O63PM48LW- | XS4 ANSI electronic RF wireless SVN escutcheon, BLE / Mifare / DESFire deadbolt privacy function, O lever, left handed, satin brass finish, for use with 1 3/4" - 2 1/4" thick door | 1 |  | 1 Year | 907.55 | 0.15 | 771.4175
13363 | Salto | AB658O63PM48LWK | XS4 ANSI electronic RF wireless SVN escutcheon, BLE / Mifare / DESFire deadbolt privacy function, with keypad, O lever, left handed, satin brass finish, for use with 1 3/4" - 2 1/4" thick door | 1 |  | 1 Year | 970.4 | 0.15 | 824.84
13364 | Salto | AB658O63PM48R-- | XS4 ANSI electronic wire-free SVN escutcheon, BLE / Mifare / DESFire deadbolt privacy function, O lever, right handed, satin brass finish, for use with 1 3/4" - 2 1/4" thick door | 1 |  | 1 Year | 722.35 | 0.15 | 613.9975
13365 | Salto | AB658O63PM48RA- | XS4 ANSI electronic AMOK wire-free SVN escutcheon, BLE / Mifare / DESFire deadbolt privacy function, O lever, right handed, satin brass finish, for use with 1 3/4" - 2 1/4" thick door | 1 |  | 1 Year | 851.35 | 0.15 | 723.6475
13366 | Salto | AB658O63PM48R-K | XS4 ANSI electronic wire-free SVN escutcheon, BLE / Mifare / DESFire deadbolt privacy function, with keypad, O lever, right handed, satin brass finish, for use with 1 3/4" - 2 1/4" thick door | 1 |  | 1 Year | 785.2 | 0.15 | 667.42
13367 | Salto | AB658O63PM48RW- | XS4 ANSI electronic RF wireless SVN escutcheon, BLE / Mifare / DESFire deadbolt privacy function, O lever, right handed, satin brass finish, for use with 1 3/4" - 2 1/4" thick door | 1 |  | 1 Year | 907.55 | 0.15 | 771.4175
13368 | Salto | AB658O63PM48RWK | XS4 ANSI electronic RF wireless SVN escutcheon, BLE / Mifare / DESFire deadbolt privacy function, with keypad, O lever, right handed, satin brass finish, for use with 1 3/4" - 2 1/4" thick door | 1 |  | 1 Year | 970.4 | 0.15 | 824.84
13369 | Salto | AB658O63PP38L-- | XS4 ANSI electronic wire-free SVN escutcheon, BLE / Mifare / DESFire deadbolt privacy function, O lever, left handed, bright brass finish, for use with 1 3/8" - 1 3/4" thick standard door | 1 |  | 1 Year | 738.65 | 0.15 | 627.8525
13370 | Salto | AB658O63PP38LA- | XS4 ANSI electronic AMOK wire-free SVN escutcheon, BLE / Mifare / DESFire deadbolt privacy function, O lever, left handed, bright brass finish, for use with 1 3/8" - 1 3/4" thick standard door | 1 |  | 1 Year | 867.65 | 0.15 | 737.5025
13371 | Salto | AB658O63PP38L-K | XS4 ANSI electronic wire-free SVN escutcheon, BLE / Mifare / DESFire deadbolt privacy function, with keypad, O lever, left handed, bright brass finish, for use with 1 3/8" - 1 3/4" thick standard door | 1 |  | 1 Year | 801.5 | 0.15 | 681.275
13372 | Salto | AB658O63PP38LW- | XS4 ANSI electronic RF wireless SVN escutcheon, BLE / Mifare / DESFire deadbolt privacy function, O lever, left handed, bright brass finish, for use with 1 3/8" - 1 3/4" thick standard door | 1 |  | 1 Year | 923.85 | 0.15 | 785.2725
13373 | Salto | AB658O63PP38LWK | XS4 ANSI electronic RF wireless SVN escutcheon, BLE / Mifare / DESFire deadbolt privacy function, with keypad, O lever, left handed, bright brass finish, for use with 1 3/8" - 1 3/4" thick standard door | 1 |  | 1 Year | 986.7 | 0.15 | 838.695
13374 | Salto | AB658O63PP38R-- | XS4 ANSI electronic wire-free SVN escutcheon, BLE / Mifare / DESFire deadbolt privacy function, O lever, right handed, bright brass finish, for use with 1 3/8" - 1 3/4" thick standard door | 1 |  | 1 Year | 738.65 | 0.15 | 627.8525
13375 | Salto | AB658O63PP38RA- | XS4 ANSI electronic AMOK wire-free SVN escutcheon, BLE / Mifare / DESFire deadbolt privacy function, O lever, right handed, bright brass finish, for use with 1 3/8" - 1 3/4" thick standard door | 1 |  | 1 Year | 867.65 | 0.15 | 737.5025
13376 | Salto | AB658O63PP38R-K | XS4 ANSI electronic wire-free SVN escutcheon, BLE / Mifare / DESFire deadbolt privacy function, with keypad, O lever, right handed, bright brass finish, for use with 1 3/8" - 1 3/4" thick standard door | 1 |  | 1 Year | 801.5 | 0.15 | 681.275
13377 | Salto | AB658O63PP38RW- | XS4 ANSI electronic RF wireless SVN escutcheon, BLE / Mifare / DESFire deadbolt privacy function, O lever, right handed, bright brass finish, for use with 1 3/8" - 1 3/4" thick standard door | 1 |  | 1 Year | 923.85 | 0.15 | 785.2725
13378 | Salto | AB658O63PP38RWK | XS4 ANSI electronic RF wireless SVN escutcheon, BLE / Mifare / DESFire deadbolt privacy function, with keypad, O lever, right handed, bright brass finish, for use with 1 3/8" - 1 3/4" thick standard door | 1 |  | 1 Year | 986.7 | 0.15 | 838.695
13379 | Salto | AB658O63PP48L-- | XS4 ANSI electronic wire-free SVN escutcheon, BLE / Mifare / DESFire deadbolt privacy function, O lever, left handed, bright brass finish, for use with 1 3/4" - 2 1/4" thick door | 1 |  | 1 Year | 738.65 | 0.15 | 627.8525
13380 | Salto | AB658O63PP48LA- | XS4 ANSI electronic AMOK wire-free SVN escutcheon, BLE / Mifare / DESFire deadbolt privacy function, O lever, left handed, bright brass finish, for use with 1 3/4" - 2 1/4" thick door | 1 |  | 1 Year | 867.65 | 0.15 | 737.5025
13381 | Salto | AB658O63PP48L-K | XS4 ANSI electronic wire-free SVN escutcheon, BLE / Mifare / DESFire deadbolt privacy function, with keypad, O lever, left handed, bright brass finish, for use with 1 3/4" - 2 1/4" thick door | 1 |  | 1 Year | 801.5 | 0.15 | 681.275
13382 | Salto | AB658O63PP48LW- | XS4 ANSI electronic RF wireless SVN escutcheon, BLE / Mifare / DESFire deadbolt privacy function, O lever, left handed, bright brass finish, for use with 1 3/4" - 2 1/4" thick door | 1 |  | 1 Year | 923.85 | 0.15 | 785.2725
13383 | Salto | AB658O63PP48LWK | XS4 ANSI electronic RF wireless SVN escutcheon, BLE / Mifare / DESFire deadbolt privacy function, with keypad, O lever, left handed, bright brass finish, for use with 1 3/4" - 2 1/4" thick door | 1 |  | 1 Year | 986.7 | 0.15 | 838.695
13384 | Salto | AB658O63PP48R-- | XS4 ANSI electronic wire-free SVN escutcheon, BLE / Mifare / DESFire deadbolt privacy function, O lever, right handed, bright brass finish, for use with 1 3/4" - 2 1/4" thick door | 1 |  | 1 Year | 738.65 | 0.15 | 627.8525
13385 | Salto | AB658O63PP48RA- | XS4 ANSI electronic AMOK wire-free SVN escutcheon, BLE / Mifare / DESFire deadbolt privacy function, O lever, right handed, bright brass finish, for use with 1 3/4" - 2 1/4" thick door | 1 |  | 1 Year | 867.65 | 0.15 | 737.5025
13386 | Salto | AB658O63PP48R-K | XS4 ANSI electronic wire-free SVN escutcheon, BLE / Mifare / DESFire deadbolt privacy function, with keypad, O lever, right handed, bright brass finish, for use with 1 3/4" - 2 1/4" thick door | 1 |  | 1 Year | 801.5 | 0.15 | 681.275
13387 | Salto | AB658O63PP48RW- | XS4 ANSI electronic RF wireless SVN escutcheon, BLE / Mifare / DESFire deadbolt privacy function, O lever, right handed, bright brass finish, for use with 1 3/4" - 2 1/4" thick door | 1 |  | 1 Year | 923.85 | 0.15 | 785.2725
13388 | Salto | AB658O63PP48RWK | XS4 ANSI electronic RF wireless SVN escutcheon, BLE / Mifare / DESFire deadbolt privacy function, with keypad, O lever, right handed, bright brass finish, for use with 1 3/4" - 2 1/4" thick door | 1 |  | 1 Year | 986.7 | 0.15 | 838.695
13389 | Salto | AB658W61BC38--- | XS4 ANSI electronic wire-free SVN escutcheon, BLE / Mifare / DESFire deadbolt privacy function, W lever, unhanded, BioCote antimicrobial finish, for use with 1 3/8" - 1 3/4" thick standard door | 1 |  | 1 Year | 764.15 | 0.15 | 649.5275
13390 | Salto | AB658W61BC38-A- | XS4 ANSI electronic AMOK wire-free SVN escutcheon, BLE / Mifare / DESFire deadbolt privacy function, W lever, unhanded, BioCote antimicrobial finish, for use with 1 3/8" - 1 3/4" thick standard door | 1 |  | 1 Year | 893.15 | 0.15 | 759.1775
13391 | Salto | AB658W61BC38--K | XS4 ANSI electronic wire-free SVN escutcheon, BLE / Mifare / DESFire deadbolt privacy function, with keypad, W lever, unhanded, BioCote antimicrobial finish, for use with 1 3/8" - 1 3/4" thick standard door | 1 |  | 1 Year | 827 | 0.15 | 702.95
13392 | Salto | AB658W61BC38-W- | XS4 ANSI electronic RF wireless SVN escutcheon, BLE / Mifare / DESFire deadbolt privacy function, W lever, unhanded, BioCote antimicrobial finish, for use with 1 3/8" - 1 3/4" thick standard door | 1 |  | 1 Year | 949.35 | 0.15 | 806.9475
13393 | Salto | AB658W61BC38-WK | XS4 ANSI electronic RF wireless SVN escutcheon, BLE / Mifare / DESFire deadbolt privacy function, with keypad, W lever, unhanded, BioCote antimicrobial finish, for use with 1 3/8" - 1 3/4" thick standard door | 1 |  | 1 Year | 1012.2 | 0.15 | 860.37
13394 | Salto | AB658W61BC48--- | XS4 ANSI electronic wire-free SVN escutcheon, BLE / Mifare / DESFire deadbolt privacy function, W lever, unhanded, BioCote antimicrobial finish, for use with 1 3/4" - 2 1/4" thick door | 1 |  | 1 Year | 764.15 | 0.15 | 649.5275
13395 | Salto | AB658W61BC48-A- | XS4 ANSI electronic AMOK wire-free SVN escutcheon, BLE / Mifare / DESFire deadbolt privacy function, W lever, unhanded, BioCote antimicrobial finish, for use with 1 3/4" - 2 1/4" thick door | 1 |  | 1 Year | 893.15 | 0.15 | 759.1775
13396 | Salto | AB658W61BC48--K | XS4 ANSI electronic wire-free SVN escutcheon, BLE / Mifare / DESFire deadbolt privacy function, with keypad, W lever, unhanded, BioCote antimicrobial finish, for use with 1 3/4" - 2 1/4" thick door | 1 |  | 1 Year | 827 | 0.15 | 702.95
13397 | Salto | AB658W61BC48-W- | XS4 ANSI electronic RF wireless SVN escutcheon, BLE / Mifare / DESFire deadbolt privacy function, W lever, unhanded, BioCote antimicrobial finish, for use with 1 3/4" - 2 1/4" thick door | 1 |  | 1 Year | 949.35 | 0.15 | 806.9475
13398 | Salto | AB658W61BC48-WK | XS4 ANSI electronic RF wireless SVN escutcheon, BLE / Mifare / DESFire deadbolt privacy function, with keypad, W lever, unhanded, BioCote antimicrobial finish, for use with 1 3/4" - 2 1/4" thick door | 1 |  | 1 Year | 1012.2 | 0.15 | 860.37
13399 | Salto | AB658W61IA38--- | XS4 ANSI electronic wire-free SVN escutcheon, BLE / Mifare / DESFire deadbolt privacy function, W lever, unhanded, antique brass finish, for use with 1 3/8" - 1 3/4" thick standard door | 1 |  | 1 Year | 764.15 | 0.15 | 649.5275
13400 | Salto | AB658W61IA38-A- | XS4 ANSI electronic AMOK wire-free SVN escutcheon, BLE / Mifare / DESFire deadbolt privacy function, W lever, unhanded, antique brass finish, for use with 1 3/8" - 1 3/4" thick standard door | 1 |  | 1 Year | 893.15 | 0.15 | 759.1775
13401 | Salto | AB658W61IA38--K | XS4 ANSI electronic wire-free SVN escutcheon, BLE / Mifare / DESFire deadbolt privacy function, with keypad, W lever, unhanded, antique brass finish, for use with 1 3/8" - 1 3/4" thick standard door | 1 |  | 1 Year | 827 | 0.15 | 702.95
13402 | Salto | AB658W61IA38-W- | XS4 ANSI electronic RF wireless SVN escutcheon, BLE / Mifare / DESFire deadbolt privacy function, W lever, unhanded, antique brass finish, for use with 1 3/8" - 1 3/4" thick standard door | 1 |  | 1 Year | 949.35 | 0.15 | 806.9475
13403 | Salto | AB658W61IA38-WK | XS4 ANSI electronic RF wireless SVN escutcheon, BLE / Mifare / DESFire deadbolt privacy function, with keypad, W lever, unhanded, antique brass finish, for use with 1 3/8" - 1 3/4" thick standard door | 1 |  | 1 Year | 1012.2 | 0.15 | 860.37
13404 | Salto | AB658W61IA48--- | XS4 ANSI electronic wire-free SVN escutcheon, BLE / Mifare / DESFire deadbolt privacy function, W lever, unhanded, antique brass finish, for use with 1 3/4" - 2 1/4" thick door | 1 |  | 1 Year | 764.15 | 0.15 | 649.5275
13405 | Salto | AB658W61IA48-A- | XS4 ANSI electronic AMOK wire-free SVN escutcheon, BLE / Mifare / DESFire deadbolt privacy function, W lever, unhanded, antique brass finish, for use with 1 3/4" - 2 1/4" thick door | 1 |  | 1 Year | 893.15 | 0.15 | 759.1775
13406 | Salto | AB658W61IA48--K | XS4 ANSI electronic wire-free SVN escutcheon, BLE / Mifare / DESFire deadbolt privacy function, with keypad, W lever, unhanded, antique brass finish, for use with 1 3/4" - 2 1/4" thick door | 1 |  | 1 Year | 827 | 0.15 | 702.95
13407 | Salto | AB658W61IA48-W- | XS4 ANSI electronic RF wireless SVN escutcheon, BLE / Mifare / DESFire deadbolt privacy function, W lever, unhanded, antique brass finish, for use with 1 3/4" - 2 1/4" thick door | 1 |  | 1 Year | 949.35 | 0.15 | 806.9475
13408 | Salto | AB658W61IA48-WK | XS4 ANSI electronic RF wireless SVN escutcheon, BLE / Mifare / DESFire deadbolt privacy function, with keypad, W lever, unhanded, antique brass finish, for use with 1 3/4" - 2 1/4" thick door | 1 |  | 1 Year | 1012.2 | 0.15 | 860.37
13409 | Salto | AB658W61IM38--- | XS4 ANSI electronic wire-free SVN escutcheon, BLE / Mifare / DESFire deadbolt privacy function, W lever, unhanded, satin stainless finish, for use with 1 3/8" - 1 3/4" thick standard door | 1 |  | 1 Year | 712.15 | 0.15 | 605.3275
13410 | Salto | AB658W61IM38-A- | XS4 ANSI electronic AMOK wire-free SVN escutcheon, BLE / Mifare / DESFire deadbolt privacy function, W lever, unhanded, satin stainless finish, for use with 1 3/8" - 1 3/4" thick standard door | 1 |  | 1 Year | 841.15 | 0.15 | 714.9775
13411 | Salto | AB658W61IM38--K | XS4 ANSI electronic wire-free SVN escutcheon, BLE / Mifare / DESFire deadbolt privacy function, with keypad, W lever, unhanded, satin stainless finish, for use with 1 3/8" - 1 3/4" thick standard door | 1 |  | 1 Year | 775 | 0.15 | 658.75
13412 | Salto | AB658W61IM38-W- | XS4 ANSI electronic RF wireless SVN escutcheon, BLE / Mifare / DESFire deadbolt privacy function, W lever, unhanded, satin stainless finish, for use with 1 3/8" - 1 3/4" thick standard door | 1 |  | 1 Year | 897.35 | 0.15 | 762.7475
13413 | Salto | AB658W61IM38-WK | XS4 ANSI electronic RF wireless SVN escutcheon, BLE / Mifare / DESFire deadbolt privacy function, with keypad, W lever, unhanded, satin stainless finish, for use with 1 3/8" - 1 3/4" thick standard door | 1 |  | 1 Year | 960.2 | 0.15 | 816.17
13414 | Salto | AB658W61IM48--- | XS4 ANSI electronic wire-free SVN escutcheon, BLE / Mifare / DESFire deadbolt privacy function, W lever, unhanded, satin stainless finish, for use with 1 3/4" - 2 1/4" thick door | 1 |  | 1 Year | 712.15 | 0.15 | 605.3275
13415 | Salto | AB658W61IM48-A- | XS4 ANSI electronic AMOK wire-free SVN escutcheon, BLE / Mifare / DESFire deadbolt privacy function, W lever, unhanded, satin stainless finish, for use with 1 3/4" - 2 1/4" thick door | 1 |  | 1 Year | 841.15 | 0.15 | 714.9775
13416 | Salto | AB658W61IM48--K | XS4 ANSI electronic wire-free SVN escutcheon, BLE / Mifare / DESFire deadbolt privacy function, with keypad, W lever, unhanded, satin stainless finish, for use with 1 3/4" - 2 1/4" thick door | 1 |  | 1 Year | 775 | 0.15 | 658.75
13417 | Salto | AB658W61IM48-W- | XS4 ANSI electronic RF wireless SVN escutcheon, BLE / Mifare / DESFire deadbolt privacy function, W lever, unhanded, satin stainless finish, for use with 1 3/4" - 2 1/4" thick door | 1 |  | 1 Year | 897.35 | 0.15 | 762.7475
13418 | Salto | AB658W61IM48-WK | XS4 ANSI electronic RF wireless SVN escutcheon, BLE / Mifare / DESFire deadbolt privacy function, with keypad, W lever, unhanded, satin stainless finish, for use with 1 3/4" - 2 1/4" thick door | 1 |  | 1 Year | 960.2 | 0.15 | 816.17
13419 | Salto | AB658W61IP38--- | XS4 ANSI electronic wire-free SVN escutcheon, BLE / Mifare / DESFire deadbolt privacy function, W lever, unhanded, bright stainless steel finish, for use with 1 3/8" - 1 3/4" thick standard door | 1 |  | 1 Year | 728.45 | 0.15 | 619.1825
13420 | Salto | AB658W61IP38-A- | XS4 ANSI electronic AMOK wire-free SVN escutcheon, BLE / Mifare / DESFire deadbolt privacy function, W lever, unhanded, bright stainless steel finish, for use with 1 3/8" - 1 3/4" thick standard door | 1 |  | 1 Year | 857.45 | 0.15 | 728.8325
13421 | Salto | AB658W61IP38--K | XS4 ANSI electronic wire-free SVN escutcheon, BLE / Mifare / DESFire deadbolt privacy function, with keypad, W lever, unhanded, bright stainless steel finish, for use with 1 3/8" - 1 3/4" thick standard door | 1 |  | 1 Year | 791.3 | 0.15 | 672.605
13422 | Salto | AB658W61IP38-W- | XS4 ANSI electronic RF wireless SVN escutcheon, BLE / Mifare / DESFire deadbolt privacy function, W lever, unhanded, bright stainless steel finish, for use with 1 3/8" - 1 3/4" thick standard door | 1 |  | 1 Year | 913.65 | 0.15 | 776.6025
13423 | Salto | AB658W61IP38-WK | XS4 ANSI electronic RF wireless SVN escutcheon, BLE / Mifare / DESFire deadbolt privacy function, with keypad, W lever, unhanded, bright stainless steel finish, for use with 1 3/8" - 1 3/4" thick standard door | 1 |  | 1 Year | 976.5 | 0.15 | 830.025
13424 | Salto | AB658W61IP48--- | XS4 ANSI electronic wire-free SVN escutcheon, BLE / Mifare / DESFire deadbolt privacy function, W lever, unhanded, bright stainless steel finish, for use with 1 3/4" - 2 1/4" thick door | 1 |  | 1 Year | 728.45 | 0.15 | 619.1825
13425 | Salto | AB658W61IP48-A- | XS4 ANSI electronic AMOK wire-free SVN escutcheon, BLE / Mifare / DESFire deadbolt privacy function, W lever, unhanded, bright stainless steel finish, for use with 1 3/4" - 2 1/4" thick door | 1 |  | 1 Year | 857.45 | 0.15 | 728.8325
13426 | Salto | AB658W61IP48--K | XS4 ANSI electronic wire-free SVN escutcheon, BLE / Mifare / DESFire deadbolt privacy function, with keypad, W lever, unhanded, bright stainless steel finish, for use with 1 3/4" - 2 1/4" thick door | 1 |  | 1 Year | 791.3 | 0.15 | 672.605
13427 | Salto | AB658W61IP48-W- | XS4 ANSI electronic RF wireless SVN escutcheon, BLE / Mifare / DESFire deadbolt privacy function, W lever, unhanded, bright stainless steel finish, for use with 1 3/4" - 2 1/4" thick door | 1 |  | 1 Year | 913.65 | 0.15 | 776.6025
13428 | Salto | AB658W61IP48-WK | XS4 ANSI electronic RF wireless SVN escutcheon, BLE / Mifare / DESFire deadbolt privacy function, with keypad, W lever, unhanded, bright stainless steel finish, for use with 1 3/4" - 2 1/4" thick door | 1 |  | 1 Year | 976.5 | 0.15 | 830.025
13429 | Salto | AB658W61NE38--- | XS4 ANSI electronic wire-free SVN escutcheon, BLE / Mifare / DESFire deadbolt privacy function, W lever, unhanded, black chromium finish, for use with 1 3/8" - 1 3/4" thick standard door | 1 |  | 1 Year | 746.85 | 0.15 | 634.8225
13430 | Salto | AB658W61NE38-A- | XS4 ANSI electronic AMOK wire-free SVN escutcheon, BLE / Mifare / DESFire deadbolt privacy function, W lever, unhanded, black chromium finish, for use with 1 3/8" - 1 3/4" thick standard door | 1 |  | 1 Year | 875.85 | 0.15 | 744.4725
13431 | Salto | AB658W61NE38--K | XS4 ANSI electronic wire-free SVN escutcheon, BLE / Mifare / DESFire deadbolt privacy function, with keypad, W lever, unhanded, black chromium finish, for use with 1 3/8" - 1 3/4" thick standard door | 1 |  | 1 Year | 809.7 | 0.15 | 688.245
13432 | Salto | AB658W61NE38-W- | XS4 ANSI electronic RF wireless SVN escutcheon, BLE / Mifare / DESFire deadbolt privacy function, W lever, unhanded, black chromium finish, for use with 1 3/8" - 1 3/4" thick standard door | 1 |  | 1 Year | 932.05 | 0.15 | 792.2425
13433 | Salto | AB658W61NE38-WK | XS4 ANSI electronic RF wireless SVN escutcheon, BLE / Mifare / DESFire deadbolt privacy function, with keypad, W lever, unhanded, black chromium finish, for use with 1 3/8" - 1 3/4" thick standard door | 1 |  | 1 Year | 994.9 | 0.15 | 845.665
13434 | Salto | AB658W61NE48--- | XS4 ANSI electronic wire-free SVN escutcheon, BLE / Mifare / DESFire deadbolt privacy function, W lever, unhanded, black chromium finish, for use with 1 3/4" - 2 1/4" thick door | 1 |  | 1 Year | 746.85 | 0.15 | 634.8225
13435 | Salto | AB658W61NE48-A- | XS4 ANSI electronic AMOK wire-free SVN escutcheon, BLE / Mifare / DESFire deadbolt privacy function, W lever, unhanded, black chromium finish, for use with 1 3/4" - 2 1/4" thick door | 1 |  | 1 Year | 875.85 | 0.15 | 744.4725
13436 | Salto | AB658W61NE48--K | XS4 ANSI electronic wire-free SVN escutcheon, BLE / Mifare / DESFire deadbolt privacy function, with keypad, W lever, unhanded, black chromium finish, for use with 1 3/4" - 2 1/4" thick door | 1 |  | 1 Year | 809.7 | 0.15 | 688.245
13437 | Salto | AB658W61NE48-W- | XS4 ANSI electronic RF wireless SVN escutcheon, BLE / Mifare / DESFire deadbolt privacy function, W lever, unhanded, black chromium finish, for use with 1 3/4" - 2 1/4" thick door | 1 |  | 1 Year | 932.05 | 0.15 | 792.2425
13438 | Salto | AB658W61NE48-WK | XS4 ANSI electronic RF wireless SVN escutcheon, BLE / Mifare / DESFire deadbolt privacy function, with keypad, W lever, unhanded, black chromium finish, for use with 1 3/4" - 2 1/4" thick door | 1 |  | 1 Year | 994.9 | 0.15 | 845.665
13439 | Salto | AB658W61PM38--- | XS4 ANSI electronic wire-free SVN escutcheon, BLE / Mifare / DESFire deadbolt privacy function, W lever, unhanded, satin brass finish, for use with 1 3/8" - 1 3/4" thick standard door | 1 |  | 1 Year | 712.15 | 0.15 | 605.3275
13440 | Salto | AB658W61PM38-A- | XS4 ANSI electronic AMOK wire-free SVN escutcheon, BLE / Mifare / DESFire deadbolt privacy function, W lever, unhanded, satin brass finish, for use with 1 3/8" - 1 3/4" thick standard door | 1 |  | 1 Year | 841.15 | 0.15 | 714.9775
13441 | Salto | AB658W61PM38--K | XS4 ANSI electronic wire-free SVN escutcheon, BLE / Mifare / DESFire deadbolt privacy function, with keypad, W lever, unhanded, satin brass finish, for use with 1 3/8" - 1 3/4" thick standard door | 1 |  | 1 Year | 775 | 0.15 | 658.75
13442 | Salto | AB658W61PM38-W- | XS4 ANSI electronic RF wireless SVN escutcheon, BLE / Mifare / DESFire deadbolt privacy function, W lever, unhanded, satin brass finish, for use with 1 3/8" - 1 3/4" thick standard door | 1 |  | 1 Year | 897.35 | 0.15 | 762.7475
13443 | Salto | AB658W61PM38-WK | XS4 ANSI electronic RF wireless SVN escutcheon, BLE / Mifare / DESFire deadbolt privacy function, with keypad, W lever, unhanded, satin brass finish, for use with 1 3/8" - 1 3/4" thick standard door | 1 |  | 1 Year | 960.2 | 0.15 | 816.17
13444 | Salto | AB658W61PM48--- | XS4 ANSI electronic wire-free SVN escutcheon, BLE / Mifare / DESFire deadbolt privacy function, W lever, unhanded, satin brass finish, for use with 1 3/4" - 2 1/4" thick door | 1 |  | 1 Year | 712.15 | 0.15 | 605.3275
13445 | Salto | AB658W61PM48-A- | XS4 ANSI electronic AMOK wire-free SVN escutcheon, BLE / Mifare / DESFire deadbolt privacy function, W lever, unhanded, satin brass finish, for use with 1 3/4" - 2 1/4" thick door | 1 |  | 1 Year | 841.15 | 0.15 | 714.9775
13446 | Salto | AB658W61PM48--K | XS4 ANSI electronic wire-free SVN escutcheon, BLE / Mifare / DESFire deadbolt privacy function, with keypad, W lever, unhanded, satin brass finish, for use with 1 3/4" - 2 1/4" thick door | 1 |  | 1 Year | 775 | 0.15 | 658.75
13447 | Salto | AB658W61PM48-W- | XS4 ANSI electronic RF wireless SVN escutcheon, BLE / Mifare / DESFire deadbolt privacy function, W lever, unhanded, satin brass finish, for use with 1 3/4" - 2 1/4" thick door | 1 |  | 1 Year | 897.35 | 0.15 | 762.7475
13448 | Salto | AB658W61PM48-WK | XS4 ANSI electronic RF wireless SVN escutcheon, BLE / Mifare / DESFire deadbolt privacy function, with keypad, W lever, unhanded, satin brass finish, for use with 1 3/4" - 2 1/4" thick door | 1 |  | 1 Year | 960.2 | 0.15 | 816.17
13449 | Salto | AB658W61PP38--- | XS4 ANSI electronic wire-free SVN escutcheon, BLE / Mifare / DESFire deadbolt privacy function, W lever, unhanded, bright brass finish, for use with 1 3/8" - 1 3/4" thick standard door | 1 |  | 1 Year | 728.45 | 0.15 | 619.1825
13450 | Salto | AB658W61PP38-A- | XS4 ANSI electronic AMOK wire-free SVN escutcheon, BLE / Mifare / DESFire deadbolt privacy function, W lever, unhanded, bright brass finish, for use with 1 3/8" - 1 3/4" thick standard door | 1 |  | 1 Year | 857.45 | 0.15 | 728.8325
13451 | Salto | AB658W61PP38--K | XS4 ANSI electronic wire-free SVN escutcheon, BLE / Mifare / DESFire deadbolt privacy function, with keypad, W lever, unhanded, bright brass finish, for use with 1 3/8" - 1 3/4" thick standard door | 1 |  | 1 Year | 791.3 | 0.15 | 672.605
13452 | Salto | AB658W61PP38-W- | XS4 ANSI electronic RF wireless SVN escutcheon, BLE / Mifare / DESFire deadbolt privacy function, W lever, unhanded, bright brass finish, for use with 1 3/8" - 1 3/4" thick standard door | 1 |  | 1 Year | 913.65 | 0.15 | 776.6025
13453 | Salto | AB658W61PP38-WK | XS4 ANSI electronic RF wireless SVN escutcheon, BLE / Mifare / DESFire deadbolt privacy function, with keypad, W lever, unhanded, bright brass finish, for use with 1 3/8" - 1 3/4" thick standard door | 1 |  | 1 Year | 976.5 | 0.15 | 830.025
13454 | Salto | AB658W61PP48--- | XS4 ANSI electronic wire-free SVN escutcheon, BLE / Mifare / DESFire deadbolt privacy function, W lever, unhanded, bright brass finish, for use with 1 3/4" - 2 1/4" thick door | 1 |  | 1 Year | 728.45 | 0.15 | 619.1825
13455 | Salto | AB658W61PP48-A- | XS4 ANSI electronic AMOK wire-free SVN escutcheon, BLE / Mifare / DESFire deadbolt privacy function, W lever, unhanded, bright brass finish, for use with 1 3/4" - 2 1/4" thick door | 1 |  | 1 Year | 857.45 | 0.15 | 728.8325
13456 | Salto | AB658W61PP48--K | XS4 ANSI electronic wire-free SVN escutcheon, BLE / Mifare / DESFire deadbolt privacy function, with keypad, W lever, unhanded, bright brass finish, for use with 1 3/4" - 2 1/4" thick door | 1 |  | 1 Year | 791.3 | 0.15 | 672.605
13457 | Salto | AB658W61PP48-W- | XS4 ANSI electronic RF wireless SVN escutcheon, BLE / Mifare / DESFire deadbolt privacy function, W lever, unhanded, bright brass finish, for use with 1 3/4" - 2 1/4" thick door | 1 |  | 1 Year | 913.65 | 0.15 | 776.6025
13458 | Salto | AB658W61PP48-WK | XS4 ANSI electronic RF wireless SVN escutcheon, BLE / Mifare / DESFire deadbolt privacy function, with keypad, W lever, unhanded, bright brass finish, for use with 1 3/4" - 2 1/4" thick door | 1 |  | 1 Year | 976.5 | 0.15 | 830.025
13459 | Salto | AB658W62BC38--- | XS4 ANSI electronic wire-free SVN escutcheon, BLE / Mifare / DESFire deadbolt privacy function, W lever, unhanded, BioCote antimicrobial finish, for use with 1 3/8" - 1 3/4" thick standard door | 1 |  | 1 Year | 764.15 | 0.15 | 649.5275
13460 | Salto | AB658W62BC38-A- | XS4 ANSI electronic AMOK wire-free SVN escutcheon, BLE / Mifare / DESFire deadbolt privacy function, W lever, unhanded, BioCote antimicrobial finish, for use with 1 3/8" - 1 3/4" thick standard door | 1 |  | 1 Year | 893.15 | 0.15 | 759.1775
13461 | Salto | AB658W62BC38--K | XS4 ANSI electronic wire-free SVN escutcheon, BLE / Mifare / DESFire deadbolt privacy function, with keypad, W lever, unhanded, BioCote antimicrobial finish, for use with 1 3/8" - 1 3/4" thick standard door | 1 |  | 1 Year | 827 | 0.15 | 702.95
13462 | Salto | AB658W62BC38-W- | XS4 ANSI electronic RF wireless SVN escutcheon, BLE / Mifare / DESFire deadbolt privacy function, W lever, unhanded, BioCote antimicrobial finish, for use with 1 3/8" - 1 3/4" thick standard door | 1 |  | 1 Year | 949.35 | 0.15 | 806.9475
13463 | Salto | AB658W62BC38-WK | XS4 ANSI electronic RF wireless SVN escutcheon, BLE / Mifare / DESFire deadbolt privacy function, with keypad, W lever, unhanded, BioCote antimicrobial finish, for use with 1 3/8" - 1 3/4" thick standard door | 1 |  | 1 Year | 1012.2 | 0.15 | 860.37
13464 | Salto | AB658W62BC48--- | XS4 ANSI electronic wire-free SVN escutcheon, BLE / Mifare / DESFire deadbolt privacy function, W lever, unhanded, BioCote antimicrobial finish, for use with 1 3/4" - 2 1/4" thick door | 1 |  | 1 Year | 764.15 | 0.15 | 649.5275
13465 | Salto | AB658W62BC48-A- | XS4 ANSI electronic AMOK wire-free SVN escutcheon, BLE / Mifare / DESFire deadbolt privacy function, W lever, unhanded, BioCote antimicrobial finish, for use with 1 3/4" - 2 1/4" thick door | 1 |  | 1 Year | 893.15 | 0.15 | 759.1775
13466 | Salto | AB658W62BC48--K | XS4 ANSI electronic wire-free SVN escutcheon, BLE / Mifare / DESFire deadbolt privacy function, with keypad, W lever, unhanded, BioCote antimicrobial finish, for use with 1 3/4" - 2 1/4" thick door | 1 |  | 1 Year | 827 | 0.15 | 702.95
13467 | Salto | AB658W62BC48-W- | XS4 ANSI electronic RF wireless SVN escutcheon, BLE / Mifare / DESFire deadbolt privacy function, W lever, unhanded, BioCote antimicrobial finish, for use with 1 3/4" - 2 1/4" thick door | 1 |  | 1 Year | 949.35 | 0.15 | 806.9475
13468 | Salto | AB658W62BC48-WK | XS4 ANSI electronic RF wireless SVN escutcheon, BLE / Mifare / DESFire deadbolt privacy function, with keypad, W lever, unhanded, BioCote antimicrobial finish, for use with 1 3/4" - 2 1/4" thick door | 1 |  | 1 Year | 1012.2 | 0.15 | 860.37
13469 | Salto | AB658W62IA38--- | XS4 ANSI electronic wire-free SVN escutcheon, BLE / Mifare / DESFire deadbolt privacy function, W lever, unhanded, antique brass finish, for use with 1 3/8" - 1 3/4" thick standard door | 1 |  | 1 Year | 764.15 | 0.15 | 649.5275
13470 | Salto | AB658W62IA38-A- | XS4 ANSI electronic AMOK wire-free SVN escutcheon, BLE / Mifare / DESFire deadbolt privacy function, W lever, unhanded, antique brass finish, for use with 1 3/8" - 1 3/4" thick standard door | 1 |  | 1 Year | 893.15 | 0.15 | 759.1775
13471 | Salto | AB658W62IA38--K | XS4 ANSI electronic wire-free SVN escutcheon, BLE / Mifare / DESFire deadbolt privacy function, with keypad, W lever, unhanded, antique brass finish, for use with 1 3/8" - 1 3/4" thick standard door | 1 |  | 1 Year | 827 | 0.15 | 702.95
13472 | Salto | AB658W62IA38-W- | XS4 ANSI electronic RF wireless SVN escutcheon, BLE / Mifare / DESFire deadbolt privacy function, W lever, unhanded, antique brass finish, for use with 1 3/8" - 1 3/4" thick standard door | 1 |  | 1 Year | 949.35 | 0.15 | 806.9475
13473 | Salto | AB658W62IA38-WK | XS4 ANSI electronic RF wireless SVN escutcheon, BLE / Mifare / DESFire deadbolt privacy function, with keypad, W lever, unhanded, antique brass finish, for use with 1 3/8" - 1 3/4" thick standard door | 1 |  | 1 Year | 1012.2 | 0.15 | 860.37
13474 | Salto | AB658W62IA48--- | XS4 ANSI electronic wire-free SVN escutcheon, BLE / Mifare / DESFire deadbolt privacy function, W lever, unhanded, antique brass finish, for use with 1 3/4" - 2 1/4" thick door | 1 |  | 1 Year | 764.15 | 0.15 | 649.5275
13475 | Salto | AB658W62IA48-A- | XS4 ANSI electronic AMOK wire-free SVN escutcheon, BLE / Mifare / DESFire deadbolt privacy function, W lever, unhanded, antique brass finish, for use with 1 3/4" - 2 1/4" thick door | 1 |  | 1 Year | 893.15 | 0.15 | 759.1775
13476 | Salto | AB658W62IA48--K | XS4 ANSI electronic wire-free SVN escutcheon, BLE / Mifare / DESFire deadbolt privacy function, with keypad, W lever, unhanded, antique brass finish, for use with 1 3/4" - 2 1/4" thick door | 1 |  | 1 Year | 827 | 0.15 | 702.95
13477 | Salto | AB658W62IA48-W- | XS4 ANSI electronic RF wireless SVN escutcheon, BLE / Mifare / DESFire deadbolt privacy function, W lever, unhanded, antique brass finish, for use with 1 3/4" - 2 1/4" thick door | 1 |  | 1 Year | 949.35 | 0.15 | 806.9475
13478 | Salto | AB658W62IA48-WK | XS4 ANSI electronic RF wireless SVN escutcheon, BLE / Mifare / DESFire deadbolt privacy function, with keypad, W lever, unhanded, antique brass finish, for use with 1 3/4" - 2 1/4" thick door | 1 |  | 1 Year | 1012.2 | 0.15 | 860.37
13479 | Salto | AB658W62IM38--- | XS4 ANSI electronic wire-free SVN escutcheon, BLE / Mifare / DESFire deadbolt privacy function, W lever, unhanded, satin stainless finish, for use with 1 3/8" - 1 3/4" thick standard door | 1 |  | 1 Year | 712.15 | 0.15 | 605.3275
13480 | Salto | AB658W62IM38-A- | XS4 ANSI electronic AMOK wire-free SVN escutcheon, BLE / Mifare / DESFire deadbolt privacy function, W lever, unhanded, satin stainless finish, for use with 1 3/8" - 1 3/4" thick standard door | 1 |  | 1 Year | 841.15 | 0.15 | 714.9775
13481 | Salto | AB658W62IM38--K | XS4 ANSI electronic wire-free SVN escutcheon, BLE / Mifare / DESFire deadbolt privacy function, with keypad, W lever, unhanded, satin stainless finish, for use with 1 3/8" - 1 3/4" thick standard door | 1 |  | 1 Year | 775 | 0.15 | 658.75
13482 | Salto | AB658W62IM38-W- | XS4 ANSI electronic RF wireless SVN escutcheon, BLE / Mifare / DESFire deadbolt privacy function, W lever, unhanded, satin stainless finish, for use with 1 3/8" - 1 3/4" thick standard door | 1 |  | 1 Year | 897.35 | 0.15 | 762.7475
13483 | Salto | AB658W62IM38-WK | XS4 ANSI electronic RF wireless SVN escutcheon, BLE / Mifare / DESFire deadbolt privacy function, with keypad, W lever, unhanded, satin stainless finish, for use with 1 3/8" - 1 3/4" thick standard door | 1 |  | 1 Year | 960.2 | 0.15 | 816.17
13484 | Salto | AB658W62IM48--- | XS4 ANSI electronic wire-free SVN escutcheon, BLE / Mifare / DESFire deadbolt privacy function, W lever, unhanded, satin stainless finish, for use with 1 3/4" - 2 1/4" thick door | 1 |  | 1 Year | 712.15 | 0.15 | 605.3275
13485 | Salto | AB658W62IM48-A- | XS4 ANSI electronic AMOK wire-free SVN escutcheon, BLE / Mifare / DESFire deadbolt privacy function, W lever, unhanded, satin stainless finish, for use with 1 3/4" - 2 1/4" thick door | 1 |  | 1 Year | 841.15 | 0.15 | 714.9775
13486 | Salto | AB658W62IM48--K | XS4 ANSI electronic wire-free SVN escutcheon, BLE / Mifare / DESFire deadbolt privacy function, with keypad, W lever, unhanded, satin stainless finish, for use with 1 3/4" - 2 1/4" thick door | 1 |  | 1 Year | 775 | 0.15 | 658.75
13487 | Salto | AB658W62IM48-W- | XS4 ANSI electronic RF wireless SVN escutcheon, BLE / Mifare / DESFire deadbolt privacy function, W lever, unhanded, satin stainless finish, for use with 1 3/4" - 2 1/4" thick door | 1 |  | 1 Year | 897.35 | 0.15 | 762.7475
13488 | Salto | AB658W62IM48-WK | XS4 ANSI electronic RF wireless SVN escutcheon, BLE / Mifare / DESFire deadbolt privacy function, with keypad, W lever, unhanded, satin stainless finish, for use with 1 3/4" - 2 1/4" thick door | 1 |  | 1 Year | 960.2 | 0.15 | 816.17
13489 | Salto | AB658W62IP38--- | XS4 ANSI electronic wire-free SVN escutcheon, BLE / Mifare / DESFire deadbolt privacy function, W lever, unhanded, bright stainless steel finish, for use with 1 3/8" - 1 3/4" thick standard door | 1 |  | 1 Year | 728.45 | 0.15 | 619.1825
13490 | Salto | AB658W62IP38-A- | XS4 ANSI electronic AMOK wire-free SVN escutcheon, BLE / Mifare / DESFire deadbolt privacy function, W lever, unhanded, bright stainless steel finish, for use with 1 3/8" - 1 3/4" thick standard door | 1 |  | 1 Year | 857.45 | 0.15 | 728.8325
13491 | Salto | AB658W62IP38--K | XS4 ANSI electronic wire-free SVN escutcheon, BLE / Mifare / DESFire deadbolt privacy function, with keypad, W lever, unhanded, bright stainless steel finish, for use with 1 3/8" - 1 3/4" thick standard door | 1 |  | 1 Year | 791.3 | 0.15 | 672.605
13492 | Salto | AB658W62IP38-W- | XS4 ANSI electronic RF wireless SVN escutcheon, BLE / Mifare / DESFire deadbolt privacy function, W lever, unhanded, bright stainless steel finish, for use with 1 3/8" - 1 3/4" thick standard door | 1 |  | 1 Year | 913.65 | 0.15 | 776.6025
13493 | Salto | AB658W62IP38-WK | XS4 ANSI electronic RF wireless SVN escutcheon, BLE / Mifare / DESFire deadbolt privacy function, with keypad, W lever, unhanded, bright stainless steel finish, for use with 1 3/8" - 1 3/4" thick standard door | 1 |  | 1 Year | 976.5 | 0.15 | 830.025
13494 | Salto | AB658W62IP48--- | XS4 ANSI electronic wire-free SVN escutcheon, BLE / Mifare / DESFire deadbolt privacy function, W lever, unhanded, bright stainless steel finish, for use with 1 3/4" - 2 1/4" thick door | 1 |  | 1 Year | 728.45 | 0.15 | 619.1825
13495 | Salto | AB658W62IP48-A- | XS4 ANSI electronic AMOK wire-free SVN escutcheon, BLE / Mifare / DESFire deadbolt privacy function, W lever, unhanded, bright stainless steel finish, for use with 1 3/4" - 2 1/4" thick door | 1 |  | 1 Year | 857.45 | 0.15 | 728.8325
13496 | Salto | AB658W62IP48--K | XS4 ANSI electronic wire-free SVN escutcheon, BLE / Mifare / DESFire deadbolt privacy function, with keypad, W lever, unhanded, bright stainless steel finish, for use with 1 3/4" - 2 1/4" thick door | 1 |  | 1 Year | 791.3 | 0.15 | 672.605
13497 | Salto | AB658W62IP48-W- | XS4 ANSI electronic RF wireless SVN escutcheon, BLE / Mifare / DESFire deadbolt privacy function, W lever, unhanded, bright stainless steel finish, for use with 1 3/4" - 2 1/4" thick door | 1 |  | 1 Year | 913.65 | 0.15 | 776.6025
13498 | Salto | AB658W62IP48-WK | XS4 ANSI electronic RF wireless SVN escutcheon, BLE / Mifare / DESFire deadbolt privacy function, with keypad, W lever, unhanded, bright stainless steel finish, for use with 1 3/4" - 2 1/4" thick door | 1 |  | 1 Year | 976.5 | 0.15 | 830.025
13499 | Salto | AB658W62NE38--- | XS4 ANSI electronic wire-free SVN escutcheon, BLE / Mifare / DESFire deadbolt privacy function, W lever, unhanded, black chromium finish, for use with 1 3/8" - 1 3/4" thick standard door | 1 |  | 1 Year | 746.85 | 0.15 | 634.8225
13500 | Salto | AB658W62NE38-A- | XS4 ANSI electronic AMOK wire-free SVN escutcheon, BLE / Mifare / DESFire deadbolt privacy function, W lever, unhanded, black chromium finish, for use with 1 3/8" - 1 3/4" thick standard door | 1 |  | 1 Year | 875.85 | 0.15 | 744.4725
13501 | Salto | AB658W62NE38--K | XS4 ANSI electronic wire-free SVN escutcheon, BLE / Mifare / DESFire deadbolt privacy function, with keypad, W lever, unhanded, black chromium finish, for use with 1 3/8" - 1 3/4" thick standard door | 1 |  | 1 Year | 809.7 | 0.15 | 688.245
13502 | Salto | AB658W62NE38-W- | XS4 ANSI electronic RF wireless SVN escutcheon, BLE / Mifare / DESFire deadbolt privacy function, W lever, unhanded, black chromium finish, for use with 1 3/8" - 1 3/4" thick standard door | 1 |  | 1 Year | 932.05 | 0.15 | 792.2425
13503 | Salto | AB658W62NE38-WK | XS4 ANSI electronic RF wireless SVN escutcheon, BLE / Mifare / DESFire deadbolt privacy function, with keypad, W lever, unhanded, black chromium finish, for use with 1 3/8" - 1 3/4" thick standard door | 1 |  | 1 Year | 994.9 | 0.15 | 845.665
13504 | Salto | AB658W62NE48--- | XS4 ANSI electronic wire-free SVN escutcheon, BLE / Mifare / DESFire deadbolt privacy function, W lever, unhanded, black chromium finish, for use with 1 3/4" - 2 1/4" thick door | 1 |  | 1 Year | 746.85 | 0.15 | 634.8225
13505 | Salto | AB658W62NE48-A- | XS4 ANSI electronic AMOK wire-free SVN escutcheon, BLE / Mifare / DESFire deadbolt privacy function, W lever, unhanded, black chromium finish, for use with 1 3/4" - 2 1/4" thick door | 1 |  | 1 Year | 875.85 | 0.15 | 744.4725
13506 | Salto | AB658W62NE48--K | XS4 ANSI electronic wire-free SVN escutcheon, BLE / Mifare / DESFire deadbolt privacy function, with keypad, W lever, unhanded, black chromium finish, for use with 1 3/4" - 2 1/4" thick door | 1 |  | 1 Year | 809.7 | 0.15 | 688.245
13507 | Salto | AB658W62NE48-W- | XS4 ANSI electronic RF wireless SVN escutcheon, BLE / Mifare / DESFire deadbolt privacy function, W lever, unhanded, black chromium finish, for use with 1 3/4" - 2 1/4" thick door | 1 |  | 1 Year | 932.05 | 0.15 | 792.2425
13508 | Salto | AB658W62NE48-WK | XS4 ANSI electronic RF wireless SVN escutcheon, BLE / Mifare / DESFire deadbolt privacy function, with keypad, W lever, unhanded, black chromium finish, for use with 1 3/4" - 2 1/4" thick door | 1 |  | 1 Year | 994.9 | 0.15 | 845.665
13509 | Salto | AB658W62PM38--- | XS4 ANSI electronic wire-free SVN escutcheon, BLE / Mifare / DESFire deadbolt privacy function, W lever, unhanded, satin brass finish, for use with 1 3/8" - 1 3/4" thick standard door | 1 |  | 1 Year | 712.15 | 0.15 | 605.3275
13510 | Salto | AB658W62PM38-A- | XS4 ANSI electronic AMOK wire-free SVN escutcheon, BLE / Mifare / DESFire deadbolt privacy function, W lever, unhanded, satin brass finish, for use with 1 3/8" - 1 3/4" thick standard door | 1 |  | 1 Year | 841.15 | 0.15 | 714.9775
13511 | Salto | AB658W62PM38--K | XS4 ANSI electronic wire-free SVN escutcheon, BLE / Mifare / DESFire deadbolt privacy function, with keypad, W lever, unhanded, satin brass finish, for use with 1 3/8" - 1 3/4" thick standard door | 1 |  | 1 Year | 775 | 0.15 | 658.75
13512 | Salto | AB658W62PM38-W- | XS4 ANSI electronic RF wireless SVN escutcheon, BLE / Mifare / DESFire deadbolt privacy function, W lever, unhanded, satin brass finish, for use with 1 3/8" - 1 3/4" thick standard door | 1 |  | 1 Year | 897.35 | 0.15 | 762.7475
13513 | Salto | AB658W62PM38-WK | XS4 ANSI electronic RF wireless SVN escutcheon, BLE / Mifare / DESFire deadbolt privacy function, with keypad, W lever, unhanded, satin brass finish, for use with 1 3/8" - 1 3/4" thick standard door | 1 |  | 1 Year | 960.2 | 0.15 | 816.17
13514 | Salto | AB658W62PM48--- | XS4 ANSI electronic wire-free SVN escutcheon, BLE / Mifare / DESFire deadbolt privacy function, W lever, unhanded, satin brass finish, for use with 1 3/4" - 2 1/4" thick door | 1 |  | 1 Year | 712.15 | 0.15 | 605.3275
13515 | Salto | AB658W62PM48-A- | XS4 ANSI electronic AMOK wire-free SVN escutcheon, BLE / Mifare / DESFire deadbolt privacy function, W lever, unhanded, satin brass finish, for use with 1 3/4" - 2 1/4" thick door | 1 |  | 1 Year | 841.15 | 0.15 | 714.9775
13516 | Salto | AB658W62PM48--K | XS4 ANSI electronic wire-free SVN escutcheon, BLE / Mifare / DESFire deadbolt privacy function, with keypad, W lever, unhanded, satin brass finish, for use with 1 3/4" - 2 1/4" thick door | 1 |  | 1 Year | 775 | 0.15 | 658.75
13517 | Salto | AB658W62PM48-W- | XS4 ANSI electronic RF wireless SVN escutcheon, BLE / Mifare / DESFire deadbolt privacy function, W lever, unhanded, satin brass finish, for use with 1 3/4" - 2 1/4" thick door | 1 |  | 1 Year | 897.35 | 0.15 | 762.7475
13518 | Salto | AB658W62PM48-WK | XS4 ANSI electronic RF wireless SVN escutcheon, BLE / Mifare / DESFire deadbolt privacy function, with keypad, W lever, unhanded, satin brass finish, for use with 1 3/4" - 2 1/4" thick door | 1 |  | 1 Year | 960.2 | 0.15 | 816.17
13519 | Salto | AB658W62PP38--- | XS4 ANSI electronic wire-free SVN escutcheon, BLE / Mifare / DESFire deadbolt privacy function, W lever, unhanded, bright brass finish, for use with 1 3/8" - 1 3/4" thick standard door | 1 |  | 1 Year | 728.45 | 0.15 | 619.1825
13520 | Salto | AB658W62PP38-A- | XS4 ANSI electronic AMOK wire-free SVN escutcheon, BLE / Mifare / DESFire deadbolt privacy function, W lever, unhanded, bright brass finish, for use with 1 3/8" - 1 3/4" thick standard door | 1 |  | 1 Year | 857.45 | 0.15 | 728.8325
13521 | Salto | AB658W62PP38--K | XS4 ANSI electronic wire-free SVN escutcheon, BLE / Mifare / DESFire deadbolt privacy function, with keypad, W lever, unhanded, bright brass finish, for use with 1 3/8" - 1 3/4" thick standard door | 1 |  | 1 Year | 791.3 | 0.15 | 672.605
13522 | Salto | AB658W62PP38-W- | XS4 ANSI electronic RF wireless SVN escutcheon, BLE / Mifare / DESFire deadbolt privacy function, W lever, unhanded, bright brass finish, for use with 1 3/8" - 1 3/4" thick standard door | 1 |  | 1 Year | 913.65 | 0.15 | 776.6025
13523 | Salto | AB658W62PP38-WK | XS4 ANSI electronic RF wireless SVN escutcheon, BLE / Mifare / DESFire deadbolt privacy function, with keypad, W lever, unhanded, bright brass finish, for use with 1 3/8" - 1 3/4" thick standard door | 1 |  | 1 Year | 976.5 | 0.15 | 830.025
13524 | Salto | AB658W62PP48--- | XS4 ANSI electronic wire-free SVN escutcheon, BLE / Mifare / DESFire deadbolt privacy function, W lever, unhanded, bright brass finish, for use with 1 3/4" - 2 1/4" thick door | 1 |  | 1 Year | 728.45 | 0.15 | 619.1825
13525 | Salto | AB658W62PP48-A- | XS4 ANSI electronic AMOK wire-free SVN escutcheon, BLE / Mifare / DESFire deadbolt privacy function, W lever, unhanded, bright brass finish, for use with 1 3/4" - 2 1/4" thick door | 1 |  | 1 Year | 857.45 | 0.15 | 728.8325
13526 | Salto | AB658W62PP48--K | XS4 ANSI electronic wire-free SVN escutcheon, BLE / Mifare / DESFire deadbolt privacy function, with keypad, W lever, unhanded, bright brass finish, for use with 1 3/4" - 2 1/4" thick door | 1 |  | 1 Year | 791.3 | 0.15 | 672.605
13527 | Salto | AB658W62PP48-W- | XS4 ANSI electronic RF wireless SVN escutcheon, BLE / Mifare / DESFire deadbolt privacy function, W lever, unhanded, bright brass finish, for use with 1 3/4" - 2 1/4" thick door | 1 |  | 1 Year | 913.65 | 0.15 | 776.6025
13528 | Salto | AB658W62PP48-WK | XS4 ANSI electronic RF wireless SVN escutcheon, BLE / Mifare / DESFire deadbolt privacy function, with keypad, W lever, unhanded, bright brass finish, for use with 1 3/4" - 2 1/4" thick door | 1 |  | 1 Year | 976.5 | 0.15 | 830.025
13529 | Salto | AB658W63BC38--- | XS4 ANSI electronic wire-free SVN escutcheon, BLE / Mifare / DESFire deadbolt privacy function, W lever, unhanded, BioCote antimicrobial finish, for use with 1 3/8" - 1 3/4" thick standard door | 1 |  | 1 Year | 764.15 | 0.15 | 649.5275
13530 | Salto | AB658W63BC38-A- | XS4 ANSI electronic AMOK wire-free SVN escutcheon, BLE / Mifare / DESFire deadbolt privacy function, W lever, unhanded, BioCote antimicrobial finish, for use with 1 3/8" - 1 3/4" thick standard door | 1 |  | 1 Year | 893.15 | 0.15 | 759.1775
13531 | Salto | AB658W63BC38--K | XS4 ANSI electronic wire-free SVN escutcheon, BLE / Mifare / DESFire deadbolt privacy function, with keypad, W lever, unhanded, BioCote antimicrobial finish, for use with 1 3/8" - 1 3/4" thick standard door | 1 |  | 1 Year | 827 | 0.15 | 702.95
13532 | Salto | AB658W63BC38-W- | XS4 ANSI electronic RF wireless SVN escutcheon, BLE / Mifare / DESFire deadbolt privacy function, W lever, unhanded, BioCote antimicrobial finish, for use with 1 3/8" - 1 3/4" thick standard door | 1 |  | 1 Year | 949.35 | 0.15 | 806.9475
13533 | Salto | AB658W63BC38-WK | XS4 ANSI electronic RF wireless SVN escutcheon, BLE / Mifare / DESFire deadbolt privacy function, with keypad, W lever, unhanded, BioCote antimicrobial finish, for use with 1 3/8" - 1 3/4" thick standard door | 1 |  | 1 Year | 1012.2 | 0.15 | 860.37
13534 | Salto | AB658W63BC48--- | XS4 ANSI electronic wire-free SVN escutcheon, BLE / Mifare / DESFire deadbolt privacy function, W lever, unhanded, BioCote antimicrobial finish, for use with 1 3/4" - 2 1/4" thick door | 1 |  | 1 Year | 764.15 | 0.15 | 649.5275
13535 | Salto | AB658W63BC48-A- | XS4 ANSI electronic AMOK wire-free SVN escutcheon, BLE / Mifare / DESFire deadbolt privacy function, W lever, unhanded, BioCote antimicrobial finish, for use with 1 3/4" - 2 1/4" thick door | 1 |  | 1 Year | 893.15 | 0.15 | 759.1775
13536 | Salto | AB658W63BC48--K | XS4 ANSI electronic wire-free SVN escutcheon, BLE / Mifare / DESFire deadbolt privacy function, with keypad, W lever, unhanded, BioCote antimicrobial finish, for use with 1 3/4" - 2 1/4" thick door | 1 |  | 1 Year | 827 | 0.15 | 702.95
13537 | Salto | AB658W63BC48-W- | XS4 ANSI electronic RF wireless SVN escutcheon, BLE / Mifare / DESFire deadbolt privacy function, W lever, unhanded, BioCote antimicrobial finish, for use with 1 3/4" - 2 1/4" thick door | 1 |  | 1 Year | 949.35 | 0.15 | 806.9475
13538 | Salto | AB658W63BC48-WK | XS4 ANSI electronic RF wireless SVN escutcheon, BLE / Mifare / DESFire deadbolt privacy function, with keypad, W lever, unhanded, BioCote antimicrobial finish, for use with 1 3/4" - 2 1/4" thick door | 1 |  | 1 Year | 1012.2 | 0.15 | 860.37
13539 | Salto | AB658W63IA38--- | XS4 ANSI electronic wire-free SVN escutcheon, BLE / Mifare / DESFire deadbolt privacy function, W lever, unhanded, antique brass finish, for use with 1 3/8" - 1 3/4" thick standard door | 1 |  | 1 Year | 764.15 | 0.15 | 649.5275
13540 | Salto | AB658W63IA38-A- | XS4 ANSI electronic AMOK wire-free SVN escutcheon, BLE / Mifare / DESFire deadbolt privacy function, W lever, unhanded, antique brass finish, for use with 1 3/8" - 1 3/4" thick standard door | 1 |  | 1 Year | 893.15 | 0.15 | 759.1775
13541 | Salto | AB658W63IA38--K | XS4 ANSI electronic wire-free SVN escutcheon, BLE / Mifare / DESFire deadbolt privacy function, with keypad, W lever, unhanded, antique brass finish, for use with 1 3/8" - 1 3/4" thick standard door | 1 |  | 1 Year | 827 | 0.15 | 702.95
13542 | Salto | AB658W63IA38-W- | XS4 ANSI electronic RF wireless SVN escutcheon, BLE / Mifare / DESFire deadbolt privacy function, W lever, unhanded, antique brass finish, for use with 1 3/8" - 1 3/4" thick standard door | 1 |  | 1 Year | 949.35 | 0.15 | 806.9475
13543 | Salto | AB658W63IA38-WK | XS4 ANSI electronic RF wireless SVN escutcheon, BLE / Mifare / DESFire deadbolt privacy function, with keypad, W lever, unhanded, antique brass finish, for use with 1 3/8" - 1 3/4" thick standard door | 1 |  | 1 Year | 1012.2 | 0.15 | 860.37
13544 | Salto | AB658W63IA48--- | XS4 ANSI electronic wire-free SVN escutcheon, BLE / Mifare / DESFire deadbolt privacy function, W lever, unhanded, antique brass finish, for use with 1 3/4" - 2 1/4" thick door | 1 |  | 1 Year | 764.15 | 0.15 | 649.5275
13545 | Salto | AB658W63IA48-A- | XS4 ANSI electronic AMOK wire-free SVN escutcheon, BLE / Mifare / DESFire deadbolt privacy function, W lever, unhanded, antique brass finish, for use with 1 3/4" - 2 1/4" thick door | 1 |  | 1 Year | 893.15 | 0.15 | 759.1775
13546 | Salto | AB658W63IA48--K | XS4 ANSI electronic wire-free SVN escutcheon, BLE / Mifare / DESFire deadbolt privacy function, with keypad, W lever, unhanded, antique brass finish, for use with 1 3/4" - 2 1/4" thick door | 1 |  | 1 Year | 827 | 0.15 | 702.95
13547 | Salto | AB658W63IA48-W- | XS4 ANSI electronic RF wireless SVN escutcheon, BLE / Mifare / DESFire deadbolt privacy function, W lever, unhanded, antique brass finish, for use with 1 3/4" - 2 1/4" thick door | 1 |  | 1 Year | 949.35 | 0.15 | 806.9475
13548 | Salto | AB658W63IA48-WK | XS4 ANSI electronic RF wireless SVN escutcheon, BLE / Mifare / DESFire deadbolt privacy function, with keypad, W lever, unhanded, antique brass finish, for use with 1 3/4" - 2 1/4" thick door | 1 |  | 1 Year | 1012.2 | 0.15 | 860.37
13549 | Salto | AB658W63IM38--- | XS4 ANSI electronic wire-free SVN escutcheon, BLE / Mifare / DESFire deadbolt privacy function, W lever, unhanded, satin stainless finish, for use with 1 3/8" - 1 3/4" thick standard door | 1 |  | 1 Year | 712.15 | 0.15 | 605.3275
13550 | Salto | AB658W63IM38-A- | XS4 ANSI electronic AMOK wire-free SVN escutcheon, BLE / Mifare / DESFire deadbolt privacy function, W lever, unhanded, satin stainless finish, for use with 1 3/8" - 1 3/4" thick standard door | 1 |  | 1 Year | 841.15 | 0.15 | 714.9775
13551 | Salto | AB658W63IM38--K | XS4 ANSI electronic wire-free SVN escutcheon, BLE / Mifare / DESFire deadbolt privacy function, with keypad, W lever, unhanded, satin stainless finish, for use with 1 3/8" - 1 3/4" thick standard door | 1 |  | 1 Year | 775 | 0.15 | 658.75
13552 | Salto | AB658W63IM38-W- | XS4 ANSI electronic RF wireless SVN escutcheon, BLE / Mifare / DESFire deadbolt privacy function, W lever, unhanded, satin stainless finish, for use with 1 3/8" - 1 3/4" thick standard door | 1 |  | 1 Year | 897.35 | 0.15 | 762.7475
13553 | Salto | AB658W63IM38-WK | XS4 ANSI electronic RF wireless SVN escutcheon, BLE / Mifare / DESFire deadbolt privacy function, with keypad, W lever, unhanded, satin stainless finish, for use with 1 3/8" - 1 3/4" thick standard door | 1 |  | 1 Year | 960.2 | 0.15 | 816.17
13554 | Salto | AB658W63IM48--- | XS4 ANSI electronic wire-free SVN escutcheon, BLE / Mifare / DESFire deadbolt privacy function, W lever, unhanded, satin stainless finish, for use with 1 3/4" - 2 1/4" thick door | 1 |  | 1 Year | 712.15 | 0.15 | 605.3275
13555 | Salto | AB658W63IM48-A- | XS4 ANSI electronic AMOK wire-free SVN escutcheon, BLE / Mifare / DESFire deadbolt privacy function, W lever, unhanded, satin stainless finish, for use with 1 3/4" - 2 1/4" thick door | 1 |  | 1 Year | 841.15 | 0.15 | 714.9775
13556 | Salto | AB658W63IM48--K | XS4 ANSI electronic wire-free SVN escutcheon, BLE / Mifare / DESFire deadbolt privacy function, with keypad, W lever, unhanded, satin stainless finish, for use with 1 3/4" - 2 1/4" thick door | 1 |  | 1 Year | 775 | 0.15 | 658.75
13557 | Salto | AB658W63IM48-W- | XS4 ANSI electronic RF wireless SVN escutcheon, BLE / Mifare / DESFire deadbolt privacy function, W lever, unhanded, satin stainless finish, for use with 1 3/4" - 2 1/4" thick door | 1 |  | 1 Year | 897.35 | 0.15 | 762.7475
13558 | Salto | AB658W63IM48-WK | XS4 ANSI electronic RF wireless SVN escutcheon, BLE / Mifare / DESFire deadbolt privacy function, with keypad, W lever, unhanded, satin stainless finish, for use with 1 3/4" - 2 1/4" thick door | 1 |  | 1 Year | 960.2 | 0.15 | 816.17
13559 | Salto | AB658W63IP38--- | XS4 ANSI electronic wire-free SVN escutcheon, BLE / Mifare / DESFire deadbolt privacy function, W lever, unhanded, bright stainless steel finish, for use with 1 3/8" - 1 3/4" thick standard door | 1 |  | 1 Year | 728.45 | 0.15 | 619.1825
13560 | Salto | AB658W63IP38-A- | XS4 ANSI electronic AMOK wire-free SVN escutcheon, BLE / Mifare / DESFire deadbolt privacy function, W lever, unhanded, bright stainless steel finish, for use with 1 3/8" - 1 3/4" thick standard door | 1 |  | 1 Year | 857.45 | 0.15 | 728.8325
13561 | Salto | AB658W63IP38--K | XS4 ANSI electronic wire-free SVN escutcheon, BLE / Mifare / DESFire deadbolt privacy function, with keypad, W lever, unhanded, bright stainless steel finish, for use with 1 3/8" - 1 3/4" thick standard door | 1 |  | 1 Year | 791.3 | 0.15 | 672.605
13562 | Salto | AB658W63IP38-W- | XS4 ANSI electronic RF wireless SVN escutcheon, BLE / Mifare / DESFire deadbolt privacy function, W lever, unhanded, bright stainless steel finish, for use with 1 3/8" - 1 3/4" thick standard door | 1 |  | 1 Year | 913.65 | 0.15 | 776.6025
13563 | Salto | AB658W63IP38-WK | XS4 ANSI electronic RF wireless SVN escutcheon, BLE / Mifare / DESFire deadbolt privacy function, with keypad, W lever, unhanded, bright stainless steel finish, for use with 1 3/8" - 1 3/4" thick standard door | 1 |  | 1 Year | 976.5 | 0.15 | 830.025
13564 | Salto | AB658W63IP48--- | XS4 ANSI electronic wire-free SVN escutcheon, BLE / Mifare / DESFire deadbolt privacy function, W lever, unhanded, bright stainless steel finish, for use with 1 3/4" - 2 1/4" thick door | 1 |  | 1 Year | 728.45 | 0.15 | 619.1825
13565 | Salto | AB658W63IP48-A- | XS4 ANSI electronic AMOK wire-free SVN escutcheon, BLE / Mifare / DESFire deadbolt privacy function, W lever, unhanded, bright stainless steel finish, for use with 1 3/4" - 2 1/4" thick door | 1 |  | 1 Year | 857.45 | 0.15 | 728.8325
13566 | Salto | AB658W63IP48--K | XS4 ANSI electronic wire-free SVN escutcheon, BLE / Mifare / DESFire deadbolt privacy function, with keypad, W lever, unhanded, bright stainless steel finish, for use with 1 3/4" - 2 1/4" thick door | 1 |  | 1 Year | 791.3 | 0.15 | 672.605
13567 | Salto | AB658W63IP48-W- | XS4 ANSI electronic RF wireless SVN escutcheon, BLE / Mifare / DESFire deadbolt privacy function, W lever, unhanded, bright stainless steel finish, for use with 1 3/4" - 2 1/4" thick door | 1 |  | 1 Year | 913.65 | 0.15 | 776.6025
13568 | Salto | AB658W63IP48-WK | XS4 ANSI electronic RF wireless SVN escutcheon, BLE / Mifare / DESFire deadbolt privacy function, with keypad, W lever, unhanded, bright stainless steel finish, for use with 1 3/4" - 2 1/4" thick door | 1 |  | 1 Year | 976.5 | 0.15 | 830.025
13569 | Salto | AB658W63NE38--- | XS4 ANSI electronic wire-free SVN escutcheon, BLE / Mifare / DESFire deadbolt privacy function, W lever, unhanded, black chromium finish, for use with 1 3/8" - 1 3/4" thick standard door | 1 |  | 1 Year | 746.85 | 0.15 | 634.8225
13570 | Salto | AB658W63NE38-A- | XS4 ANSI electronic AMOK wire-free SVN escutcheon, BLE / Mifare / DESFire deadbolt privacy function, W lever, unhanded, black chromium finish, for use with 1 3/8" - 1 3/4" thick standard door | 1 |  | 1 Year | 875.85 | 0.15 | 744.4725
13571 | Salto | AB658W63NE38--K | XS4 ANSI electronic wire-free SVN escutcheon, BLE / Mifare / DESFire deadbolt privacy function, with keypad, W lever, unhanded, black chromium finish, for use with 1 3/8" - 1 3/4" thick standard door | 1 |  | 1 Year | 809.7 | 0.15 | 688.245
13572 | Salto | AB658W63NE38-W- | XS4 ANSI electronic RF wireless SVN escutcheon, BLE / Mifare / DESFire deadbolt privacy function, W lever, unhanded, black chromium finish, for use with 1 3/8" - 1 3/4" thick standard door | 1 |  | 1 Year | 932.05 | 0.15 | 792.2425
13573 | Salto | AB658W63NE38-WK | XS4 ANSI electronic RF wireless SVN escutcheon, BLE / Mifare / DESFire deadbolt privacy function, with keypad, W lever, unhanded, black chromium finish, for use with 1 3/8" - 1 3/4" thick standard door | 1 |  | 1 Year | 994.9 | 0.15 | 845.665
13574 | Salto | AB658W63NE48--- | XS4 ANSI electronic wire-free SVN escutcheon, BLE / Mifare / DESFire deadbolt privacy function, W lever, unhanded, black chromium finish, for use with 1 3/4" - 2 1/4" thick door | 1 |  | 1 Year | 746.85 | 0.15 | 634.8225
13575 | Salto | AB658W63NE48-A- | XS4 ANSI electronic AMOK wire-free SVN escutcheon, BLE / Mifare / DESFire deadbolt privacy function, W lever, unhanded, black chromium finish, for use with 1 3/4" - 2 1/4" thick door | 1 |  | 1 Year | 875.85 | 0.15 | 744.4725
13576 | Salto | AB658W63NE48--K | XS4 ANSI electronic wire-free SVN escutcheon, BLE / Mifare / DESFire deadbolt privacy function, with keypad, W lever, unhanded, black chromium finish, for use with 1 3/4" - 2 1/4" thick door | 1 |  | 1 Year | 809.7 | 0.15 | 688.245
13577 | Salto | AB658W63NE48-W- | XS4 ANSI electronic RF wireless SVN escutcheon, BLE / Mifare / DESFire deadbolt privacy function, W lever, unhanded, black chromium finish, for use with 1 3/4" - 2 1/4" thick door | 1 |  | 1 Year | 932.05 | 0.15 | 792.2425
13578 | Salto | AB658W63NE48-WK | XS4 ANSI electronic RF wireless SVN escutcheon, BLE / Mifare / DESFire deadbolt privacy function, with keypad, W lever, unhanded, black chromium finish, for use with 1 3/4" - 2 1/4" thick door | 1 |  | 1 Year | 994.9 | 0.15 | 845.665
13579 | Salto | AB658W63PM38--- | XS4 ANSI electronic wire-free SVN escutcheon, BLE / Mifare / DESFire deadbolt privacy function, W lever, unhanded, satin brass finish, for use with 1 3/8" - 1 3/4" thick standard door | 1 |  | 1 Year | 712.15 | 0.15 | 605.3275
13580 | Salto | AB658W63PM38-A- | XS4 ANSI electronic AMOK wire-free SVN escutcheon, BLE / Mifare / DESFire deadbolt privacy function, W lever, unhanded, satin brass finish, for use with 1 3/8" - 1 3/4" thick standard door | 1 |  | 1 Year | 841.15 | 0.15 | 714.9775
13581 | Salto | AB658W63PM38--K | XS4 ANSI electronic wire-free SVN escutcheon, BLE / Mifare / DESFire deadbolt privacy function, with keypad, W lever, unhanded, satin brass finish, for use with 1 3/8" - 1 3/4" thick standard door | 1 |  | 1 Year | 775 | 0.15 | 658.75
13582 | Salto | AB658W63PM38-W- | XS4 ANSI electronic RF wireless SVN escutcheon, BLE / Mifare / DESFire deadbolt privacy function, W lever, unhanded, satin brass finish, for use with 1 3/8" - 1 3/4" thick standard door | 1 |  | 1 Year | 897.35 | 0.15 | 762.7475
13583 | Salto | AB658W63PM38-WK | XS4 ANSI electronic RF wireless SVN escutcheon, BLE / Mifare / DESFire deadbolt privacy function, with keypad, W lever, unhanded, satin brass finish, for use with 1 3/8" - 1 3/4" thick standard door | 1 |  | 1 Year | 960.2 | 0.15 | 816.17
13584 | Salto | AB658W63PM48--- | XS4 ANSI electronic wire-free SVN escutcheon, BLE / Mifare / DESFire deadbolt privacy function, W lever, unhanded, satin brass finish, for use with 1 3/4" - 2 1/4" thick door | 1 |  | 1 Year | 712.15 | 0.15 | 605.3275
13585 | Salto | AB658W63PM48-A- | XS4 ANSI electronic AMOK wire-free SVN escutcheon, BLE / Mifare / DESFire deadbolt privacy function, W lever, unhanded, satin brass finish, for use with 1 3/4" - 2 1/4" thick door | 1 |  | 1 Year | 841.15 | 0.15 | 714.9775
13586 | Salto | AB658W63PM48--K | XS4 ANSI electronic wire-free SVN escutcheon, BLE / Mifare / DESFire deadbolt privacy function, with keypad, W lever, unhanded, satin brass finish, for use with 1 3/4" - 2 1/4" thick door | 1 |  | 1 Year | 775 | 0.15 | 658.75
13587 | Salto | AB658W63PM48-W- | XS4 ANSI electronic RF wireless SVN escutcheon, BLE / Mifare / DESFire deadbolt privacy function, W lever, unhanded, satin brass finish, for use with 1 3/4" - 2 1/4" thick door | 1 |  | 1 Year | 897.35 | 0.15 | 762.7475
13588 | Salto | AB658W63PM48-WK | XS4 ANSI electronic RF wireless SVN escutcheon, BLE / Mifare / DESFire deadbolt privacy function, with keypad, W lever, unhanded, satin brass finish, for use with 1 3/4" - 2 1/4" thick door | 1 |  | 1 Year | 960.2 | 0.15 | 816.17
13589 | Salto | AB658W63PP38--- | XS4 ANSI electronic wire-free SVN escutcheon, BLE / Mifare / DESFire deadbolt privacy function, W lever, unhanded, bright brass finish, for use with 1 3/8" - 1 3/4" thick standard door | 1 |  | 1 Year | 728.45 | 0.15 | 619.1825
13590 | Salto | AB658W63PP38-A- | XS4 ANSI electronic AMOK wire-free SVN escutcheon, BLE / Mifare / DESFire deadbolt privacy function, W lever, unhanded, bright brass finish, for use with 1 3/8" - 1 3/4" thick standard door | 1 |  | 1 Year | 857.45 | 0.15 | 728.8325
13591 | Salto | AB658W63PP38--K | XS4 ANSI electronic wire-free SVN escutcheon, BLE / Mifare / DESFire deadbolt privacy function, with keypad, W lever, unhanded, bright brass finish, for use with 1 3/8" - 1 3/4" thick standard door | 1 |  | 1 Year | 791.3 | 0.15 | 672.605
13592 | Salto | AB658W63PP38-W- | XS4 ANSI electronic RF wireless SVN escutcheon, BLE / Mifare / DESFire deadbolt privacy function, W lever, unhanded, bright brass finish, for use with 1 3/8" - 1 3/4" thick standard door | 1 |  | 1 Year | 913.65 | 0.15 | 776.6025
13593 | Salto | AB658W63PP38-WK | XS4 ANSI electronic RF wireless SVN escutcheon, BLE / Mifare / DESFire deadbolt privacy function, with keypad, W lever, unhanded, bright brass finish, for use with 1 3/8" - 1 3/4" thick standard door | 1 |  | 1 Year | 976.5 | 0.15 | 830.025
13594 | Salto | AB658W63PP48--- | XS4 ANSI electronic wire-free SVN escutcheon, BLE / Mifare / DESFire deadbolt privacy function, W lever, unhanded, bright brass finish, for use with 1 3/4" - 2 1/4" thick door | 1 |  | 1 Year | 728.45 | 0.15 | 619.1825
13595 | Salto | AB658W63PP48-A- | XS4 ANSI electronic AMOK wire-free SVN escutcheon, BLE / Mifare / DESFire deadbolt privacy function, W lever, unhanded, bright brass finish, for use with 1 3/4" - 2 1/4" thick door | 1 |  | 1 Year | 857.45 | 0.15 | 728.8325
13596 | Salto | AB658W63PP48--K | XS4 ANSI electronic wire-free SVN escutcheon, BLE / Mifare / DESFire deadbolt privacy function, with keypad, W lever, unhanded, bright brass finish, for use with 1 3/4" - 2 1/4" thick door | 1 |  | 1 Year | 791.3 | 0.15 | 672.605
13597 | Salto | AB658W63PP48-W- | XS4 ANSI electronic RF wireless SVN escutcheon, BLE / Mifare / DESFire deadbolt privacy function, W lever, unhanded, bright brass finish, for use with 1 3/4" - 2 1/4" thick door | 1 |  | 1 Year | 913.65 | 0.15 | 776.6025
13598 | Salto | AB658W63PP48-WK | XS4 ANSI electronic RF wireless SVN escutcheon, BLE / Mifare / DESFire deadbolt privacy function, with keypad, W lever, unhanded, bright brass finish, for use with 1 3/4" - 2 1/4" thick door | 1 |  | 1 Year | 976.5 | 0.15 | 830.025
13599 | Salto | AB660200IM38--- | XS4 ANSI electronic wire-free SVN escutcheon, BLE / Mifare / DESFire entrance w/ key override function, Columbo Robodue premium series lever, unhanded, satin stainless finish, for use with 1 3/8" - 1 3/4" thick standard door | 1 |  | 1 Year | 758.05 | 0.15 | 644.3425
13600 | Salto | AB660200IM38-A- | XS4 ANSI electronic AMOK wire-free SVN escutcheon, BLE / Mifare / DESFire entrance w/ key override function, Columbo Robodue premium series lever, unhanded, satin stainless finish, for use with 1 3/8" - 1 3/4" thick standard door | 1 |  | 1 Year | 887.05 | 0.15 | 753.9925
13601 | Salto | AB660200IM38--K | XS4 ANSI electronic wire-free SVN escutcheon, BLE / Mifare / DESFire entrance w/ key override function, with keypad, Columbo Robodue premium series lever, unhanded, satin stainless finish, for use with 1 3/8" - 1 3/4" thick standard door | 1 |  | 1 Year | 820.9 | 0.15 | 697.765
13602 | Salto | AB660200IM38-W- | XS4 ANSI electronic RF wireless SVN escutcheon, BLE / Mifare / DESFire entrance w/ key override function, Columbo Robodue premium series lever, unhanded, satin stainless finish, for use with 1 3/8" - 1 3/4" thick standard door | 1 |  | 1 Year | 943.25 | 0.15 | 801.7625
13603 | Salto | AB660200IM38-WK | XS4 ANSI electronic RF wireless SVN escutcheon, BLE / Mifare / DESFire entrance w/ key override function, with keypad, Columbo Robodue premium series lever, unhanded, satin stainless finish, for use with 1 3/8" - 1 3/4" thick standard door | 1 |  | 1 Year | 1006.1 | 0.15 | 855.185
13604 | Salto | AB660200IM48--- | XS4 ANSI electronic wire-free SVN escutcheon, BLE / Mifare / DESFire entrance w/ key override function, Columbo Robodue premium series lever, unhanded, satin stainless finish, for use with 1 3/4" - 2 1/4" thick door | 1 |  | 1 Year | 758.05 | 0.15 | 644.3425
13605 | Salto | AB660200IM48-A- | XS4 ANSI electronic AMOK wire-free SVN escutcheon, BLE / Mifare / DESFire entrance w/ key override function, Columbo Robodue premium series lever, unhanded, satin stainless finish, for use with 1 3/4" - 2 1/4" thick door | 1 |  | 1 Year | 887.05 | 0.15 | 753.9925
13606 | Salto | AB660200IM48--K | XS4 ANSI electronic wire-free SVN escutcheon, BLE / Mifare / DESFire entrance w/ key override function, with keypad, Columbo Robodue premium series lever, unhanded, satin stainless finish, for use with 1 3/4" - 2 1/4" thick door | 1 |  | 1 Year | 820.9 | 0.15 | 697.765
13607 | Salto | AB660200IM48-W- | XS4 ANSI electronic RF wireless SVN escutcheon, BLE / Mifare / DESFire entrance w/ key override function, Columbo Robodue premium series lever, unhanded, satin stainless finish, for use with 1 3/4" - 2 1/4" thick door | 1 |  | 1 Year | 943.25 | 0.15 | 801.7625
13608 | Salto | AB660200IM48-WK | XS4 ANSI electronic RF wireless SVN escutcheon, BLE / Mifare / DESFire entrance w/ key override function, with keypad, Columbo Robodue premium series lever, unhanded, satin stainless finish, for use with 1 3/4" - 2 1/4" thick door | 1 |  | 1 Year | 1006.1 | 0.15 | 855.185
13609 | Salto | AB660200IP38--- | XS4 ANSI electronic wire-free SVN escutcheon, BLE / Mifare / DESFire entrance w/ key override function, Columbo Robodue premium series lever, unhanded, bright stainless steel finish, for use with 1 3/8" - 1 3/4" thick standard door | 1 |  | 1 Year | 774.35 | 0.15 | 658.1975
13610 | Salto | AB660200IP38-A- | XS4 ANSI electronic AMOK wire-free SVN escutcheon, BLE / Mifare / DESFire entrance w/ key override function, Columbo Robodue premium series lever, unhanded, bright stainless steel finish, for use with 1 3/8" - 1 3/4" thick standard door | 1 |  | 1 Year | 903.35 | 0.15 | 767.8475
13611 | Salto | AB660200IP38--K | XS4 ANSI electronic wire-free SVN escutcheon, BLE / Mifare / DESFire entrance w/ key override function, with keypad, Columbo Robodue premium series lever, unhanded, bright stainless steel finish, for use with 1 3/8" - 1 3/4" thick standard door | 1 |  | 1 Year | 837.2 | 0.15 | 711.62
13612 | Salto | AB660200IP38-W- | XS4 ANSI electronic RF wireless SVN escutcheon, BLE / Mifare / DESFire entrance w/ key override function, Columbo Robodue premium series lever, unhanded, bright stainless steel finish, for use with 1 3/8" - 1 3/4" thick standard door | 1 |  | 1 Year | 959.55 | 0.15 | 815.6175
13613 | Salto | AB660200IP38-WK | XS4 ANSI electronic RF wireless SVN escutcheon, BLE / Mifare / DESFire entrance w/ key override function, with keypad, Columbo Robodue premium series lever, unhanded, bright stainless steel finish, for use with 1 3/8" - 1 3/4" thick standard door | 1 |  | 1 Year | 1022.4 | 0.15 | 869.04
13614 | Salto | AB660200IP48--- | XS4 ANSI electronic wire-free SVN escutcheon, BLE / Mifare / DESFire entrance w/ key override function, Columbo Robodue premium series lever, unhanded, bright stainless steel finish, for use with 1 3/4" - 2 1/4" thick door | 1 |  | 1 Year | 774.35 | 0.15 | 658.1975
13615 | Salto | AB660200IP48-A- | XS4 ANSI electronic AMOK wire-free SVN escutcheon, BLE / Mifare / DESFire entrance w/ key override function, Columbo Robodue premium series lever, unhanded, bright stainless steel finish, for use with 1 3/4" - 2 1/4" thick door | 1 |  | 1 Year | 903.35 | 0.15 | 767.8475
13616 | Salto | AB660200IP48--K | XS4 ANSI electronic wire-free SVN escutcheon, BLE / Mifare / DESFire entrance w/ key override function, with keypad, Columbo Robodue premium series lever, unhanded, bright stainless steel finish, for use with 1 3/4" - 2 1/4" thick door | 1 |  | 1 Year | 837.2 | 0.15 | 711.62
13617 | Salto | AB660200IP48-W- | XS4 ANSI electronic RF wireless SVN escutcheon, BLE / Mifare / DESFire entrance w/ key override function, Columbo Robodue premium series lever, unhanded, bright stainless steel finish, for use with 1 3/4" - 2 1/4" thick door | 1 |  | 1 Year | 959.55 | 0.15 | 815.6175
13618 | Salto | AB660200IP48-WK | XS4 ANSI electronic RF wireless SVN escutcheon, BLE / Mifare / DESFire entrance w/ key override function, with keypad, Columbo Robodue premium series lever, unhanded, bright stainless steel finish, for use with 1 3/4" - 2 1/4" thick door | 1 |  | 1 Year | 1022.4 | 0.15 | 869.04
13619 | Salto | AB660200PP38--- | XS4 ANSI electronic wire-free SVN escutcheon, BLE / Mifare / DESFire entrance w/ key override function, Columbo Robodue premium series lever, unhanded, bright brass finish, for use with 1 3/8" - 1 3/4" thick standard door | 1 |  | 1 Year | 774.35 | 0.15 | 658.1975
13620 | Salto | AB660200PP38-A- | XS4 ANSI electronic AMOK wire-free SVN escutcheon, BLE / Mifare / DESFire entrance w/ key override function, Columbo Robodue premium series lever, unhanded, bright brass finish, for use with 1 3/8" - 1 3/4" thick standard door | 1 |  | 1 Year | 903.35 | 0.15 | 767.8475
13621 | Salto | AB660200PP38--K | XS4 ANSI electronic wire-free SVN escutcheon, BLE / Mifare / DESFire entrance w/ key override function, with keypad, Columbo Robodue premium series lever, unhanded, bright brass finish, for use with 1 3/8" - 1 3/4" thick standard door | 1 |  | 1 Year | 837.2 | 0.15 | 711.62
13622 | Salto | AB660200PP38-W- | XS4 ANSI electronic RF wireless SVN escutcheon, BLE / Mifare / DESFire entrance w/ key override function, Columbo Robodue premium series lever, unhanded, bright brass finish, for use with 1 3/8" - 1 3/4" thick standard door | 1 |  | 1 Year | 959.55 | 0.15 | 815.6175
13623 | Salto | AB660200PP38-WK | XS4 ANSI electronic RF wireless SVN escutcheon, BLE / Mifare / DESFire entrance w/ key override function, with keypad, Columbo Robodue premium series lever, unhanded, bright brass finish, for use with 1 3/8" - 1 3/4" thick standard door | 1 |  | 1 Year | 1022.4 | 0.15 | 869.04
13624 | Salto | AB660200PP48--- | XS4 ANSI electronic wire-free SVN escutcheon, BLE / Mifare / DESFire entrance w/ key override function, Columbo Robodue premium series lever, unhanded, bright brass finish, for use with 1 3/4" - 2 1/4" thick door | 1 |  | 1 Year | 774.35 | 0.15 | 658.1975
13625 | Salto | AB660200PP48-A- | XS4 ANSI electronic AMOK wire-free SVN escutcheon, BLE / Mifare / DESFire entrance w/ key override function, Columbo Robodue premium series lever, unhanded, bright brass finish, for use with 1 3/4" - 2 1/4" thick door | 1 |  | 1 Year | 903.35 | 0.15 | 767.8475
13626 | Salto | AB660200PP48--K | XS4 ANSI electronic wire-free SVN escutcheon, BLE / Mifare / DESFire entrance w/ key override function, with keypad, Columbo Robodue premium series lever, unhanded, bright brass finish, for use with 1 3/4" - 2 1/4" thick door | 1 |  | 1 Year | 837.2 | 0.15 | 711.62
13627 | Salto | AB660200PP48-W- | XS4 ANSI electronic RF wireless SVN escutcheon, BLE / Mifare / DESFire entrance w/ key override function, Columbo Robodue premium series lever, unhanded, bright brass finish, for use with 1 3/4" - 2 1/4" thick door | 1 |  | 1 Year | 959.55 | 0.15 | 815.6175
13628 | Salto | AB660200PP48-WK | XS4 ANSI electronic RF wireless SVN escutcheon, BLE / Mifare / DESFire entrance w/ key override function, with keypad, Columbo Robodue premium series lever, unhanded, bright brass finish, for use with 1 3/4" - 2 1/4" thick door | 1 |  | 1 Year | 1022.4 | 0.15 | 869.04
13629 | Salto | AB660300IM38--- | XS4 ANSI electronic wire-free SVN escutcheon, BLE / Mifare / DESFire entrance w/ key override function, Columbo Robotre premium series lever, unhanded, satin stainless finish, for use with 1 3/8" - 1 3/4" thick standard door | 1 |  | 1 Year | 758.05 | 0.15 | 644.3425
13630 | Salto | AB660300IM38-A- | XS4 ANSI electronic AMOK wire-free SVN escutcheon, BLE / Mifare / DESFire entrance w/ key override function, Columbo Robotre premium series lever, unhanded, satin stainless finish, for use with 1 3/8" - 1 3/4" thick standard door | 1 |  | 1 Year | 887.05 | 0.15 | 753.9925
13631 | Salto | AB660300IM38--K | XS4 ANSI electronic wire-free SVN escutcheon, BLE / Mifare / DESFire entrance w/ key override function, with keypad, Columbo Robotre premium series lever, unhanded, satin stainless finish, for use with 1 3/8" - 1 3/4" thick standard door | 1 |  | 1 Year | 820.9 | 0.15 | 697.765
13632 | Salto | AB660300IM38-W- | XS4 ANSI electronic RF wireless SVN escutcheon, BLE / Mifare / DESFire entrance w/ key override function, Columbo Robotre premium series lever, unhanded, satin stainless finish, for use with 1 3/8" - 1 3/4" thick standard door | 1 |  | 1 Year | 943.25 | 0.15 | 801.7625
13633 | Salto | AB660300IM38-WK | XS4 ANSI electronic RF wireless SVN escutcheon, BLE / Mifare / DESFire entrance w/ key override function, with keypad, Columbo Robotre premium series lever, unhanded, satin stainless finish, for use with 1 3/8" - 1 3/4" thick standard door | 1 |  | 1 Year | 1006.1 | 0.15 | 855.185
13634 | Salto | AB660300IM48--- | XS4 ANSI electronic wire-free SVN escutcheon, BLE / Mifare / DESFire entrance w/ key override function, Columbo Robotre premium series lever, unhanded, satin stainless finish, for use with 1 3/4" - 2 1/4" thick door | 1 |  | 1 Year | 758.05 | 0.15 | 644.3425
13635 | Salto | AB660300IM48-A- | XS4 ANSI electronic AMOK wire-free SVN escutcheon, BLE / Mifare / DESFire entrance w/ key override function, Columbo Robotre premium series lever, unhanded, satin stainless finish, for use with 1 3/4" - 2 1/4" thick door | 1 |  | 1 Year | 887.05 | 0.15 | 753.9925
13636 | Salto | AB660300IM48--K | XS4 ANSI electronic wire-free SVN escutcheon, BLE / Mifare / DESFire entrance w/ key override function, with keypad, Columbo Robotre premium series lever, unhanded, satin stainless finish, for use with 1 3/4" - 2 1/4" thick door | 1 |  | 1 Year | 820.9 | 0.15 | 697.765
13637 | Salto | AB660300IM48-W- | XS4 ANSI electronic RF wireless SVN escutcheon, BLE / Mifare / DESFire entrance w/ key override function, Columbo Robotre premium series lever, unhanded, satin stainless finish, for use with 1 3/4" - 2 1/4" thick door | 1 |  | 1 Year | 943.25 | 0.15 | 801.7625
13638 | Salto | AB660300IM48-WK | XS4 ANSI electronic RF wireless SVN escutcheon, BLE / Mifare / DESFire entrance w/ key override function, with keypad, Columbo Robotre premium series lever, unhanded, satin stainless finish, for use with 1 3/4" - 2 1/4" thick door | 1 |  | 1 Year | 1006.1 | 0.15 | 855.185
13639 | Salto | AB660300IP38--- | XS4 ANSI electronic wire-free SVN escutcheon, BLE / Mifare / DESFire entrance w/ key override function, Columbo Robotre premium series lever, unhanded, bright stainless steel finish, for use with 1 3/8" - 1 3/4" thick standard door | 1 |  | 1 Year | 774.35 | 0.15 | 658.1975
13640 | Salto | AB660300IP38-A- | XS4 ANSI electronic AMOK wire-free SVN escutcheon, BLE / Mifare / DESFire entrance w/ key override function, Columbo Robotre premium series lever, unhanded, bright stainless steel finish, for use with 1 3/8" - 1 3/4" thick standard door | 1 |  | 1 Year | 903.35 | 0.15 | 767.8475
13641 | Salto | AB660300IP38--K | XS4 ANSI electronic wire-free SVN escutcheon, BLE / Mifare / DESFire entrance w/ key override function, with keypad, Columbo Robotre premium series lever, unhanded, bright stainless steel finish, for use with 1 3/8" - 1 3/4" thick standard door | 1 |  | 1 Year | 837.2 | 0.15 | 711.62
13642 | Salto | AB660300IP38-W- | XS4 ANSI electronic RF wireless SVN escutcheon, BLE / Mifare / DESFire entrance w/ key override function, Columbo Robotre premium series lever, unhanded, bright stainless steel finish, for use with 1 3/8" - 1 3/4" thick standard door | 1 |  | 1 Year | 959.55 | 0.15 | 815.6175
13643 | Salto | AB660300IP38-WK | XS4 ANSI electronic RF wireless SVN escutcheon, BLE / Mifare / DESFire entrance w/ key override function, with keypad, Columbo Robotre premium series lever, unhanded, bright stainless steel finish, for use with 1 3/8" - 1 3/4" thick standard door | 1 |  | 1 Year | 1022.4 | 0.15 | 869.04
13644 | Salto | AB660300IP48--- | XS4 ANSI electronic wire-free SVN escutcheon, BLE / Mifare / DESFire entrance w/ key override function, Columbo Robotre premium series lever, unhanded, bright stainless steel finish, for use with 1 3/4" - 2 1/4" thick door | 1 |  | 1 Year | 774.35 | 0.15 | 658.1975
13645 | Salto | AB660300IP48-A- | XS4 ANSI electronic AMOK wire-free SVN escutcheon, BLE / Mifare / DESFire entrance w/ key override function, Columbo Robotre premium series lever, unhanded, bright stainless steel finish, for use with 1 3/4" - 2 1/4" thick door | 1 |  | 1 Year | 903.35 | 0.15 | 767.8475
13646 | Salto | AB660300IP48--K | XS4 ANSI electronic wire-free SVN escutcheon, BLE / Mifare / DESFire entrance w/ key override function, with keypad, Columbo Robotre premium series lever, unhanded, bright stainless steel finish, for use with 1 3/4" - 2 1/4" thick door | 1 |  | 1 Year | 837.2 | 0.15 | 711.62
13647 | Salto | AB660300IP48-W- | XS4 ANSI electronic RF wireless SVN escutcheon, BLE / Mifare / DESFire entrance w/ key override function, Columbo Robotre premium series lever, unhanded, bright stainless steel finish, for use with 1 3/4" - 2 1/4" thick door | 1 |  | 1 Year | 959.55 | 0.15 | 815.6175
13648 | Salto | AB660300IP48-WK | XS4 ANSI electronic RF wireless SVN escutcheon, BLE / Mifare / DESFire entrance w/ key override function, with keypad, Columbo Robotre premium series lever, unhanded, bright stainless steel finish, for use with 1 3/4" - 2 1/4" thick door | 1 |  | 1 Year | 1022.4 | 0.15 | 869.04
13649 | Salto | AB660300PP38--- | XS4 ANSI electronic wire-free SVN escutcheon, BLE / Mifare / DESFire entrance w/ key override function, Columbo Robotre premium series lever, unhanded, bright brass finish, for use with 1 3/8" - 1 3/4" thick standard door | 1 |  | 1 Year | 774.35 | 0.15 | 658.1975
13650 | Salto | AB660300PP38-A- | XS4 ANSI electronic AMOK wire-free SVN escutcheon, BLE / Mifare / DESFire entrance w/ key override function, Columbo Robotre premium series lever, unhanded, bright brass finish, for use with 1 3/8" - 1 3/4" thick standard door | 1 |  | 1 Year | 903.35 | 0.15 | 767.8475
13651 | Salto | AB660300PP38--K | XS4 ANSI electronic wire-free SVN escutcheon, BLE / Mifare / DESFire entrance w/ key override function, with keypad, Columbo Robotre premium series lever, unhanded, bright brass finish, for use with 1 3/8" - 1 3/4" thick standard door | 1 |  | 1 Year | 837.2 | 0.15 | 711.62
13652 | Salto | AB660300PP38-W- | XS4 ANSI electronic RF wireless SVN escutcheon, BLE / Mifare / DESFire entrance w/ key override function, Columbo Robotre premium series lever, unhanded, bright brass finish, for use with 1 3/8" - 1 3/4" thick standard door | 1 |  | 1 Year | 959.55 | 0.15 | 815.6175
13653 | Salto | AB660300PP38-WK | XS4 ANSI electronic RF wireless SVN escutcheon, BLE / Mifare / DESFire entrance w/ key override function, with keypad, Columbo Robotre premium series lever, unhanded, bright brass finish, for use with 1 3/8" - 1 3/4" thick standard door | 1 |  | 1 Year | 1022.4 | 0.15 | 869.04
13654 | Salto | AB660300PP48--- | XS4 ANSI electronic wire-free SVN escutcheon, BLE / Mifare / DESFire entrance w/ key override function, Columbo Robotre premium series lever, unhanded, bright brass finish, for use with 1 3/4" - 2 1/4" thick door | 1 |  | 1 Year | 774.35 | 0.15 | 658.1975
13655 | Salto | AB660300PP48-A- | XS4 ANSI electronic AMOK wire-free SVN escutcheon, BLE / Mifare / DESFire entrance w/ key override function, Columbo Robotre premium series lever, unhanded, bright brass finish, for use with 1 3/4" - 2 1/4" thick door | 1 |  | 1 Year | 903.35 | 0.15 | 767.8475
13656 | Salto | AB660300PP48--K | XS4 ANSI electronic wire-free SVN escutcheon, BLE / Mifare / DESFire entrance w/ key override function, with keypad, Columbo Robotre premium series lever, unhanded, bright brass finish, for use with 1 3/4" - 2 1/4" thick door | 1 |  | 1 Year | 837.2 | 0.15 | 711.62
13657 | Salto | AB660300PP48-W- | XS4 ANSI electronic RF wireless SVN escutcheon, BLE / Mifare / DESFire entrance w/ key override function, Columbo Robotre premium series lever, unhanded, bright brass finish, for use with 1 3/4" - 2 1/4" thick door | 1 |  | 1 Year | 959.55 | 0.15 | 815.6175
13658 | Salto | AB660300PP48-WK | XS4 ANSI electronic RF wireless SVN escutcheon, BLE / Mifare / DESFire entrance w/ key override function, with keypad, Columbo Robotre premium series lever, unhanded, bright brass finish, for use with 1 3/4" - 2 1/4" thick door | 1 |  | 1 Year | 1022.4 | 0.15 | 869.04
13659 | Salto | AB660400IM38--- | XS4 ANSI electronic wire-free SVN escutcheon, BLE / Mifare / DESFire entrance w/ key override function, Columbo Roboquattro premium series lever, unhanded, satin stainless finish, for use with 1 3/8" - 1 3/4" thick standard door | 1 |  | 1 Year | 758.05 | 0.15 | 644.3425
13660 | Salto | AB660400IM38-A- | XS4 ANSI electronic AMOK wire-free SVN escutcheon, BLE / Mifare / DESFire entrance w/ key override function, Columbo Roboquattro premium series lever, unhanded, satin stainless finish, for use with 1 3/8" - 1 3/4" thick standard door | 1 |  | 1 Year | 887.05 | 0.15 | 753.9925
13661 | Salto | AB660400IM38--K | XS4 ANSI electronic wire-free SVN escutcheon, BLE / Mifare / DESFire entrance w/ key override function, with keypad, Columbo Roboquattro premium series lever, unhanded, satin stainless finish, for use with 1 3/8" - 1 3/4" thick standard door | 1 |  | 1 Year | 820.9 | 0.15 | 697.765
13662 | Salto | AB660400IM38-W- | XS4 ANSI electronic RF wireless SVN escutcheon, BLE / Mifare / DESFire entrance w/ key override function, Columbo Roboquattro premium series lever, unhanded, satin stainless finish, for use with 1 3/8" - 1 3/4" thick standard door | 1 |  | 1 Year | 943.25 | 0.15 | 801.7625
13663 | Salto | AB660400IM38-WK | XS4 ANSI electronic RF wireless SVN escutcheon, BLE / Mifare / DESFire entrance w/ key override function, with keypad, Columbo Roboquattro premium series lever, unhanded, satin stainless finish, for use with 1 3/8" - 1 3/4" thick standard door | 1 |  | 1 Year | 1006.1 | 0.15 | 855.185
13664 | Salto | AB660400IM48--- | XS4 ANSI electronic wire-free SVN escutcheon, BLE / Mifare / DESFire entrance w/ key override function, Columbo Roboquattro premium series lever, unhanded, satin stainless finish, for use with 1 3/4" - 2 1/4" thick door | 1 |  | 1 Year | 758.05 | 0.15 | 644.3425
13665 | Salto | AB660400IM48-A- | XS4 ANSI electronic AMOK wire-free SVN escutcheon, BLE / Mifare / DESFire entrance w/ key override function, Columbo Roboquattro premium series lever, unhanded, satin stainless finish, for use with 1 3/4" - 2 1/4" thick door | 1 |  | 1 Year | 887.05 | 0.15 | 753.9925
13666 | Salto | AB660400IM48--K | XS4 ANSI electronic wire-free SVN escutcheon, BLE / Mifare / DESFire entrance w/ key override function, with keypad, Columbo Roboquattro premium series lever, unhanded, satin stainless finish, for use with 1 3/4" - 2 1/4" thick door | 1 |  | 1 Year | 820.9 | 0.15 | 697.765
13667 | Salto | AB660400IM48-W- | XS4 ANSI electronic RF wireless SVN escutcheon, BLE / Mifare / DESFire entrance w/ key override function, Columbo Roboquattro premium series lever, unhanded, satin stainless finish, for use with 1 3/4" - 2 1/4" thick door | 1 |  | 1 Year | 943.25 | 0.15 | 801.7625
13668 | Salto | AB660400IM48-WK | XS4 ANSI electronic RF wireless SVN escutcheon, BLE / Mifare / DESFire entrance w/ key override function, with keypad, Columbo Roboquattro premium series lever, unhanded, satin stainless finish, for use with 1 3/4" - 2 1/4" thick door | 1 |  | 1 Year | 1006.1 | 0.15 | 855.185
13669 | Salto | AB660400IP38--- | XS4 ANSI electronic wire-free SVN escutcheon, BLE / Mifare / DESFire entrance w/ key override function, Columbo Roboquattro premium series lever, unhanded, bright stainless steel finish, for use with 1 3/8" - 1 3/4" thick standard door | 1 |  | 1 Year | 774.35 | 0.15 | 658.1975
13670 | Salto | AB660400IP38-A- | XS4 ANSI electronic AMOK wire-free SVN escutcheon, BLE / Mifare / DESFire entrance w/ key override function, Columbo Roboquattro premium series lever, unhanded, bright stainless steel finish, for use with 1 3/8" - 1 3/4" thick standard door | 1 |  | 1 Year | 903.35 | 0.15 | 767.8475
13671 | Salto | AB660400IP38--K | XS4 ANSI electronic wire-free SVN escutcheon, BLE / Mifare / DESFire entrance w/ key override function, with keypad, Columbo Roboquattro premium series lever, unhanded, bright stainless steel finish, for use with 1 3/8" - 1 3/4" thick standard door | 1 |  | 1 Year | 837.2 | 0.15 | 711.62
13672 | Salto | AB660400IP38-W- | XS4 ANSI electronic RF wireless SVN escutcheon, BLE / Mifare / DESFire entrance w/ key override function, Columbo Roboquattro premium series lever, unhanded, bright stainless steel finish, for use with 1 3/8" - 1 3/4" thick standard door | 1 |  | 1 Year | 959.55 | 0.15 | 815.6175
13673 | Salto | AB660400IP38-WK | XS4 ANSI electronic RF wireless SVN escutcheon, BLE / Mifare / DESFire entrance w/ key override function, with keypad, Columbo Roboquattro premium series lever, unhanded, bright stainless steel finish, for use with 1 3/8" - 1 3/4" thick standard door | 1 |  | 1 Year | 1022.4 | 0.15 | 869.04
13674 | Salto | AB660400IP48--- | XS4 ANSI electronic wire-free SVN escutcheon, BLE / Mifare / DESFire entrance w/ key override function, Columbo Roboquattro premium series lever, unhanded, bright stainless steel finish, for use with 1 3/4" - 2 1/4" thick door | 1 |  | 1 Year | 774.35 | 0.15 | 658.1975
13675 | Salto | AB660400IP48-A- | XS4 ANSI electronic AMOK wire-free SVN escutcheon, BLE / Mifare / DESFire entrance w/ key override function, Columbo Roboquattro premium series lever, unhanded, bright stainless steel finish, for use with 1 3/4" - 2 1/4" thick door | 1 |  | 1 Year | 903.35 | 0.15 | 767.8475
13676 | Salto | AB660400IP48--K | XS4 ANSI electronic wire-free SVN escutcheon, BLE / Mifare / DESFire entrance w/ key override function, with keypad, Columbo Roboquattro premium series lever, unhanded, bright stainless steel finish, for use with 1 3/4" - 2 1/4" thick door | 1 |  | 1 Year | 837.2 | 0.15 | 711.62
13677 | Salto | AB660400IP48-W- | XS4 ANSI electronic RF wireless SVN escutcheon, BLE / Mifare / DESFire entrance w/ key override function, Columbo Roboquattro premium series lever, unhanded, bright stainless steel finish, for use with 1 3/4" - 2 1/4" thick door | 1 |  | 1 Year | 959.55 | 0.15 | 815.6175
13678 | Salto | AB660400IP48-WK | XS4 ANSI electronic RF wireless SVN escutcheon, BLE / Mifare / DESFire entrance w/ key override function, with keypad, Columbo Roboquattro premium series lever, unhanded, bright stainless steel finish, for use with 1 3/4" - 2 1/4" thick door | 1 |  | 1 Year | 1022.4 | 0.15 | 869.04
13679 | Salto | AB660400PP38--- | XS4 ANSI electronic wire-free SVN escutcheon, BLE / Mifare / DESFire entrance w/ key override function, Columbo Roboquattro premium series lever, unhanded, bright brass finish, for use with 1 3/8" - 1 3/4" thick standard door | 1 |  | 1 Year | 774.35 | 0.15 | 658.1975
13680 | Salto | AB660400PP38-A- | XS4 ANSI electronic AMOK wire-free SVN escutcheon, BLE / Mifare / DESFire entrance w/ key override function, Columbo Roboquattro premium series lever, unhanded, bright brass finish, for use with 1 3/8" - 1 3/4" thick standard door | 1 |  | 1 Year | 903.35 | 0.15 | 767.8475
13681 | Salto | AB660400PP38--K | XS4 ANSI electronic wire-free SVN escutcheon, BLE / Mifare / DESFire entrance w/ key override function, with keypad, Columbo Roboquattro premium series lever, unhanded, bright brass finish, for use with 1 3/8" - 1 3/4" thick standard door | 1 |  | 1 Year | 837.2 | 0.15 | 711.62
13682 | Salto | AB660400PP38-W- | XS4 ANSI electronic RF wireless SVN escutcheon, BLE / Mifare / DESFire entrance w/ key override function, Columbo Roboquattro premium series lever, unhanded, bright brass finish, for use with 1 3/8" - 1 3/4" thick standard door | 1 |  | 1 Year | 959.55 | 0.15 | 815.6175
13683 | Salto | AB660400PP38-WK | XS4 ANSI electronic RF wireless SVN escutcheon, BLE / Mifare / DESFire entrance w/ key override function, with keypad, Columbo Roboquattro premium series lever, unhanded, bright brass finish, for use with 1 3/8" - 1 3/4" thick standard door | 1 |  | 1 Year | 1022.4 | 0.15 | 869.04
13684 | Salto | AB660400PP48--- | XS4 ANSI electronic wire-free SVN escutcheon, BLE / Mifare / DESFire entrance w/ key override function, Columbo Roboquattro premium series lever, unhanded, bright brass finish, for use with 1 3/4" - 2 1/4" thick door | 1 |  | 1 Year | 774.35 | 0.15 | 658.1975
13685 | Salto | AB660400PP48-A- | XS4 ANSI electronic AMOK wire-free SVN escutcheon, BLE / Mifare / DESFire entrance w/ key override function, Columbo Roboquattro premium series lever, unhanded, bright brass finish, for use with 1 3/4" - 2 1/4" thick door | 1 |  | 1 Year | 903.35 | 0.15 | 767.8475
13686 | Salto | AB660400PP48--K | XS4 ANSI electronic wire-free SVN escutcheon, BLE / Mifare / DESFire entrance w/ key override function, with keypad, Columbo Roboquattro premium series lever, unhanded, bright brass finish, for use with 1 3/4" - 2 1/4" thick door | 1 |  | 1 Year | 837.2 | 0.15 | 711.62
13687 | Salto | AB660400PP48-W- | XS4 ANSI electronic RF wireless SVN escutcheon, BLE / Mifare / DESFire entrance w/ key override function, Columbo Roboquattro premium series lever, unhanded, bright brass finish, for use with 1 3/4" - 2 1/4" thick door | 1 |  | 1 Year | 959.55 | 0.15 | 815.6175
13688 | Salto | AB660400PP48-WK | XS4 ANSI electronic RF wireless SVN escutcheon, BLE / Mifare / DESFire entrance w/ key override function, with keypad, Columbo Roboquattro premium series lever, unhanded, bright brass finish, for use with 1 3/4" - 2 1/4" thick door | 1 |  | 1 Year | 1022.4 | 0.15 | 869.04
13689 | Salto | AB660700IM38--- | XS4 ANSI electronic wire-free SVN escutcheon, BLE / Mifare / DESFire entrance w/ key override function, Columbo Mach premium series lever, unhanded, satin stainless finish, for use with 1 3/8" - 1 3/4" thick standard door | 1 |  | 1 Year | 758.05 | 0.15 | 644.3425
13690 | Salto | AB660700IM38-A- | XS4 ANSI electronic AMOK wire-free SVN escutcheon, BLE / Mifare / DESFire entrance w/ key override function, Columbo Mach premium series lever, unhanded, satin stainless finish, for use with 1 3/8" - 1 3/4" thick standard door | 1 |  | 1 Year | 887.05 | 0.15 | 753.9925
13691 | Salto | AB660700IM38--K | XS4 ANSI electronic wire-free SVN escutcheon, BLE / Mifare / DESFire entrance w/ key override function, with keypad, Columbo Mach premium series lever, unhanded, satin stainless finish, for use with 1 3/8" - 1 3/4" thick standard door | 1 |  | 1 Year | 820.9 | 0.15 | 697.765
13692 | Salto | AB660700IM38-W- | XS4 ANSI electronic RF wireless SVN escutcheon, BLE / Mifare / DESFire entrance w/ key override function, Columbo Mach premium series lever, unhanded, satin stainless finish, for use with 1 3/8" - 1 3/4" thick standard door | 1 |  | 1 Year | 943.25 | 0.15 | 801.7625
13693 | Salto | AB660700IM38-WK | XS4 ANSI electronic RF wireless SVN escutcheon, BLE / Mifare / DESFire entrance w/ key override function, with keypad, Columbo Mach premium series lever, unhanded, satin stainless finish, for use with 1 3/8" - 1 3/4" thick standard door | 1 |  | 1 Year | 1006.1 | 0.15 | 855.185
13694 | Salto | AB660700IM48--- | XS4 ANSI electronic wire-free SVN escutcheon, BLE / Mifare / DESFire entrance w/ key override function, Columbo Mach premium series lever, unhanded, satin stainless finish, for use with 1 3/4" - 2 1/4" thick door | 1 |  | 1 Year | 758.05 | 0.15 | 644.3425
13695 | Salto | AB660700IM48-A- | XS4 ANSI electronic AMOK wire-free SVN escutcheon, BLE / Mifare / DESFire entrance w/ key override function, Columbo Mach premium series lever, unhanded, satin stainless finish, for use with 1 3/4" - 2 1/4" thick door | 1 |  | 1 Year | 887.05 | 0.15 | 753.9925
13696 | Salto | AB660700IM48--K | XS4 ANSI electronic wire-free SVN escutcheon, BLE / Mifare / DESFire entrance w/ key override function, with keypad, Columbo Mach premium series lever, unhanded, satin stainless finish, for use with 1 3/4" - 2 1/4" thick door | 1 |  | 1 Year | 820.9 | 0.15 | 697.765
13697 | Salto | AB660700IM48-W- | XS4 ANSI electronic RF wireless SVN escutcheon, BLE / Mifare / DESFire entrance w/ key override function, Columbo Mach premium series lever, unhanded, satin stainless finish, for use with 1 3/4" - 2 1/4" thick door | 1 |  | 1 Year | 943.25 | 0.15 | 801.7625
13698 | Salto | AB660700IM48-WK | XS4 ANSI electronic RF wireless SVN escutcheon, BLE / Mifare / DESFire entrance w/ key override function, with keypad, Columbo Mach premium series lever, unhanded, satin stainless finish, for use with 1 3/4" - 2 1/4" thick door | 1 |  | 1 Year | 1006.1 | 0.15 | 855.185
13699 | Salto | AB660700IP38--- | XS4 ANSI electronic wire-free SVN escutcheon, BLE / Mifare / DESFire entrance w/ key override function, Columbo Mach premium series lever, unhanded, bright stainless steel finish, for use with 1 3/8" - 1 3/4" thick standard door | 1 |  | 1 Year | 774.35 | 0.15 | 658.1975
13700 | Salto | AB660700IP38-A- | XS4 ANSI electronic AMOK wire-free SVN escutcheon, BLE / Mifare / DESFire entrance w/ key override function, Columbo Mach premium series lever, unhanded, bright stainless steel finish, for use with 1 3/8" - 1 3/4" thick standard door | 1 |  | 1 Year | 903.35 | 0.15 | 767.8475
13701 | Salto | AB660700IP38--K | XS4 ANSI electronic wire-free SVN escutcheon, BLE / Mifare / DESFire entrance w/ key override function, with keypad, Columbo Mach premium series lever, unhanded, bright stainless steel finish, for use with 1 3/8" - 1 3/4" thick standard door | 1 |  | 1 Year | 837.2 | 0.15 | 711.62
13702 | Salto | AB660700IP38-W- | XS4 ANSI electronic RF wireless SVN escutcheon, BLE / Mifare / DESFire entrance w/ key override function, Columbo Mach premium series lever, unhanded, bright stainless steel finish, for use with 1 3/8" - 1 3/4" thick standard door | 1 |  | 1 Year | 959.55 | 0.15 | 815.6175
13703 | Salto | AB660700IP38-WK | XS4 ANSI electronic RF wireless SVN escutcheon, BLE / Mifare / DESFire entrance w/ key override function, with keypad, Columbo Mach premium series lever, unhanded, bright stainless steel finish, for use with 1 3/8" - 1 3/4" thick standard door | 1 |  | 1 Year | 1022.4 | 0.15 | 869.04
13704 | Salto | AB660700IP48--- | XS4 ANSI electronic wire-free SVN escutcheon, BLE / Mifare / DESFire entrance w/ key override function, Columbo Mach premium series lever, unhanded, bright stainless steel finish, for use with 1 3/4" - 2 1/4" thick door | 1 |  | 1 Year | 774.35 | 0.15 | 658.1975
13705 | Salto | AB660700IP48-A- | XS4 ANSI electronic AMOK wire-free SVN escutcheon, BLE / Mifare / DESFire entrance w/ key override function, Columbo Mach premium series lever, unhanded, bright stainless steel finish, for use with 1 3/4" - 2 1/4" thick door | 1 |  | 1 Year | 903.35 | 0.15 | 767.8475
13706 | Salto | AB660700IP48--K | XS4 ANSI electronic wire-free SVN escutcheon, BLE / Mifare / DESFire entrance w/ key override function, with keypad, Columbo Mach premium series lever, unhanded, bright stainless steel finish, for use with 1 3/4" - 2 1/4" thick door | 1 |  | 1 Year | 837.2 | 0.15 | 711.62
13707 | Salto | AB660700IP48-W- | XS4 ANSI electronic RF wireless SVN escutcheon, BLE / Mifare / DESFire entrance w/ key override function, Columbo Mach premium series lever, unhanded, bright stainless steel finish, for use with 1 3/4" - 2 1/4" thick door | 1 |  | 1 Year | 959.55 | 0.15 | 815.6175
13708 | Salto | AB660700IP48-WK | XS4 ANSI electronic RF wireless SVN escutcheon, BLE / Mifare / DESFire entrance w/ key override function, with keypad, Columbo Mach premium series lever, unhanded, bright stainless steel finish, for use with 1 3/4" - 2 1/4" thick door | 1 |  | 1 Year | 1022.4 | 0.15 | 869.04
13709 | Salto | AB660700PP38--- | XS4 ANSI electronic wire-free SVN escutcheon, BLE / Mifare / DESFire entrance w/ key override function, Columbo Mach premium series lever, unhanded, bright brass finish, for use with 1 3/8" - 1 3/4" thick standard door | 1 |  | 1 Year | 774.35 | 0.15 | 658.1975
13710 | Salto | AB660700PP38-A- | XS4 ANSI electronic AMOK wire-free SVN escutcheon, BLE / Mifare / DESFire entrance w/ key override function, Columbo Mach premium series lever, unhanded, bright brass finish, for use with 1 3/8" - 1 3/4" thick standard door | 1 |  | 1 Year | 903.35 | 0.15 | 767.8475
13711 | Salto | AB660700PP38--K | XS4 ANSI electronic wire-free SVN escutcheon, BLE / Mifare / DESFire entrance w/ key override function, with keypad, Columbo Mach premium series lever, unhanded, bright brass finish, for use with 1 3/8" - 1 3/4" thick standard door | 1 |  | 1 Year | 837.2 | 0.15 | 711.62
13712 | Salto | AB660700PP38-W- | XS4 ANSI electronic RF wireless SVN escutcheon, BLE / Mifare / DESFire entrance w/ key override function, Columbo Mach premium series lever, unhanded, bright brass finish, for use with 1 3/8" - 1 3/4" thick standard door | 1 |  | 1 Year | 959.55 | 0.15 | 815.6175
13713 | Salto | AB660700PP38-WK | XS4 ANSI electronic RF wireless SVN escutcheon, BLE / Mifare / DESFire entrance w/ key override function, with keypad, Columbo Mach premium series lever, unhanded, bright brass finish, for use with 1 3/8" - 1 3/4" thick standard door | 1 |  | 1 Year | 1022.4 | 0.15 | 869.04
13714 | Salto | AB660700PP48--- | XS4 ANSI electronic wire-free SVN escutcheon, BLE / Mifare / DESFire entrance w/ key override function, Columbo Mach premium series lever, unhanded, bright brass finish, for use with 1 3/4" - 2 1/4" thick door | 1 |  | 1 Year | 774.35 | 0.15 | 658.1975
13715 | Salto | AB660700PP48-A- | XS4 ANSI electronic AMOK wire-free SVN escutcheon, BLE / Mifare / DESFire entrance w/ key override function, Columbo Mach premium series lever, unhanded, bright brass finish, for use with 1 3/4" - 2 1/4" thick door | 1 |  | 1 Year | 903.35 | 0.15 | 767.8475
13716 | Salto | AB660700PP48--K | XS4 ANSI electronic wire-free SVN escutcheon, BLE / Mifare / DESFire entrance w/ key override function, with keypad, Columbo Mach premium series lever, unhanded, bright brass finish, for use with 1 3/4" - 2 1/4" thick door | 1 |  | 1 Year | 837.2 | 0.15 | 711.62
13717 | Salto | AB660700PP48-W- | XS4 ANSI electronic RF wireless SVN escutcheon, BLE / Mifare / DESFire entrance w/ key override function, Columbo Mach premium series lever, unhanded, bright brass finish, for use with 1 3/4" - 2 1/4" thick door | 1 |  | 1 Year | 959.55 | 0.15 | 815.6175
13718 | Salto | AB660700PP48-WK | XS4 ANSI electronic RF wireless SVN escutcheon, BLE / Mifare / DESFire entrance w/ key override function, with keypad, Columbo Mach premium series lever, unhanded, bright brass finish, for use with 1 3/4" - 2 1/4" thick door | 1 |  | 1 Year | 1022.4 | 0.15 | 869.04
13719 | Salto | AB660A00BC38--- | XS4 ANSI electronic wire-free SVN escutcheon, BLE / Mifare / DESFire entrance w/ key override function, A lever, unhanded, BioCote antimicrobial finish, for use with 1 3/8" - 1 3/4" thick standard door | 1 |  | 1 Year | 764.15 | 0.15 | 649.5275
13720 | Salto | AB660A00BC38-A- | XS4 ANSI electronic AMOK wire-free SVN escutcheon, BLE / Mifare / DESFire entrance w/ key override function, A lever, unhanded, BioCote antimicrobial finish, for use with 1 3/8" - 1 3/4" thick standard door | 1 |  | 1 Year | 893.15 | 0.15 | 759.1775
13721 | Salto | AB660A00BC38--K | XS4 ANSI electronic wire-free SVN escutcheon, BLE / Mifare / DESFire entrance w/ key override function, with keypad, A lever, unhanded, BioCote antimicrobial finish, for use with 1 3/8" - 1 3/4" thick standard door | 1 |  | 1 Year | 827 | 0.15 | 702.95
13722 | Salto | AB660A00BC38-W- | XS4 ANSI electronic RF wireless SVN escutcheon, BLE / Mifare / DESFire entrance w/ key override function, A lever, unhanded, BioCote antimicrobial finish, for use with 1 3/8" - 1 3/4" thick standard door | 1 |  | 1 Year | 949.35 | 0.15 | 806.9475
13723 | Salto | AB660A00BC38-WK | XS4 ANSI electronic RF wireless SVN escutcheon, BLE / Mifare / DESFire entrance w/ key override function, with keypad, A lever, unhanded, BioCote antimicrobial finish, for use with 1 3/8" - 1 3/4" thick standard door | 1 |  | 1 Year | 1012.2 | 0.15 | 860.37
13724 | Salto | AB660A00BC48--- | XS4 ANSI electronic wire-free SVN escutcheon, BLE / Mifare / DESFire entrance w/ key override function, A lever, unhanded, BioCote antimicrobial finish, for use with 1 3/4" - 2 1/4" thick door | 1 |  | 1 Year | 764.15 | 0.15 | 649.5275
13725 | Salto | AB660A00BC48-A- | XS4 ANSI electronic AMOK wire-free SVN escutcheon, BLE / Mifare / DESFire entrance w/ key override function, A lever, unhanded, BioCote antimicrobial finish, for use with 1 3/4" - 2 1/4" thick door | 1 |  | 1 Year | 893.15 | 0.15 | 759.1775
13726 | Salto | AB660A00BC48--K | XS4 ANSI electronic wire-free SVN escutcheon, BLE / Mifare / DESFire entrance w/ key override function, with keypad, A lever, unhanded, BioCote antimicrobial finish, for use with 1 3/4" - 2 1/4" thick door | 1 |  | 1 Year | 827 | 0.15 | 702.95
13727 | Salto | AB660A00BC48-W- | XS4 ANSI electronic RF wireless SVN escutcheon, BLE / Mifare / DESFire entrance w/ key override function, A lever, unhanded, BioCote antimicrobial finish, for use with 1 3/4" - 2 1/4" thick door | 1 |  | 1 Year | 949.35 | 0.15 | 806.9475
13728 | Salto | AB660A00BC48-WK | XS4 ANSI electronic RF wireless SVN escutcheon, BLE / Mifare / DESFire entrance w/ key override function, with keypad, A lever, unhanded, BioCote antimicrobial finish, for use with 1 3/4" - 2 1/4" thick door | 1 |  | 1 Year | 1012.2 | 0.15 | 860.37
13729 | Salto | AB660A00IA38--- | XS4 ANSI electronic wire-free SVN escutcheon, BLE / Mifare / DESFire entrance w/ key override function, A lever, unhanded, antique brass finish, for use with 1 3/8" - 1 3/4" thick standard door | 1 |  | 1 Year | 764.15 | 0.15 | 649.5275
13730 | Salto | AB660A00IA38-A- | XS4 ANSI electronic AMOK wire-free SVN escutcheon, BLE / Mifare / DESFire entrance w/ key override function, A lever, unhanded, antique brass finish, for use with 1 3/8" - 1 3/4" thick standard door | 1 |  | 1 Year | 893.15 | 0.15 | 759.1775
13731 | Salto | AB660A00IA38--K | XS4 ANSI electronic wire-free SVN escutcheon, BLE / Mifare / DESFire entrance w/ key override function, with keypad, A lever, unhanded, antique brass finish, for use with 1 3/8" - 1 3/4" thick standard door | 1 |  | 1 Year | 827 | 0.15 | 702.95
13732 | Salto | AB660A00IA38-W- | XS4 ANSI electronic RF wireless SVN escutcheon, BLE / Mifare / DESFire entrance w/ key override function, A lever, unhanded, antique brass finish, for use with 1 3/8" - 1 3/4" thick standard door | 1 |  | 1 Year | 949.35 | 0.15 | 806.9475
13733 | Salto | AB660A00IA38-WK | XS4 ANSI electronic RF wireless SVN escutcheon, BLE / Mifare / DESFire entrance w/ key override function, with keypad, A lever, unhanded, antique brass finish, for use with 1 3/8" - 1 3/4" thick standard door | 1 |  | 1 Year | 1012.2 | 0.15 | 860.37
13734 | Salto | AB660A00IA48--- | XS4 ANSI electronic wire-free SVN escutcheon, BLE / Mifare / DESFire entrance w/ key override function, A lever, unhanded, antique brass finish, for use with 1 3/4" - 2 1/4" thick door | 1 |  | 1 Year | 764.15 | 0.15 | 649.5275
13735 | Salto | AB660A00IA48-A- | XS4 ANSI electronic AMOK wire-free SVN escutcheon, BLE / Mifare / DESFire entrance w/ key override function, A lever, unhanded, antique brass finish, for use with 1 3/4" - 2 1/4" thick door | 1 |  | 1 Year | 893.15 | 0.15 | 759.1775
13736 | Salto | AB660A00IA48--K | XS4 ANSI electronic wire-free SVN escutcheon, BLE / Mifare / DESFire entrance w/ key override function, with keypad, A lever, unhanded, antique brass finish, for use with 1 3/4" - 2 1/4" thick door | 1 |  | 1 Year | 827 | 0.15 | 702.95
13737 | Salto | AB660A00IA48-W- | XS4 ANSI electronic RF wireless SVN escutcheon, BLE / Mifare / DESFire entrance w/ key override function, A lever, unhanded, antique brass finish, for use with 1 3/4" - 2 1/4" thick door | 1 |  | 1 Year | 949.35 | 0.15 | 806.9475
13738 | Salto | AB660A00IA48-WK | XS4 ANSI electronic RF wireless SVN escutcheon, BLE / Mifare / DESFire entrance w/ key override function, with keypad, A lever, unhanded, antique brass finish, for use with 1 3/4" - 2 1/4" thick door | 1 |  | 1 Year | 1012.2 | 0.15 | 860.37
13739 | Salto | AB660A00IM38--- | XS4 ANSI electronic wire-free SVN escutcheon, BLE / Mifare / DESFire entrance w/ key override function, A lever, unhanded, satin stainless finish, for use with 1 3/8" - 1 3/4" thick standard door | 1 |  | 1 Year | 712.15 | 0.15 | 605.3275
13740 | Salto | AB660A00IM38-A- | XS4 ANSI electronic AMOK wire-free SVN escutcheon, BLE / Mifare / DESFire entrance w/ key override function, A lever, unhanded, satin stainless finish, for use with 1 3/8" - 1 3/4" thick standard door | 1 |  | 1 Year | 841.15 | 0.15 | 714.9775
13741 | Salto | AB660A00IM38--K | XS4 ANSI electronic wire-free SVN escutcheon, BLE / Mifare / DESFire entrance w/ key override function, with keypad, A lever, unhanded, satin stainless finish, for use with 1 3/8" - 1 3/4" thick standard door | 1 |  | 1 Year | 775 | 0.15 | 658.75
13742 | Salto | AB660A00IM38-W- | XS4 ANSI electronic RF wireless SVN escutcheon, BLE / Mifare / DESFire entrance w/ key override function, A lever, unhanded, satin stainless finish, for use with 1 3/8" - 1 3/4" thick standard door | 1 |  | 1 Year | 897.35 | 0.15 | 762.7475
13743 | Salto | AB660A00IM38-WK | XS4 ANSI electronic RF wireless SVN escutcheon, BLE / Mifare / DESFire entrance w/ key override function, with keypad, A lever, unhanded, satin stainless finish, for use with 1 3/8" - 1 3/4" thick standard door | 1 |  | 1 Year | 960.2 | 0.15 | 816.17
13744 | Salto | AB660A00IM48--- | XS4 ANSI electronic wire-free SVN escutcheon, BLE / Mifare / DESFire entrance w/ key override function, A lever, unhanded, satin stainless finish, for use with 1 3/4" - 2 1/4" thick door | 1 |  | 1 Year | 712.15 | 0.15 | 605.3275
13745 | Salto | AB660A00IM48-A- | XS4 ANSI electronic AMOK wire-free SVN escutcheon, BLE / Mifare / DESFire entrance w/ key override function, A lever, unhanded, satin stainless finish, for use with 1 3/4" - 2 1/4" thick door | 1 |  | 1 Year | 841.15 | 0.15 | 714.9775
13746 | Salto | AB660A00IM48--K | XS4 ANSI electronic wire-free SVN escutcheon, BLE / Mifare / DESFire entrance w/ key override function, with keypad, A lever, unhanded, satin stainless finish, for use with 1 3/4" - 2 1/4" thick door | 1 |  | 1 Year | 775 | 0.15 | 658.75
13747 | Salto | AB660A00IM48-W- | XS4 ANSI electronic RF wireless SVN escutcheon, BLE / Mifare / DESFire entrance w/ key override function, A lever, unhanded, satin stainless finish, for use with 1 3/4" - 2 1/4" thick door | 1 |  | 1 Year | 897.35 | 0.15 | 762.7475
13748 | Salto | AB660A00IM48-WK | XS4 ANSI electronic RF wireless SVN escutcheon, BLE / Mifare / DESFire entrance w/ key override function, with keypad, A lever, unhanded, satin stainless finish, for use with 1 3/4" - 2 1/4" thick door | 1 |  | 1 Year | 960.2 | 0.15 | 816.17
13749 | Salto | AB660A00IP38--- | XS4 ANSI electronic wire-free SVN escutcheon, BLE / Mifare / DESFire entrance w/ key override function, A lever, unhanded, bright stainless steel finish, for use with 1 3/8" - 1 3/4" thick standard door | 1 |  | 1 Year | 728.45 | 0.15 | 619.1825
13750 | Salto | AB660A00IP38-A- | XS4 ANSI electronic AMOK wire-free SVN escutcheon, BLE / Mifare / DESFire entrance w/ key override function, A lever, unhanded, bright stainless steel finish, for use with 1 3/8" - 1 3/4" thick standard door | 1 |  | 1 Year | 857.45 | 0.15 | 728.8325
13751 | Salto | AB660A00IP38--K | XS4 ANSI electronic wire-free SVN escutcheon, BLE / Mifare / DESFire entrance w/ key override function, with keypad, A lever, unhanded, bright stainless steel finish, for use with 1 3/8" - 1 3/4" thick standard door | 1 |  | 1 Year | 791.3 | 0.15 | 672.605
13752 | Salto | AB660A00IP38-W- | XS4 ANSI electronic RF wireless SVN escutcheon, BLE / Mifare / DESFire entrance w/ key override function, A lever, unhanded, bright stainless steel finish, for use with 1 3/8" - 1 3/4" thick standard door | 1 |  | 1 Year | 913.65 | 0.15 | 776.6025
13753 | Salto | AB660A00IP38-WK | XS4 ANSI electronic RF wireless SVN escutcheon, BLE / Mifare / DESFire entrance w/ key override function, with keypad, A lever, unhanded, bright stainless steel finish, for use with 1 3/8" - 1 3/4" thick standard door | 1 |  | 1 Year | 976.5 | 0.15 | 830.025
13754 | Salto | AB660A00IP48--- | XS4 ANSI electronic wire-free SVN escutcheon, BLE / Mifare / DESFire entrance w/ key override function, A lever, unhanded, bright stainless steel finish, for use with 1 3/4" - 2 1/4" thick door | 1 |  | 1 Year | 728.45 | 0.15 | 619.1825
13755 | Salto | AB660A00IP48-A- | XS4 ANSI electronic AMOK wire-free SVN escutcheon, BLE / Mifare / DESFire entrance w/ key override function, A lever, unhanded, bright stainless steel finish, for use with 1 3/4" - 2 1/4" thick door | 1 |  | 1 Year | 857.45 | 0.15 | 728.8325
13756 | Salto | AB660A00IP48--K | XS4 ANSI electronic wire-free SVN escutcheon, BLE / Mifare / DESFire entrance w/ key override function, with keypad, A lever, unhanded, bright stainless steel finish, for use with 1 3/4" - 2 1/4" thick door | 1 |  | 1 Year | 791.3 | 0.15 | 672.605
13757 | Salto | AB660A00IP48-W- | XS4 ANSI electronic RF wireless SVN escutcheon, BLE / Mifare / DESFire entrance w/ key override function, A lever, unhanded, bright stainless steel finish, for use with 1 3/4" - 2 1/4" thick door | 1 |  | 1 Year | 913.65 | 0.15 | 776.6025
13758 | Salto | AB660A00IP48-WK | XS4 ANSI electronic RF wireless SVN escutcheon, BLE / Mifare / DESFire entrance w/ key override function, with keypad, A lever, unhanded, bright stainless steel finish, for use with 1 3/4" - 2 1/4" thick door | 1 |  | 1 Year | 976.5 | 0.15 | 830.025
13759 | Salto | AB660A00NE38--- | XS4 ANSI electronic wire-free SVN escutcheon, BLE / Mifare / DESFire entrance w/ key override function, A lever, unhanded, black chromium finish, for use with 1 3/8" - 1 3/4" thick standard door | 1 |  | 1 Year | 746.85 | 0.15 | 634.8225
13760 | Salto | AB660A00NE38-A- | XS4 ANSI electronic AMOK wire-free SVN escutcheon, BLE / Mifare / DESFire entrance w/ key override function, A lever, unhanded, black chromium finish, for use with 1 3/8" - 1 3/4" thick standard door | 1 |  | 1 Year | 875.85 | 0.15 | 744.4725
13761 | Salto | AB660A00NE38--K | XS4 ANSI electronic wire-free SVN escutcheon, BLE / Mifare / DESFire entrance w/ key override function, with keypad, A lever, unhanded, black chromium finish, for use with 1 3/8" - 1 3/4" thick standard door | 1 |  | 1 Year | 809.7 | 0.15 | 688.245
13762 | Salto | AB660A00NE38-W- | XS4 ANSI electronic RF wireless SVN escutcheon, BLE / Mifare / DESFire entrance w/ key override function, A lever, unhanded, black chromium finish, for use with 1 3/8" - 1 3/4" thick standard door | 1 |  | 1 Year | 932.05 | 0.15 | 792.2425
13763 | Salto | AB660A00NE38-WK | XS4 ANSI electronic RF wireless SVN escutcheon, BLE / Mifare / DESFire entrance w/ key override function, with keypad, A lever, unhanded, black chromium finish, for use with 1 3/8" - 1 3/4" thick standard door | 1 |  | 1 Year | 994.9 | 0.15 | 845.665
13764 | Salto | AB660A00NE48--- | XS4 ANSI electronic wire-free SVN escutcheon, BLE / Mifare / DESFire entrance w/ key override function, A lever, unhanded, black chromium finish, for use with 1 3/4" - 2 1/4" thick door | 1 |  | 1 Year | 746.85 | 0.15 | 634.8225
13765 | Salto | AB660A00NE48-A- | XS4 ANSI electronic AMOK wire-free SVN escutcheon, BLE / Mifare / DESFire entrance w/ key override function, A lever, unhanded, black chromium finish, for use with 1 3/4" - 2 1/4" thick door | 1 |  | 1 Year | 875.85 | 0.15 | 744.4725
13766 | Salto | AB660A00NE48--K | XS4 ANSI electronic wire-free SVN escutcheon, BLE / Mifare / DESFire entrance w/ key override function, with keypad, A lever, unhanded, black chromium finish, for use with 1 3/4" - 2 1/4" thick door | 1 |  | 1 Year | 809.7 | 0.15 | 688.245
13767 | Salto | AB660A00NE48-W- | XS4 ANSI electronic RF wireless SVN escutcheon, BLE / Mifare / DESFire entrance w/ key override function, A lever, unhanded, black chromium finish, for use with 1 3/4" - 2 1/4" thick door | 1 |  | 1 Year | 932.05 | 0.15 | 792.2425
13768 | Salto | AB660A00NE48-WK | XS4 ANSI electronic RF wireless SVN escutcheon, BLE / Mifare / DESFire entrance w/ key override function, with keypad, A lever, unhanded, black chromium finish, for use with 1 3/4" - 2 1/4" thick door | 1 |  | 1 Year | 994.9 | 0.15 | 845.665
13769 | Salto | AB660A00PM38--- | XS4 ANSI electronic wire-free SVN escutcheon, BLE / Mifare / DESFire entrance w/ key override function, A lever, unhanded, satin brass finish, for use with 1 3/8" - 1 3/4" thick standard door | 1 |  | 1 Year | 712.15 | 0.15 | 605.3275
13770 | Salto | AB660A00PM38-A- | XS4 ANSI electronic AMOK wire-free SVN escutcheon, BLE / Mifare / DESFire entrance w/ key override function, A lever, unhanded, satin brass finish, for use with 1 3/8" - 1 3/4" thick standard door | 1 |  | 1 Year | 841.15 | 0.15 | 714.9775
13771 | Salto | AB660A00PM38--K | XS4 ANSI electronic wire-free SVN escutcheon, BLE / Mifare / DESFire entrance w/ key override function, with keypad, A lever, unhanded, satin brass finish, for use with 1 3/8" - 1 3/4" thick standard door | 1 |  | 1 Year | 775 | 0.15 | 658.75
13772 | Salto | AB660A00PM38-W- | XS4 ANSI electronic RF wireless SVN escutcheon, BLE / Mifare / DESFire entrance w/ key override function, A lever, unhanded, satin brass finish, for use with 1 3/8" - 1 3/4" thick standard door | 1 |  | 1 Year | 897.35 | 0.15 | 762.7475
13773 | Salto | AB660A00PM38-WK | XS4 ANSI electronic RF wireless SVN escutcheon, BLE / Mifare / DESFire entrance w/ key override function, with keypad, A lever, unhanded, satin brass finish, for use with 1 3/8" - 1 3/4" thick standard door | 1 |  | 1 Year | 960.2 | 0.15 | 816.17
13774 | Salto | AB660A00PM48--- | XS4 ANSI electronic wire-free SVN escutcheon, BLE / Mifare / DESFire entrance w/ key override function, A lever, unhanded, satin brass finish, for use with 1 3/4" - 2 1/4" thick door | 1 |  | 1 Year | 712.15 | 0.15 | 605.3275
13775 | Salto | AB660A00PM48-A- | XS4 ANSI electronic AMOK wire-free SVN escutcheon, BLE / Mifare / DESFire entrance w/ key override function, A lever, unhanded, satin brass finish, for use with 1 3/4" - 2 1/4" thick door | 1 |  | 1 Year | 841.15 | 0.15 | 714.9775
13776 | Salto | AB660A00PM48--K | XS4 ANSI electronic wire-free SVN escutcheon, BLE / Mifare / DESFire entrance w/ key override function, with keypad, A lever, unhanded, satin brass finish, for use with 1 3/4" - 2 1/4" thick door | 1 |  | 1 Year | 775 | 0.15 | 658.75
13777 | Salto | AB660A00PM48-W- | XS4 ANSI electronic RF wireless SVN escutcheon, BLE / Mifare / DESFire entrance w/ key override function, A lever, unhanded, satin brass finish, for use with 1 3/4" - 2 1/4" thick door | 1 |  | 1 Year | 897.35 | 0.15 | 762.7475
13778 | Salto | AB660A00PM48-WK | XS4 ANSI electronic RF wireless SVN escutcheon, BLE / Mifare / DESFire entrance w/ key override function, with keypad, A lever, unhanded, satin brass finish, for use with 1 3/4" - 2 1/4" thick door | 1 |  | 1 Year | 960.2 | 0.15 | 816.17
13779 | Salto | AB660A00PP38--- | XS4 ANSI electronic wire-free SVN escutcheon, BLE / Mifare / DESFire entrance w/ key override function, A lever, unhanded, bright brass finish, for use with 1 3/8" - 1 3/4" thick standard door | 1 |  | 1 Year | 728.45 | 0.15 | 619.1825
13780 | Salto | AB660A00PP38-A- | XS4 ANSI electronic AMOK wire-free SVN escutcheon, BLE / Mifare / DESFire entrance w/ key override function, A lever, unhanded, bright brass finish, for use with 1 3/8" - 1 3/4" thick standard door | 1 |  | 1 Year | 857.45 | 0.15 | 728.8325
13781 | Salto | AB660A00PP38--K | XS4 ANSI electronic wire-free SVN escutcheon, BLE / Mifare / DESFire entrance w/ key override function, with keypad, A lever, unhanded, bright brass finish, for use with 1 3/8" - 1 3/4" thick standard door | 1 |  | 1 Year | 791.3 | 0.15 | 672.605
13782 | Salto | AB660A00PP38-W- | XS4 ANSI electronic RF wireless SVN escutcheon, BLE / Mifare / DESFire entrance w/ key override function, A lever, unhanded, bright brass finish, for use with 1 3/8" - 1 3/4" thick standard door | 1 |  | 1 Year | 913.65 | 0.15 | 776.6025
13783 | Salto | AB660A00PP38-WK | XS4 ANSI electronic RF wireless SVN escutcheon, BLE / Mifare / DESFire entrance w/ key override function, with keypad, A lever, unhanded, bright brass finish, for use with 1 3/8" - 1 3/4" thick standard door | 1 |  | 1 Year | 976.5 | 0.15 | 830.025
13784 | Salto | AB660A00PP48--- | XS4 ANSI electronic wire-free SVN escutcheon, BLE / Mifare / DESFire entrance w/ key override function, A lever, unhanded, bright brass finish, for use with 1 3/4" - 2 1/4" thick door | 1 |  | 1 Year | 728.45 | 0.15 | 619.1825
13785 | Salto | AB660A00PP48-A- | XS4 ANSI electronic AMOK wire-free SVN escutcheon, BLE / Mifare / DESFire entrance w/ key override function, A lever, unhanded, bright brass finish, for use with 1 3/4" - 2 1/4" thick door | 1 |  | 1 Year | 857.45 | 0.15 | 728.8325
13786 | Salto | AB660A00PP48--K | XS4 ANSI electronic wire-free SVN escutcheon, BLE / Mifare / DESFire entrance w/ key override function, with keypad, A lever, unhanded, bright brass finish, for use with 1 3/4" - 2 1/4" thick door | 1 |  | 1 Year | 791.3 | 0.15 | 672.605
13787 | Salto | AB660A00PP48-W- | XS4 ANSI electronic RF wireless SVN escutcheon, BLE / Mifare / DESFire entrance w/ key override function, A lever, unhanded, bright brass finish, for use with 1 3/4" - 2 1/4" thick door | 1 |  | 1 Year | 913.65 | 0.15 | 776.6025
13788 | Salto | AB660A00PP48-WK | XS4 ANSI electronic RF wireless SVN escutcheon, BLE / Mifare / DESFire entrance w/ key override function, with keypad, A lever, unhanded, bright brass finish, for use with 1 3/4" - 2 1/4" thick door | 1 |  | 1 Year | 976.5 | 0.15 | 830.025
13789 | Salto | AB660G00BC38--- | XS4 ANSI electronic wire-free SVN escutcheon, BLE / Mifare / DESFire entrance w/ key override function, G lever, unhanded, BioCote antimicrobial finish, for use with 1 3/8" - 1 3/4" thick standard door | 1 |  | 1 Year | 764.15 | 0.15 | 649.5275
13790 | Salto | AB660G00BC38-A- | XS4 ANSI electronic AMOK wire-free SVN escutcheon, BLE / Mifare / DESFire entrance w/ key override function, G lever, unhanded, BioCote antimicrobial finish, for use with 1 3/8" - 1 3/4" thick standard door | 1 |  | 1 Year | 893.15 | 0.15 | 759.1775
13791 | Salto | AB660G00BC38--K | XS4 ANSI electronic wire-free SVN escutcheon, BLE / Mifare / DESFire entrance w/ key override function, with keypad, G lever, unhanded, BioCote antimicrobial finish, for use with 1 3/8" - 1 3/4" thick standard door | 1 |  | 1 Year | 827 | 0.15 | 702.95
13792 | Salto | AB660G00BC38-W- | XS4 ANSI electronic RF wireless SVN escutcheon, BLE / Mifare / DESFire entrance w/ key override function, G lever, unhanded, BioCote antimicrobial finish, for use with 1 3/8" - 1 3/4" thick standard door | 1 |  | 1 Year | 949.35 | 0.15 | 806.9475
13793 | Salto | AB660G00BC38-WK | XS4 ANSI electronic RF wireless SVN escutcheon, BLE / Mifare / DESFire entrance w/ key override function, with keypad, G lever, unhanded, BioCote antimicrobial finish, for use with 1 3/8" - 1 3/4" thick standard door | 1 |  | 1 Year | 1012.2 | 0.15 | 860.37
13794 | Salto | AB660G00BC48--- | XS4 ANSI electronic wire-free SVN escutcheon, BLE / Mifare / DESFire entrance w/ key override function, G lever, unhanded, BioCote antimicrobial finish, for use with 1 3/4" - 2 1/4" thick door | 1 |  | 1 Year | 764.15 | 0.15 | 649.5275
13795 | Salto | AB660G00BC48-A- | XS4 ANSI electronic AMOK wire-free SVN escutcheon, BLE / Mifare / DESFire entrance w/ key override function, G lever, unhanded, BioCote antimicrobial finish, for use with 1 3/4" - 2 1/4" thick door | 1 |  | 1 Year | 893.15 | 0.15 | 759.1775
13796 | Salto | AB660G00BC48--K | XS4 ANSI electronic wire-free SVN escutcheon, BLE / Mifare / DESFire entrance w/ key override function, with keypad, G lever, unhanded, BioCote antimicrobial finish, for use with 1 3/4" - 2 1/4" thick door | 1 |  | 1 Year | 827 | 0.15 | 702.95
13797 | Salto | AB660G00BC48-W- | XS4 ANSI electronic RF wireless SVN escutcheon, BLE / Mifare / DESFire entrance w/ key override function, G lever, unhanded, BioCote antimicrobial finish, for use with 1 3/4" - 2 1/4" thick door | 1 |  | 1 Year | 949.35 | 0.15 | 806.9475
13798 | Salto | AB660G00BC48-WK | XS4 ANSI electronic RF wireless SVN escutcheon, BLE / Mifare / DESFire entrance w/ key override function, with keypad, G lever, unhanded, BioCote antimicrobial finish, for use with 1 3/4" - 2 1/4" thick door | 1 |  | 1 Year | 1012.2 | 0.15 | 860.37
13799 | Salto | AB660G00IM38--- | XS4 ANSI electronic wire-free SVN escutcheon, BLE / Mifare / DESFire entrance w/ key override function, G lever, unhanded, satin stainless finish, for use with 1 3/8" - 1 3/4" thick standard door | 1 |  | 1 Year | 712.15 | 0.15 | 605.3275
13800 | Salto | AB660G00IM38-A- | XS4 ANSI electronic AMOK wire-free SVN escutcheon, BLE / Mifare / DESFire entrance w/ key override function, G lever, unhanded, satin stainless finish, for use with 1 3/8" - 1 3/4" thick standard door | 1 |  | 1 Year | 841.15 | 0.15 | 714.9775
13801 | Salto | AB660G00IM38--K | XS4 ANSI electronic wire-free SVN escutcheon, BLE / Mifare / DESFire entrance w/ key override function, with keypad, G lever, unhanded, satin stainless finish, for use with 1 3/8" - 1 3/4" thick standard door | 1 |  | 1 Year | 775 | 0.15 | 658.75
13802 | Salto | AB660G00IM38-W- | XS4 ANSI electronic RF wireless SVN escutcheon, BLE / Mifare / DESFire entrance w/ key override function, G lever, unhanded, satin stainless finish, for use with 1 3/8" - 1 3/4" thick standard door | 1 |  | 1 Year | 897.35 | 0.15 | 762.7475
13803 | Salto | AB660G00IM38-WK | XS4 ANSI electronic RF wireless SVN escutcheon, BLE / Mifare / DESFire entrance w/ key override function, with keypad, G lever, unhanded, satin stainless finish, for use with 1 3/8" - 1 3/4" thick standard door | 1 |  | 1 Year | 960.2 | 0.15 | 816.17
13804 | Salto | AB660G00IM48--- | XS4 ANSI electronic wire-free SVN escutcheon, BLE / Mifare / DESFire entrance w/ key override function, G lever, unhanded, satin stainless finish, for use with 1 3/4" - 2 1/4" thick door | 1 |  | 1 Year | 712.15 | 0.15 | 605.3275
13805 | Salto | AB660G00IM48-A- | XS4 ANSI electronic AMOK wire-free SVN escutcheon, BLE / Mifare / DESFire entrance w/ key override function, G lever, unhanded, satin stainless finish, for use with 1 3/4" - 2 1/4" thick door | 1 |  | 1 Year | 841.15 | 0.15 | 714.9775
13806 | Salto | AB660G00IM48--K | XS4 ANSI electronic wire-free SVN escutcheon, BLE / Mifare / DESFire entrance w/ key override function, with keypad, G lever, unhanded, satin stainless finish, for use with 1 3/4" - 2 1/4" thick door | 1 |  | 1 Year | 775 | 0.15 | 658.75
13807 | Salto | AB660G00IM48-W- | XS4 ANSI electronic RF wireless SVN escutcheon, BLE / Mifare / DESFire entrance w/ key override function, G lever, unhanded, satin stainless finish, for use with 1 3/4" - 2 1/4" thick door | 1 |  | 1 Year | 897.35 | 0.15 | 762.7475
13808 | Salto | AB660G00IM48-WK | XS4 ANSI electronic RF wireless SVN escutcheon, BLE / Mifare / DESFire entrance w/ key override function, with keypad, G lever, unhanded, satin stainless finish, for use with 1 3/4" - 2 1/4" thick door | 1 |  | 1 Year | 960.2 | 0.15 | 816.17
13809 | Salto | AB660G00PM38--- | XS4 ANSI electronic wire-free SVN escutcheon, BLE / Mifare / DESFire entrance w/ key override function, G lever, unhanded, satin brass finish, for use with 1 3/8" - 1 3/4" thick standard door | 1 |  | 1 Year | 712.15 | 0.15 | 605.3275
13810 | Salto | AB660G00PM38-A- | XS4 ANSI electronic AMOK wire-free SVN escutcheon, BLE / Mifare / DESFire entrance w/ key override function, G lever, unhanded, satin brass finish, for use with 1 3/8" - 1 3/4" thick standard door | 1 |  | 1 Year | 841.15 | 0.15 | 714.9775
13811 | Salto | AB660G00PM38--K | XS4 ANSI electronic wire-free SVN escutcheon, BLE / Mifare / DESFire entrance w/ key override function, with keypad, G lever, unhanded, satin brass finish, for use with 1 3/8" - 1 3/4" thick standard door | 1 |  | 1 Year | 775 | 0.15 | 658.75
13812 | Salto | AB660G00PM38-W- | XS4 ANSI electronic RF wireless SVN escutcheon, BLE / Mifare / DESFire entrance w/ key override function, G lever, unhanded, satin brass finish, for use with 1 3/8" - 1 3/4" thick standard door | 1 |  | 1 Year | 897.35 | 0.15 | 762.7475
13813 | Salto | AB660G00PM38-WK | XS4 ANSI electronic RF wireless SVN escutcheon, BLE / Mifare / DESFire entrance w/ key override function, with keypad, G lever, unhanded, satin brass finish, for use with 1 3/8" - 1 3/4" thick standard door | 1 |  | 1 Year | 960.2 | 0.15 | 816.17
13814 | Salto | AB660G00PM48--- | XS4 ANSI electronic wire-free SVN escutcheon, BLE / Mifare / DESFire entrance w/ key override function, G lever, unhanded, satin brass finish, for use with 1 3/4" - 2 1/4" thick door | 1 |  | 1 Year | 712.15 | 0.15 | 605.3275
13815 | Salto | AB660G00PM48-A- | XS4 ANSI electronic AMOK wire-free SVN escutcheon, BLE / Mifare / DESFire entrance w/ key override function, G lever, unhanded, satin brass finish, for use with 1 3/4" - 2 1/4" thick door | 1 |  | 1 Year | 841.15 | 0.15 | 714.9775
13816 | Salto | AB660G00PM48--K | XS4 ANSI electronic wire-free SVN escutcheon, BLE / Mifare / DESFire entrance w/ key override function, with keypad, G lever, unhanded, satin brass finish, for use with 1 3/4" - 2 1/4" thick door | 1 |  | 1 Year | 775 | 0.15 | 658.75
13817 | Salto | AB660G00PM48-W- | XS4 ANSI electronic RF wireless SVN escutcheon, BLE / Mifare / DESFire entrance w/ key override function, G lever, unhanded, satin brass finish, for use with 1 3/4" - 2 1/4" thick door | 1 |  | 1 Year | 897.35 | 0.15 | 762.7475
13818 | Salto | AB660G00PM48-WK | XS4 ANSI electronic RF wireless SVN escutcheon, BLE / Mifare / DESFire entrance w/ key override function, with keypad, G lever, unhanded, satin brass finish, for use with 1 3/4" - 2 1/4" thick door | 1 |  | 1 Year | 960.2 | 0.15 | 816.17
13819 | Salto | AB660J00BC38--- | XS4 ANSI electronic wire-free SVN escutcheon, BLE / Mifare / DESFire entrance w/ key override function, J lever, unhanded, BioCote antimicrobial finish, for use with 1 3/8" - 1 3/4" thick standard door | 1 |  | 1 Year | 774.35 | 0.15 | 658.1975
13820 | Salto | AB660J00BC38-A- | XS4 ANSI electronic AMOK wire-free SVN escutcheon, BLE / Mifare / DESFire entrance w/ key override function, J lever, unhanded, BioCote antimicrobial finish, for use with 1 3/8" - 1 3/4" thick standard door | 1 |  | 1 Year | 903.35 | 0.15 | 767.8475
13821 | Salto | AB660J00BC38--K | XS4 ANSI electronic wire-free SVN escutcheon, BLE / Mifare / DESFire entrance w/ key override function, with keypad, J lever, unhanded, BioCote antimicrobial finish, for use with 1 3/8" - 1 3/4" thick standard door | 1 |  | 1 Year | 837.2 | 0.15 | 711.62
13822 | Salto | AB660J00BC38-W- | XS4 ANSI electronic RF wireless SVN escutcheon, BLE / Mifare / DESFire entrance w/ key override function, J lever, unhanded, BioCote antimicrobial finish, for use with 1 3/8" - 1 3/4" thick standard door | 1 |  | 1 Year | 959.55 | 0.15 | 815.6175
13823 | Salto | AB660J00BC38-WK | XS4 ANSI electronic RF wireless SVN escutcheon, BLE / Mifare / DESFire entrance w/ key override function, with keypad, J lever, unhanded, BioCote antimicrobial finish, for use with 1 3/8" - 1 3/4" thick standard door | 1 |  | 1 Year | 1022.4 | 0.15 | 869.04
13824 | Salto | AB660J00BC48--- | XS4 ANSI electronic wire-free SVN escutcheon, BLE / Mifare / DESFire entrance w/ key override function, J lever, unhanded, BioCote antimicrobial finish, for use with 1 3/4" - 2 1/4" thick door | 1 |  | 1 Year | 774.35 | 0.15 | 658.1975
13825 | Salto | AB660J00BC48-A- | XS4 ANSI electronic AMOK wire-free SVN escutcheon, BLE / Mifare / DESFire entrance w/ key override function, J lever, unhanded, BioCote antimicrobial finish, for use with 1 3/4" - 2 1/4" thick door | 1 |  | 1 Year | 903.35 | 0.15 | 767.8475
13826 | Salto | AB660J00BC48--K | XS4 ANSI electronic wire-free SVN escutcheon, BLE / Mifare / DESFire entrance w/ key override function, with keypad, J lever, unhanded, BioCote antimicrobial finish, for use with 1 3/4" - 2 1/4" thick door | 1 |  | 1 Year | 837.2 | 0.15 | 711.62
13827 | Salto | AB660J00BC48-W- | XS4 ANSI electronic RF wireless SVN escutcheon, BLE / Mifare / DESFire entrance w/ key override function, J lever, unhanded, BioCote antimicrobial finish, for use with 1 3/4" - 2 1/4" thick door | 1 |  | 1 Year | 959.55 | 0.15 | 815.6175
13828 | Salto | AB660J00BC48-WK | XS4 ANSI electronic RF wireless SVN escutcheon, BLE / Mifare / DESFire entrance w/ key override function, with keypad, J lever, unhanded, BioCote antimicrobial finish, for use with 1 3/4" - 2 1/4" thick door | 1 |  | 1 Year | 1022.4 | 0.15 | 869.04
13829 | Salto | AB660J00IA38--- | XS4 ANSI electronic wire-free SVN escutcheon, BLE / Mifare / DESFire entrance w/ key override function, J lever, unhanded, antique brass finish, for use with 1 3/8" - 1 3/4" thick standard door | 1 |  | 1 Year | 774.35 | 0.15 | 658.1975
13830 | Salto | AB660J00IA38-A- | XS4 ANSI electronic AMOK wire-free SVN escutcheon, BLE / Mifare / DESFire entrance w/ key override function, J lever, unhanded, antique brass finish, for use with 1 3/8" - 1 3/4" thick standard door | 1 |  | 1 Year | 903.35 | 0.15 | 767.8475
13831 | Salto | AB660J00IA38--K | XS4 ANSI electronic wire-free SVN escutcheon, BLE / Mifare / DESFire entrance w/ key override function, with keypad, J lever, unhanded, antique brass finish, for use with 1 3/8" - 1 3/4" thick standard door | 1 |  | 1 Year | 837.2 | 0.15 | 711.62
13832 | Salto | AB660J00IA38-W- | XS4 ANSI electronic RF wireless SVN escutcheon, BLE / Mifare / DESFire entrance w/ key override function, J lever, unhanded, antique brass finish, for use with 1 3/8" - 1 3/4" thick standard door | 1 |  | 1 Year | 959.55 | 0.15 | 815.6175
13833 | Salto | AB660J00IA38-WK | XS4 ANSI electronic RF wireless SVN escutcheon, BLE / Mifare / DESFire entrance w/ key override function, with keypad, J lever, unhanded, antique brass finish, for use with 1 3/8" - 1 3/4" thick standard door | 1 |  | 1 Year | 1022.4 | 0.15 | 869.04
13834 | Salto | AB660J00IA48--- | XS4 ANSI electronic wire-free SVN escutcheon, BLE / Mifare / DESFire entrance w/ key override function, J lever, unhanded, antique brass finish, for use with 1 3/4" - 2 1/4" thick door | 1 |  | 1 Year | 774.35 | 0.15 | 658.1975
13835 | Salto | AB660J00IA48-A- | XS4 ANSI electronic AMOK wire-free SVN escutcheon, BLE / Mifare / DESFire entrance w/ key override function, J lever, unhanded, antique brass finish, for use with 1 3/4" - 2 1/4" thick door | 1 |  | 1 Year | 903.35 | 0.15 | 767.8475
13836 | Salto | AB660J00IA48--K | XS4 ANSI electronic wire-free SVN escutcheon, BLE / Mifare / DESFire entrance w/ key override function, with keypad, J lever, unhanded, antique brass finish, for use with 1 3/4" - 2 1/4" thick door | 1 |  | 1 Year | 837.2 | 0.15 | 711.62
13837 | Salto | AB660J00IA48-W- | XS4 ANSI electronic RF wireless SVN escutcheon, BLE / Mifare / DESFire entrance w/ key override function, J lever, unhanded, antique brass finish, for use with 1 3/4" - 2 1/4" thick door | 1 |  | 1 Year | 959.55 | 0.15 | 815.6175
13838 | Salto | AB660J00IA48-WK | XS4 ANSI electronic RF wireless SVN escutcheon, BLE / Mifare / DESFire entrance w/ key override function, with keypad, J lever, unhanded, antique brass finish, for use with 1 3/4" - 2 1/4" thick door | 1 |  | 1 Year | 1022.4 | 0.15 | 869.04
13839 | Salto | AB660J00IM38--- | XS4 ANSI electronic wire-free SVN escutcheon, BLE / Mifare / DESFire entrance w/ key override function, J lever, unhanded, satin stainless finish, for use with 1 3/8" - 1 3/4" thick standard door | 1 |  | 1 Year | 722.35 | 0.15 | 613.9975
13840 | Salto | AB660J00IM38-A- | XS4 ANSI electronic AMOK wire-free SVN escutcheon, BLE / Mifare / DESFire entrance w/ key override function, J lever, unhanded, satin stainless finish, for use with 1 3/8" - 1 3/4" thick standard door | 1 |  | 1 Year | 851.35 | 0.15 | 723.6475
13841 | Salto | AB660J00IM38--K | XS4 ANSI electronic wire-free SVN escutcheon, BLE / Mifare / DESFire entrance w/ key override function, with keypad, J lever, unhanded, satin stainless finish, for use with 1 3/8" - 1 3/4" thick standard door | 1 |  | 1 Year | 785.2 | 0.15 | 667.42
13842 | Salto | AB660J00IM38-W- | XS4 ANSI electronic RF wireless SVN escutcheon, BLE / Mifare / DESFire entrance w/ key override function, J lever, unhanded, satin stainless finish, for use with 1 3/8" - 1 3/4" thick standard door | 1 |  | 1 Year | 907.55 | 0.15 | 771.4175
13843 | Salto | AB660J00IM38-WK | XS4 ANSI electronic RF wireless SVN escutcheon, BLE / Mifare / DESFire entrance w/ key override function, with keypad, J lever, unhanded, satin stainless finish, for use with 1 3/8" - 1 3/4" thick standard door | 1 |  | 1 Year | 970.4 | 0.15 | 824.84
13844 | Salto | AB660J00IM48--- | XS4 ANSI electronic wire-free SVN escutcheon, BLE / Mifare / DESFire entrance w/ key override function, J lever, unhanded, satin stainless finish, for use with 1 3/4" - 2 1/4" thick door | 1 |  | 1 Year | 722.35 | 0.15 | 613.9975
13845 | Salto | AB660J00IM48-A- | XS4 ANSI electronic AMOK wire-free SVN escutcheon, BLE / Mifare / DESFire entrance w/ key override function, J lever, unhanded, satin stainless finish, for use with 1 3/4" - 2 1/4" thick door | 1 |  | 1 Year | 851.35 | 0.15 | 723.6475
13846 | Salto | AB660J00IM48--K | XS4 ANSI electronic wire-free SVN escutcheon, BLE / Mifare / DESFire entrance w/ key override function, with keypad, J lever, unhanded, satin stainless finish, for use with 1 3/4" - 2 1/4" thick door | 1 |  | 1 Year | 785.2 | 0.15 | 667.42
13847 | Salto | AB660J00IM48-W- | XS4 ANSI electronic RF wireless SVN escutcheon, BLE / Mifare / DESFire entrance w/ key override function, J lever, unhanded, satin stainless finish, for use with 1 3/4" - 2 1/4" thick door | 1 |  | 1 Year | 907.55 | 0.15 | 771.4175
13848 | Salto | AB660J00IM48-WK | XS4 ANSI electronic RF wireless SVN escutcheon, BLE / Mifare / DESFire entrance w/ key override function, with keypad, J lever, unhanded, satin stainless finish, for use with 1 3/4" - 2 1/4" thick door | 1 |  | 1 Year | 970.4 | 0.15 | 824.84
13849 | Salto | AB660J00NE38--- | XS4 ANSI electronic wire-free SVN escutcheon, BLE / Mifare / DESFire entrance w/ key override function, J lever, unhanded, black chromium finish, for use with 1 3/8" - 1 3/4" thick standard door | 1 |  | 1 Year | 757.05 | 0.15 | 643.4925
13850 | Salto | AB660J00NE38-A- | XS4 ANSI electronic AMOK wire-free SVN escutcheon, BLE / Mifare / DESFire entrance w/ key override function, J lever, unhanded, black chromium finish, for use with 1 3/8" - 1 3/4" thick standard door | 1 |  | 1 Year | 886.05 | 0.15 | 753.1425
13851 | Salto | AB660J00NE38--K | XS4 ANSI electronic wire-free SVN escutcheon, BLE / Mifare / DESFire entrance w/ key override function, with keypad, J lever, unhanded, black chromium finish, for use with 1 3/8" - 1 3/4" thick standard door | 1 |  | 1 Year | 819.9 | 0.15 | 696.915
13852 | Salto | AB660J00NE38-W- | XS4 ANSI electronic RF wireless SVN escutcheon, BLE / Mifare / DESFire entrance w/ key override function, J lever, unhanded, black chromium finish, for use with 1 3/8" - 1 3/4" thick standard door | 1 |  | 1 Year | 942.25 | 0.15 | 800.9125
13853 | Salto | AB660J00NE38-WK | XS4 ANSI electronic RF wireless SVN escutcheon, BLE / Mifare / DESFire entrance w/ key override function, with keypad, J lever, unhanded, black chromium finish, for use with 1 3/8" - 1 3/4" thick standard door | 1 |  | 1 Year | 1005.1 | 0.15 | 854.335
13854 | Salto | AB660J00NE48--- | XS4 ANSI electronic wire-free SVN escutcheon, BLE / Mifare / DESFire entrance w/ key override function, J lever, unhanded, black chromium finish, for use with 1 3/4" - 2 1/4" thick door | 1 |  | 1 Year | 757.05 | 0.15 | 643.4925
13855 | Salto | AB660J00NE48-A- | XS4 ANSI electronic AMOK wire-free SVN escutcheon, BLE / Mifare / DESFire entrance w/ key override function, J lever, unhanded, black chromium finish, for use with 1 3/4" - 2 1/4" thick door | 1 |  | 1 Year | 886.05 | 0.15 | 753.1425
13856 | Salto | AB660J00NE48--K | XS4 ANSI electronic wire-free SVN escutcheon, BLE / Mifare / DESFire entrance w/ key override function, with keypad, J lever, unhanded, black chromium finish, for use with 1 3/4" - 2 1/4" thick door | 1 |  | 1 Year | 819.9 | 0.15 | 696.915
13857 | Salto | AB660J00NE48-W- | XS4 ANSI electronic RF wireless SVN escutcheon, BLE / Mifare / DESFire entrance w/ key override function, J lever, unhanded, black chromium finish, for use with 1 3/4" - 2 1/4" thick door | 1 |  | 1 Year | 942.25 | 0.15 | 800.9125
13858 | Salto | AB660J00NE48-WK | XS4 ANSI electronic RF wireless SVN escutcheon, BLE / Mifare / DESFire entrance w/ key override function, with keypad, J lever, unhanded, black chromium finish, for use with 1 3/4" - 2 1/4" thick door | 1 |  | 1 Year | 1005.1 | 0.15 | 854.335
13859 | Salto | AB660J00PM38--- | XS4 ANSI electronic wire-free SVN escutcheon, BLE / Mifare / DESFire entrance w/ key override function, J lever, unhanded, satin brass finish, for use with 1 3/8" - 1 3/4" thick standard door | 1 |  | 1 Year | 722.35 | 0.15 | 613.9975
13860 | Salto | AB660J00PM38-A- | XS4 ANSI electronic AMOK wire-free SVN escutcheon, BLE / Mifare / DESFire entrance w/ key override function, J lever, unhanded, satin brass finish, for use with 1 3/8" - 1 3/4" thick standard door | 1 |  | 1 Year | 851.35 | 0.15 | 723.6475
13861 | Salto | AB660J00PM38--K | XS4 ANSI electronic wire-free SVN escutcheon, BLE / Mifare / DESFire entrance w/ key override function, with keypad, J lever, unhanded, satin brass finish, for use with 1 3/8" - 1 3/4" thick standard door | 1 |  | 1 Year | 785.2 | 0.15 | 667.42
13862 | Salto | AB660J00PM38-W- | XS4 ANSI electronic RF wireless SVN escutcheon, BLE / Mifare / DESFire entrance w/ key override function, J lever, unhanded, satin brass finish, for use with 1 3/8" - 1 3/4" thick standard door | 1 |  | 1 Year | 907.55 | 0.15 | 771.4175
13863 | Salto | AB660J00PM38-WK | XS4 ANSI electronic RF wireless SVN escutcheon, BLE / Mifare / DESFire entrance w/ key override function, with keypad, J lever, unhanded, satin brass finish, for use with 1 3/8" - 1 3/4" thick standard door | 1 |  | 1 Year | 970.4 | 0.15 | 824.84
13864 | Salto | AB660J00PM48--- | XS4 ANSI electronic wire-free SVN escutcheon, BLE / Mifare / DESFire entrance w/ key override function, J lever, unhanded, satin brass finish, for use with 1 3/4" - 2 1/4" thick door | 1 |  | 1 Year | 722.35 | 0.15 | 613.9975
13865 | Salto | AB660J00PM48-A- | XS4 ANSI electronic AMOK wire-free SVN escutcheon, BLE / Mifare / DESFire entrance w/ key override function, J lever, unhanded, satin brass finish, for use with 1 3/4" - 2 1/4" thick door | 1 |  | 1 Year | 851.35 | 0.15 | 723.6475
13866 | Salto | AB660J00PM48--K | XS4 ANSI electronic wire-free SVN escutcheon, BLE / Mifare / DESFire entrance w/ key override function, with keypad, J lever, unhanded, satin brass finish, for use with 1 3/4" - 2 1/4" thick door | 1 |  | 1 Year | 785.2 | 0.15 | 667.42
13867 | Salto | AB660J00PM48-W- | XS4 ANSI electronic RF wireless SVN escutcheon, BLE / Mifare / DESFire entrance w/ key override function, J lever, unhanded, satin brass finish, for use with 1 3/4" - 2 1/4" thick door | 1 |  | 1 Year | 907.55 | 0.15 | 771.4175
13868 | Salto | AB660J00PM48-WK | XS4 ANSI electronic RF wireless SVN escutcheon, BLE / Mifare / DESFire entrance w/ key override function, with keypad, J lever, unhanded, satin brass finish, for use with 1 3/4" - 2 1/4" thick door | 1 |  | 1 Year | 970.4 | 0.15 | 824.84
13869 | Salto | AB660K00IM38L-- | XS4 ANSI electronic wire-free SVN escutcheon, BLE / Mifare / DESFire entrance w/ key override function, K lever, left handed, satin stainless finish, for use with 1 3/8" - 1 3/4" thick standard door | 1 |  | 1 Year | 722.35 | 0.15 | 613.9975
13870 | Salto | AB660K00IM38LA- | XS4 ANSI electronic AMOK wire-free SVN escutcheon, BLE / Mifare / DESFire entrance w/ key override function, K lever, left handed, satin stainless finish, for use with 1 3/8" - 1 3/4" thick standard door | 1 |  | 1 Year | 851.35 | 0.15 | 723.6475
13871 | Salto | AB660K00IM38L-K | XS4 ANSI electronic wire-free SVN escutcheon, BLE / Mifare / DESFire entrance w/ key override function, with keypad, K lever, left handed, satin stainless finish, for use with 1 3/8" - 1 3/4" thick standard door | 1 |  | 1 Year | 785.2 | 0.15 | 667.42
13872 | Salto | AB660K00IM38LW- | XS4 ANSI electronic RF wireless SVN escutcheon, BLE / Mifare / DESFire entrance w/ key override function, K lever, left handed, satin stainless finish, for use with 1 3/8" - 1 3/4" thick standard door | 1 |  | 1 Year | 907.55 | 0.15 | 771.4175
13873 | Salto | AB660K00IM38LWK | XS4 ANSI electronic RF wireless SVN escutcheon, BLE / Mifare / DESFire entrance w/ key override function, with keypad, K lever, left handed, satin stainless finish, for use with 1 3/8" - 1 3/4" thick standard door | 1 |  | 1 Year | 970.4 | 0.15 | 824.84
13874 | Salto | AB660K00IM38R-- | XS4 ANSI electronic wire-free SVN escutcheon, BLE / Mifare / DESFire entrance w/ key override function, K lever, right handed, satin stainless finish, for use with 1 3/8" - 1 3/4" thick standard door | 1 |  | 1 Year | 722.35 | 0.15 | 613.9975
13875 | Salto | AB660K00IM38RA- | XS4 ANSI electronic AMOK wire-free SVN escutcheon, BLE / Mifare / DESFire entrance w/ key override function, K lever, right handed, satin stainless finish, for use with 1 3/8" - 1 3/4" thick standard door | 1 |  | 1 Year | 851.35 | 0.15 | 723.6475
13876 | Salto | AB660K00IM38R-K | XS4 ANSI electronic wire-free SVN escutcheon, BLE / Mifare / DESFire entrance w/ key override function, with keypad, K lever, right handed, satin stainless finish, for use with 1 3/8" - 1 3/4" thick standard door | 1 |  | 1 Year | 785.2 | 0.15 | 667.42
13877 | Salto | AB660K00IM38RW- | XS4 ANSI electronic RF wireless SVN escutcheon, BLE / Mifare / DESFire entrance w/ key override function, K lever, right handed, satin stainless finish, for use with 1 3/8" - 1 3/4" thick standard door | 1 |  | 1 Year | 907.55 | 0.15 | 771.4175
13878 | Salto | AB660K00IM38RWK | XS4 ANSI electronic RF wireless SVN escutcheon, BLE / Mifare / DESFire entrance w/ key override function, with keypad, K lever, right handed, satin stainless finish, for use with 1 3/8" - 1 3/4" thick standard door | 1 |  | 1 Year | 970.4 | 0.15 | 824.84
13879 | Salto | AB660K00IM48L-- | XS4 ANSI electronic wire-free SVN escutcheon, BLE / Mifare / DESFire entrance w/ key override function, K lever, left handed, satin stainless finish, for use with 1 3/4" - 2 1/4" thick door | 1 |  | 1 Year | 722.35 | 0.15 | 613.9975
13880 | Salto | AB660K00IM48LA- | XS4 ANSI electronic AMOK wire-free SVN escutcheon, BLE / Mifare / DESFire entrance w/ key override function, K lever, left handed, satin stainless finish, for use with 1 3/4" - 2 1/4" thick door | 1 |  | 1 Year | 851.35 | 0.15 | 723.6475
13881 | Salto | AB660K00IM48L-K | XS4 ANSI electronic wire-free SVN escutcheon, BLE / Mifare / DESFire entrance w/ key override function, with keypad, K lever, left handed, satin stainless finish, for use with 1 3/4" - 2 1/4" thick door | 1 |  | 1 Year | 785.2 | 0.15 | 667.42
13882 | Salto | AB660K00IM48LW- | XS4 ANSI electronic RF wireless SVN escutcheon, BLE / Mifare / DESFire entrance w/ key override function, K lever, left handed, satin stainless finish, for use with 1 3/4" - 2 1/4" thick door | 1 |  | 1 Year | 907.55 | 0.15 | 771.4175
13883 | Salto | AB660K00IM48LWK | XS4 ANSI electronic RF wireless SVN escutcheon, BLE / Mifare / DESFire entrance w/ key override function, with keypad, K lever, left handed, satin stainless finish, for use with 1 3/4" - 2 1/4" thick door | 1 |  | 1 Year | 970.4 | 0.15 | 824.84
13884 | Salto | AB660K00IM48R-- | XS4 ANSI electronic wire-free SVN escutcheon, BLE / Mifare / DESFire entrance w/ key override function, K lever, right handed, satin stainless finish, for use with 1 3/4" - 2 1/4" thick door | 1 |  | 1 Year | 722.35 | 0.15 | 613.9975
13885 | Salto | AB660K00IM48RA- | XS4 ANSI electronic AMOK wire-free SVN escutcheon, BLE / Mifare / DESFire entrance w/ key override function, K lever, right handed, satin stainless finish, for use with 1 3/4" - 2 1/4" thick door | 1 |  | 1 Year | 851.35 | 0.15 | 723.6475
13886 | Salto | AB660K00IM48R-K | XS4 ANSI electronic wire-free SVN escutcheon, BLE / Mifare / DESFire entrance w/ key override function, with keypad, K lever, right handed, satin stainless finish, for use with 1 3/4" - 2 1/4" thick door | 1 |  | 1 Year | 785.2 | 0.15 | 667.42
13887 | Salto | AB660K00IM48RW- | XS4 ANSI electronic RF wireless SVN escutcheon, BLE / Mifare / DESFire entrance w/ key override function, K lever, right handed, satin stainless finish, for use with 1 3/4" - 2 1/4" thick door | 1 |  | 1 Year | 907.55 | 0.15 | 771.4175
13888 | Salto | AB660K00IM48RWK | XS4 ANSI electronic RF wireless SVN escutcheon, BLE / Mifare / DESFire entrance w/ key override function, with keypad, K lever, right handed, satin stainless finish, for use with 1 3/4" - 2 1/4" thick door | 1 |  | 1 Year | 970.4 | 0.15 | 824.84
13889 | Salto | AB660K00IP38L-- | XS4 ANSI electronic wire-free SVN escutcheon, BLE / Mifare / DESFire entrance w/ key override function, K lever, left handed, bright stainless steel finish, for use with 1 3/8" - 1 3/4" thick standard door | 1 |  | 1 Year | 738.65 | 0.15 | 627.8525
13890 | Salto | AB660K00IP38LA- | XS4 ANSI electronic AMOK wire-free SVN escutcheon, BLE / Mifare / DESFire entrance w/ key override function, K lever, left handed, bright stainless steel finish, for use with 1 3/8" - 1 3/4" thick standard door | 1 |  | 1 Year | 867.65 | 0.15 | 737.5025
13891 | Salto | AB660K00IP38L-K | XS4 ANSI electronic wire-free SVN escutcheon, BLE / Mifare / DESFire entrance w/ key override function, with keypad, K lever, left handed, bright stainless steel finish, for use with 1 3/8" - 1 3/4" thick standard door | 1 |  | 1 Year | 801.5 | 0.15 | 681.275
13892 | Salto | AB660K00IP38LW- | XS4 ANSI electronic RF wireless SVN escutcheon, BLE / Mifare / DESFire entrance w/ key override function, K lever, left handed, bright stainless steel finish, for use with 1 3/8" - 1 3/4" thick standard door | 1 |  | 1 Year | 923.85 | 0.15 | 785.2725
13893 | Salto | AB660K00IP38LWK | XS4 ANSI electronic RF wireless SVN escutcheon, BLE / Mifare / DESFire entrance w/ key override function, with keypad, K lever, left handed, bright stainless steel finish, for use with 1 3/8" - 1 3/4" thick standard door | 1 |  | 1 Year | 986.7 | 0.15 | 838.695
13894 | Salto | AB660K00IP38R-- | XS4 ANSI electronic wire-free SVN escutcheon, BLE / Mifare / DESFire entrance w/ key override function, K lever, right handed, bright stainless steel finish, for use with 1 3/8" - 1 3/4" thick standard door | 1 |  | 1 Year | 738.65 | 0.15 | 627.8525
13895 | Salto | AB660K00IP38RA- | XS4 ANSI electronic AMOK wire-free SVN escutcheon, BLE / Mifare / DESFire entrance w/ key override function, K lever, right handed, bright stainless steel finish, for use with 1 3/8" - 1 3/4" thick standard door | 1 |  | 1 Year | 867.65 | 0.15 | 737.5025
13896 | Salto | AB660K00IP38R-K | XS4 ANSI electronic wire-free SVN escutcheon, BLE / Mifare / DESFire entrance w/ key override function, with keypad, K lever, right handed, bright stainless steel finish, for use with 1 3/8" - 1 3/4" thick standard door | 1 |  | 1 Year | 801.5 | 0.15 | 681.275
13897 | Salto | AB660K00IP38RW- | XS4 ANSI electronic RF wireless SVN escutcheon, BLE / Mifare / DESFire entrance w/ key override function, K lever, right handed, bright stainless steel finish, for use with 1 3/8" - 1 3/4" thick standard door | 1 |  | 1 Year | 923.85 | 0.15 | 785.2725
13898 | Salto | AB660K00IP38RWK | XS4 ANSI electronic RF wireless SVN escutcheon, BLE / Mifare / DESFire entrance w/ key override function, with keypad, K lever, right handed, bright stainless steel finish, for use with 1 3/8" - 1 3/4" thick standard door | 1 |  | 1 Year | 986.7 | 0.15 | 838.695
13899 | Salto | AB660K00IP48L-- | XS4 ANSI electronic wire-free SVN escutcheon, BLE / Mifare / DESFire entrance w/ key override function, K lever, left handed, bright stainless steel finish, for use with 1 3/4" - 2 1/4" thick door | 1 |  | 1 Year | 738.65 | 0.15 | 627.8525
13900 | Salto | AB660K00IP48LA- | XS4 ANSI electronic AMOK wire-free SVN escutcheon, BLE / Mifare / DESFire entrance w/ key override function, K lever, left handed, bright stainless steel finish, for use with 1 3/4" - 2 1/4" thick door | 1 |  | 1 Year | 867.65 | 0.15 | 737.5025
13901 | Salto | AB660K00IP48L-K | XS4 ANSI electronic wire-free SVN escutcheon, BLE / Mifare / DESFire entrance w/ key override function, with keypad, K lever, left handed, bright stainless steel finish, for use with 1 3/4" - 2 1/4" thick door | 1 |  | 1 Year | 801.5 | 0.15 | 681.275
13902 | Salto | AB660K00IP48LW- | XS4 ANSI electronic RF wireless SVN escutcheon, BLE / Mifare / DESFire entrance w/ key override function, K lever, left handed, bright stainless steel finish, for use with 1 3/4" - 2 1/4" thick door | 1 |  | 1 Year | 923.85 | 0.15 | 785.2725
13903 | Salto | AB660K00IP48LWK | XS4 ANSI electronic RF wireless SVN escutcheon, BLE / Mifare / DESFire entrance w/ key override function, with keypad, K lever, left handed, bright stainless steel finish, for use with 1 3/4" - 2 1/4" thick door | 1 |  | 1 Year | 986.7 | 0.15 | 838.695
13904 | Salto | AB660K00IP48R-- | XS4 ANSI electronic wire-free SVN escutcheon, BLE / Mifare / DESFire entrance w/ key override function, K lever, right handed, bright stainless steel finish, for use with 1 3/4" - 2 1/4" thick door | 1 |  | 1 Year | 738.65 | 0.15 | 627.8525
13905 | Salto | AB660K00IP48RA- | XS4 ANSI electronic AMOK wire-free SVN escutcheon, BLE / Mifare / DESFire entrance w/ key override function, K lever, right handed, bright stainless steel finish, for use with 1 3/4" - 2 1/4" thick door | 1 |  | 1 Year | 867.65 | 0.15 | 737.5025
13906 | Salto | AB660K00IP48R-K | XS4 ANSI electronic wire-free SVN escutcheon, BLE / Mifare / DESFire entrance w/ key override function, with keypad, K lever, right handed, bright stainless steel finish, for use with 1 3/4" - 2 1/4" thick door | 1 |  | 1 Year | 801.5 | 0.15 | 681.275
13907 | Salto | AB660K00IP48RW- | XS4 ANSI electronic RF wireless SVN escutcheon, BLE / Mifare / DESFire entrance w/ key override function, K lever, right handed, bright stainless steel finish, for use with 1 3/4" - 2 1/4" thick door | 1 |  | 1 Year | 923.85 | 0.15 | 785.2725
13908 | Salto | AB660K00IP48RWK | XS4 ANSI electronic RF wireless SVN escutcheon, BLE / Mifare / DESFire entrance w/ key override function, with keypad, K lever, right handed, bright stainless steel finish, for use with 1 3/4" - 2 1/4" thick door | 1 |  | 1 Year | 986.7 | 0.15 | 838.695
13909 | Salto | AB660K00PP38L-- | XS4 ANSI electronic wire-free SVN escutcheon, BLE / Mifare / DESFire entrance w/ key override function, K lever, left handed, bright brass finish, for use with 1 3/8" - 1 3/4" thick standard door | 1 |  | 1 Year | 738.65 | 0.15 | 627.8525
13910 | Salto | AB660K00PP38LA- | XS4 ANSI electronic AMOK wire-free SVN escutcheon, BLE / Mifare / DESFire entrance w/ key override function, K lever, left handed, bright brass finish, for use with 1 3/8" - 1 3/4" thick standard door | 1 |  | 1 Year | 867.65 | 0.15 | 737.5025
13911 | Salto | AB660K00PP38L-K | XS4 ANSI electronic wire-free SVN escutcheon, BLE / Mifare / DESFire entrance w/ key override function, with keypad, K lever, left handed, bright brass finish, for use with 1 3/8" - 1 3/4" thick standard door | 1 |  | 1 Year | 801.5 | 0.15 | 681.275
13912 | Salto | AB660K00PP38LW- | XS4 ANSI electronic RF wireless SVN escutcheon, BLE / Mifare / DESFire entrance w/ key override function, K lever, left handed, bright brass finish, for use with 1 3/8" - 1 3/4" thick standard door | 1 |  | 1 Year | 923.85 | 0.15 | 785.2725
13913 | Salto | AB660K00PP38LWK | XS4 ANSI electronic RF wireless SVN escutcheon, BLE / Mifare / DESFire entrance w/ key override function, with keypad, K lever, left handed, bright brass finish, for use with 1 3/8" - 1 3/4" thick standard door | 1 |  | 1 Year | 986.7 | 0.15 | 838.695
13914 | Salto | AB660K00PP38R-- | XS4 ANSI electronic wire-free SVN escutcheon, BLE / Mifare / DESFire entrance w/ key override function, K lever, right handed, bright brass finish, for use with 1 3/8" - 1 3/4" thick standard door | 1 |  | 1 Year | 738.65 | 0.15 | 627.8525
13915 | Salto | AB660K00PP38RA- | XS4 ANSI electronic AMOK wire-free SVN escutcheon, BLE / Mifare / DESFire entrance w/ key override function, K lever, right handed, bright brass finish, for use with 1 3/8" - 1 3/4" thick standard door | 1 |  | 1 Year | 867.65 | 0.15 | 737.5025
13916 | Salto | AB660K00PP38R-K | XS4 ANSI electronic wire-free SVN escutcheon, BLE / Mifare / DESFire entrance w/ key override function, with keypad, K lever, right handed, bright brass finish, for use with 1 3/8" - 1 3/4" thick standard door | 1 |  | 1 Year | 801.5 | 0.15 | 681.275
13917 | Salto | AB660K00PP38RW- | XS4 ANSI electronic RF wireless SVN escutcheon, BLE / Mifare / DESFire entrance w/ key override function, K lever, right handed, bright brass finish, for use with 1 3/8" - 1 3/4" thick standard door | 1 |  | 1 Year | 923.85 | 0.15 | 785.2725
13918 | Salto | AB660K00PP38RWK | XS4 ANSI electronic RF wireless SVN escutcheon, BLE / Mifare / DESFire entrance w/ key override function, with keypad, K lever, right handed, bright brass finish, for use with 1 3/8" - 1 3/4" thick standard door | 1 |  | 1 Year | 986.7 | 0.15 | 838.695
13919 | Salto | AB660K00PP48L-- | XS4 ANSI electronic wire-free SVN escutcheon, BLE / Mifare / DESFire entrance w/ key override function, K lever, left handed, bright brass finish, for use with 1 3/4" - 2 1/4" thick door | 1 |  | 1 Year | 738.65 | 0.15 | 627.8525
13920 | Salto | AB660K00PP48LA- | XS4 ANSI electronic AMOK wire-free SVN escutcheon, BLE / Mifare / DESFire entrance w/ key override function, K lever, left handed, bright brass finish, for use with 1 3/4" - 2 1/4" thick door | 1 |  | 1 Year | 867.65 | 0.15 | 737.5025
13921 | Salto | AB660K00PP48L-K | XS4 ANSI electronic wire-free SVN escutcheon, BLE / Mifare / DESFire entrance w/ key override function, with keypad, K lever, left handed, bright brass finish, for use with 1 3/4" - 2 1/4" thick door | 1 |  | 1 Year | 801.5 | 0.15 | 681.275
13922 | Salto | AB660K00PP48LW- | XS4 ANSI electronic RF wireless SVN escutcheon, BLE / Mifare / DESFire entrance w/ key override function, K lever, left handed, bright brass finish, for use with 1 3/4" - 2 1/4" thick door | 1 |  | 1 Year | 923.85 | 0.15 | 785.2725
13923 | Salto | AB660K00PP48LWK | XS4 ANSI electronic RF wireless SVN escutcheon, BLE / Mifare / DESFire entrance w/ key override function, with keypad, K lever, left handed, bright brass finish, for use with 1 3/4" - 2 1/4" thick door | 1 |  | 1 Year | 986.7 | 0.15 | 838.695
13924 | Salto | AB660K00PP48R-- | XS4 ANSI electronic wire-free SVN escutcheon, BLE / Mifare / DESFire entrance w/ key override function, K lever, right handed, bright brass finish, for use with 1 3/4" - 2 1/4" thick door | 1 |  | 1 Year | 738.65 | 0.15 | 627.8525
13925 | Salto | AB660K00PP48RA- | XS4 ANSI electronic AMOK wire-free SVN escutcheon, BLE / Mifare / DESFire entrance w/ key override function, K lever, right handed, bright brass finish, for use with 1 3/4" - 2 1/4" thick door | 1 |  | 1 Year | 867.65 | 0.15 | 737.5025
13926 | Salto | AB660K00PP48R-K | XS4 ANSI electronic wire-free SVN escutcheon, BLE / Mifare / DESFire entrance w/ key override function, with keypad, K lever, right handed, bright brass finish, for use with 1 3/4" - 2 1/4" thick door | 1 |  | 1 Year | 801.5 | 0.15 | 681.275
13927 | Salto | AB660K00PP48RW- | XS4 ANSI electronic RF wireless SVN escutcheon, BLE / Mifare / DESFire entrance w/ key override function, K lever, right handed, bright brass finish, for use with 1 3/4" - 2 1/4" thick door | 1 |  | 1 Year | 923.85 | 0.15 | 785.2725
13928 | Salto | AB660K00PP48RWK | XS4 ANSI electronic RF wireless SVN escutcheon, BLE / Mifare / DESFire entrance w/ key override function, with keypad, K lever, right handed, bright brass finish, for use with 1 3/4" - 2 1/4" thick door | 1 |  | 1 Year | 986.7 | 0.15 | 838.695
13929 | Salto | AB660L00BC38--- | XS4 ANSI electronic wire-free SVN escutcheon, BLE / Mifare / DESFire entrance w/ key override function, L lever, unhanded, BioCote antimicrobial finish, for use with 1 3/8" - 1 3/4" thick standard door | 1 |  | 1 Year | 764.15 | 0.15 | 649.5275
13930 | Salto | AB660L00BC38-A- | XS4 ANSI electronic AMOK wire-free SVN escutcheon, BLE / Mifare / DESFire entrance w/ key override function, L lever, unhanded, BioCote antimicrobial finish, for use with 1 3/8" - 1 3/4" thick standard door | 1 |  | 1 Year | 893.15 | 0.15 | 759.1775
13931 | Salto | AB660L00BC38--K | XS4 ANSI electronic wire-free SVN escutcheon, BLE / Mifare / DESFire entrance w/ key override function, with keypad, L lever, unhanded, BioCote antimicrobial finish, for use with 1 3/8" - 1 3/4" thick standard door | 1 |  | 1 Year | 827 | 0.15 | 702.95
13932 | Salto | AB660L00BC38-W- | XS4 ANSI electronic RF wireless SVN escutcheon, BLE / Mifare / DESFire entrance w/ key override function, L lever, unhanded, BioCote antimicrobial finish, for use with 1 3/8" - 1 3/4" thick standard door | 1 |  | 1 Year | 949.35 | 0.15 | 806.9475
13933 | Salto | AB660L00BC38-WK | XS4 ANSI electronic RF wireless SVN escutcheon, BLE / Mifare / DESFire entrance w/ key override function, with keypad, L lever, unhanded, BioCote antimicrobial finish, for use with 1 3/8" - 1 3/4" thick standard door | 1 |  | 1 Year | 1012.2 | 0.15 | 860.37
13934 | Salto | AB660L00BC48--- | XS4 ANSI electronic wire-free SVN escutcheon, BLE / Mifare / DESFire entrance w/ key override function, L lever, unhanded, BioCote antimicrobial finish, for use with 1 3/4" - 2 1/4" thick door | 1 |  | 1 Year | 764.15 | 0.15 | 649.5275
13935 | Salto | AB660L00BC48-A- | XS4 ANSI electronic AMOK wire-free SVN escutcheon, BLE / Mifare / DESFire entrance w/ key override function, L lever, unhanded, BioCote antimicrobial finish, for use with 1 3/4" - 2 1/4" thick door | 1 |  | 1 Year | 893.15 | 0.15 | 759.1775
13936 | Salto | AB660L00BC48--K | XS4 ANSI electronic wire-free SVN escutcheon, BLE / Mifare / DESFire entrance w/ key override function, with keypad, L lever, unhanded, BioCote antimicrobial finish, for use with 1 3/4" - 2 1/4" thick door | 1 |  | 1 Year | 827 | 0.15 | 702.95
13937 | Salto | AB660L00BC48-W- | XS4 ANSI electronic RF wireless SVN escutcheon, BLE / Mifare / DESFire entrance w/ key override function, L lever, unhanded, BioCote antimicrobial finish, for use with 1 3/4" - 2 1/4" thick door | 1 |  | 1 Year | 949.35 | 0.15 | 806.9475
13938 | Salto | AB660L00BC48-WK | XS4 ANSI electronic RF wireless SVN escutcheon, BLE / Mifare / DESFire entrance w/ key override function, with keypad, L lever, unhanded, BioCote antimicrobial finish, for use with 1 3/4" - 2 1/4" thick door | 1 |  | 1 Year | 1012.2 | 0.15 | 860.37
13939 | Salto | AB660L00IA38--- | XS4 ANSI electronic wire-free SVN escutcheon, BLE / Mifare / DESFire entrance w/ key override function, L lever, unhanded, antique brass finish, for use with 1 3/8" - 1 3/4" thick standard door | 1 |  | 1 Year | 764.15 | 0.15 | 649.5275
13940 | Salto | AB660L00IA38-A- | XS4 ANSI electronic AMOK wire-free SVN escutcheon, BLE / Mifare / DESFire entrance w/ key override function, L lever, unhanded, antique brass finish, for use with 1 3/8" - 1 3/4" thick standard door | 1 |  | 1 Year | 893.15 | 0.15 | 759.1775
13941 | Salto | AB660L00IA38--K | XS4 ANSI electronic wire-free SVN escutcheon, BLE / Mifare / DESFire entrance w/ key override function, with keypad, L lever, unhanded, antique brass finish, for use with 1 3/8" - 1 3/4" thick standard door | 1 |  | 1 Year | 827 | 0.15 | 702.95
13942 | Salto | AB660L00IA38-W- | XS4 ANSI electronic RF wireless SVN escutcheon, BLE / Mifare / DESFire entrance w/ key override function, L lever, unhanded, antique brass finish, for use with 1 3/8" - 1 3/4" thick standard door | 1 |  | 1 Year | 949.35 | 0.15 | 806.9475
13943 | Salto | AB660L00IA38-WK | XS4 ANSI electronic RF wireless SVN escutcheon, BLE / Mifare / DESFire entrance w/ key override function, with keypad, L lever, unhanded, antique brass finish, for use with 1 3/8" - 1 3/4" thick standard door | 1 |  | 1 Year | 1012.2 | 0.15 | 860.37
13944 | Salto | AB660L00IA48--- | XS4 ANSI electronic wire-free SVN escutcheon, BLE / Mifare / DESFire entrance w/ key override function, L lever, unhanded, antique brass finish, for use with 1 3/4" - 2 1/4" thick door | 1 |  | 1 Year | 764.15 | 0.15 | 649.5275
13945 | Salto | AB660L00IA48-A- | XS4 ANSI electronic AMOK wire-free SVN escutcheon, BLE / Mifare / DESFire entrance w/ key override function, L lever, unhanded, antique brass finish, for use with 1 3/4" - 2 1/4" thick door | 1 |  | 1 Year | 893.15 | 0.15 | 759.1775
13946 | Salto | AB660L00IA48--K | XS4 ANSI electronic wire-free SVN escutcheon, BLE / Mifare / DESFire entrance w/ key override function, with keypad, L lever, unhanded, antique brass finish, for use with 1 3/4" - 2 1/4" thick door | 1 |  | 1 Year | 827 | 0.15 | 702.95
13947 | Salto | AB660L00IA48-W- | XS4 ANSI electronic RF wireless SVN escutcheon, BLE / Mifare / DESFire entrance w/ key override function, L lever, unhanded, antique brass finish, for use with 1 3/4" - 2 1/4" thick door | 1 |  | 1 Year | 949.35 | 0.15 | 806.9475
13948 | Salto | AB660L00IA48-WK | XS4 ANSI electronic RF wireless SVN escutcheon, BLE / Mifare / DESFire entrance w/ key override function, with keypad, L lever, unhanded, antique brass finish, for use with 1 3/4" - 2 1/4" thick door | 1 |  | 1 Year | 1012.2 | 0.15 | 860.37
13949 | Salto | AB660L00IM38--- | XS4 ANSI electronic wire-free SVN escutcheon, BLE / Mifare / DESFire entrance w/ key override function, L lever, unhanded, satin stainless finish, for use with 1 3/8" - 1 3/4" thick standard door | 1 |  | 1 Year | 712.15 | 0.15 | 605.3275
13950 | Salto | AB660L00IM38-A- | XS4 ANSI electronic AMOK wire-free SVN escutcheon, BLE / Mifare / DESFire entrance w/ key override function, L lever, unhanded, satin stainless finish, for use with 1 3/8" - 1 3/4" thick standard door | 1 |  | 1 Year | 841.15 | 0.15 | 714.9775
13951 | Salto | AB660L00IM38--K | XS4 ANSI electronic wire-free SVN escutcheon, BLE / Mifare / DESFire entrance w/ key override function, with keypad, L lever, unhanded, satin stainless finish, for use with 1 3/8" - 1 3/4" thick standard door | 1 |  | 1 Year | 775 | 0.15 | 658.75
13952 | Salto | AB660L00IM38-W- | XS4 ANSI electronic RF wireless SVN escutcheon, BLE / Mifare / DESFire entrance w/ key override function, L lever, unhanded, satin stainless finish, for use with 1 3/8" - 1 3/4" thick standard door | 1 |  | 1 Year | 897.35 | 0.15 | 762.7475
13953 | Salto | AB660L00IM38-WK | XS4 ANSI electronic RF wireless SVN escutcheon, BLE / Mifare / DESFire entrance w/ key override function, with keypad, L lever, unhanded, satin stainless finish, for use with 1 3/8" - 1 3/4" thick standard door | 1 |  | 1 Year | 960.2 | 0.15 | 816.17
13954 | Salto | AB660L00IM48--- | XS4 ANSI electronic wire-free SVN escutcheon, BLE / Mifare / DESFire entrance w/ key override function, L lever, unhanded, satin stainless finish, for use with 1 3/4" - 2 1/4" thick door | 1 |  | 1 Year | 712.15 | 0.15 | 605.3275
13955 | Salto | AB660L00IM48-A- | XS4 ANSI electronic AMOK wire-free SVN escutcheon, BLE / Mifare / DESFire entrance w/ key override function, L lever, unhanded, satin stainless finish, for use with 1 3/4" - 2 1/4" thick door | 1 |  | 1 Year | 841.15 | 0.15 | 714.9775
13956 | Salto | AB660L00IM48--K | XS4 ANSI electronic wire-free SVN escutcheon, BLE / Mifare / DESFire entrance w/ key override function, with keypad, L lever, unhanded, satin stainless finish, for use with 1 3/4" - 2 1/4" thick door | 1 |  | 1 Year | 775 | 0.15 | 658.75
13957 | Salto | AB660L00IM48-W- | XS4 ANSI electronic RF wireless SVN escutcheon, BLE / Mifare / DESFire entrance w/ key override function, L lever, unhanded, satin stainless finish, for use with 1 3/4" - 2 1/4" thick door | 1 |  | 1 Year | 897.35 | 0.15 | 762.7475
13958 | Salto | AB660L00IM48-WK | XS4 ANSI electronic RF wireless SVN escutcheon, BLE / Mifare / DESFire entrance w/ key override function, with keypad, L lever, unhanded, satin stainless finish, for use with 1 3/4" - 2 1/4" thick door | 1 |  | 1 Year | 960.2 | 0.15 | 816.17
13959 | Salto | AB660L00IP38--- | XS4 ANSI electronic wire-free SVN escutcheon, BLE / Mifare / DESFire entrance w/ key override function, L lever, unhanded, bright stainless steel finish, for use with 1 3/8" - 1 3/4" thick standard door | 1 |  | 1 Year | 728.45 | 0.15 | 619.1825
13960 | Salto | AB660L00IP38-A- | XS4 ANSI electronic AMOK wire-free SVN escutcheon, BLE / Mifare / DESFire entrance w/ key override function, L lever, unhanded, bright stainless steel finish, for use with 1 3/8" - 1 3/4" thick standard door | 1 |  | 1 Year | 857.45 | 0.15 | 728.8325
13961 | Salto | AB660L00IP38--K | XS4 ANSI electronic wire-free SVN escutcheon, BLE / Mifare / DESFire entrance w/ key override function, with keypad, L lever, unhanded, bright stainless steel finish, for use with 1 3/8" - 1 3/4" thick standard door | 1 |  | 1 Year | 791.3 | 0.15 | 672.605
13962 | Salto | AB660L00IP38-W- | XS4 ANSI electronic RF wireless SVN escutcheon, BLE / Mifare / DESFire entrance w/ key override function, L lever, unhanded, bright stainless steel finish, for use with 1 3/8" - 1 3/4" thick standard door | 1 |  | 1 Year | 913.65 | 0.15 | 776.6025
13963 | Salto | AB660L00IP38-WK | XS4 ANSI electronic RF wireless SVN escutcheon, BLE / Mifare / DESFire entrance w/ key override function, with keypad, L lever, unhanded, bright stainless steel finish, for use with 1 3/8" - 1 3/4" thick standard door | 1 |  | 1 Year | 976.5 | 0.15 | 830.025
13964 | Salto | AB660L00IP48--- | XS4 ANSI electronic wire-free SVN escutcheon, BLE / Mifare / DESFire entrance w/ key override function, L lever, unhanded, bright stainless steel finish, for use with 1 3/4" - 2 1/4" thick door | 1 |  | 1 Year | 728.45 | 0.15 | 619.1825
13965 | Salto | AB660L00IP48-A- | XS4 ANSI electronic AMOK wire-free SVN escutcheon, BLE / Mifare / DESFire entrance w/ key override function, L lever, unhanded, bright stainless steel finish, for use with 1 3/4" - 2 1/4" thick door | 1 |  | 1 Year | 857.45 | 0.15 | 728.8325
13966 | Salto | AB660L00IP48--K | XS4 ANSI electronic wire-free SVN escutcheon, BLE / Mifare / DESFire entrance w/ key override function, with keypad, L lever, unhanded, bright stainless steel finish, for use with 1 3/4" - 2 1/4" thick door | 1 |  | 1 Year | 791.3 | 0.15 | 672.605
13967 | Salto | AB660L00IP48-W- | XS4 ANSI electronic RF wireless SVN escutcheon, BLE / Mifare / DESFire entrance w/ key override function, L lever, unhanded, bright stainless steel finish, for use with 1 3/4" - 2 1/4" thick door | 1 |  | 1 Year | 913.65 | 0.15 | 776.6025
13968 | Salto | AB660L00IP48-WK | XS4 ANSI electronic RF wireless SVN escutcheon, BLE / Mifare / DESFire entrance w/ key override function, with keypad, L lever, unhanded, bright stainless steel finish, for use with 1 3/4" - 2 1/4" thick door | 1 |  | 1 Year | 976.5 | 0.15 | 830.025
13969 | Salto | AB660L00NE38--- | XS4 ANSI electronic wire-free SVN escutcheon, BLE / Mifare / DESFire entrance w/ key override function, L lever, unhanded, black chromium finish, for use with 1 3/8" - 1 3/4" thick standard door | 1 |  | 1 Year | 746.85 | 0.15 | 634.8225
13970 | Salto | AB660L00NE38-A- | XS4 ANSI electronic AMOK wire-free SVN escutcheon, BLE / Mifare / DESFire entrance w/ key override function, L lever, unhanded, black chromium finish, for use with 1 3/8" - 1 3/4" thick standard door | 1 |  | 1 Year | 875.85 | 0.15 | 744.4725
13971 | Salto | AB660L00NE38--K | XS4 ANSI electronic wire-free SVN escutcheon, BLE / Mifare / DESFire entrance w/ key override function, with keypad, L lever, unhanded, black chromium finish, for use with 1 3/8" - 1 3/4" thick standard door | 1 |  | 1 Year | 809.7 | 0.15 | 688.245
13972 | Salto | AB660L00NE38-W- | XS4 ANSI electronic RF wireless SVN escutcheon, BLE / Mifare / DESFire entrance w/ key override function, L lever, unhanded, black chromium finish, for use with 1 3/8" - 1 3/4" thick standard door | 1 |  | 1 Year | 932.05 | 0.15 | 792.2425
13973 | Salto | AB660L00NE38-WK | XS4 ANSI electronic RF wireless SVN escutcheon, BLE / Mifare / DESFire entrance w/ key override function, with keypad, L lever, unhanded, black chromium finish, for use with 1 3/8" - 1 3/4" thick standard door | 1 |  | 1 Year | 994.9 | 0.15 | 845.665
13974 | Salto | AB660L00NE48--- | XS4 ANSI electronic wire-free SVN escutcheon, BLE / Mifare / DESFire entrance w/ key override function, L lever, unhanded, black chromium finish, for use with 1 3/4" - 2 1/4" thick door | 1 |  | 1 Year | 746.85 | 0.15 | 634.8225
13975 | Salto | AB660L00NE48-A- | XS4 ANSI electronic AMOK wire-free SVN escutcheon, BLE / Mifare / DESFire entrance w/ key override function, L lever, unhanded, black chromium finish, for use with 1 3/4" - 2 1/4" thick door | 1 |  | 1 Year | 875.85 | 0.15 | 744.4725
13976 | Salto | AB660L00NE48--K | XS4 ANSI electronic wire-free SVN escutcheon, BLE / Mifare / DESFire entrance w/ key override function, with keypad, L lever, unhanded, black chromium finish, for use with 1 3/4" - 2 1/4" thick door | 1 |  | 1 Year | 809.7 | 0.15 | 688.245
13977 | Salto | AB660L00NE48-W- | XS4 ANSI electronic RF wireless SVN escutcheon, BLE / Mifare / DESFire entrance w/ key override function, L lever, unhanded, black chromium finish, for use with 1 3/4" - 2 1/4" thick door | 1 |  | 1 Year | 932.05 | 0.15 | 792.2425
13978 | Salto | AB660L00NE48-WK | XS4 ANSI electronic RF wireless SVN escutcheon, BLE / Mifare / DESFire entrance w/ key override function, with keypad, L lever, unhanded, black chromium finish, for use with 1 3/4" - 2 1/4" thick door | 1 |  | 1 Year | 994.9 | 0.15 | 845.665
13979 | Salto | AB660L00PM38--- | XS4 ANSI electronic wire-free SVN escutcheon, BLE / Mifare / DESFire entrance w/ key override function, L lever, unhanded, satin brass finish, for use with 1 3/8" - 1 3/4" thick standard door | 1 |  | 1 Year | 712.15 | 0.15 | 605.3275
13980 | Salto | AB660L00PM38-A- | XS4 ANSI electronic AMOK wire-free SVN escutcheon, BLE / Mifare / DESFire entrance w/ key override function, L lever, unhanded, satin brass finish, for use with 1 3/8" - 1 3/4" thick standard door | 1 |  | 1 Year | 841.15 | 0.15 | 714.9775
13981 | Salto | AB660L00PM38--K | XS4 ANSI electronic wire-free SVN escutcheon, BLE / Mifare / DESFire entrance w/ key override function, with keypad, L lever, unhanded, satin brass finish, for use with 1 3/8" - 1 3/4" thick standard door | 1 |  | 1 Year | 775 | 0.15 | 658.75
13982 | Salto | AB660L00PM38-W- | XS4 ANSI electronic RF wireless SVN escutcheon, BLE / Mifare / DESFire entrance w/ key override function, L lever, unhanded, satin brass finish, for use with 1 3/8" - 1 3/4" thick standard door | 1 |  | 1 Year | 897.35 | 0.15 | 762.7475
13983 | Salto | AB660L00PM38-WK | XS4 ANSI electronic RF wireless SVN escutcheon, BLE / Mifare / DESFire entrance w/ key override function, with keypad, L lever, unhanded, satin brass finish, for use with 1 3/8" - 1 3/4" thick standard door | 1 |  | 1 Year | 960.2 | 0.15 | 816.17
13984 | Salto | AB660L00PM48--- | XS4 ANSI electronic wire-free SVN escutcheon, BLE / Mifare / DESFire entrance w/ key override function, L lever, unhanded, satin brass finish, for use with 1 3/4" - 2 1/4" thick door | 1 |  | 1 Year | 712.15 | 0.15 | 605.3275
13985 | Salto | AB660L00PM48-A- | XS4 ANSI electronic AMOK wire-free SVN escutcheon, BLE / Mifare / DESFire entrance w/ key override function, L lever, unhanded, satin brass finish, for use with 1 3/4" - 2 1/4" thick door | 1 |  | 1 Year | 841.15 | 0.15 | 714.9775
13986 | Salto | AB660L00PM48--K | XS4 ANSI electronic wire-free SVN escutcheon, BLE / Mifare / DESFire entrance w/ key override function, with keypad, L lever, unhanded, satin brass finish, for use with 1 3/4" - 2 1/4" thick door | 1 |  | 1 Year | 775 | 0.15 | 658.75
13987 | Salto | AB660L00PM48-W- | XS4 ANSI electronic RF wireless SVN escutcheon, BLE / Mifare / DESFire entrance w/ key override function, L lever, unhanded, satin brass finish, for use with 1 3/4" - 2 1/4" thick door | 1 |  | 1 Year | 897.35 | 0.15 | 762.7475
13988 | Salto | AB660L00PM48-WK | XS4 ANSI electronic RF wireless SVN escutcheon, BLE / Mifare / DESFire entrance w/ key override function, with keypad, L lever, unhanded, satin brass finish, for use with 1 3/4" - 2 1/4" thick door | 1 |  | 1 Year | 960.2 | 0.15 | 816.17
13989 | Salto | AB660L00PP38--- | XS4 ANSI electronic wire-free SVN escutcheon, BLE / Mifare / DESFire entrance w/ key override function, L lever, unhanded, bright brass finish, for use with 1 3/8" - 1 3/4" thick standard door | 1 |  | 1 Year | 728.45 | 0.15 | 619.1825
13990 | Salto | AB660L00PP38-A- | XS4 ANSI electronic AMOK wire-free SVN escutcheon, BLE / Mifare / DESFire entrance w/ key override function, L lever, unhanded, bright brass finish, for use with 1 3/8" - 1 3/4" thick standard door | 1 |  | 1 Year | 857.45 | 0.15 | 728.8325
13991 | Salto | AB660L00PP38--K | XS4 ANSI electronic wire-free SVN escutcheon, BLE / Mifare / DESFire entrance w/ key override function, with keypad, L lever, unhanded, bright brass finish, for use with 1 3/8" - 1 3/4" thick standard door | 1 |  | 1 Year | 791.3 | 0.15 | 672.605
13992 | Salto | AB660L00PP38-W- | XS4 ANSI electronic RF wireless SVN escutcheon, BLE / Mifare / DESFire entrance w/ key override function, L lever, unhanded, bright brass finish, for use with 1 3/8" - 1 3/4" thick standard door | 1 |  | 1 Year | 913.65 | 0.15 | 776.6025
13993 | Salto | AB660L00PP38-WK | XS4 ANSI electronic RF wireless SVN escutcheon, BLE / Mifare / DESFire entrance w/ key override function, with keypad, L lever, unhanded, bright brass finish, for use with 1 3/8" - 1 3/4" thick standard door | 1 |  | 1 Year | 976.5 | 0.15 | 830.025
13994 | Salto | AB660L00PP48--- | XS4 ANSI electronic wire-free SVN escutcheon, BLE / Mifare / DESFire entrance w/ key override function, L lever, unhanded, bright brass finish, for use with 1 3/4" - 2 1/4" thick door | 1 |  | 1 Year | 728.45 | 0.15 | 619.1825
13995 | Salto | AB660L00PP48-A- | XS4 ANSI electronic AMOK wire-free SVN escutcheon, BLE / Mifare / DESFire entrance w/ key override function, L lever, unhanded, bright brass finish, for use with 1 3/4" - 2 1/4" thick door | 1 |  | 1 Year | 857.45 | 0.15 | 728.8325
13996 | Salto | AB660L00PP48--K | XS4 ANSI electronic wire-free SVN escutcheon, BLE / Mifare / DESFire entrance w/ key override function, with keypad, L lever, unhanded, bright brass finish, for use with 1 3/4" - 2 1/4" thick door | 1 |  | 1 Year | 791.3 | 0.15 | 672.605
13997 | Salto | AB660L00PP48-W- | XS4 ANSI electronic RF wireless SVN escutcheon, BLE / Mifare / DESFire entrance w/ key override function, L lever, unhanded, bright brass finish, for use with 1 3/4" - 2 1/4" thick door | 1 |  | 1 Year | 913.65 | 0.15 | 776.6025
13998 | Salto | AB660L00PP48-WK | XS4 ANSI electronic RF wireless SVN escutcheon, BLE / Mifare / DESFire entrance w/ key override function, with keypad, L lever, unhanded, bright brass finish, for use with 1 3/4" - 2 1/4" thick door | 1 |  | 1 Year | 976.5 | 0.15 | 830.025
13999 | Salto | AB660N00BC38--- | XS4 ANSI electronic wire-free SVN escutcheon, BLE / Mifare / DESFire entrance w/ key override function, N lever, unhanded, BioCote antimicrobial finish, for use with 1 3/8" - 1 3/4" thick standard door | 1 |  | 1 Year | 764.15 | 0.15 | 649.5275
14000 | Salto | AB660N00BC38-A- | XS4 ANSI electronic AMOK wire-free SVN escutcheon, BLE / Mifare / DESFire entrance w/ key override function, N lever, unhanded, BioCote antimicrobial finish, for use with 1 3/8" - 1 3/4" thick standard door | 1 |  | 1 Year | 893.15 | 0.15 | 759.1775
14001 | Salto | AB660N00BC38--K | XS4 ANSI electronic wire-free SVN escutcheon, BLE / Mifare / DESFire entrance w/ key override function, with keypad, N lever, unhanded, BioCote antimicrobial finish, for use with 1 3/8" - 1 3/4" thick standard door | 1 |  | 1 Year | 827 | 0.15 | 702.95
14002 | Salto | AB660N00BC38-W- | XS4 ANSI electronic RF wireless SVN escutcheon, BLE / Mifare / DESFire entrance w/ key override function, N lever, unhanded, BioCote antimicrobial finish, for use with 1 3/8" - 1 3/4" thick standard door | 1 |  | 1 Year | 949.35 | 0.15 | 806.9475
14003 | Salto | AB660N00BC38-WK | XS4 ANSI electronic RF wireless SVN escutcheon, BLE / Mifare / DESFire entrance w/ key override function, with keypad, N lever, unhanded, BioCote antimicrobial finish, for use with 1 3/8" - 1 3/4" thick standard door | 1 |  | 1 Year | 1012.2 | 0.15 | 860.37
14004 | Salto | AB660N00BC48--- | XS4 ANSI electronic wire-free SVN escutcheon, BLE / Mifare / DESFire entrance w/ key override function, N lever, unhanded, BioCote antimicrobial finish, for use with 1 3/4" - 2 1/4" thick door | 1 |  | 1 Year | 764.15 | 0.15 | 649.5275
14005 | Salto | AB660N00BC48-A- | XS4 ANSI electronic AMOK wire-free SVN escutcheon, BLE / Mifare / DESFire entrance w/ key override function, N lever, unhanded, BioCote antimicrobial finish, for use with 1 3/4" - 2 1/4" thick door | 1 |  | 1 Year | 893.15 | 0.15 | 759.1775
14006 | Salto | AB660N00BC48--K | XS4 ANSI electronic wire-free SVN escutcheon, BLE / Mifare / DESFire entrance w/ key override function, with keypad, N lever, unhanded, BioCote antimicrobial finish, for use with 1 3/4" - 2 1/4" thick door | 1 |  | 1 Year | 827 | 0.15 | 702.95
14007 | Salto | AB660N00BC48-W- | XS4 ANSI electronic RF wireless SVN escutcheon, BLE / Mifare / DESFire entrance w/ key override function, N lever, unhanded, BioCote antimicrobial finish, for use with 1 3/4" - 2 1/4" thick door | 1 |  | 1 Year | 949.35 | 0.15 | 806.9475
14008 | Salto | AB660N00BC48-WK | XS4 ANSI electronic RF wireless SVN escutcheon, BLE / Mifare / DESFire entrance w/ key override function, with keypad, N lever, unhanded, BioCote antimicrobial finish, for use with 1 3/4" - 2 1/4" thick door | 1 |  | 1 Year | 1012.2 | 0.15 | 860.37
14009 | Salto | AB660N00IM38--- | XS4 ANSI electronic wire-free SVN escutcheon, BLE / Mifare / DESFire entrance w/ key override function, N lever, unhanded, satin stainless finish, for use with 1 3/8" - 1 3/4" thick standard door | 1 |  | 1 Year | 712.15 | 0.15 | 605.3275
14010 | Salto | AB660N00IM38-A- | XS4 ANSI electronic AMOK wire-free SVN escutcheon, BLE / Mifare / DESFire entrance w/ key override function, N lever, unhanded, satin stainless finish, for use with 1 3/8" - 1 3/4" thick standard door | 1 |  | 1 Year | 841.15 | 0.15 | 714.9775
14011 | Salto | AB660N00IM38--K | XS4 ANSI electronic wire-free SVN escutcheon, BLE / Mifare / DESFire entrance w/ key override function, with keypad, N lever, unhanded, satin stainless finish, for use with 1 3/8" - 1 3/4" thick standard door | 1 |  | 1 Year | 775 | 0.15 | 658.75
14012 | Salto | AB660N00IM38-W- | XS4 ANSI electronic RF wireless SVN escutcheon, BLE / Mifare / DESFire entrance w/ key override function, N lever, unhanded, satin stainless finish, for use with 1 3/8" - 1 3/4" thick standard door | 1 |  | 1 Year | 897.35 | 0.15 | 762.7475
14013 | Salto | AB660N00IM38-WK | XS4 ANSI electronic RF wireless SVN escutcheon, BLE / Mifare / DESFire entrance w/ key override function, with keypad, N lever, unhanded, satin stainless finish, for use with 1 3/8" - 1 3/4" thick standard door | 1 |  | 1 Year | 960.2 | 0.15 | 816.17
14014 | Salto | AB660N00IM48--- | XS4 ANSI electronic wire-free SVN escutcheon, BLE / Mifare / DESFire entrance w/ key override function, N lever, unhanded, satin stainless finish, for use with 1 3/4" - 2 1/4" thick door | 1 |  | 1 Year | 712.15 | 0.15 | 605.3275
14015 | Salto | AB660N00IM48-A- | XS4 ANSI electronic AMOK wire-free SVN escutcheon, BLE / Mifare / DESFire entrance w/ key override function, N lever, unhanded, satin stainless finish, for use with 1 3/4" - 2 1/4" thick door | 1 |  | 1 Year | 841.15 | 0.15 | 714.9775
14016 | Salto | AB660N00IM48--K | XS4 ANSI electronic wire-free SVN escutcheon, BLE / Mifare / DESFire entrance w/ key override function, with keypad, N lever, unhanded, satin stainless finish, for use with 1 3/4" - 2 1/4" thick door | 1 |  | 1 Year | 775 | 0.15 | 658.75
14017 | Salto | AB660N00IM48-W- | XS4 ANSI electronic RF wireless SVN escutcheon, BLE / Mifare / DESFire entrance w/ key override function, N lever, unhanded, satin stainless finish, for use with 1 3/4" - 2 1/4" thick door | 1 |  | 1 Year | 897.35 | 0.15 | 762.7475
14018 | Salto | AB660N00IM48-WK | XS4 ANSI electronic RF wireless SVN escutcheon, BLE / Mifare / DESFire entrance w/ key override function, with keypad, N lever, unhanded, satin stainless finish, for use with 1 3/4" - 2 1/4" thick door | 1 |  | 1 Year | 960.2 | 0.15 | 816.17
14019 | Salto | AB660N00PM38--- | XS4 ANSI electronic wire-free SVN escutcheon, BLE / Mifare / DESFire entrance w/ key override function, N lever, unhanded, satin brass finish, for use with 1 3/8" - 1 3/4" thick standard door | 1 |  | 1 Year | 712.15 | 0.15 | 605.3275
14020 | Salto | AB660N00PM38-A- | XS4 ANSI electronic AMOK wire-free SVN escutcheon, BLE / Mifare / DESFire entrance w/ key override function, N lever, unhanded, satin brass finish, for use with 1 3/8" - 1 3/4" thick standard door | 1 |  | 1 Year | 841.15 | 0.15 | 714.9775
14021 | Salto | AB660N00PM38--K | XS4 ANSI electronic wire-free SVN escutcheon, BLE / Mifare / DESFire entrance w/ key override function, with keypad, N lever, unhanded, satin brass finish, for use with 1 3/8" - 1 3/4" thick standard door | 1 |  | 1 Year | 775 | 0.15 | 658.75
14022 | Salto | AB660N00PM38-W- | XS4 ANSI electronic RF wireless SVN escutcheon, BLE / Mifare / DESFire entrance w/ key override function, N lever, unhanded, satin brass finish, for use with 1 3/8" - 1 3/4" thick standard door | 1 |  | 1 Year | 897.35 | 0.15 | 762.7475
14023 | Salto | AB660N00PM38-WK | XS4 ANSI electronic RF wireless SVN escutcheon, BLE / Mifare / DESFire entrance w/ key override function, with keypad, N lever, unhanded, satin brass finish, for use with 1 3/8" - 1 3/4" thick standard door | 1 |  | 1 Year | 960.2 | 0.15 | 816.17
14024 | Salto | AB660N00PM48--- | XS4 ANSI electronic wire-free SVN escutcheon, BLE / Mifare / DESFire entrance w/ key override function, N lever, unhanded, satin brass finish, for use with 1 3/4" - 2 1/4" thick door | 1 |  | 1 Year | 712.15 | 0.15 | 605.3275
14025 | Salto | AB660N00PM48-A- | XS4 ANSI electronic AMOK wire-free SVN escutcheon, BLE / Mifare / DESFire entrance w/ key override function, N lever, unhanded, satin brass finish, for use with 1 3/4" - 2 1/4" thick door | 1 |  | 1 Year | 841.15 | 0.15 | 714.9775
14026 | Salto | AB660N00PM48--K | XS4 ANSI electronic wire-free SVN escutcheon, BLE / Mifare / DESFire entrance w/ key override function, with keypad, N lever, unhanded, satin brass finish, for use with 1 3/4" - 2 1/4" thick door | 1 |  | 1 Year | 775 | 0.15 | 658.75
14027 | Salto | AB660N00PM48-W- | XS4 ANSI electronic RF wireless SVN escutcheon, BLE / Mifare / DESFire entrance w/ key override function, N lever, unhanded, satin brass finish, for use with 1 3/4" - 2 1/4" thick door | 1 |  | 1 Year | 897.35 | 0.15 | 762.7475
14028 | Salto | AB660N00PM48-WK | XS4 ANSI electronic RF wireless SVN escutcheon, BLE / Mifare / DESFire entrance w/ key override function, with keypad, N lever, unhanded, satin brass finish, for use with 1 3/4" - 2 1/4" thick door | 1 |  | 1 Year | 960.2 | 0.15 | 816.17
14029 | Salto | AB660O00IA38L-- | XS4 ANSI electronic wire-free SVN escutcheon, BLE / Mifare / DESFire entrance w/ key override function, O lever, left handed, antique brass finish, for use with 1 3/8" - 1 3/4" thick standard door | 1 |  | 1 Year | 774.35 | 0.15 | 658.1975
14030 | Salto | AB660O00IA38LA- | XS4 ANSI electronic AMOK wire-free SVN escutcheon, BLE / Mifare / DESFire entrance w/ key override function, O lever, left handed, antique brass finish, for use with 1 3/8" - 1 3/4" thick standard door | 1 |  | 1 Year | 903.35 | 0.15 | 767.8475
14031 | Salto | AB660O00IA38L-K | XS4 ANSI electronic wire-free SVN escutcheon, BLE / Mifare / DESFire entrance w/ key override function, with keypad, O lever, left handed, antique brass finish, for use with 1 3/8" - 1 3/4" thick standard door | 1 |  | 1 Year | 837.2 | 0.15 | 711.62
14032 | Salto | AB660O00IA38LW- | XS4 ANSI electronic RF wireless SVN escutcheon, BLE / Mifare / DESFire entrance w/ key override function, O lever, left handed, antique brass finish, for use with 1 3/8" - 1 3/4" thick standard door | 1 |  | 1 Year | 959.55 | 0.15 | 815.6175
14033 | Salto | AB660O00IA38LWK | XS4 ANSI electronic RF wireless SVN escutcheon, BLE / Mifare / DESFire entrance w/ key override function, with keypad, O lever, left handed, antique brass finish, for use with 1 3/8" - 1 3/4" thick standard door | 1 |  | 1 Year | 1022.4 | 0.15 | 869.04
14034 | Salto | AB660O00IA38R-- | XS4 ANSI electronic wire-free SVN escutcheon, BLE / Mifare / DESFire entrance w/ key override function, O lever, right handed, antique brass finish, for use with 1 3/8" - 1 3/4" thick standard door | 1 |  | 1 Year | 774.35 | 0.15 | 658.1975
14035 | Salto | AB660O00IA38RA- | XS4 ANSI electronic AMOK wire-free SVN escutcheon, BLE / Mifare / DESFire entrance w/ key override function, O lever, right handed, antique brass finish, for use with 1 3/8" - 1 3/4" thick standard door | 1 |  | 1 Year | 903.35 | 0.15 | 767.8475
14036 | Salto | AB660O00IA38R-K | XS4 ANSI electronic wire-free SVN escutcheon, BLE / Mifare / DESFire entrance w/ key override function, with keypad, O lever, right handed, antique brass finish, for use with 1 3/8" - 1 3/4" thick standard door | 1 |  | 1 Year | 837.2 | 0.15 | 711.62
14037 | Salto | AB660O00IA38RW- | XS4 ANSI electronic RF wireless SVN escutcheon, BLE / Mifare / DESFire entrance w/ key override function, O lever, right handed, antique brass finish, for use with 1 3/8" - 1 3/4" thick standard door | 1 |  | 1 Year | 959.55 | 0.15 | 815.6175
14038 | Salto | AB660O00IA38RWK | XS4 ANSI electronic RF wireless SVN escutcheon, BLE / Mifare / DESFire entrance w/ key override function, with keypad, O lever, right handed, antique brass finish, for use with 1 3/8" - 1 3/4" thick standard door | 1 |  | 1 Year | 1022.4 | 0.15 | 869.04
14039 | Salto | AB660O00IA48L-- | XS4 ANSI electronic wire-free SVN escutcheon, BLE / Mifare / DESFire entrance w/ key override function, O lever, left handed, antique brass finish, for use with 1 3/4" - 2 1/4" thick door | 1 |  | 1 Year | 774.35 | 0.15 | 658.1975
14040 | Salto | AB660O00IA48LA- | XS4 ANSI electronic AMOK wire-free SVN escutcheon, BLE / Mifare / DESFire entrance w/ key override function, O lever, left handed, antique brass finish, for use with 1 3/4" - 2 1/4" thick door | 1 |  | 1 Year | 903.35 | 0.15 | 767.8475
14041 | Salto | AB660O00IA48L-K | XS4 ANSI electronic wire-free SVN escutcheon, BLE / Mifare / DESFire entrance w/ key override function, with keypad, O lever, left handed, antique brass finish, for use with 1 3/4" - 2 1/4" thick door | 1 |  | 1 Year | 837.2 | 0.15 | 711.62
14042 | Salto | AB660O00IA48LW- | XS4 ANSI electronic RF wireless SVN escutcheon, BLE / Mifare / DESFire entrance w/ key override function, O lever, left handed, antique brass finish, for use with 1 3/4" - 2 1/4" thick door | 1 |  | 1 Year | 959.55 | 0.15 | 815.6175
14043 | Salto | AB660O00IA48LWK | XS4 ANSI electronic RF wireless SVN escutcheon, BLE / Mifare / DESFire entrance w/ key override function, with keypad, O lever, left handed, antique brass finish, for use with 1 3/4" - 2 1/4" thick door | 1 |  | 1 Year | 1022.4 | 0.15 | 869.04
14044 | Salto | AB660O00IA48R-- | XS4 ANSI electronic wire-free SVN escutcheon, BLE / Mifare / DESFire entrance w/ key override function, O lever, right handed, antique brass finish, for use with 1 3/4" - 2 1/4" thick door | 1 |  | 1 Year | 774.35 | 0.15 | 658.1975
14045 | Salto | AB660O00IA48RA- | XS4 ANSI electronic AMOK wire-free SVN escutcheon, BLE / Mifare / DESFire entrance w/ key override function, O lever, right handed, antique brass finish, for use with 1 3/4" - 2 1/4" thick door | 1 |  | 1 Year | 903.35 | 0.15 | 767.8475
14046 | Salto | AB660O00IA48R-K | XS4 ANSI electronic wire-free SVN escutcheon, BLE / Mifare / DESFire entrance w/ key override function, with keypad, O lever, right handed, antique brass finish, for use with 1 3/4" - 2 1/4" thick door | 1 |  | 1 Year | 837.2 | 0.15 | 711.62
14047 | Salto | AB660O00IA48RW- | XS4 ANSI electronic RF wireless SVN escutcheon, BLE / Mifare / DESFire entrance w/ key override function, O lever, right handed, antique brass finish, for use with 1 3/4" - 2 1/4" thick door | 1 |  | 1 Year | 959.55 | 0.15 | 815.6175
14048 | Salto | AB660O00IA48RWK | XS4 ANSI electronic RF wireless SVN escutcheon, BLE / Mifare / DESFire entrance w/ key override function, with keypad, O lever, right handed, antique brass finish, for use with 1 3/4" - 2 1/4" thick door | 1 |  | 1 Year | 1022.4 | 0.15 | 869.04
14049 | Salto | AB660O00IM38L-- | XS4 ANSI electronic wire-free SVN escutcheon, BLE / Mifare / DESFire entrance w/ key override function, O lever, left handed, satin stainless finish, for use with 1 3/8" - 1 3/4" thick standard door | 1 |  | 1 Year | 722.35 | 0.15 | 613.9975
14050 | Salto | AB660O00IM38LA- | XS4 ANSI electronic AMOK wire-free SVN escutcheon, BLE / Mifare / DESFire entrance w/ key override function, O lever, left handed, satin stainless finish, for use with 1 3/8" - 1 3/4" thick standard door | 1 |  | 1 Year | 851.35 | 0.15 | 723.6475
14051 | Salto | AB660O00IM38L-K | XS4 ANSI electronic wire-free SVN escutcheon, BLE / Mifare / DESFire entrance w/ key override function, with keypad, O lever, left handed, satin stainless finish, for use with 1 3/8" - 1 3/4" thick standard door | 1 |  | 1 Year | 785.2 | 0.15 | 667.42
14052 | Salto | AB660O00IM38LW- | XS4 ANSI electronic RF wireless SVN escutcheon, BLE / Mifare / DESFire entrance w/ key override function, O lever, left handed, satin stainless finish, for use with 1 3/8" - 1 3/4" thick standard door | 1 |  | 1 Year | 907.55 | 0.15 | 771.4175
14053 | Salto | AB660O00IM38LWK | XS4 ANSI electronic RF wireless SVN escutcheon, BLE / Mifare / DESFire entrance w/ key override function, with keypad, O lever, left handed, satin stainless finish, for use with 1 3/8" - 1 3/4" thick standard door | 1 |  | 1 Year | 970.4 | 0.15 | 824.84
14054 | Salto | AB660O00IM38R-- | XS4 ANSI electronic wire-free SVN escutcheon, BLE / Mifare / DESFire entrance w/ key override function, O lever, right handed, satin stainless finish, for use with 1 3/8" - 1 3/4" thick standard door | 1 |  | 1 Year | 722.35 | 0.15 | 613.9975
14055 | Salto | AB660O00IM38RA- | XS4 ANSI electronic AMOK wire-free SVN escutcheon, BLE / Mifare / DESFire entrance w/ key override function, O lever, right handed, satin stainless finish, for use with 1 3/8" - 1 3/4" thick standard door | 1 |  | 1 Year | 851.35 | 0.15 | 723.6475
14056 | Salto | AB660O00IM38R-K | XS4 ANSI electronic wire-free SVN escutcheon, BLE / Mifare / DESFire entrance w/ key override function, with keypad, O lever, right handed, satin stainless finish, for use with 1 3/8" - 1 3/4" thick standard door | 1 |  | 1 Year | 785.2 | 0.15 | 667.42
14057 | Salto | AB660O00IM38RW- | XS4 ANSI electronic RF wireless SVN escutcheon, BLE / Mifare / DESFire entrance w/ key override function, O lever, right handed, satin stainless finish, for use with 1 3/8" - 1 3/4" thick standard door | 1 |  | 1 Year | 907.55 | 0.15 | 771.4175
14058 | Salto | AB660O00IM38RWK | XS4 ANSI electronic RF wireless SVN escutcheon, BLE / Mifare / DESFire entrance w/ key override function, with keypad, O lever, right handed, satin stainless finish, for use with 1 3/8" - 1 3/4" thick standard door | 1 |  | 1 Year | 970.4 | 0.15 | 824.84
14059 | Salto | AB660O00IM48L-- | XS4 ANSI electronic wire-free SVN escutcheon, BLE / Mifare / DESFire entrance w/ key override function, O lever, left handed, satin stainless finish, for use with 1 3/4" - 2 1/4" thick door | 1 |  | 1 Year | 722.35 | 0.15 | 613.9975
14060 | Salto | AB660O00IM48LA- | XS4 ANSI electronic AMOK wire-free SVN escutcheon, BLE / Mifare / DESFire entrance w/ key override function, O lever, left handed, satin stainless finish, for use with 1 3/4" - 2 1/4" thick door | 1 |  | 1 Year | 851.35 | 0.15 | 723.6475
14061 | Salto | AB660O00IM48L-K | XS4 ANSI electronic wire-free SVN escutcheon, BLE / Mifare / DESFire entrance w/ key override function, with keypad, O lever, left handed, satin stainless finish, for use with 1 3/4" - 2 1/4" thick door | 1 |  | 1 Year | 785.2 | 0.15 | 667.42
14062 | Salto | AB660O00IM48LW- | XS4 ANSI electronic RF wireless SVN escutcheon, BLE / Mifare / DESFire entrance w/ key override function, O lever, left handed, satin stainless finish, for use with 1 3/4" - 2 1/4" thick door | 1 |  | 1 Year | 907.55 | 0.15 | 771.4175
14063 | Salto | AB660O00IM48LWK | XS4 ANSI electronic RF wireless SVN escutcheon, BLE / Mifare / DESFire entrance w/ key override function, with keypad, O lever, left handed, satin stainless finish, for use with 1 3/4" - 2 1/4" thick door | 1 |  | 1 Year | 970.4 | 0.15 | 824.84
14064 | Salto | AB660O00IM48R-- | XS4 ANSI electronic wire-free SVN escutcheon, BLE / Mifare / DESFire entrance w/ key override function, O lever, right handed, satin stainless finish, for use with 1 3/4" - 2 1/4" thick door | 1 |  | 1 Year | 722.35 | 0.15 | 613.9975
14065 | Salto | AB660O00IM48RA- | XS4 ANSI electronic AMOK wire-free SVN escutcheon, BLE / Mifare / DESFire entrance w/ key override function, O lever, right handed, satin stainless finish, for use with 1 3/4" - 2 1/4" thick door | 1 |  | 1 Year | 851.35 | 0.15 | 723.6475
14066 | Salto | AB660O00IM48R-K | XS4 ANSI electronic wire-free SVN escutcheon, BLE / Mifare / DESFire entrance w/ key override function, with keypad, O lever, right handed, satin stainless finish, for use with 1 3/4" - 2 1/4" thick door | 1 |  | 1 Year | 785.2 | 0.15 | 667.42
14067 | Salto | AB660O00IM48RW- | XS4 ANSI electronic RF wireless SVN escutcheon, BLE / Mifare / DESFire entrance w/ key override function, O lever, right handed, satin stainless finish, for use with 1 3/4" - 2 1/4" thick door | 1 |  | 1 Year | 907.55 | 0.15 | 771.4175
14068 | Salto | AB660O00IM48RWK | XS4 ANSI electronic RF wireless SVN escutcheon, BLE / Mifare / DESFire entrance w/ key override function, with keypad, O lever, right handed, satin stainless finish, for use with 1 3/4" - 2 1/4" thick door | 1 |  | 1 Year | 970.4 | 0.15 | 824.84
14069 | Salto | AB660O00IP38L-- | XS4 ANSI electronic wire-free SVN escutcheon, BLE / Mifare / DESFire entrance w/ key override function, O lever, left handed, bright stainless steel finish, for use with 1 3/8" - 1 3/4" thick standard door | 1 |  | 1 Year | 738.65 | 0.15 | 627.8525
14070 | Salto | AB660O00IP38LA- | XS4 ANSI electronic AMOK wire-free SVN escutcheon, BLE / Mifare / DESFire entrance w/ key override function, O lever, left handed, bright stainless steel finish, for use with 1 3/8" - 1 3/4" thick standard door | 1 |  | 1 Year | 867.65 | 0.15 | 737.5025
14071 | Salto | AB660O00IP38L-K | XS4 ANSI electronic wire-free SVN escutcheon, BLE / Mifare / DESFire entrance w/ key override function, with keypad, O lever, left handed, bright stainless steel finish, for use with 1 3/8" - 1 3/4" thick standard door | 1 |  | 1 Year | 801.5 | 0.15 | 681.275
14072 | Salto | AB660O00IP38LW- | XS4 ANSI electronic RF wireless SVN escutcheon, BLE / Mifare / DESFire entrance w/ key override function, O lever, left handed, bright stainless steel finish, for use with 1 3/8" - 1 3/4" thick standard door | 1 |  | 1 Year | 923.85 | 0.15 | 785.2725
14073 | Salto | AB660O00IP38LWK | XS4 ANSI electronic RF wireless SVN escutcheon, BLE / Mifare / DESFire entrance w/ key override function, with keypad, O lever, left handed, bright stainless steel finish, for use with 1 3/8" - 1 3/4" thick standard door | 1 |  | 1 Year | 986.7 | 0.15 | 838.695
14074 | Salto | AB660O00IP38R-- | XS4 ANSI electronic wire-free SVN escutcheon, BLE / Mifare / DESFire entrance w/ key override function, O lever, right handed, bright stainless steel finish, for use with 1 3/8" - 1 3/4" thick standard door | 1 |  | 1 Year | 738.65 | 0.15 | 627.8525
14075 | Salto | AB660O00IP38RA- | XS4 ANSI electronic AMOK wire-free SVN escutcheon, BLE / Mifare / DESFire entrance w/ key override function, O lever, right handed, bright stainless steel finish, for use with 1 3/8" - 1 3/4" thick standard door | 1 |  | 1 Year | 867.65 | 0.15 | 737.5025
14076 | Salto | AB660O00IP38R-K | XS4 ANSI electronic wire-free SVN escutcheon, BLE / Mifare / DESFire entrance w/ key override function, with keypad, O lever, right handed, bright stainless steel finish, for use with 1 3/8" - 1 3/4" thick standard door | 1 |  | 1 Year | 801.5 | 0.15 | 681.275
14077 | Salto | AB660O00IP38RW- | XS4 ANSI electronic RF wireless SVN escutcheon, BLE / Mifare / DESFire entrance w/ key override function, O lever, right handed, bright stainless steel finish, for use with 1 3/8" - 1 3/4" thick standard door | 1 |  | 1 Year | 923.85 | 0.15 | 785.2725
14078 | Salto | AB660O00IP38RWK | XS4 ANSI electronic RF wireless SVN escutcheon, BLE / Mifare / DESFire entrance w/ key override function, with keypad, O lever, right handed, bright stainless steel finish, for use with 1 3/8" - 1 3/4" thick standard door | 1 |  | 1 Year | 986.7 | 0.15 | 838.695
14079 | Salto | AB660O00IP48L-- | XS4 ANSI electronic wire-free SVN escutcheon, BLE / Mifare / DESFire entrance w/ key override function, O lever, left handed, bright stainless steel finish, for use with 1 3/4" - 2 1/4" thick door | 1 |  | 1 Year | 738.65 | 0.15 | 627.8525
14080 | Salto | AB660O00IP48LA- | XS4 ANSI electronic AMOK wire-free SVN escutcheon, BLE / Mifare / DESFire entrance w/ key override function, O lever, left handed, bright stainless steel finish, for use with 1 3/4" - 2 1/4" thick door | 1 |  | 1 Year | 867.65 | 0.15 | 737.5025
14081 | Salto | AB660O00IP48L-K | XS4 ANSI electronic wire-free SVN escutcheon, BLE / Mifare / DESFire entrance w/ key override function, with keypad, O lever, left handed, bright stainless steel finish, for use with 1 3/4" - 2 1/4" thick door | 1 |  | 1 Year | 801.5 | 0.15 | 681.275
14082 | Salto | AB660O00IP48LW- | XS4 ANSI electronic RF wireless SVN escutcheon, BLE / Mifare / DESFire entrance w/ key override function, O lever, left handed, bright stainless steel finish, for use with 1 3/4" - 2 1/4" thick door | 1 |  | 1 Year | 923.85 | 0.15 | 785.2725
14083 | Salto | AB660O00IP48LWK | XS4 ANSI electronic RF wireless SVN escutcheon, BLE / Mifare / DESFire entrance w/ key override function, with keypad, O lever, left handed, bright stainless steel finish, for use with 1 3/4" - 2 1/4" thick door | 1 |  | 1 Year | 986.7 | 0.15 | 838.695
14084 | Salto | AB660O00IP48R-- | XS4 ANSI electronic wire-free SVN escutcheon, BLE / Mifare / DESFire entrance w/ key override function, O lever, right handed, bright stainless steel finish, for use with 1 3/4" - 2 1/4" thick door | 1 |  | 1 Year | 738.65 | 0.15 | 627.8525
14085 | Salto | AB660O00IP48RA- | XS4 ANSI electronic AMOK wire-free SVN escutcheon, BLE / Mifare / DESFire entrance w/ key override function, O lever, right handed, bright stainless steel finish, for use with 1 3/4" - 2 1/4" thick door | 1 |  | 1 Year | 867.65 | 0.15 | 737.5025
14086 | Salto | AB660O00IP48R-K | XS4 ANSI electronic wire-free SVN escutcheon, BLE / Mifare / DESFire entrance w/ key override function, with keypad, O lever, right handed, bright stainless steel finish, for use with 1 3/4" - 2 1/4" thick door | 1 |  | 1 Year | 801.5 | 0.15 | 681.275
14087 | Salto | AB660O00IP48RW- | XS4 ANSI electronic RF wireless SVN escutcheon, BLE / Mifare / DESFire entrance w/ key override function, O lever, right handed, bright stainless steel finish, for use with 1 3/4" - 2 1/4" thick door | 1 |  | 1 Year | 923.85 | 0.15 | 785.2725
14088 | Salto | AB660O00IP48RWK | XS4 ANSI electronic RF wireless SVN escutcheon, BLE / Mifare / DESFire entrance w/ key override function, with keypad, O lever, right handed, bright stainless steel finish, for use with 1 3/4" - 2 1/4" thick door | 1 |  | 1 Year | 986.7 | 0.15 | 838.695
14089 | Salto | AB660O00NE38L-- | XS4 ANSI electronic wire-free SVN escutcheon, BLE / Mifare / DESFire entrance w/ key override function, O lever, left handed, black chromium finish, for use with 1 3/8" - 1 3/4" thick standard door | 1 |  | 1 Year | 757.05 | 0.15 | 643.4925
14090 | Salto | AB660O00NE38LA- | XS4 ANSI electronic AMOK wire-free SVN escutcheon, BLE / Mifare / DESFire entrance w/ key override function, O lever, left handed, black chromium finish, for use with 1 3/8" - 1 3/4" thick standard door | 1 |  | 1 Year | 886.05 | 0.15 | 753.1425
14091 | Salto | AB660O00NE38L-K | XS4 ANSI electronic wire-free SVN escutcheon, BLE / Mifare / DESFire entrance w/ key override function, with keypad, O lever, left handed, black chromium finish, for use with 1 3/8" - 1 3/4" thick standard door | 1 |  | 1 Year | 819.9 | 0.15 | 696.915
14092 | Salto | AB660O00NE38LW- | XS4 ANSI electronic RF wireless SVN escutcheon, BLE / Mifare / DESFire entrance w/ key override function, O lever, left handed, black chromium finish, for use with 1 3/8" - 1 3/4" thick standard door | 1 |  | 1 Year | 942.25 | 0.15 | 800.9125
14093 | Salto | AB660O00NE38LWK | XS4 ANSI electronic RF wireless SVN escutcheon, BLE / Mifare / DESFire entrance w/ key override function, with keypad, O lever, left handed, black chromium finish, for use with 1 3/8" - 1 3/4" thick standard door | 1 |  | 1 Year | 1005.1 | 0.15 | 854.335
14094 | Salto | AB660O00NE38R-- | XS4 ANSI electronic wire-free SVN escutcheon, BLE / Mifare / DESFire entrance w/ key override function, O lever, right handed, black chromium finish, for use with 1 3/8" - 1 3/4" thick standard door | 1 |  | 1 Year | 757.05 | 0.15 | 643.4925
14095 | Salto | AB660O00NE38RA- | XS4 ANSI electronic AMOK wire-free SVN escutcheon, BLE / Mifare / DESFire entrance w/ key override function, O lever, right handed, black chromium finish, for use with 1 3/8" - 1 3/4" thick standard door | 1 |  | 1 Year | 886.05 | 0.15 | 753.1425
14096 | Salto | AB660O00NE38R-K | XS4 ANSI electronic wire-free SVN escutcheon, BLE / Mifare / DESFire entrance w/ key override function, with keypad, O lever, right handed, black chromium finish, for use with 1 3/8" - 1 3/4" thick standard door | 1 |  | 1 Year | 819.9 | 0.15 | 696.915
14097 | Salto | AB660O00NE38RW- | XS4 ANSI electronic RF wireless SVN escutcheon, BLE / Mifare / DESFire entrance w/ key override function, O lever, right handed, black chromium finish, for use with 1 3/8" - 1 3/4" thick standard door | 1 |  | 1 Year | 942.25 | 0.15 | 800.9125
14098 | Salto | AB660O00NE38RWK | XS4 ANSI electronic RF wireless SVN escutcheon, BLE / Mifare / DESFire entrance w/ key override function, with keypad, O lever, right handed, black chromium finish, for use with 1 3/8" - 1 3/4" thick standard door | 1 |  | 1 Year | 1005.1 | 0.15 | 854.335
14099 | Salto | AB660O00NE48L-- | XS4 ANSI electronic wire-free SVN escutcheon, BLE / Mifare / DESFire entrance w/ key override function, O lever, left handed, black chromium finish, for use with 1 3/4" - 2 1/4" thick door | 1 |  | 1 Year | 757.05 | 0.15 | 643.4925
14100 | Salto | AB660O00NE48LA- | XS4 ANSI electronic AMOK wire-free SVN escutcheon, BLE / Mifare / DESFire entrance w/ key override function, O lever, left handed, black chromium finish, for use with 1 3/4" - 2 1/4" thick door | 1 |  | 1 Year | 886.05 | 0.15 | 753.1425
14101 | Salto | AB660O00NE48L-K | XS4 ANSI electronic wire-free SVN escutcheon, BLE / Mifare / DESFire entrance w/ key override function, with keypad, O lever, left handed, black chromium finish, for use with 1 3/4" - 2 1/4" thick door | 1 |  | 1 Year | 819.9 | 0.15 | 696.915
14102 | Salto | AB660O00NE48LW- | XS4 ANSI electronic RF wireless SVN escutcheon, BLE / Mifare / DESFire entrance w/ key override function, O lever, left handed, black chromium finish, for use with 1 3/4" - 2 1/4" thick door | 1 |  | 1 Year | 942.25 | 0.15 | 800.9125
14103 | Salto | AB660O00NE48LWK | XS4 ANSI electronic RF wireless SVN escutcheon, BLE / Mifare / DESFire entrance w/ key override function, with keypad, O lever, left handed, black chromium finish, for use with 1 3/4" - 2 1/4" thick door | 1 |  | 1 Year | 1005.1 | 0.15 | 854.335
14104 | Salto | AB660O00NE48R-- | XS4 ANSI electronic wire-free SVN escutcheon, BLE / Mifare / DESFire entrance w/ key override function, O lever, right handed, black chromium finish, for use with 1 3/4" - 2 1/4" thick door | 1 |  | 1 Year | 757.05 | 0.15 | 643.4925
14105 | Salto | AB660O00NE48RA- | XS4 ANSI electronic AMOK wire-free SVN escutcheon, BLE / Mifare / DESFire entrance w/ key override function, O lever, right handed, black chromium finish, for use with 1 3/4" - 2 1/4" thick door | 1 |  | 1 Year | 886.05 | 0.15 | 753.1425
14106 | Salto | AB660O00NE48R-K | XS4 ANSI electronic wire-free SVN escutcheon, BLE / Mifare / DESFire entrance w/ key override function, with keypad, O lever, right handed, black chromium finish, for use with 1 3/4" - 2 1/4" thick door | 1 |  | 1 Year | 819.9 | 0.15 | 696.915
14107 | Salto | AB660O00NE48RW- | XS4 ANSI electronic RF wireless SVN escutcheon, BLE / Mifare / DESFire entrance w/ key override function, O lever, right handed, black chromium finish, for use with 1 3/4" - 2 1/4" thick door | 1 |  | 1 Year | 942.25 | 0.15 | 800.9125
14108 | Salto | AB660O00NE48RWK | XS4 ANSI electronic RF wireless SVN escutcheon, BLE / Mifare / DESFire entrance w/ key override function, with keypad, O lever, right handed, black chromium finish, for use with 1 3/4" - 2 1/4" thick door | 1 |  | 1 Year | 1005.1 | 0.15 | 854.335
14109 | Salto | AB660O00PM38L-- | XS4 ANSI electronic wire-free SVN escutcheon, BLE / Mifare / DESFire entrance w/ key override function, O lever, left handed, satin brass finish, for use with 1 3/8" - 1 3/4" thick standard door | 1 |  | 1 Year | 722.35 | 0.15 | 613.9975
14110 | Salto | AB660O00PM38LA- | XS4 ANSI electronic AMOK wire-free SVN escutcheon, BLE / Mifare / DESFire entrance w/ key override function, O lever, left handed, satin brass finish, for use with 1 3/8" - 1 3/4" thick standard door | 1 |  | 1 Year | 851.35 | 0.15 | 723.6475
14111 | Salto | AB660O00PM38L-K | XS4 ANSI electronic wire-free SVN escutcheon, BLE / Mifare / DESFire entrance w/ key override function, with keypad, O lever, left handed, satin brass finish, for use with 1 3/8" - 1 3/4" thick standard door | 1 |  | 1 Year | 785.2 | 0.15 | 667.42
14112 | Salto | AB660O00PM38LW- | XS4 ANSI electronic RF wireless SVN escutcheon, BLE / Mifare / DESFire entrance w/ key override function, O lever, left handed, satin brass finish, for use with 1 3/8" - 1 3/4" thick standard door | 1 |  | 1 Year | 907.55 | 0.15 | 771.4175
14113 | Salto | AB660O00PM38LWK | XS4 ANSI electronic RF wireless SVN escutcheon, BLE / Mifare / DESFire entrance w/ key override function, with keypad, O lever, left handed, satin brass finish, for use with 1 3/8" - 1 3/4" thick standard door | 1 |  | 1 Year | 970.4 | 0.15 | 824.84
14114 | Salto | AB660O00PM38R-- | XS4 ANSI electronic wire-free SVN escutcheon, BLE / Mifare / DESFire entrance w/ key override function, O lever, right handed, satin brass finish, for use with 1 3/8" - 1 3/4" thick standard door | 1 |  | 1 Year | 722.35 | 0.15 | 613.9975
14115 | Salto | AB660O00PM38RA- | XS4 ANSI electronic AMOK wire-free SVN escutcheon, BLE / Mifare / DESFire entrance w/ key override function, O lever, right handed, satin brass finish, for use with 1 3/8" - 1 3/4" thick standard door | 1 |  | 1 Year | 851.35 | 0.15 | 723.6475
14116 | Salto | AB660O00PM38R-K | XS4 ANSI electronic wire-free SVN escutcheon, BLE / Mifare / DESFire entrance w/ key override function, with keypad, O lever, right handed, satin brass finish, for use with 1 3/8" - 1 3/4" thick standard door | 1 |  | 1 Year | 785.2 | 0.15 | 667.42
14117 | Salto | AB660O00PM38RW- | XS4 ANSI electronic RF wireless SVN escutcheon, BLE / Mifare / DESFire entrance w/ key override function, O lever, right handed, satin brass finish, for use with 1 3/8" - 1 3/4" thick standard door | 1 |  | 1 Year | 907.55 | 0.15 | 771.4175
14118 | Salto | AB660O00PM38RWK | XS4 ANSI electronic RF wireless SVN escutcheon, BLE / Mifare / DESFire entrance w/ key override function, with keypad, O lever, right handed, satin brass finish, for use with 1 3/8" - 1 3/4" thick standard door | 1 |  | 1 Year | 970.4 | 0.15 | 824.84
14119 | Salto | AB660O00PM48L-- | XS4 ANSI electronic wire-free SVN escutcheon, BLE / Mifare / DESFire entrance w/ key override function, O lever, left handed, satin brass finish, for use with 1 3/4" - 2 1/4" thick door | 1 |  | 1 Year | 722.35 | 0.15 | 613.9975
14120 | Salto | AB660O00PM48LA- | XS4 ANSI electronic AMOK wire-free SVN escutcheon, BLE / Mifare / DESFire entrance w/ key override function, O lever, left handed, satin brass finish, for use with 1 3/4" - 2 1/4" thick door | 1 |  | 1 Year | 851.35 | 0.15 | 723.6475
14121 | Salto | AB660O00PM48L-K | XS4 ANSI electronic wire-free SVN escutcheon, BLE / Mifare / DESFire entrance w/ key override function, with keypad, O lever, left handed, satin brass finish, for use with 1 3/4" - 2 1/4" thick door | 1 |  | 1 Year | 785.2 | 0.15 | 667.42
14122 | Salto | AB660O00PM48LW- | XS4 ANSI electronic RF wireless SVN escutcheon, BLE / Mifare / DESFire entrance w/ key override function, O lever, left handed, satin brass finish, for use with 1 3/4" - 2 1/4" thick door | 1 |  | 1 Year | 907.55 | 0.15 | 771.4175
14123 | Salto | AB660O00PM48LWK | XS4 ANSI electronic RF wireless SVN escutcheon, BLE / Mifare / DESFire entrance w/ key override function, with keypad, O lever, left handed, satin brass finish, for use with 1 3/4" - 2 1/4" thick door | 1 |  | 1 Year | 970.4 | 0.15 | 824.84
14124 | Salto | AB660O00PM48R-- | XS4 ANSI electronic wire-free SVN escutcheon, BLE / Mifare / DESFire entrance w/ key override function, O lever, right handed, satin brass finish, for use with 1 3/4" - 2 1/4" thick door | 1 |  | 1 Year | 722.35 | 0.15 | 613.9975
14125 | Salto | AB660O00PM48RA- | XS4 ANSI electronic AMOK wire-free SVN escutcheon, BLE / Mifare / DESFire entrance w/ key override function, O lever, right handed, satin brass finish, for use with 1 3/4" - 2 1/4" thick door | 1 |  | 1 Year | 851.35 | 0.15 | 723.6475
14126 | Salto | AB660O00PM48R-K | XS4 ANSI electronic wire-free SVN escutcheon, BLE / Mifare / DESFire entrance w/ key override function, with keypad, O lever, right handed, satin brass finish, for use with 1 3/4" - 2 1/4" thick door | 1 |  | 1 Year | 785.2 | 0.15 | 667.42
14127 | Salto | AB660O00PM48RW- | XS4 ANSI electronic RF wireless SVN escutcheon, BLE / Mifare / DESFire entrance w/ key override function, O lever, right handed, satin brass finish, for use with 1 3/4" - 2 1/4" thick door | 1 |  | 1 Year | 907.55 | 0.15 | 771.4175
14128 | Salto | AB660O00PM48RWK | XS4 ANSI electronic RF wireless SVN escutcheon, BLE / Mifare / DESFire entrance w/ key override function, with keypad, O lever, right handed, satin brass finish, for use with 1 3/4" - 2 1/4" thick door | 1 |  | 1 Year | 970.4 | 0.15 | 824.84
14129 | Salto | AB660O00PP38L-- | XS4 ANSI electronic wire-free SVN escutcheon, BLE / Mifare / DESFire entrance w/ key override function, O lever, left handed, bright brass finish, for use with 1 3/8" - 1 3/4" thick standard door | 1 |  | 1 Year | 738.65 | 0.15 | 627.8525
14130 | Salto | AB660O00PP38LA- | XS4 ANSI electronic AMOK wire-free SVN escutcheon, BLE / Mifare / DESFire entrance w/ key override function, O lever, left handed, bright brass finish, for use with 1 3/8" - 1 3/4" thick standard door | 1 |  | 1 Year | 867.65 | 0.15 | 737.5025
14131 | Salto | AB660O00PP38L-K | XS4 ANSI electronic wire-free SVN escutcheon, BLE / Mifare / DESFire entrance w/ key override function, with keypad, O lever, left handed, bright brass finish, for use with 1 3/8" - 1 3/4" thick standard door | 1 |  | 1 Year | 801.5 | 0.15 | 681.275
14132 | Salto | AB660O00PP38LW- | XS4 ANSI electronic RF wireless SVN escutcheon, BLE / Mifare / DESFire entrance w/ key override function, O lever, left handed, bright brass finish, for use with 1 3/8" - 1 3/4" thick standard door | 1 |  | 1 Year | 923.85 | 0.15 | 785.2725
14133 | Salto | AB660O00PP38LWK | XS4 ANSI electronic RF wireless SVN escutcheon, BLE / Mifare / DESFire entrance w/ key override function, with keypad, O lever, left handed, bright brass finish, for use with 1 3/8" - 1 3/4" thick standard door | 1 |  | 1 Year | 986.7 | 0.15 | 838.695
14134 | Salto | AB660O00PP38R-- | XS4 ANSI electronic wire-free SVN escutcheon, BLE / Mifare / DESFire entrance w/ key override function, O lever, right handed, bright brass finish, for use with 1 3/8" - 1 3/4" thick standard door | 1 |  | 1 Year | 738.65 | 0.15 | 627.8525
14135 | Salto | AB660O00PP38RA- | XS4 ANSI electronic AMOK wire-free SVN escutcheon, BLE / Mifare / DESFire entrance w/ key override function, O lever, right handed, bright brass finish, for use with 1 3/8" - 1 3/4" thick standard door | 1 |  | 1 Year | 867.65 | 0.15 | 737.5025
14136 | Salto | AB660O00PP38R-K | XS4 ANSI electronic wire-free SVN escutcheon, BLE / Mifare / DESFire entrance w/ key override function, with keypad, O lever, right handed, bright brass finish, for use with 1 3/8" - 1 3/4" thick standard door | 1 |  | 1 Year | 801.5 | 0.15 | 681.275
14137 | Salto | AB660O00PP38RW- | XS4 ANSI electronic RF wireless SVN escutcheon, BLE / Mifare / DESFire entrance w/ key override function, O lever, right handed, bright brass finish, for use with 1 3/8" - 1 3/4" thick standard door | 1 |  | 1 Year | 923.85 | 0.15 | 785.2725
14138 | Salto | AB660O00PP38RWK | XS4 ANSI electronic RF wireless SVN escutcheon, BLE / Mifare / DESFire entrance w/ key override function, with keypad, O lever, right handed, bright brass finish, for use with 1 3/8" - 1 3/4" thick standard door | 1 |  | 1 Year | 986.7 | 0.15 | 838.695
14139 | Salto | AB660O00PP48L-- | XS4 ANSI electronic wire-free SVN escutcheon, BLE / Mifare / DESFire entrance w/ key override function, O lever, left handed, bright brass finish, for use with 1 3/4" - 2 1/4" thick door | 1 |  | 1 Year | 738.65 | 0.15 | 627.8525
14140 | Salto | AB660O00PP48LA- | XS4 ANSI electronic AMOK wire-free SVN escutcheon, BLE / Mifare / DESFire entrance w/ key override function, O lever, left handed, bright brass finish, for use with 1 3/4" - 2 1/4" thick door | 1 |  | 1 Year | 867.65 | 0.15 | 737.5025
14141 | Salto | AB660O00PP48L-K | XS4 ANSI electronic wire-free SVN escutcheon, BLE / Mifare / DESFire entrance w/ key override function, with keypad, O lever, left handed, bright brass finish, for use with 1 3/4" - 2 1/4" thick door | 1 |  | 1 Year | 801.5 | 0.15 | 681.275
14142 | Salto | AB660O00PP48LW- | XS4 ANSI electronic RF wireless SVN escutcheon, BLE / Mifare / DESFire entrance w/ key override function, O lever, left handed, bright brass finish, for use with 1 3/4" - 2 1/4" thick door | 1 |  | 1 Year | 923.85 | 0.15 | 785.2725
14143 | Salto | AB660O00PP48LWK | XS4 ANSI electronic RF wireless SVN escutcheon, BLE / Mifare / DESFire entrance w/ key override function, with keypad, O lever, left handed, bright brass finish, for use with 1 3/4" - 2 1/4" thick door | 1 |  | 1 Year | 986.7 | 0.15 | 838.695
14144 | Salto | AB660O00PP48R-- | XS4 ANSI electronic wire-free SVN escutcheon, BLE / Mifare / DESFire entrance w/ key override function, O lever, right handed, bright brass finish, for use with 1 3/4" - 2 1/4" thick door | 1 |  | 1 Year | 738.65 | 0.15 | 627.8525
14145 | Salto | AB660O00PP48RA- | XS4 ANSI electronic AMOK wire-free SVN escutcheon, BLE / Mifare / DESFire entrance w/ key override function, O lever, right handed, bright brass finish, for use with 1 3/4" - 2 1/4" thick door | 1 |  | 1 Year | 867.65 | 0.15 | 737.5025
14146 | Salto | AB660O00PP48R-K | XS4 ANSI electronic wire-free SVN escutcheon, BLE / Mifare / DESFire entrance w/ key override function, with keypad, O lever, right handed, bright brass finish, for use with 1 3/4" - 2 1/4" thick door | 1 |  | 1 Year | 801.5 | 0.15 | 681.275
14147 | Salto | AB660O00PP48RW- | XS4 ANSI electronic RF wireless SVN escutcheon, BLE / Mifare / DESFire entrance w/ key override function, O lever, right handed, bright brass finish, for use with 1 3/4" - 2 1/4" thick door | 1 |  | 1 Year | 923.85 | 0.15 | 785.2725
14148 | Salto | AB660O00PP48RWK | XS4 ANSI electronic RF wireless SVN escutcheon, BLE / Mifare / DESFire entrance w/ key override function, with keypad, O lever, right handed, bright brass finish, for use with 1 3/4" - 2 1/4" thick door | 1 |  | 1 Year | 986.7 | 0.15 | 838.695
14149 | Salto | AB660W00BC38--- | XS4 ANSI electronic wire-free SVN escutcheon, BLE / Mifare / DESFire entrance w/ key override function, W lever, unhanded, BioCote antimicrobial finish, for use with 1 3/8" - 1 3/4" thick standard door | 1 |  | 1 Year | 764.15 | 0.15 | 649.5275
14150 | Salto | AB660W00BC38-A- | XS4 ANSI electronic AMOK wire-free SVN escutcheon, BLE / Mifare / DESFire entrance w/ key override function, W lever, unhanded, BioCote antimicrobial finish, for use with 1 3/8" - 1 3/4" thick standard door | 1 |  | 1 Year | 893.15 | 0.15 | 759.1775
14151 | Salto | AB660W00BC38--K | XS4 ANSI electronic wire-free SVN escutcheon, BLE / Mifare / DESFire entrance w/ key override function, with keypad, W lever, unhanded, BioCote antimicrobial finish, for use with 1 3/8" - 1 3/4" thick standard door | 1 |  | 1 Year | 827 | 0.15 | 702.95
14152 | Salto | AB660W00BC38-W- | XS4 ANSI electronic RF wireless SVN escutcheon, BLE / Mifare / DESFire entrance w/ key override function, W lever, unhanded, BioCote antimicrobial finish, for use with 1 3/8" - 1 3/4" thick standard door | 1 |  | 1 Year | 949.35 | 0.15 | 806.9475
14153 | Salto | AB660W00BC38-WK | XS4 ANSI electronic RF wireless SVN escutcheon, BLE / Mifare / DESFire entrance w/ key override function, with keypad, W lever, unhanded, BioCote antimicrobial finish, for use with 1 3/8" - 1 3/4" thick standard door | 1 |  | 1 Year | 1012.2 | 0.15 | 860.37
14154 | Salto | AB660W00BC48--- | XS4 ANSI electronic wire-free SVN escutcheon, BLE / Mifare / DESFire entrance w/ key override function, W lever, unhanded, BioCote antimicrobial finish, for use with 1 3/4" - 2 1/4" thick door | 1 |  | 1 Year | 764.15 | 0.15 | 649.5275
14155 | Salto | AB660W00BC48-A- | XS4 ANSI electronic AMOK wire-free SVN escutcheon, BLE / Mifare / DESFire entrance w/ key override function, W lever, unhanded, BioCote antimicrobial finish, for use with 1 3/4" - 2 1/4" thick door | 1 |  | 1 Year | 893.15 | 0.15 | 759.1775
14156 | Salto | AB660W00BC48--K | XS4 ANSI electronic wire-free SVN escutcheon, BLE / Mifare / DESFire entrance w/ key override function, with keypad, W lever, unhanded, BioCote antimicrobial finish, for use with 1 3/4" - 2 1/4" thick door | 1 |  | 1 Year | 827 | 0.15 | 702.95
14157 | Salto | AB660W00BC48-W- | XS4 ANSI electronic RF wireless SVN escutcheon, BLE / Mifare / DESFire entrance w/ key override function, W lever, unhanded, BioCote antimicrobial finish, for use with 1 3/4" - 2 1/4" thick door | 1 |  | 1 Year | 949.35 | 0.15 | 806.9475
14158 | Salto | AB660W00BC48-WK | XS4 ANSI electronic RF wireless SVN escutcheon, BLE / Mifare / DESFire entrance w/ key override function, with keypad, W lever, unhanded, BioCote antimicrobial finish, for use with 1 3/4" - 2 1/4" thick door | 1 |  | 1 Year | 1012.2 | 0.15 | 860.37
14159 | Salto | AB660W00IA38--- | XS4 ANSI electronic wire-free SVN escutcheon, BLE / Mifare / DESFire entrance w/ key override function, W lever, unhanded, antique brass finish, for use with 1 3/8" - 1 3/4" thick standard door | 1 |  | 1 Year | 764.15 | 0.15 | 649.5275
14160 | Salto | AB660W00IA38-A- | XS4 ANSI electronic AMOK wire-free SVN escutcheon, BLE / Mifare / DESFire entrance w/ key override function, W lever, unhanded, antique brass finish, for use with 1 3/8" - 1 3/4" thick standard door | 1 |  | 1 Year | 893.15 | 0.15 | 759.1775
14161 | Salto | AB660W00IA38--K | XS4 ANSI electronic wire-free SVN escutcheon, BLE / Mifare / DESFire entrance w/ key override function, with keypad, W lever, unhanded, antique brass finish, for use with 1 3/8" - 1 3/4" thick standard door | 1 |  | 1 Year | 827 | 0.15 | 702.95
14162 | Salto | AB660W00IA38-W- | XS4 ANSI electronic RF wireless SVN escutcheon, BLE / Mifare / DESFire entrance w/ key override function, W lever, unhanded, antique brass finish, for use with 1 3/8" - 1 3/4" thick standard door | 1 |  | 1 Year | 949.35 | 0.15 | 806.9475
14163 | Salto | AB660W00IA38-WK | XS4 ANSI electronic RF wireless SVN escutcheon, BLE / Mifare / DESFire entrance w/ key override function, with keypad, W lever, unhanded, antique brass finish, for use with 1 3/8" - 1 3/4" thick standard door | 1 |  | 1 Year | 1012.2 | 0.15 | 860.37
14164 | Salto | AB660W00IA48--- | XS4 ANSI electronic wire-free SVN escutcheon, BLE / Mifare / DESFire entrance w/ key override function, W lever, unhanded, antique brass finish, for use with 1 3/4" - 2 1/4" thick door | 1 |  | 1 Year | 764.15 | 0.15 | 649.5275
14165 | Salto | AB660W00IA48-A- | XS4 ANSI electronic AMOK wire-free SVN escutcheon, BLE / Mifare / DESFire entrance w/ key override function, W lever, unhanded, antique brass finish, for use with 1 3/4" - 2 1/4" thick door | 1 |  | 1 Year | 893.15 | 0.15 | 759.1775
14166 | Salto | AB660W00IA48--K | XS4 ANSI electronic wire-free SVN escutcheon, BLE / Mifare / DESFire entrance w/ key override function, with keypad, W lever, unhanded, antique brass finish, for use with 1 3/4" - 2 1/4" thick door | 1 |  | 1 Year | 827 | 0.15 | 702.95
14167 | Salto | AB660W00IA48-W- | XS4 ANSI electronic RF wireless SVN escutcheon, BLE / Mifare / DESFire entrance w/ key override function, W lever, unhanded, antique brass finish, for use with 1 3/4" - 2 1/4" thick door | 1 |  | 1 Year | 949.35 | 0.15 | 806.9475
14168 | Salto | AB660W00IA48-WK | XS4 ANSI electronic RF wireless SVN escutcheon, BLE / Mifare / DESFire entrance w/ key override function, with keypad, W lever, unhanded, antique brass finish, for use with 1 3/4" - 2 1/4" thick door | 1 |  | 1 Year | 1012.2 | 0.15 | 860.37
14169 | Salto | AB660W00IM38--- | XS4 ANSI electronic wire-free SVN escutcheon, BLE / Mifare / DESFire entrance w/ key override function, W lever, unhanded, satin stainless finish, for use with 1 3/8" - 1 3/4" thick standard door | 1 |  | 1 Year | 712.15 | 0.15 | 605.3275
14170 | Salto | AB660W00IM38-A- | XS4 ANSI electronic AMOK wire-free SVN escutcheon, BLE / Mifare / DESFire entrance w/ key override function, W lever, unhanded, satin stainless finish, for use with 1 3/8" - 1 3/4" thick standard door | 1 |  | 1 Year | 841.15 | 0.15 | 714.9775
14171 | Salto | AB660W00IM38--K | XS4 ANSI electronic wire-free SVN escutcheon, BLE / Mifare / DESFire entrance w/ key override function, with keypad, W lever, unhanded, satin stainless finish, for use with 1 3/8" - 1 3/4" thick standard door | 1 |  | 1 Year | 775 | 0.15 | 658.75
14172 | Salto | AB660W00IM38-W- | XS4 ANSI electronic RF wireless SVN escutcheon, BLE / Mifare / DESFire entrance w/ key override function, W lever, unhanded, satin stainless finish, for use with 1 3/8" - 1 3/4" thick standard door | 1 |  | 1 Year | 897.35 | 0.15 | 762.7475
14173 | Salto | AB660W00IM38-WK | XS4 ANSI electronic RF wireless SVN escutcheon, BLE / Mifare / DESFire entrance w/ key override function, with keypad, W lever, unhanded, satin stainless finish, for use with 1 3/8" - 1 3/4" thick standard door | 1 |  | 1 Year | 960.2 | 0.15 | 816.17
14174 | Salto | AB660W00IM48--- | XS4 ANSI electronic wire-free SVN escutcheon, BLE / Mifare / DESFire entrance w/ key override function, W lever, unhanded, satin stainless finish, for use with 1 3/4" - 2 1/4" thick door | 1 |  | 1 Year | 712.15 | 0.15 | 605.3275
14175 | Salto | AB660W00IM48-A- | XS4 ANSI electronic AMOK wire-free SVN escutcheon, BLE / Mifare / DESFire entrance w/ key override function, W lever, unhanded, satin stainless finish, for use with 1 3/4" - 2 1/4" thick door | 1 |  | 1 Year | 841.15 | 0.15 | 714.9775
14176 | Salto | AB660W00IM48--K | XS4 ANSI electronic wire-free SVN escutcheon, BLE / Mifare / DESFire entrance w/ key override function, with keypad, W lever, unhanded, satin stainless finish, for use with 1 3/4" - 2 1/4" thick door | 1 |  | 1 Year | 775 | 0.15 | 658.75
14177 | Salto | AB660W00IM48-W- | XS4 ANSI electronic RF wireless SVN escutcheon, BLE / Mifare / DESFire entrance w/ key override function, W lever, unhanded, satin stainless finish, for use with 1 3/4" - 2 1/4" thick door | 1 |  | 1 Year | 897.35 | 0.15 | 762.7475
14178 | Salto | AB660W00IM48-WK | XS4 ANSI electronic RF wireless SVN escutcheon, BLE / Mifare / DESFire entrance w/ key override function, with keypad, W lever, unhanded, satin stainless finish, for use with 1 3/4" - 2 1/4" thick door | 1 |  | 1 Year | 960.2 | 0.15 | 816.17
14179 | Salto | AB660W00IP38--- | XS4 ANSI electronic wire-free SVN escutcheon, BLE / Mifare / DESFire entrance w/ key override function, W lever, unhanded, bright stainless steel finish, for use with 1 3/8" - 1 3/4" thick standard door | 1 |  | 1 Year | 728.45 | 0.15 | 619.1825
14180 | Salto | AB660W00IP38-A- | XS4 ANSI electronic AMOK wire-free SVN escutcheon, BLE / Mifare / DESFire entrance w/ key override function, W lever, unhanded, bright stainless steel finish, for use with 1 3/8" - 1 3/4" thick standard door | 1 |  | 1 Year | 857.45 | 0.15 | 728.8325
14181 | Salto | AB660W00IP38--K | XS4 ANSI electronic wire-free SVN escutcheon, BLE / Mifare / DESFire entrance w/ key override function, with keypad, W lever, unhanded, bright stainless steel finish, for use with 1 3/8" - 1 3/4" thick standard door | 1 |  | 1 Year | 791.3 | 0.15 | 672.605
14182 | Salto | AB660W00IP38-W- | XS4 ANSI electronic RF wireless SVN escutcheon, BLE / Mifare / DESFire entrance w/ key override function, W lever, unhanded, bright stainless steel finish, for use with 1 3/8" - 1 3/4" thick standard door | 1 |  | 1 Year | 913.65 | 0.15 | 776.6025
14183 | Salto | AB660W00IP38-WK | XS4 ANSI electronic RF wireless SVN escutcheon, BLE / Mifare / DESFire entrance w/ key override function, with keypad, W lever, unhanded, bright stainless steel finish, for use with 1 3/8" - 1 3/4" thick standard door | 1 |  | 1 Year | 976.5 | 0.15 | 830.025
14184 | Salto | AB660W00IP48--- | XS4 ANSI electronic wire-free SVN escutcheon, BLE / Mifare / DESFire entrance w/ key override function, W lever, unhanded, bright stainless steel finish, for use with 1 3/4" - 2 1/4" thick door | 1 |  | 1 Year | 728.45 | 0.15 | 619.1825
14185 | Salto | AB660W00IP48-A- | XS4 ANSI electronic AMOK wire-free SVN escutcheon, BLE / Mifare / DESFire entrance w/ key override function, W lever, unhanded, bright stainless steel finish, for use with 1 3/4" - 2 1/4" thick door | 1 |  | 1 Year | 857.45 | 0.15 | 728.8325
14186 | Salto | AB660W00IP48--K | XS4 ANSI electronic wire-free SVN escutcheon, BLE / Mifare / DESFire entrance w/ key override function, with keypad, W lever, unhanded, bright stainless steel finish, for use with 1 3/4" - 2 1/4" thick door | 1 |  | 1 Year | 791.3 | 0.15 | 672.605
14187 | Salto | AB660W00IP48-W- | XS4 ANSI electronic RF wireless SVN escutcheon, BLE / Mifare / DESFire entrance w/ key override function, W lever, unhanded, bright stainless steel finish, for use with 1 3/4" - 2 1/4" thick door | 1 |  | 1 Year | 913.65 | 0.15 | 776.6025
14188 | Salto | AB660W00IP48-WK | XS4 ANSI electronic RF wireless SVN escutcheon, BLE / Mifare / DESFire entrance w/ key override function, with keypad, W lever, unhanded, bright stainless steel finish, for use with 1 3/4" - 2 1/4" thick door | 1 |  | 1 Year | 976.5 | 0.15 | 830.025
14189 | Salto | AB660W00NE38--- | XS4 ANSI electronic wire-free SVN escutcheon, BLE / Mifare / DESFire entrance w/ key override function, W lever, unhanded, black chromium finish, for use with 1 3/8" - 1 3/4" thick standard door | 1 |  | 1 Year | 746.85 | 0.15 | 634.8225
14190 | Salto | AB660W00NE38-A- | XS4 ANSI electronic AMOK wire-free SVN escutcheon, BLE / Mifare / DESFire entrance w/ key override function, W lever, unhanded, black chromium finish, for use with 1 3/8" - 1 3/4" thick standard door | 1 |  | 1 Year | 875.85 | 0.15 | 744.4725
14191 | Salto | AB660W00NE38--K | XS4 ANSI electronic wire-free SVN escutcheon, BLE / Mifare / DESFire entrance w/ key override function, with keypad, W lever, unhanded, black chromium finish, for use with 1 3/8" - 1 3/4" thick standard door | 1 |  | 1 Year | 809.7 | 0.15 | 688.245
14192 | Salto | AB660W00NE38-W- | XS4 ANSI electronic RF wireless SVN escutcheon, BLE / Mifare / DESFire entrance w/ key override function, W lever, unhanded, black chromium finish, for use with 1 3/8" - 1 3/4" thick standard door | 1 |  | 1 Year | 932.05 | 0.15 | 792.2425
14193 | Salto | AB660W00NE38-WK | XS4 ANSI electronic RF wireless SVN escutcheon, BLE / Mifare / DESFire entrance w/ key override function, with keypad, W lever, unhanded, black chromium finish, for use with 1 3/8" - 1 3/4" thick standard door | 1 |  | 1 Year | 994.9 | 0.15 | 845.665
14194 | Salto | AB660W00NE48--- | XS4 ANSI electronic wire-free SVN escutcheon, BLE / Mifare / DESFire entrance w/ key override function, W lever, unhanded, black chromium finish, for use with 1 3/4" - 2 1/4" thick door | 1 |  | 1 Year | 746.85 | 0.15 | 634.8225
14195 | Salto | AB660W00NE48-A- | XS4 ANSI electronic AMOK wire-free SVN escutcheon, BLE / Mifare / DESFire entrance w/ key override function, W lever, unhanded, black chromium finish, for use with 1 3/4" - 2 1/4" thick door | 1 |  | 1 Year | 875.85 | 0.15 | 744.4725
14196 | Salto | AB660W00NE48--K | XS4 ANSI electronic wire-free SVN escutcheon, BLE / Mifare / DESFire entrance w/ key override function, with keypad, W lever, unhanded, black chromium finish, for use with 1 3/4" - 2 1/4" thick door | 1 |  | 1 Year | 809.7 | 0.15 | 688.245
14197 | Salto | AB660W00NE48-W- | XS4 ANSI electronic RF wireless SVN escutcheon, BLE / Mifare / DESFire entrance w/ key override function, W lever, unhanded, black chromium finish, for use with 1 3/4" - 2 1/4" thick door | 1 |  | 1 Year | 932.05 | 0.15 | 792.2425
14198 | Salto | AB660W00NE48-WK | XS4 ANSI electronic RF wireless SVN escutcheon, BLE / Mifare / DESFire entrance w/ key override function, with keypad, W lever, unhanded, black chromium finish, for use with 1 3/4" - 2 1/4" thick door | 1 |  | 1 Year | 994.9 | 0.15 | 845.665
14199 | Salto | AB660W00PM38--- | XS4 ANSI electronic wire-free SVN escutcheon, BLE / Mifare / DESFire entrance w/ key override function, W lever, unhanded, satin brass finish, for use with 1 3/8" - 1 3/4" thick standard door | 1 |  | 1 Year | 712.15 | 0.15 | 605.3275
14200 | Salto | AB660W00PM38-A- | XS4 ANSI electronic AMOK wire-free SVN escutcheon, BLE / Mifare / DESFire entrance w/ key override function, W lever, unhanded, satin brass finish, for use with 1 3/8" - 1 3/4" thick standard door | 1 |  | 1 Year | 841.15 | 0.15 | 714.9775
14201 | Salto | AB660W00PM38--K | XS4 ANSI electronic wire-free SVN escutcheon, BLE / Mifare / DESFire entrance w/ key override function, with keypad, W lever, unhanded, satin brass finish, for use with 1 3/8" - 1 3/4" thick standard door | 1 |  | 1 Year | 775 | 0.15 | 658.75
14202 | Salto | AB660W00PM38-W- | XS4 ANSI electronic RF wireless SVN escutcheon, BLE / Mifare / DESFire entrance w/ key override function, W lever, unhanded, satin brass finish, for use with 1 3/8" - 1 3/4" thick standard door | 1 |  | 1 Year | 897.35 | 0.15 | 762.7475
14203 | Salto | AB660W00PM38-WK | XS4 ANSI electronic RF wireless SVN escutcheon, BLE / Mifare / DESFire entrance w/ key override function, with keypad, W lever, unhanded, satin brass finish, for use with 1 3/8" - 1 3/4" thick standard door | 1 |  | 1 Year | 960.2 | 0.15 | 816.17
14204 | Salto | AB660W00PM48--- | XS4 ANSI electronic wire-free SVN escutcheon, BLE / Mifare / DESFire entrance w/ key override function, W lever, unhanded, satin brass finish, for use with 1 3/4" - 2 1/4" thick door | 1 |  | 1 Year | 712.15 | 0.15 | 605.3275
14205 | Salto | AB660W00PM48-A- | XS4 ANSI electronic AMOK wire-free SVN escutcheon, BLE / Mifare / DESFire entrance w/ key override function, W lever, unhanded, satin brass finish, for use with 1 3/4" - 2 1/4" thick door | 1 |  | 1 Year | 841.15 | 0.15 | 714.9775
14206 | Salto | AB660W00PM48--K | XS4 ANSI electronic wire-free SVN escutcheon, BLE / Mifare / DESFire entrance w/ key override function, with keypad, W lever, unhanded, satin brass finish, for use with 1 3/4" - 2 1/4" thick door | 1 |  | 1 Year | 775 | 0.15 | 658.75
14207 | Salto | AB660W00PM48-W- | XS4 ANSI electronic RF wireless SVN escutcheon, BLE / Mifare / DESFire entrance w/ key override function, W lever, unhanded, satin brass finish, for use with 1 3/4" - 2 1/4" thick door | 1 |  | 1 Year | 897.35 | 0.15 | 762.7475
14208 | Salto | AB660W00PM48-WK | XS4 ANSI electronic RF wireless SVN escutcheon, BLE / Mifare / DESFire entrance w/ key override function, with keypad, W lever, unhanded, satin brass finish, for use with 1 3/4" - 2 1/4" thick door | 1 |  | 1 Year | 960.2 | 0.15 | 816.17
14209 | Salto | AB660W00PP38--- | XS4 ANSI electronic wire-free SVN escutcheon, BLE / Mifare / DESFire entrance w/ key override function, W lever, unhanded, bright brass finish, for use with 1 3/8" - 1 3/4" thick standard door | 1 |  | 1 Year | 728.45 | 0.15 | 619.1825
14210 | Salto | AB660W00PP38-A- | XS4 ANSI electronic AMOK wire-free SVN escutcheon, BLE / Mifare / DESFire entrance w/ key override function, W lever, unhanded, bright brass finish, for use with 1 3/8" - 1 3/4" thick standard door | 1 |  | 1 Year | 857.45 | 0.15 | 728.8325
14211 | Salto | AB660W00PP38--K | XS4 ANSI electronic wire-free SVN escutcheon, BLE / Mifare / DESFire entrance w/ key override function, with keypad, W lever, unhanded, bright brass finish, for use with 1 3/8" - 1 3/4" thick standard door | 1 |  | 1 Year | 791.3 | 0.15 | 672.605
14212 | Salto | AB660W00PP38-W- | XS4 ANSI electronic RF wireless SVN escutcheon, BLE / Mifare / DESFire entrance w/ key override function, W lever, unhanded, bright brass finish, for use with 1 3/8" - 1 3/4" thick standard door | 1 |  | 1 Year | 913.65 | 0.15 | 776.6025
14213 | Salto | AB660W00PP38-WK | XS4 ANSI electronic RF wireless SVN escutcheon, BLE / Mifare / DESFire entrance w/ key override function, with keypad, W lever, unhanded, bright brass finish, for use with 1 3/8" - 1 3/4" thick standard door | 1 |  | 1 Year | 976.5 | 0.15 | 830.025
14214 | Salto | AB660W00PP48--- | XS4 ANSI electronic wire-free SVN escutcheon, BLE / Mifare / DESFire entrance w/ key override function, W lever, unhanded, bright brass finish, for use with 1 3/4" - 2 1/4" thick door | 1 |  | 1 Year | 728.45 | 0.15 | 619.1825
14215 | Salto | AB660W00PP48-A- | XS4 ANSI electronic AMOK wire-free SVN escutcheon, BLE / Mifare / DESFire entrance w/ key override function, W lever, unhanded, bright brass finish, for use with 1 3/4" - 2 1/4" thick door | 1 |  | 1 Year | 857.45 | 0.15 | 728.8325
14216 | Salto | AB660W00PP48--K | XS4 ANSI electronic wire-free SVN escutcheon, BLE / Mifare / DESFire entrance w/ key override function, with keypad, W lever, unhanded, bright brass finish, for use with 1 3/4" - 2 1/4" thick door | 1 |  | 1 Year | 791.3 | 0.15 | 672.605
14217 | Salto | AB660W00PP48-W- | XS4 ANSI electronic RF wireless SVN escutcheon, BLE / Mifare / DESFire entrance w/ key override function, W lever, unhanded, bright brass finish, for use with 1 3/4" - 2 1/4" thick door | 1 |  | 1 Year | 913.65 | 0.15 | 776.6025
14218 | Salto | AB660W00PP48-WK | XS4 ANSI electronic RF wireless SVN escutcheon, BLE / Mifare / DESFire entrance w/ key override function, with keypad, W lever, unhanded, bright brass finish, for use with 1 3/4" - 2 1/4" thick door | 1 |  | 1 Year | 976.5 | 0.15 | 830.025
14219 | Salto | AB666200IM38--- | XS4 ANSI electronic wire-free SVN escutcheon, BLE / Mifare / DESFire push buttonprivacy w/ key override function, Columbo Robodue premium series lever, unhanded, satin stainless finish, for use with 1 3/8" - 1 3/4" thick standard door | 1 |  | 1 Year | 758.05 | 0.15 | 644.3425
14220 | Salto | AB666200IM38-A- | XS4 ANSI electronic AMOK wire-free SVN escutcheon, BLE / Mifare / DESFire push buttonprivacy w/ key override function, Columbo Robodue premium series lever, unhanded, satin stainless finish, for use with 1 3/8" - 1 3/4" thick standard door | 1 |  | 1 Year | 887.05 | 0.15 | 753.9925
14221 | Salto | AB666200IM38--K | XS4 ANSI electronic wire-free SVN escutcheon, BLE / Mifare / DESFire push buttonprivacy w/ key override function, with keypad, Columbo Robodue premium series lever, unhanded, satin stainless finish, for use with 1 3/8" - 1 3/4" thick standard door | 1 |  | 1 Year | 820.9 | 0.15 | 697.765
14222 | Salto | AB666200IM38-W- | XS4 ANSI electronic RF wireless SVN escutcheon, BLE / Mifare / DESFire push buttonprivacy w/ key override function, Columbo Robodue premium series lever, unhanded, satin stainless finish, for use with 1 3/8" - 1 3/4" thick standard door | 1 |  | 1 Year | 943.25 | 0.15 | 801.7625
14223 | Salto | AB666200IM38-WK | XS4 ANSI electronic RF wireless SVN escutcheon, BLE / Mifare / DESFire push buttonprivacy w/ key override function, with keypad, Columbo Robodue premium series lever, unhanded, satin stainless finish, for use with 1 3/8" - 1 3/4" thick standard door | 1 |  | 1 Year | 1006.1 | 0.15 | 855.185
14224 | Salto | AB666200IM48--- | XS4 ANSI electronic wire-free SVN escutcheon, BLE / Mifare / DESFire push buttonprivacy w/ key override function, Columbo Robodue premium series lever, unhanded, satin stainless finish, for use with 1 3/4" - 2 1/4" thick door | 1 |  | 1 Year | 758.05 | 0.15 | 644.3425
14225 | Salto | AB666200IM48-A- | XS4 ANSI electronic AMOK wire-free SVN escutcheon, BLE / Mifare / DESFire push buttonprivacy w/ key override function, Columbo Robodue premium series lever, unhanded, satin stainless finish, for use with 1 3/4" - 2 1/4" thick door | 1 |  | 1 Year | 887.05 | 0.15 | 753.9925
14226 | Salto | AB666200IM48--K | XS4 ANSI electronic wire-free SVN escutcheon, BLE / Mifare / DESFire push buttonprivacy w/ key override function, with keypad, Columbo Robodue premium series lever, unhanded, satin stainless finish, for use with 1 3/4" - 2 1/4" thick door | 1 |  | 1 Year | 820.9 | 0.15 | 697.765
14227 | Salto | AB666200IM48-W- | XS4 ANSI electronic RF wireless SVN escutcheon, BLE / Mifare / DESFire push buttonprivacy w/ key override function, Columbo Robodue premium series lever, unhanded, satin stainless finish, for use with 1 3/4" - 2 1/4" thick door | 1 |  | 1 Year | 943.25 | 0.15 | 801.7625
14228 | Salto | AB666200IM48-WK | XS4 ANSI electronic RF wireless SVN escutcheon, BLE / Mifare / DESFire push buttonprivacy w/ key override function, with keypad, Columbo Robodue premium series lever, unhanded, satin stainless finish, for use with 1 3/4" - 2 1/4" thick door | 1 |  | 1 Year | 1006.1 | 0.15 | 855.185
14229 | Salto | AB666200IP38--- | XS4 ANSI electronic wire-free SVN escutcheon, BLE / Mifare / DESFire push buttonprivacy w/ key override function, Columbo Robodue premium series lever, unhanded, bright stainless steel finish, for use with 1 3/8" - 1 3/4" thick standard door | 1 |  | 1 Year | 774.35 | 0.15 | 658.1975
14230 | Salto | AB666200IP38-A- | XS4 ANSI electronic AMOK wire-free SVN escutcheon, BLE / Mifare / DESFire push buttonprivacy w/ key override function, Columbo Robodue premium series lever, unhanded, bright stainless steel finish, for use with 1 3/8" - 1 3/4" thick standard door | 1 |  | 1 Year | 903.35 | 0.15 | 767.8475
14231 | Salto | AB666200IP38--K | XS4 ANSI electronic wire-free SVN escutcheon, BLE / Mifare / DESFire push buttonprivacy w/ key override function, with keypad, Columbo Robodue premium series lever, unhanded, bright stainless steel finish, for use with 1 3/8" - 1 3/4" thick standard door | 1 |  | 1 Year | 837.2 | 0.15 | 711.62
14232 | Salto | AB666200IP38-W- | XS4 ANSI electronic RF wireless SVN escutcheon, BLE / Mifare / DESFire push buttonprivacy w/ key override function, Columbo Robodue premium series lever, unhanded, bright stainless steel finish, for use with 1 3/8" - 1 3/4" thick standard door | 1 |  | 1 Year | 959.55 | 0.15 | 815.6175
14233 | Salto | AB666200IP38-WK | XS4 ANSI electronic RF wireless SVN escutcheon, BLE / Mifare / DESFire push buttonprivacy w/ key override function, with keypad, Columbo Robodue premium series lever, unhanded, bright stainless steel finish, for use with 1 3/8" - 1 3/4" thick standard doo | 1 |  | 1 Year | 1022.4 | 0.15 | 869.04
14234 | Salto | AB666200IP48--- | XS4 ANSI electronic wire-free SVN escutcheon, BLE / Mifare / DESFire push buttonprivacy w/ key override function, Columbo Robodue premium series lever, unhanded, bright stainless steel finish, for use with 1 3/4" - 2 1/4" thick door | 1 |  | 1 Year | 774.35 | 0.15 | 658.1975
14235 | Salto | AB666200IP48-A- | XS4 ANSI electronic AMOK wire-free SVN escutcheon, BLE / Mifare / DESFire push buttonprivacy w/ key override function, Columbo Robodue premium series lever, unhanded, bright stainless steel finish, for use with 1 3/4" - 2 1/4" thick door | 1 |  | 1 Year | 903.35 | 0.15 | 767.8475
14236 | Salto | AB666200IP48--K | XS4 ANSI electronic wire-free SVN escutcheon, BLE / Mifare / DESFire push buttonprivacy w/ key override function, with keypad, Columbo Robodue premium series lever, unhanded, bright stainless steel finish, for use with 1 3/4" - 2 1/4" thick door | 1 |  | 1 Year | 837.2 | 0.15 | 711.62
14237 | Salto | AB666200IP48-W- | XS4 ANSI electronic RF wireless SVN escutcheon, BLE / Mifare / DESFire push buttonprivacy w/ key override function, Columbo Robodue premium series lever, unhanded, bright stainless steel finish, for use with 1 3/4" - 2 1/4" thick door | 1 |  | 1 Year | 959.55 | 0.15 | 815.6175
14238 | Salto | AB666200IP48-WK | XS4 ANSI electronic RF wireless SVN escutcheon, BLE / Mifare / DESFire push buttonprivacy w/ key override function, with keypad, Columbo Robodue premium series lever, unhanded, bright stainless steel finish, for use with 1 3/4" - 2 1/4" thick door | 1 |  | 1 Year | 1022.4 | 0.15 | 869.04
14239 | Salto | AB666200PP38--- | XS4 ANSI electronic wire-free SVN escutcheon, BLE / Mifare / DESFire push buttonprivacy w/ key override function, Columbo Robodue premium series lever, unhanded, bright brass finish, for use with 1 3/8" - 1 3/4" thick standard door | 1 |  | 1 Year | 774.35 | 0.15 | 658.1975
14240 | Salto | AB666200PP38-A- | XS4 ANSI electronic AMOK wire-free SVN escutcheon, BLE / Mifare / DESFire push buttonprivacy w/ key override function, Columbo Robodue premium series lever, unhanded, bright brass finish, for use with 1 3/8" - 1 3/4" thick standard door | 1 |  | 1 Year | 903.35 | 0.15 | 767.8475
14241 | Salto | AB666200PP38--K | XS4 ANSI electronic wire-free SVN escutcheon, BLE / Mifare / DESFire push buttonprivacy w/ key override function, with keypad, Columbo Robodue premium series lever, unhanded, bright brass finish, for use with 1 3/8" - 1 3/4" thick standard door | 1 |  | 1 Year | 837.2 | 0.15 | 711.62
14242 | Salto | AB666200PP38-W- | XS4 ANSI electronic RF wireless SVN escutcheon, BLE / Mifare / DESFire push buttonprivacy w/ key override function, Columbo Robodue premium series lever, unhanded, bright brass finish, for use with 1 3/8" - 1 3/4" thick standard door | 1 |  | 1 Year | 959.55 | 0.15 | 815.6175
14243 | Salto | AB666200PP38-WK | XS4 ANSI electronic RF wireless SVN escutcheon, BLE / Mifare / DESFire push buttonprivacy w/ key override function, with keypad, Columbo Robodue premium series lever, unhanded, bright brass finish, for use with 1 3/8" - 1 3/4" thick standard door | 1 |  | 1 Year | 1022.4 | 0.15 | 869.04
14244 | Salto | AB666200PP48--- | XS4 ANSI electronic wire-free SVN escutcheon, BLE / Mifare / DESFire push buttonprivacy w/ key override function, Columbo Robodue premium series lever, unhanded, bright brass finish, for use with 1 3/4" - 2 1/4" thick door | 1 |  | 1 Year | 774.35 | 0.15 | 658.1975
14245 | Salto | AB666200PP48-A- | XS4 ANSI electronic AMOK wire-free SVN escutcheon, BLE / Mifare / DESFire push buttonprivacy w/ key override function, Columbo Robodue premium series lever, unhanded, bright brass finish, for use with 1 3/4" - 2 1/4" thick door | 1 |  | 1 Year | 903.35 | 0.15 | 767.8475
14246 | Salto | AB666200PP48--K | XS4 ANSI electronic wire-free SVN escutcheon, BLE / Mifare / DESFire push buttonprivacy w/ key override function, with keypad, Columbo Robodue premium series lever, unhanded, bright brass finish, for use with 1 3/4" - 2 1/4" thick door | 1 |  | 1 Year | 837.2 | 0.15 | 711.62
14247 | Salto | AB666200PP48-W- | XS4 ANSI electronic RF wireless SVN escutcheon, BLE / Mifare / DESFire push buttonprivacy w/ key override function, Columbo Robodue premium series lever, unhanded, bright brass finish, for use with 1 3/4" - 2 1/4" thick door | 1 |  | 1 Year | 959.55 | 0.15 | 815.6175
14248 | Salto | AB666200PP48-WK | XS4 ANSI electronic RF wireless SVN escutcheon, BLE / Mifare / DESFire push buttonprivacy w/ key override function, with keypad, Columbo Robodue premium series lever, unhanded, bright brass finish, for use with 1 3/4" - 2 1/4" thick door | 1 |  | 1 Year | 1022.4 | 0.15 | 869.04
14249 | Salto | AB666300IM38--- | XS4 ANSI electronic wire-free SVN escutcheon, BLE / Mifare / DESFire push buttonprivacy w/ key override function, Columbo Robotre premium series lever, unhanded, satin stainless finish, for use with 1 3/8" - 1 3/4" thick standard door | 1 |  | 1 Year | 758.05 | 0.15 | 644.3425
14250 | Salto | AB666300IM38-A- | XS4 ANSI electronic AMOK wire-free SVN escutcheon, BLE / Mifare / DESFire push buttonprivacy w/ key override function, Columbo Robotre premium series lever, unhanded, satin stainless finish, for use with 1 3/8" - 1 3/4" thick standard door | 1 |  | 1 Year | 887.05 | 0.15 | 753.9925
14251 | Salto | AB666300IM38--K | XS4 ANSI electronic wire-free SVN escutcheon, BLE / Mifare / DESFire push buttonprivacy w/ key override function, with keypad, Columbo Robotre premium series lever, unhanded, satin stainless finish, for use with 1 3/8" - 1 3/4" thick standard door | 1 |  | 1 Year | 820.9 | 0.15 | 697.765
14252 | Salto | AB666300IM38-W- | XS4 ANSI electronic RF wireless SVN escutcheon, BLE / Mifare / DESFire push buttonprivacy w/ key override function, Columbo Robotre premium series lever, unhanded, satin stainless finish, for use with 1 3/8" - 1 3/4" thick standard door | 1 |  | 1 Year | 943.25 | 0.15 | 801.7625
14253 | Salto | AB666300IM38-WK | XS4 ANSI electronic RF wireless SVN escutcheon, BLE / Mifare / DESFire push buttonprivacy w/ key override function, with keypad, Columbo Robotre premium series lever, unhanded, satin stainless finish, for use with 1 3/8" - 1 3/4" thick standard door | 1 |  | 1 Year | 1006.1 | 0.15 | 855.185
14254 | Salto | AB666300IM48--- | XS4 ANSI electronic wire-free SVN escutcheon, BLE / Mifare / DESFire push buttonprivacy w/ key override function, Columbo Robotre premium series lever, unhanded, satin stainless finish, for use with 1 3/4" - 2 1/4" thick door | 1 |  | 1 Year | 758.05 | 0.15 | 644.3425
14255 | Salto | AB666300IM48-A- | XS4 ANSI electronic AMOK wire-free SVN escutcheon, BLE / Mifare / DESFire push buttonprivacy w/ key override function, Columbo Robotre premium series lever, unhanded, satin stainless finish, for use with 1 3/4" - 2 1/4" thick door | 1 |  | 1 Year | 887.05 | 0.15 | 753.9925
14256 | Salto | AB666300IM48--K | XS4 ANSI electronic wire-free SVN escutcheon, BLE / Mifare / DESFire push buttonprivacy w/ key override function, with keypad, Columbo Robotre premium series lever, unhanded, satin stainless finish, for use with 1 3/4" - 2 1/4" thick door | 1 |  | 1 Year | 820.9 | 0.15 | 697.765
14257 | Salto | AB666300IM48-W- | XS4 ANSI electronic RF wireless SVN escutcheon, BLE / Mifare / DESFire push buttonprivacy w/ key override function, Columbo Robotre premium series lever, unhanded, satin stainless finish, for use with 1 3/4" - 2 1/4" thick door | 1 |  | 1 Year | 943.25 | 0.15 | 801.7625
14258 | Salto | AB666300IM48-WK | XS4 ANSI electronic RF wireless SVN escutcheon, BLE / Mifare / DESFire push buttonprivacy w/ key override function, with keypad, Columbo Robotre premium series lever, unhanded, satin stainless finish, for use with 1 3/4" - 2 1/4" thick door | 1 |  | 1 Year | 1006.1 | 0.15 | 855.185
14259 | Salto | AB666300IP38--- | XS4 ANSI electronic wire-free SVN escutcheon, BLE / Mifare / DESFire push buttonprivacy w/ key override function, Columbo Robotre premium series lever, unhanded, bright stainless steel finish, for use with 1 3/8" - 1 3/4" thick standard door | 1 |  | 1 Year | 774.35 | 0.15 | 658.1975
14260 | Salto | AB666300IP38-A- | XS4 ANSI electronic AMOK wire-free SVN escutcheon, BLE / Mifare / DESFire push buttonprivacy w/ key override function, Columbo Robotre premium series lever, unhanded, bright stainless steel finish, for use with 1 3/8" - 1 3/4" thick standard door | 1 |  | 1 Year | 903.35 | 0.15 | 767.8475
14261 | Salto | AB666300IP38--K | XS4 ANSI electronic wire-free SVN escutcheon, BLE / Mifare / DESFire push buttonprivacy w/ key override function, with keypad, Columbo Robotre premium series lever, unhanded, bright stainless steel finish, for use with 1 3/8" - 1 3/4" thick standard door | 1 |  | 1 Year | 837.2 | 0.15 | 711.62
14262 | Salto | AB666300IP38-W- | XS4 ANSI electronic RF wireless SVN escutcheon, BLE / Mifare / DESFire push buttonprivacy w/ key override function, Columbo Robotre premium series lever, unhanded, bright stainless steel finish, for use with 1 3/8" - 1 3/4" thick standard door | 1 |  | 1 Year | 959.55 | 0.15 | 815.6175
14263 | Salto | AB666300IP38-WK | XS4 ANSI electronic RF wireless SVN escutcheon, BLE / Mifare / DESFire push buttonprivacy w/ key override function, with keypad, Columbo Robotre premium series lever, unhanded, bright stainless steel finish, for use with 1 3/8" - 1 3/4" thick standard doo | 1 |  | 1 Year | 1022.4 | 0.15 | 869.04
14264 | Salto | AB666300IP48--- | XS4 ANSI electronic wire-free SVN escutcheon, BLE / Mifare / DESFire push buttonprivacy w/ key override function, Columbo Robotre premium series lever, unhanded, bright stainless steel finish, for use with 1 3/4" - 2 1/4" thick door | 1 |  | 1 Year | 774.35 | 0.15 | 658.1975
14265 | Salto | AB666300IP48-A- | XS4 ANSI electronic AMOK wire-free SVN escutcheon, BLE / Mifare / DESFire push buttonprivacy w/ key override function, Columbo Robotre premium series lever, unhanded, bright stainless steel finish, for use with 1 3/4" - 2 1/4" thick door | 1 |  | 1 Year | 903.35 | 0.15 | 767.8475
14266 | Salto | AB666300IP48--K | XS4 ANSI electronic wire-free SVN escutcheon, BLE / Mifare / DESFire push buttonprivacy w/ key override function, with keypad, Columbo Robotre premium series lever, unhanded, bright stainless steel finish, for use with 1 3/4" - 2 1/4" thick door | 1 |  | 1 Year | 837.2 | 0.15 | 711.62
14267 | Salto | AB666300IP48-W- | XS4 ANSI electronic RF wireless SVN escutcheon, BLE / Mifare / DESFire push buttonprivacy w/ key override function, Columbo Robotre premium series lever, unhanded, bright stainless steel finish, for use with 1 3/4" - 2 1/4" thick door | 1 |  | 1 Year | 959.55 | 0.15 | 815.6175
14268 | Salto | AB666300IP48-WK | XS4 ANSI electronic RF wireless SVN escutcheon, BLE / Mifare / DESFire push buttonprivacy w/ key override function, with keypad, Columbo Robotre premium series lever, unhanded, bright stainless steel finish, for use with 1 3/4" - 2 1/4" thick door | 1 |  | 1 Year | 1022.4 | 0.15 | 869.04
14269 | Salto | AB666300PP38--- | XS4 ANSI electronic wire-free SVN escutcheon, BLE / Mifare / DESFire push buttonprivacy w/ key override function, Columbo Robotre premium series lever, unhanded, bright brass finish, for use with 1 3/8" - 1 3/4" thick standard door | 1 |  | 1 Year | 774.35 | 0.15 | 658.1975
14270 | Salto | AB666300PP38-A- | XS4 ANSI electronic AMOK wire-free SVN escutcheon, BLE / Mifare / DESFire push buttonprivacy w/ key override function, Columbo Robotre premium series lever, unhanded, bright brass finish, for use with 1 3/8" - 1 3/4" thick standard door | 1 |  | 1 Year | 903.35 | 0.15 | 767.8475
14271 | Salto | AB666300PP38--K | XS4 ANSI electronic wire-free SVN escutcheon, BLE / Mifare / DESFire push buttonprivacy w/ key override function, with keypad, Columbo Robotre premium series lever, unhanded, bright brass finish, for use with 1 3/8" - 1 3/4" thick standard door | 1 |  | 1 Year | 837.2 | 0.15 | 711.62
14272 | Salto | AB666300PP38-W- | XS4 ANSI electronic RF wireless SVN escutcheon, BLE / Mifare / DESFire push buttonprivacy w/ key override function, Columbo Robotre premium series lever, unhanded, bright brass finish, for use with 1 3/8" - 1 3/4" thick standard door | 1 |  | 1 Year | 959.55 | 0.15 | 815.6175
14273 | Salto | AB666300PP38-WK | XS4 ANSI electronic RF wireless SVN escutcheon, BLE / Mifare / DESFire push buttonprivacy w/ key override function, with keypad, Columbo Robotre premium series lever, unhanded, bright brass finish, for use with 1 3/8" - 1 3/4" thick standard door | 1 |  | 1 Year | 1022.4 | 0.15 | 869.04
14274 | Salto | AB666300PP48--- | XS4 ANSI electronic wire-free SVN escutcheon, BLE / Mifare / DESFire push buttonprivacy w/ key override function, Columbo Robotre premium series lever, unhanded, bright brass finish, for use with 1 3/4" - 2 1/4" thick door | 1 |  | 1 Year | 774.35 | 0.15 | 658.1975
14275 | Salto | AB666300PP48-A- | XS4 ANSI electronic AMOK wire-free SVN escutcheon, BLE / Mifare / DESFire push buttonprivacy w/ key override function, Columbo Robotre premium series lever, unhanded, bright brass finish, for use with 1 3/4" - 2 1/4" thick door | 1 |  | 1 Year | 903.35 | 0.15 | 767.8475
14276 | Salto | AB666300PP48--K | XS4 ANSI electronic wire-free SVN escutcheon, BLE / Mifare / DESFire push buttonprivacy w/ key override function, with keypad, Columbo Robotre premium series lever, unhanded, bright brass finish, for use with 1 3/4" - 2 1/4" thick door | 1 |  | 1 Year | 837.2 | 0.15 | 711.62
14277 | Salto | AB666300PP48-W- | XS4 ANSI electronic RF wireless SVN escutcheon, BLE / Mifare / DESFire push buttonprivacy w/ key override function, Columbo Robotre premium series lever, unhanded, bright brass finish, for use with 1 3/4" - 2 1/4" thick door | 1 |  | 1 Year | 959.55 | 0.15 | 815.6175
14278 | Salto | AB666300PP48-WK | XS4 ANSI electronic RF wireless SVN escutcheon, BLE / Mifare / DESFire push buttonprivacy w/ key override function, with keypad, Columbo Robotre premium series lever, unhanded, bright brass finish, for use with 1 3/4" - 2 1/4" thick door | 1 |  | 1 Year | 1022.4 | 0.15 | 869.04
14279 | Salto | AB666400IM38--- | XS4 ANSI electronic wire-free SVN escutcheon, BLE / Mifare / DESFire push buttonprivacy w/ key override function, Columbo Roboquattro premium series lever, unhanded, satin stainless finish, for use with 1 3/8" - 1 3/4" thick standard door | 1 |  | 1 Year | 758.05 | 0.15 | 644.3425
14280 | Salto | AB666400IM38-A- | XS4 ANSI electronic AMOK wire-free SVN escutcheon, BLE / Mifare / DESFire push buttonprivacy w/ key override function, Columbo Roboquattro premium series lever, unhanded, satin stainless finish, for use with 1 3/8" - 1 3/4" thick standard door | 1 |  | 1 Year | 887.05 | 0.15 | 753.9925
14281 | Salto | AB666400IM38--K | XS4 ANSI electronic wire-free SVN escutcheon, BLE / Mifare / DESFire push buttonprivacy w/ key override function, with keypad, Columbo Roboquattro premium series lever, unhanded, satin stainless finish, for use with 1 3/8" - 1 3/4" thick standard door | 1 |  | 1 Year | 820.9 | 0.15 | 697.765
14282 | Salto | AB666400IM38-W- | XS4 ANSI electronic RF wireless SVN escutcheon, BLE / Mifare / DESFire push buttonprivacy w/ key override function, Columbo Roboquattro premium series lever, unhanded, satin stainless finish, for use with 1 3/8" - 1 3/4" thick standard door | 1 |  | 1 Year | 943.25 | 0.15 | 801.7625
14283 | Salto | AB666400IM38-WK | XS4 ANSI electronic RF wireless SVN escutcheon, BLE / Mifare / DESFire push buttonprivacy w/ key override function, with keypad, Columbo Roboquattro premium series lever, unhanded, satin stainless finish, for use with 1 3/8" - 1 3/4" thick standard door | 1 |  | 1 Year | 1006.1 | 0.15 | 855.185
14284 | Salto | AB666400IM48--- | XS4 ANSI electronic wire-free SVN escutcheon, BLE / Mifare / DESFire push buttonprivacy w/ key override function, Columbo Roboquattro premium series lever, unhanded, satin stainless finish, for use with 1 3/4" - 2 1/4" thick door | 1 |  | 1 Year | 758.05 | 0.15 | 644.3425
14285 | Salto | AB666400IM48-A- | XS4 ANSI electronic AMOK wire-free SVN escutcheon, BLE / Mifare / DESFire push buttonprivacy w/ key override function, Columbo Roboquattro premium series lever, unhanded, satin stainless finish, for use with 1 3/4" - 2 1/4" thick door | 1 |  | 1 Year | 887.05 | 0.15 | 753.9925
14286 | Salto | AB666400IM48--K | XS4 ANSI electronic wire-free SVN escutcheon, BLE / Mifare / DESFire push buttonprivacy w/ key override function, with keypad, Columbo Roboquattro premium series lever, unhanded, satin stainless finish, for use with 1 3/4" - 2 1/4" thick door | 1 |  | 1 Year | 820.9 | 0.15 | 697.765
14287 | Salto | AB666400IM48-W- | XS4 ANSI electronic RF wireless SVN escutcheon, BLE / Mifare / DESFire push buttonprivacy w/ key override function, Columbo Roboquattro premium series lever, unhanded, satin stainless finish, for use with 1 3/4" - 2 1/4" thick door | 1 |  | 1 Year | 943.25 | 0.15 | 801.7625
14288 | Salto | AB666400IM48-WK | XS4 ANSI electronic RF wireless SVN escutcheon, BLE / Mifare / DESFire push buttonprivacy w/ key override function, with keypad, Columbo Roboquattro premium series lever, unhanded, satin stainless finish, for use with 1 3/4" - 2 1/4" thick door | 1 |  | 1 Year | 1006.1 | 0.15 | 855.185
14289 | Salto | AB666400IP38--- | XS4 ANSI electronic wire-free SVN escutcheon, BLE / Mifare / DESFire push buttonprivacy w/ key override function, Columbo Roboquattro premium series lever, unhanded, bright stainless steel finish, for use with 1 3/8" - 1 3/4" thick standard door | 1 |  | 1 Year | 774.35 | 0.15 | 658.1975
14290 | Salto | AB666400IP38-A- | XS4 ANSI electronic AMOK wire-free SVN escutcheon, BLE / Mifare / DESFire push buttonprivacy w/ key override function, Columbo Roboquattro premium series lever, unhanded, bright stainless steel finish, for use with 1 3/8" - 1 3/4" thick standard door | 1 |  | 1 Year | 903.35 | 0.15 | 767.8475
14291 | Salto | AB666400IP38--K | XS4 ANSI electronic wire-free SVN escutcheon, BLE / Mifare / DESFire push buttonprivacy w/ key override function, with keypad, Columbo Roboquattro premium series lever, unhanded, bright stainless steel finish, for use with 1 3/8" - 1 3/4" thick standard d | 1 |  | 1 Year | 837.2 | 0.15 | 711.62
14292 | Salto | AB666400IP38-W- | XS4 ANSI electronic RF wireless SVN escutcheon, BLE / Mifare / DESFire push buttonprivacy w/ key override function, Columbo Roboquattro premium series lever, unhanded, bright stainless steel finish, for use with 1 3/8" - 1 3/4" thick standard door | 1 |  | 1 Year | 959.55 | 0.15 | 815.6175
14293 | Salto | AB666400IP38-WK | XS4 ANSI electronic RF wireless SVN escutcheon, BLE / Mifare / DESFire push buttonprivacy w/ key override function, with keypad, Columbo Roboquattro premium series lever, unhanded, bright stainless steel finish, for use with 1 3/8" - 1 3/4" thick standard | 1 |  | 1 Year | 1022.4 | 0.15 | 869.04
14294 | Salto | AB666400IP48--- | XS4 ANSI electronic wire-free SVN escutcheon, BLE / Mifare / DESFire push buttonprivacy w/ key override function, Columbo Roboquattro premium series lever, unhanded, bright stainless steel finish, for use with 1 3/4" - 2 1/4" thick door | 1 |  | 1 Year | 774.35 | 0.15 | 658.1975
14295 | Salto | AB666400IP48-A- | XS4 ANSI electronic AMOK wire-free SVN escutcheon, BLE / Mifare / DESFire push buttonprivacy w/ key override function, Columbo Roboquattro premium series lever, unhanded, bright stainless steel finish, for use with 1 3/4" - 2 1/4" thick door | 1 |  | 1 Year | 903.35 | 0.15 | 767.8475
14296 | Salto | AB666400IP48--K | XS4 ANSI electronic wire-free SVN escutcheon, BLE / Mifare / DESFire push buttonprivacy w/ key override function, with keypad, Columbo Roboquattro premium series lever, unhanded, bright stainless steel finish, for use with 1 3/4" - 2 1/4" thick door | 1 |  | 1 Year | 837.2 | 0.15 | 711.62
14297 | Salto | AB666400IP48-W- | XS4 ANSI electronic RF wireless SVN escutcheon, BLE / Mifare / DESFire push buttonprivacy w/ key override function, Columbo Roboquattro premium series lever, unhanded, bright stainless steel finish, for use with 1 3/4" - 2 1/4" thick door | 1 |  | 1 Year | 959.55 | 0.15 | 815.6175
14298 | Salto | AB666400IP48-WK | XS4 ANSI electronic RF wireless SVN escutcheon, BLE / Mifare / DESFire push buttonprivacy w/ key override function, with keypad, Columbo Roboquattro premium series lever, unhanded, bright stainless steel finish, for use with 1 3/4" - 2 1/4" thick door | 1 |  | 1 Year | 1022.4 | 0.15 | 869.04
14299 | Salto | AB666400PP38--- | XS4 ANSI electronic wire-free SVN escutcheon, BLE / Mifare / DESFire push buttonprivacy w/ key override function, Columbo Roboquattro premium series lever, unhanded, bright brass finish, for use with 1 3/8" - 1 3/4" thick standard door | 1 |  | 1 Year | 774.35 | 0.15 | 658.1975
14300 | Salto | AB666400PP38-A- | XS4 ANSI electronic AMOK wire-free SVN escutcheon, BLE / Mifare / DESFire push buttonprivacy w/ key override function, Columbo Roboquattro premium series lever, unhanded, bright brass finish, for use with 1 3/8" - 1 3/4" thick standard door | 1 |  | 1 Year | 903.35 | 0.15 | 767.8475
14301 | Salto | AB666400PP38--K | XS4 ANSI electronic wire-free SVN escutcheon, BLE / Mifare / DESFire push buttonprivacy w/ key override function, with keypad, Columbo Roboquattro premium series lever, unhanded, bright brass finish, for use with 1 3/8" - 1 3/4" thick standard door | 1 |  | 1 Year | 837.2 | 0.15 | 711.62
14302 | Salto | AB666400PP38-W- | XS4 ANSI electronic RF wireless SVN escutcheon, BLE / Mifare / DESFire push buttonprivacy w/ key override function, Columbo Roboquattro premium series lever, unhanded, bright brass finish, for use with 1 3/8" - 1 3/4" thick standard door | 1 |  | 1 Year | 959.55 | 0.15 | 815.6175
14303 | Salto | AB666400PP38-WK | XS4 ANSI electronic RF wireless SVN escutcheon, BLE / Mifare / DESFire push buttonprivacy w/ key override function, with keypad, Columbo Roboquattro premium series lever, unhanded, bright brass finish, for use with 1 3/8" - 1 3/4" thick standard door | 1 |  | 1 Year | 1022.4 | 0.15 | 869.04
14304 | Salto | AB666400PP48--- | XS4 ANSI electronic wire-free SVN escutcheon, BLE / Mifare / DESFire push buttonprivacy w/ key override function, Columbo Roboquattro premium series lever, unhanded, bright brass finish, for use with 1 3/4" - 2 1/4" thick door | 1 |  | 1 Year | 774.35 | 0.15 | 658.1975
14305 | Salto | AB666400PP48-A- | XS4 ANSI electronic AMOK wire-free SVN escutcheon, BLE / Mifare / DESFire push buttonprivacy w/ key override function, Columbo Roboquattro premium series lever, unhanded, bright brass finish, for use with 1 3/4" - 2 1/4" thick door | 1 |  | 1 Year | 903.35 | 0.15 | 767.8475
14306 | Salto | AB666400PP48--K | XS4 ANSI electronic wire-free SVN escutcheon, BLE / Mifare / DESFire push buttonprivacy w/ key override function, with keypad, Columbo Roboquattro premium series lever, unhanded, bright brass finish, for use with 1 3/4" - 2 1/4" thick door | 1 |  | 1 Year | 837.2 | 0.15 | 711.62
14307 | Salto | AB666400PP48-W- | XS4 ANSI electronic RF wireless SVN escutcheon, BLE / Mifare / DESFire push buttonprivacy w/ key override function, Columbo Roboquattro premium series lever, unhanded, bright brass finish, for use with 1 3/4" - 2 1/4" thick door | 1 |  | 1 Year | 959.55 | 0.15 | 815.6175
14308 | Salto | AB666400PP48-WK | XS4 ANSI electronic RF wireless SVN escutcheon, BLE / Mifare / DESFire push buttonprivacy w/ key override function, with keypad, Columbo Roboquattro premium series lever, unhanded, bright brass finish, for use with 1 3/4" - 2 1/4" thick door | 1 |  | 1 Year | 1022.4 | 0.15 | 869.04
14309 | Salto | AB666700IM38--- | XS4 ANSI electronic wire-free SVN escutcheon, BLE / Mifare / DESFire push buttonprivacy w/ key override function, Columbo Mach premium series lever, unhanded, satin stainless finish, for use with 1 3/8" - 1 3/4" thick standard door | 1 |  | 1 Year | 758.05 | 0.15 | 644.3425
14310 | Salto | AB666700IM38-A- | XS4 ANSI electronic AMOK wire-free SVN escutcheon, BLE / Mifare / DESFire push buttonprivacy w/ key override function, Columbo Mach premium series lever, unhanded, satin stainless finish, for use with 1 3/8" - 1 3/4" thick standard door | 1 |  | 1 Year | 887.05 | 0.15 | 753.9925
14311 | Salto | AB666700IM38--K | XS4 ANSI electronic wire-free SVN escutcheon, BLE / Mifare / DESFire push buttonprivacy w/ key override function, with keypad, Columbo Mach premium series lever, unhanded, satin stainless finish, for use with 1 3/8" - 1 3/4" thick standard door | 1 |  | 1 Year | 820.9 | 0.15 | 697.765
14312 | Salto | AB666700IM38-W- | XS4 ANSI electronic RF wireless SVN escutcheon, BLE / Mifare / DESFire push buttonprivacy w/ key override function, Columbo Mach premium series lever, unhanded, satin stainless finish, for use with 1 3/8" - 1 3/4" thick standard door | 1 |  | 1 Year | 943.25 | 0.15 | 801.7625
14313 | Salto | AB666700IM38-WK | XS4 ANSI electronic RF wireless SVN escutcheon, BLE / Mifare / DESFire push buttonprivacy w/ key override function, with keypad, Columbo Mach premium series lever, unhanded, satin stainless finish, for use with 1 3/8" - 1 3/4" thick standard door | 1 |  | 1 Year | 1006.1 | 0.15 | 855.185
14314 | Salto | AB666700IM48--- | XS4 ANSI electronic wire-free SVN escutcheon, BLE / Mifare / DESFire push buttonprivacy w/ key override function, Columbo Mach premium series lever, unhanded, satin stainless finish, for use with 1 3/4" - 2 1/4" thick door | 1 |  | 1 Year | 758.05 | 0.15 | 644.3425
14315 | Salto | AB666700IM48-A- | XS4 ANSI electronic AMOK wire-free SVN escutcheon, BLE / Mifare / DESFire push buttonprivacy w/ key override function, Columbo Mach premium series lever, unhanded, satin stainless finish, for use with 1 3/4" - 2 1/4" thick door | 1 |  | 1 Year | 887.05 | 0.15 | 753.9925
14316 | Salto | AB666700IM48--K | XS4 ANSI electronic wire-free SVN escutcheon, BLE / Mifare / DESFire push buttonprivacy w/ key override function, with keypad, Columbo Mach premium series lever, unhanded, satin stainless finish, for use with 1 3/4" - 2 1/4" thick door | 1 |  | 1 Year | 820.9 | 0.15 | 697.765
14317 | Salto | AB666700IM48-W- | XS4 ANSI electronic RF wireless SVN escutcheon, BLE / Mifare / DESFire push buttonprivacy w/ key override function, Columbo Mach premium series lever, unhanded, satin stainless finish, for use with 1 3/4" - 2 1/4" thick door | 1 |  | 1 Year | 943.25 | 0.15 | 801.7625
14318 | Salto | AB666700IM48-WK | XS4 ANSI electronic RF wireless SVN escutcheon, BLE / Mifare / DESFire push buttonprivacy w/ key override function, with keypad, Columbo Mach premium series lever, unhanded, satin stainless finish, for use with 1 3/4" - 2 1/4" thick door | 1 |  | 1 Year | 1006.1 | 0.15 | 855.185
14319 | Salto | AB666700IP38--- | XS4 ANSI electronic wire-free SVN escutcheon, BLE / Mifare / DESFire push buttonprivacy w/ key override function, Columbo Mach premium series lever, unhanded, bright stainless steel finish, for use with 1 3/8" - 1 3/4" thick standard door | 1 |  | 1 Year | 774.35 | 0.15 | 658.1975
14320 | Salto | AB666700IP38-A- | XS4 ANSI electronic AMOK wire-free SVN escutcheon, BLE / Mifare / DESFire push buttonprivacy w/ key override function, Columbo Mach premium series lever, unhanded, bright stainless steel finish, for use with 1 3/8" - 1 3/4" thick standard door | 1 |  | 1 Year | 903.35 | 0.15 | 767.8475
14321 | Salto | AB666700IP38--K | XS4 ANSI electronic wire-free SVN escutcheon, BLE / Mifare / DESFire push buttonprivacy w/ key override function, with keypad, Columbo Mach premium series lever, unhanded, bright stainless steel finish, for use with 1 3/8" - 1 3/4" thick standard door | 1 |  | 1 Year | 837.2 | 0.15 | 711.62
14322 | Salto | AB666700IP38-W- | XS4 ANSI electronic RF wireless SVN escutcheon, BLE / Mifare / DESFire push buttonprivacy w/ key override function, Columbo Mach premium series lever, unhanded, bright stainless steel finish, for use with 1 3/8" - 1 3/4" thick standard door | 1 |  | 1 Year | 959.55 | 0.15 | 815.6175
14323 | Salto | AB666700IP38-WK | XS4 ANSI electronic RF wireless SVN escutcheon, BLE / Mifare / DESFire push buttonprivacy w/ key override function, with keypad, Columbo Mach premium series lever, unhanded, bright stainless steel finish, for use with 1 3/8" - 1 3/4" thick standard door | 1 |  | 1 Year | 1022.4 | 0.15 | 869.04
14324 | Salto | AB666700IP48--- | XS4 ANSI electronic wire-free SVN escutcheon, BLE / Mifare / DESFire push buttonprivacy w/ key override function, Columbo Mach premium series lever, unhanded, bright stainless steel finish, for use with 1 3/4" - 2 1/4" thick door | 1 |  | 1 Year | 774.35 | 0.15 | 658.1975
14325 | Salto | AB666700IP48-A- | XS4 ANSI electronic AMOK wire-free SVN escutcheon, BLE / Mifare / DESFire push buttonprivacy w/ key override function, Columbo Mach premium series lever, unhanded, bright stainless steel finish, for use with 1 3/4" - 2 1/4" thick door | 1 |  | 1 Year | 903.35 | 0.15 | 767.8475
14326 | Salto | AB666700IP48--K | XS4 ANSI electronic wire-free SVN escutcheon, BLE / Mifare / DESFire push buttonprivacy w/ key override function, with keypad, Columbo Mach premium series lever, unhanded, bright stainless steel finish, for use with 1 3/4" - 2 1/4" thick door | 1 |  | 1 Year | 837.2 | 0.15 | 711.62
14327 | Salto | AB666700IP48-W- | XS4 ANSI electronic RF wireless SVN escutcheon, BLE / Mifare / DESFire push buttonprivacy w/ key override function, Columbo Mach premium series lever, unhanded, bright stainless steel finish, for use with 1 3/4" - 2 1/4" thick door | 1 |  | 1 Year | 959.55 | 0.15 | 815.6175
14328 | Salto | AB666700IP48-WK | XS4 ANSI electronic RF wireless SVN escutcheon, BLE / Mifare / DESFire push buttonprivacy w/ key override function, with keypad, Columbo Mach premium series lever, unhanded, bright stainless steel finish, for use with 1 3/4" - 2 1/4" thick door | 1 |  | 1 Year | 1022.4 | 0.15 | 869.04
14329 | Salto | AB666700PP38--- | XS4 ANSI electronic wire-free SVN escutcheon, BLE / Mifare / DESFire push buttonprivacy w/ key override function, Columbo Mach premium series lever, unhanded, bright brass finish, for use with 1 3/8" - 1 3/4" thick standard door | 1 |  | 1 Year | 774.35 | 0.15 | 658.1975
14330 | Salto | AB666700PP38-A- | XS4 ANSI electronic AMOK wire-free SVN escutcheon, BLE / Mifare / DESFire push buttonprivacy w/ key override function, Columbo Mach premium series lever, unhanded, bright brass finish, for use with 1 3/8" - 1 3/4" thick standard door | 1 |  | 1 Year | 903.35 | 0.15 | 767.8475
14331 | Salto | AB666700PP38--K | XS4 ANSI electronic wire-free SVN escutcheon, BLE / Mifare / DESFire push buttonprivacy w/ key override function, with keypad, Columbo Mach premium series lever, unhanded, bright brass finish, for use with 1 3/8" - 1 3/4" thick standard door | 1 |  | 1 Year | 837.2 | 0.15 | 711.62
14332 | Salto | AB666700PP38-W- | XS4 ANSI electronic RF wireless SVN escutcheon, BLE / Mifare / DESFire push buttonprivacy w/ key override function, Columbo Mach premium series lever, unhanded, bright brass finish, for use with 1 3/8" - 1 3/4" thick standard door | 1 |  | 1 Year | 959.55 | 0.15 | 815.6175
14333 | Salto | AB666700PP38-WK | XS4 ANSI electronic RF wireless SVN escutcheon, BLE / Mifare / DESFire push buttonprivacy w/ key override function, with keypad, Columbo Mach premium series lever, unhanded, bright brass finish, for use with 1 3/8" - 1 3/4" thick standard door | 1 |  | 1 Year | 1022.4 | 0.15 | 869.04
14334 | Salto | AB666700PP48--- | XS4 ANSI electronic wire-free SVN escutcheon, BLE / Mifare / DESFire push buttonprivacy w/ key override function, Columbo Mach premium series lever, unhanded, bright brass finish, for use with 1 3/4" - 2 1/4" thick door | 1 |  | 1 Year | 774.35 | 0.15 | 658.1975
14335 | Salto | AB666700PP48-A- | XS4 ANSI electronic AMOK wire-free SVN escutcheon, BLE / Mifare / DESFire push buttonprivacy w/ key override function, Columbo Mach premium series lever, unhanded, bright brass finish, for use with 1 3/4" - 2 1/4" thick door | 1 |  | 1 Year | 903.35 | 0.15 | 767.8475
14336 | Salto | AB666700PP48--K | XS4 ANSI electronic wire-free SVN escutcheon, BLE / Mifare / DESFire push buttonprivacy w/ key override function, with keypad, Columbo Mach premium series lever, unhanded, bright brass finish, for use with 1 3/4" - 2 1/4" thick door | 1 |  | 1 Year | 837.2 | 0.15 | 711.62
14337 | Salto | AB666700PP48-W- | XS4 ANSI electronic RF wireless SVN escutcheon, BLE / Mifare / DESFire push buttonprivacy w/ key override function, Columbo Mach premium series lever, unhanded, bright brass finish, for use with 1 3/4" - 2 1/4" thick door | 1 |  | 1 Year | 959.55 | 0.15 | 815.6175
14338 | Salto | AB666700PP48-WK | XS4 ANSI electronic RF wireless SVN escutcheon, BLE / Mifare / DESFire push buttonprivacy w/ key override function, with keypad, Columbo Mach premium series lever, unhanded, bright brass finish, for use with 1 3/4" - 2 1/4" thick door | 1 |  | 1 Year | 1022.4 | 0.15 | 869.04
14339 | Salto | AB666A00BC38--- | XS4 ANSI electronic wire-free SVN escutcheon, BLE / Mifare / DESFire push buttonprivacy w/ key override function, A lever, unhanded, BioCote antimicrobial finish, for use with 1 3/8" - 1 3/4" thick standard door | 1 |  | 1 Year | 764.15 | 0.15 | 649.5275
14340 | Salto | AB666A00BC38-A- | XS4 ANSI electronic AMOK wire-free SVN escutcheon, BLE / Mifare / DESFire push buttonprivacy w/ key override function, A lever, unhanded, BioCote antimicrobial finish, for use with 1 3/8" - 1 3/4" thick standard door | 1 |  | 1 Year | 893.15 | 0.15 | 759.1775
14341 | Salto | AB666A00BC38--K | XS4 ANSI electronic wire-free SVN escutcheon, BLE / Mifare / DESFire push buttonprivacy w/ key override function, with keypad, A lever, unhanded, BioCote antimicrobial finish, for use with 1 3/8" - 1 3/4" thick standard door | 1 |  | 1 Year | 827 | 0.15 | 702.95
14342 | Salto | AB666A00BC38-W- | XS4 ANSI electronic RF wireless SVN escutcheon, BLE / Mifare / DESFire push buttonprivacy w/ key override function, A lever, unhanded, BioCote antimicrobial finish, for use with 1 3/8" - 1 3/4" thick standard door | 1 |  | 1 Year | 949.35 | 0.15 | 806.9475
14343 | Salto | AB666A00BC38-WK | XS4 ANSI electronic RF wireless SVN escutcheon, BLE / Mifare / DESFire push buttonprivacy w/ key override function, with keypad, A lever, unhanded, BioCote antimicrobial finish, for use with 1 3/8" - 1 3/4" thick standard door | 1 |  | 1 Year | 1012.2 | 0.15 | 860.37
14344 | Salto | AB666A00BC48--- | XS4 ANSI electronic wire-free SVN escutcheon, BLE / Mifare / DESFire push buttonprivacy w/ key override function, A lever, unhanded, BioCote antimicrobial finish, for use with 1 3/4" - 2 1/4" thick door | 1 |  | 1 Year | 764.15 | 0.15 | 649.5275
14345 | Salto | AB666A00BC48-A- | XS4 ANSI electronic AMOK wire-free SVN escutcheon, BLE / Mifare / DESFire push buttonprivacy w/ key override function, A lever, unhanded, BioCote antimicrobial finish, for use with 1 3/4" - 2 1/4" thick door | 1 |  | 1 Year | 893.15 | 0.15 | 759.1775
14346 | Salto | AB666A00BC48--K | XS4 ANSI electronic wire-free SVN escutcheon, BLE / Mifare / DESFire push buttonprivacy w/ key override function, with keypad, A lever, unhanded, BioCote antimicrobial finish, for use with 1 3/4" - 2 1/4" thick door | 1 |  | 1 Year | 827 | 0.15 | 702.95
14347 | Salto | AB666A00BC48-W- | XS4 ANSI electronic RF wireless SVN escutcheon, BLE / Mifare / DESFire push buttonprivacy w/ key override function, A lever, unhanded, BioCote antimicrobial finish, for use with 1 3/4" - 2 1/4" thick door | 1 |  | 1 Year | 949.35 | 0.15 | 806.9475
14348 | Salto | AB666A00BC48-WK | XS4 ANSI electronic RF wireless SVN escutcheon, BLE / Mifare / DESFire push buttonprivacy w/ key override function, with keypad, A lever, unhanded, BioCote antimicrobial finish, for use with 1 3/4" - 2 1/4" thick door | 1 |  | 1 Year | 1012.2 | 0.15 | 860.37
14349 | Salto | AB666A00IA38--- | XS4 ANSI electronic wire-free SVN escutcheon, BLE / Mifare / DESFire push buttonprivacy w/ key override function, A lever, unhanded, antique brass finish, for use with 1 3/8" - 1 3/4" thick standard door | 1 |  | 1 Year | 764.15 | 0.15 | 649.5275
14350 | Salto | AB666A00IA38-A- | XS4 ANSI electronic AMOK wire-free SVN escutcheon, BLE / Mifare / DESFire push buttonprivacy w/ key override function, A lever, unhanded, antique brass finish, for use with 1 3/8" - 1 3/4" thick standard door | 1 |  | 1 Year | 893.15 | 0.15 | 759.1775
14351 | Salto | AB666A00IA38--K | XS4 ANSI electronic wire-free SVN escutcheon, BLE / Mifare / DESFire push buttonprivacy w/ key override function, with keypad, A lever, unhanded, antique brass finish, for use with 1 3/8" - 1 3/4" thick standard door | 1 |  | 1 Year | 827 | 0.15 | 702.95
14352 | Salto | AB666A00IA38-W- | XS4 ANSI electronic RF wireless SVN escutcheon, BLE / Mifare / DESFire push buttonprivacy w/ key override function, A lever, unhanded, antique brass finish, for use with 1 3/8" - 1 3/4" thick standard door | 1 |  | 1 Year | 949.35 | 0.15 | 806.9475
14353 | Salto | AB666A00IA38-WK | XS4 ANSI electronic RF wireless SVN escutcheon, BLE / Mifare / DESFire push buttonprivacy w/ key override function, with keypad, A lever, unhanded, antique brass finish, for use with 1 3/8" - 1 3/4" thick standard door | 1 |  | 1 Year | 1012.2 | 0.15 | 860.37
14354 | Salto | AB666A00IA48--- | XS4 ANSI electronic wire-free SVN escutcheon, BLE / Mifare / DESFire push buttonprivacy w/ key override function, A lever, unhanded, antique brass finish, for use with 1 3/4" - 2 1/4" thick door | 1 |  | 1 Year | 764.15 | 0.15 | 649.5275
14355 | Salto | AB666A00IA48-A- | XS4 ANSI electronic AMOK wire-free SVN escutcheon, BLE / Mifare / DESFire push buttonprivacy w/ key override function, A lever, unhanded, antique brass finish, for use with 1 3/4" - 2 1/4" thick door | 1 |  | 1 Year | 893.15 | 0.15 | 759.1775
14356 | Salto | AB666A00IA48--K | XS4 ANSI electronic wire-free SVN escutcheon, BLE / Mifare / DESFire push buttonprivacy w/ key override function, with keypad, A lever, unhanded, antique brass finish, for use with 1 3/4" - 2 1/4" thick door | 1 |  | 1 Year | 827 | 0.15 | 702.95
14357 | Salto | AB666A00IA48-W- | XS4 ANSI electronic RF wireless SVN escutcheon, BLE / Mifare / DESFire push buttonprivacy w/ key override function, A lever, unhanded, antique brass finish, for use with 1 3/4" - 2 1/4" thick door | 1 |  | 1 Year | 949.35 | 0.15 | 806.9475
14358 | Salto | AB666A00IA48-WK | XS4 ANSI electronic RF wireless SVN escutcheon, BLE / Mifare / DESFire push buttonprivacy w/ key override function, with keypad, A lever, unhanded, antique brass finish, for use with 1 3/4" - 2 1/4" thick door | 1 |  | 1 Year | 1012.2 | 0.15 | 860.37
14359 | Salto | AB666A00IM38--- | XS4 ANSI electronic wire-free SVN escutcheon, BLE / Mifare / DESFire push buttonprivacy w/ key override function, A lever, unhanded, satin stainless finish, for use with 1 3/8" - 1 3/4" thick standard door | 1 |  | 1 Year | 712.15 | 0.15 | 605.3275
14360 | Salto | AB666A00IM38-A- | XS4 ANSI electronic AMOK wire-free SVN escutcheon, BLE / Mifare / DESFire push buttonprivacy w/ key override function, A lever, unhanded, satin stainless finish, for use with 1 3/8" - 1 3/4" thick standard door | 1 |  | 1 Year | 841.15 | 0.15 | 714.9775
14361 | Salto | AB666A00IM38--K | XS4 ANSI electronic wire-free SVN escutcheon, BLE / Mifare / DESFire push buttonprivacy w/ key override function, with keypad, A lever, unhanded, satin stainless finish, for use with 1 3/8" - 1 3/4" thick standard door | 1 |  | 1 Year | 775 | 0.15 | 658.75
14362 | Salto | AB666A00IM38-W- | XS4 ANSI electronic RF wireless SVN escutcheon, BLE / Mifare / DESFire push buttonprivacy w/ key override function, A lever, unhanded, satin stainless finish, for use with 1 3/8" - 1 3/4" thick standard door | 1 |  | 1 Year | 897.35 | 0.15 | 762.7475
14363 | Salto | AB666A00IM38-WK | XS4 ANSI electronic RF wireless SVN escutcheon, BLE / Mifare / DESFire push buttonprivacy w/ key override function, with keypad, A lever, unhanded, satin stainless finish, for use with 1 3/8" - 1 3/4" thick standard door | 1 |  | 1 Year | 960.2 | 0.15 | 816.17
14364 | Salto | AB666A00IM48--- | XS4 ANSI electronic wire-free SVN escutcheon, BLE / Mifare / DESFire push buttonprivacy w/ key override function, A lever, unhanded, satin stainless finish, for use with 1 3/4" - 2 1/4" thick door | 1 |  | 1 Year | 712.15 | 0.15 | 605.3275
14365 | Salto | AB666A00IM48-A- | XS4 ANSI electronic AMOK wire-free SVN escutcheon, BLE / Mifare / DESFire push buttonprivacy w/ key override function, A lever, unhanded, satin stainless finish, for use with 1 3/4" - 2 1/4" thick door | 1 |  | 1 Year | 841.15 | 0.15 | 714.9775
14366 | Salto | AB666A00IM48--K | XS4 ANSI electronic wire-free SVN escutcheon, BLE / Mifare / DESFire push buttonprivacy w/ key override function, with keypad, A lever, unhanded, satin stainless finish, for use with 1 3/4" - 2 1/4" thick door | 1 |  | 1 Year | 775 | 0.15 | 658.75
14367 | Salto | AB666A00IM48-W- | XS4 ANSI electronic RF wireless SVN escutcheon, BLE / Mifare / DESFire push buttonprivacy w/ key override function, A lever, unhanded, satin stainless finish, for use with 1 3/4" - 2 1/4" thick door | 1 |  | 1 Year | 897.35 | 0.15 | 762.7475
14368 | Salto | AB666A00IM48-WK | XS4 ANSI electronic RF wireless SVN escutcheon, BLE / Mifare / DESFire push buttonprivacy w/ key override function, with keypad, A lever, unhanded, satin stainless finish, for use with 1 3/4" - 2 1/4" thick door | 1 |  | 1 Year | 960.2 | 0.15 | 816.17
14369 | Salto | AB666A00IP38--- | XS4 ANSI electronic wire-free SVN escutcheon, BLE / Mifare / DESFire push buttonprivacy w/ key override function, A lever, unhanded, bright stainless steel finish, for use with 1 3/8" - 1 3/4" thick standard door | 1 |  | 1 Year | 728.45 | 0.15 | 619.1825
14370 | Salto | AB666A00IP38-A- | XS4 ANSI electronic AMOK wire-free SVN escutcheon, BLE / Mifare / DESFire push buttonprivacy w/ key override function, A lever, unhanded, bright stainless steel finish, for use with 1 3/8" - 1 3/4" thick standard door | 1 |  | 1 Year | 857.45 | 0.15 | 728.8325
14371 | Salto | AB666A00IP38--K | XS4 ANSI electronic wire-free SVN escutcheon, BLE / Mifare / DESFire push buttonprivacy w/ key override function, with keypad, A lever, unhanded, bright stainless steel finish, for use with 1 3/8" - 1 3/4" thick standard door | 1 |  | 1 Year | 791.3 | 0.15 | 672.605
14372 | Salto | AB666A00IP38-W- | XS4 ANSI electronic RF wireless SVN escutcheon, BLE / Mifare / DESFire push buttonprivacy w/ key override function, A lever, unhanded, bright stainless steel finish, for use with 1 3/8" - 1 3/4" thick standard door | 1 |  | 1 Year | 913.65 | 0.15 | 776.6025
14373 | Salto | AB666A00IP38-WK | XS4 ANSI electronic RF wireless SVN escutcheon, BLE / Mifare / DESFire push buttonprivacy w/ key override function, with keypad, A lever, unhanded, bright stainless steel finish, for use with 1 3/8" - 1 3/4" thick standard door | 1 |  | 1 Year | 976.5 | 0.15 | 830.025
14374 | Salto | AB666A00IP48--- | XS4 ANSI electronic wire-free SVN escutcheon, BLE / Mifare / DESFire push buttonprivacy w/ key override function, A lever, unhanded, bright stainless steel finish, for use with 1 3/4" - 2 1/4" thick door | 1 |  | 1 Year | 728.45 | 0.15 | 619.1825
14375 | Salto | AB666A00IP48-A- | XS4 ANSI electronic AMOK wire-free SVN escutcheon, BLE / Mifare / DESFire push buttonprivacy w/ key override function, A lever, unhanded, bright stainless steel finish, for use with 1 3/4" - 2 1/4" thick door | 1 |  | 1 Year | 857.45 | 0.15 | 728.8325
14376 | Salto | AB666A00IP48--K | XS4 ANSI electronic wire-free SVN escutcheon, BLE / Mifare / DESFire push buttonprivacy w/ key override function, with keypad, A lever, unhanded, bright stainless steel finish, for use with 1 3/4" - 2 1/4" thick door | 1 |  | 1 Year | 791.3 | 0.15 | 672.605
14377 | Salto | AB666A00IP48-W- | XS4 ANSI electronic RF wireless SVN escutcheon, BLE / Mifare / DESFire push buttonprivacy w/ key override function, A lever, unhanded, bright stainless steel finish, for use with 1 3/4" - 2 1/4" thick door | 1 |  | 1 Year | 913.65 | 0.15 | 776.6025
14378 | Salto | AB666A00IP48-WK | XS4 ANSI electronic RF wireless SVN escutcheon, BLE / Mifare / DESFire push buttonprivacy w/ key override function, with keypad, A lever, unhanded, bright stainless steel finish, for use with 1 3/4" - 2 1/4" thick door | 1 |  | 1 Year | 976.5 | 0.15 | 830.025
14379 | Salto | AB666A00NE38--- | XS4 ANSI electronic wire-free SVN escutcheon, BLE / Mifare / DESFire push buttonprivacy w/ key override function, A lever, unhanded, black chromium finish, for use with 1 3/8" - 1 3/4" thick standard door | 1 |  | 1 Year | 746.85 | 0.15 | 634.8225
14380 | Salto | AB666A00NE38-A- | XS4 ANSI electronic AMOK wire-free SVN escutcheon, BLE / Mifare / DESFire push buttonprivacy w/ key override function, A lever, unhanded, black chromium finish, for use with 1 3/8" - 1 3/4" thick standard door | 1 |  | 1 Year | 875.85 | 0.15 | 744.4725
14381 | Salto | AB666A00NE38--K | XS4 ANSI electronic wire-free SVN escutcheon, BLE / Mifare / DESFire push buttonprivacy w/ key override function, with keypad, A lever, unhanded, black chromium finish, for use with 1 3/8" - 1 3/4" thick standard door | 1 |  | 1 Year | 809.7 | 0.15 | 688.245
14382 | Salto | AB666A00NE38-W- | XS4 ANSI electronic RF wireless SVN escutcheon, BLE / Mifare / DESFire push buttonprivacy w/ key override function, A lever, unhanded, black chromium finish, for use with 1 3/8" - 1 3/4" thick standard door | 1 |  | 1 Year | 932.05 | 0.15 | 792.2425
14383 | Salto | AB666A00NE38-WK | XS4 ANSI electronic RF wireless SVN escutcheon, BLE / Mifare / DESFire push buttonprivacy w/ key override function, with keypad, A lever, unhanded, black chromium finish, for use with 1 3/8" - 1 3/4" thick standard door | 1 |  | 1 Year | 994.9 | 0.15 | 845.665
14384 | Salto | AB666A00NE48--- | XS4 ANSI electronic wire-free SVN escutcheon, BLE / Mifare / DESFire push buttonprivacy w/ key override function, A lever, unhanded, black chromium finish, for use with 1 3/4" - 2 1/4" thick door | 1 |  | 1 Year | 746.85 | 0.15 | 634.8225
14385 | Salto | AB666A00NE48-A- | XS4 ANSI electronic AMOK wire-free SVN escutcheon, BLE / Mifare / DESFire push buttonprivacy w/ key override function, A lever, unhanded, black chromium finish, for use with 1 3/4" - 2 1/4" thick door | 1 |  | 1 Year | 875.85 | 0.15 | 744.4725
14386 | Salto | AB666A00NE48--K | XS4 ANSI electronic wire-free SVN escutcheon, BLE / Mifare / DESFire push buttonprivacy w/ key override function, with keypad, A lever, unhanded, black chromium finish, for use with 1 3/4" - 2 1/4" thick door | 1 |  | 1 Year | 809.7 | 0.15 | 688.245
14387 | Salto | AB666A00NE48-W- | XS4 ANSI electronic RF wireless SVN escutcheon, BLE / Mifare / DESFire push buttonprivacy w/ key override function, A lever, unhanded, black chromium finish, for use with 1 3/4" - 2 1/4" thick door | 1 |  | 1 Year | 932.05 | 0.15 | 792.2425
14388 | Salto | AB666A00NE48-WK | XS4 ANSI electronic RF wireless SVN escutcheon, BLE / Mifare / DESFire push buttonprivacy w/ key override function, with keypad, A lever, unhanded, black chromium finish, for use with 1 3/4" - 2 1/4" thick door | 1 |  | 1 Year | 994.9 | 0.15 | 845.665
14389 | Salto | AB666A00PM38--- | XS4 ANSI electronic wire-free SVN escutcheon, BLE / Mifare / DESFire push buttonprivacy w/ key override function, A lever, unhanded, satin brass finish, for use with 1 3/8" - 1 3/4" thick standard door | 1 |  | 1 Year | 712.15 | 0.15 | 605.3275
14390 | Salto | AB666A00PM38-A- | XS4 ANSI electronic AMOK wire-free SVN escutcheon, BLE / Mifare / DESFire push buttonprivacy w/ key override function, A lever, unhanded, satin brass finish, for use with 1 3/8" - 1 3/4" thick standard door | 1 |  | 1 Year | 841.15 | 0.15 | 714.9775
14391 | Salto | AB666A00PM38--K | XS4 ANSI electronic wire-free SVN escutcheon, BLE / Mifare / DESFire push buttonprivacy w/ key override function, with keypad, A lever, unhanded, satin brass finish, for use with 1 3/8" - 1 3/4" thick standard door | 1 |  | 1 Year | 775 | 0.15 | 658.75
14392 | Salto | AB666A00PM38-W- | XS4 ANSI electronic RF wireless SVN escutcheon, BLE / Mifare / DESFire push buttonprivacy w/ key override function, A lever, unhanded, satin brass finish, for use with 1 3/8" - 1 3/4" thick standard door | 1 |  | 1 Year | 897.35 | 0.15 | 762.7475
14393 | Salto | AB666A00PM38-WK | XS4 ANSI electronic RF wireless SVN escutcheon, BLE / Mifare / DESFire push buttonprivacy w/ key override function, with keypad, A lever, unhanded, satin brass finish, for use with 1 3/8" - 1 3/4" thick standard door | 1 |  | 1 Year | 960.2 | 0.15 | 816.17
14394 | Salto | AB666A00PM48--- | XS4 ANSI electronic wire-free SVN escutcheon, BLE / Mifare / DESFire push buttonprivacy w/ key override function, A lever, unhanded, satin brass finish, for use with 1 3/4" - 2 1/4" thick door | 1 |  | 1 Year | 712.15 | 0.15 | 605.3275
14395 | Salto | AB666A00PM48-A- | XS4 ANSI electronic AMOK wire-free SVN escutcheon, BLE / Mifare / DESFire push buttonprivacy w/ key override function, A lever, unhanded, satin brass finish, for use with 1 3/4" - 2 1/4" thick door | 1 |  | 1 Year | 841.15 | 0.15 | 714.9775
14396 | Salto | AB666A00PM48--K | XS4 ANSI electronic wire-free SVN escutcheon, BLE / Mifare / DESFire push buttonprivacy w/ key override function, with keypad, A lever, unhanded, satin brass finish, for use with 1 3/4" - 2 1/4" thick door | 1 |  | 1 Year | 775 | 0.15 | 658.75
14397 | Salto | AB666A00PM48-W- | XS4 ANSI electronic RF wireless SVN escutcheon, BLE / Mifare / DESFire push buttonprivacy w/ key override function, A lever, unhanded, satin brass finish, for use with 1 3/4" - 2 1/4" thick door | 1 |  | 1 Year | 897.35 | 0.15 | 762.7475
14398 | Salto | AB666A00PM48-WK | XS4 ANSI electronic RF wireless SVN escutcheon, BLE / Mifare / DESFire push buttonprivacy w/ key override function, with keypad, A lever, unhanded, satin brass finish, for use with 1 3/4" - 2 1/4" thick door | 1 |  | 1 Year | 960.2 | 0.15 | 816.17
14399 | Salto | AB666A00PP38--- | XS4 ANSI electronic wire-free SVN escutcheon, BLE / Mifare / DESFire push buttonprivacy w/ key override function, A lever, unhanded, bright brass finish, for use with 1 3/8" - 1 3/4" thick standard door | 1 |  | 1 Year | 728.45 | 0.15 | 619.1825
14400 | Salto | AB666A00PP38-A- | XS4 ANSI electronic AMOK wire-free SVN escutcheon, BLE / Mifare / DESFire push buttonprivacy w/ key override function, A lever, unhanded, bright brass finish, for use with 1 3/8" - 1 3/4" thick standard door | 1 |  | 1 Year | 857.45 | 0.15 | 728.8325
14401 | Salto | AB666A00PP38--K | XS4 ANSI electronic wire-free SVN escutcheon, BLE / Mifare / DESFire push buttonprivacy w/ key override function, with keypad, A lever, unhanded, bright brass finish, for use with 1 3/8" - 1 3/4" thick standard door | 1 |  | 1 Year | 791.3 | 0.15 | 672.605
14402 | Salto | AB666A00PP38-W- | XS4 ANSI electronic RF wireless SVN escutcheon, BLE / Mifare / DESFire push buttonprivacy w/ key override function, A lever, unhanded, bright brass finish, for use with 1 3/8" - 1 3/4" thick standard door | 1 |  | 1 Year | 913.65 | 0.15 | 776.6025
14403 | Salto | AB666A00PP38-WK | XS4 ANSI electronic RF wireless SVN escutcheon, BLE / Mifare / DESFire push buttonprivacy w/ key override function, with keypad, A lever, unhanded, bright brass finish, for use with 1 3/8" - 1 3/4" thick standard door | 1 |  | 1 Year | 976.5 | 0.15 | 830.025
14404 | Salto | AB666A00PP48--- | XS4 ANSI electronic wire-free SVN escutcheon, BLE / Mifare / DESFire push buttonprivacy w/ key override function, A lever, unhanded, bright brass finish, for use with 1 3/4" - 2 1/4" thick door | 1 |  | 1 Year | 728.45 | 0.15 | 619.1825
14405 | Salto | AB666A00PP48-A- | XS4 ANSI electronic AMOK wire-free SVN escutcheon, BLE / Mifare / DESFire push buttonprivacy w/ key override function, A lever, unhanded, bright brass finish, for use with 1 3/4" - 2 1/4" thick door | 1 |  | 1 Year | 857.45 | 0.15 | 728.8325
14406 | Salto | AB666A00PP48--K | XS4 ANSI electronic wire-free SVN escutcheon, BLE / Mifare / DESFire push buttonprivacy w/ key override function, with keypad, A lever, unhanded, bright brass finish, for use with 1 3/4" - 2 1/4" thick door | 1 |  | 1 Year | 791.3 | 0.15 | 672.605
14407 | Salto | AB666A00PP48-W- | XS4 ANSI electronic RF wireless SVN escutcheon, BLE / Mifare / DESFire push buttonprivacy w/ key override function, A lever, unhanded, bright brass finish, for use with 1 3/4" - 2 1/4" thick door | 1 |  | 1 Year | 913.65 | 0.15 | 776.6025
14408 | Salto | AB666A00PP48-WK | XS4 ANSI electronic RF wireless SVN escutcheon, BLE / Mifare / DESFire push buttonprivacy w/ key override function, with keypad, A lever, unhanded, bright brass finish, for use with 1 3/4" - 2 1/4" thick door | 1 |  | 1 Year | 976.5 | 0.15 | 830.025
14409 | Salto | AB666G00BC38--- | XS4 ANSI electronic wire-free SVN escutcheon, BLE / Mifare / DESFire push buttonprivacy w/ key override function, G lever, unhanded, BioCote antimicrobial finish, for use with 1 3/8" - 1 3/4" thick standard door | 1 |  | 1 Year | 764.15 | 0.15 | 649.5275
14410 | Salto | AB666G00BC38-A- | XS4 ANSI electronic AMOK wire-free SVN escutcheon, BLE / Mifare / DESFire push buttonprivacy w/ key override function, G lever, unhanded, BioCote antimicrobial finish, for use with 1 3/8" - 1 3/4" thick standard door | 1 |  | 1 Year | 893.15 | 0.15 | 759.1775
14411 | Salto | AB666G00BC38--K | XS4 ANSI electronic wire-free SVN escutcheon, BLE / Mifare / DESFire push buttonprivacy w/ key override function, with keypad, G lever, unhanded, BioCote antimicrobial finish, for use with 1 3/8" - 1 3/4" thick standard door | 1 |  | 1 Year | 827 | 0.15 | 702.95
14412 | Salto | AB666G00BC38-W- | XS4 ANSI electronic RF wireless SVN escutcheon, BLE / Mifare / DESFire push buttonprivacy w/ key override function, G lever, unhanded, BioCote antimicrobial finish, for use with 1 3/8" - 1 3/4" thick standard door | 1 |  | 1 Year | 949.35 | 0.15 | 806.9475
14413 | Salto | AB666G00BC38-WK | XS4 ANSI electronic RF wireless SVN escutcheon, BLE / Mifare / DESFire push buttonprivacy w/ key override function, with keypad, G lever, unhanded, BioCote antimicrobial finish, for use with 1 3/8" - 1 3/4" thick standard door | 1 |  | 1 Year | 1012.2 | 0.15 | 860.37
14414 | Salto | AB666G00BC48--- | XS4 ANSI electronic wire-free SVN escutcheon, BLE / Mifare / DESFire push buttonprivacy w/ key override function, G lever, unhanded, BioCote antimicrobial finish, for use with 1 3/4" - 2 1/4" thick door | 1 |  | 1 Year | 764.15 | 0.15 | 649.5275
14415 | Salto | AB666G00BC48-A- | XS4 ANSI electronic AMOK wire-free SVN escutcheon, BLE / Mifare / DESFire push buttonprivacy w/ key override function, G lever, unhanded, BioCote antimicrobial finish, for use with 1 3/4" - 2 1/4" thick door | 1 |  | 1 Year | 893.15 | 0.15 | 759.1775
14416 | Salto | AB666G00BC48--K | XS4 ANSI electronic wire-free SVN escutcheon, BLE / Mifare / DESFire push buttonprivacy w/ key override function, with keypad, G lever, unhanded, BioCote antimicrobial finish, for use with 1 3/4" - 2 1/4" thick door | 1 |  | 1 Year | 827 | 0.15 | 702.95
14417 | Salto | AB666G00BC48-W- | XS4 ANSI electronic RF wireless SVN escutcheon, BLE / Mifare / DESFire push buttonprivacy w/ key override function, G lever, unhanded, BioCote antimicrobial finish, for use with 1 3/4" - 2 1/4" thick door | 1 |  | 1 Year | 949.35 | 0.15 | 806.9475
14418 | Salto | AB666G00BC48-WK | XS4 ANSI electronic RF wireless SVN escutcheon, BLE / Mifare / DESFire push buttonprivacy w/ key override function, with keypad, G lever, unhanded, BioCote antimicrobial finish, for use with 1 3/4" - 2 1/4" thick door | 1 |  | 1 Year | 1012.2 | 0.15 | 860.37
14419 | Salto | AB666G00IM38--- | XS4 ANSI electronic wire-free SVN escutcheon, BLE / Mifare / DESFire push buttonprivacy w/ key override function, G lever, unhanded, satin stainless finish, for use with 1 3/8" - 1 3/4" thick standard door | 1 |  | 1 Year | 712.15 | 0.15 | 605.3275
14420 | Salto | AB666G00IM38-A- | XS4 ANSI electronic AMOK wire-free SVN escutcheon, BLE / Mifare / DESFire push buttonprivacy w/ key override function, G lever, unhanded, satin stainless finish, for use with 1 3/8" - 1 3/4" thick standard door | 1 |  | 1 Year | 841.15 | 0.15 | 714.9775
14421 | Salto | AB666G00IM38--K | XS4 ANSI electronic wire-free SVN escutcheon, BLE / Mifare / DESFire push buttonprivacy w/ key override function, with keypad, G lever, unhanded, satin stainless finish, for use with 1 3/8" - 1 3/4" thick standard door | 1 |  | 1 Year | 775 | 0.15 | 658.75
14422 | Salto | AB666G00IM38-W- | XS4 ANSI electronic RF wireless SVN escutcheon, BLE / Mifare / DESFire push buttonprivacy w/ key override function, G lever, unhanded, satin stainless finish, for use with 1 3/8" - 1 3/4" thick standard door | 1 |  | 1 Year | 897.35 | 0.15 | 762.7475
14423 | Salto | AB666G00IM38-WK | XS4 ANSI electronic RF wireless SVN escutcheon, BLE / Mifare / DESFire push buttonprivacy w/ key override function, with keypad, G lever, unhanded, satin stainless finish, for use with 1 3/8" - 1 3/4" thick standard door | 1 |  | 1 Year | 960.2 | 0.15 | 816.17
14424 | Salto | AB666G00IM48--- | XS4 ANSI electronic wire-free SVN escutcheon, BLE / Mifare / DESFire push buttonprivacy w/ key override function, G lever, unhanded, satin stainless finish, for use with 1 3/4" - 2 1/4" thick door | 1 |  | 1 Year | 712.15 | 0.15 | 605.3275
14425 | Salto | AB666G00IM48-A- | XS4 ANSI electronic AMOK wire-free SVN escutcheon, BLE / Mifare / DESFire push buttonprivacy w/ key override function, G lever, unhanded, satin stainless finish, for use with 1 3/4" - 2 1/4" thick door | 1 |  | 1 Year | 841.15 | 0.15 | 714.9775
14426 | Salto | AB666G00IM48--K | XS4 ANSI electronic wire-free SVN escutcheon, BLE / Mifare / DESFire push buttonprivacy w/ key override function, with keypad, G lever, unhanded, satin stainless finish, for use with 1 3/4" - 2 1/4" thick door | 1 |  | 1 Year | 775 | 0.15 | 658.75
14427 | Salto | AB666G00IM48-W- | XS4 ANSI electronic RF wireless SVN escutcheon, BLE / Mifare / DESFire push buttonprivacy w/ key override function, G lever, unhanded, satin stainless finish, for use with 1 3/4" - 2 1/4" thick door | 1 |  | 1 Year | 897.35 | 0.15 | 762.7475
14428 | Salto | AB666G00IM48-WK | XS4 ANSI electronic RF wireless SVN escutcheon, BLE / Mifare / DESFire push buttonprivacy w/ key override function, with keypad, G lever, unhanded, satin stainless finish, for use with 1 3/4" - 2 1/4" thick door | 1 |  | 1 Year | 960.2 | 0.15 | 816.17
14429 | Salto | AB666G00PM38--- | XS4 ANSI electronic wire-free SVN escutcheon, BLE / Mifare / DESFire push buttonprivacy w/ key override function, G lever, unhanded, satin brass finish, for use with 1 3/8" - 1 3/4" thick standard door | 1 |  | 1 Year | 712.15 | 0.15 | 605.3275
14430 | Salto | AB666G00PM38-A- | XS4 ANSI electronic AMOK wire-free SVN escutcheon, BLE / Mifare / DESFire push buttonprivacy w/ key override function, G lever, unhanded, satin brass finish, for use with 1 3/8" - 1 3/4" thick standard door | 1 |  | 1 Year | 841.15 | 0.15 | 714.9775
14431 | Salto | AB666G00PM38--K | XS4 ANSI electronic wire-free SVN escutcheon, BLE / Mifare / DESFire push buttonprivacy w/ key override function, with keypad, G lever, unhanded, satin brass finish, for use with 1 3/8" - 1 3/4" thick standard door | 1 |  | 1 Year | 775 | 0.15 | 658.75
14432 | Salto | AB666G00PM38-W- | XS4 ANSI electronic RF wireless SVN escutcheon, BLE / Mifare / DESFire push buttonprivacy w/ key override function, G lever, unhanded, satin brass finish, for use with 1 3/8" - 1 3/4" thick standard door | 1 |  | 1 Year | 897.35 | 0.15 | 762.7475
14433 | Salto | AB666G00PM38-WK | XS4 ANSI electronic RF wireless SVN escutcheon, BLE / Mifare / DESFire push buttonprivacy w/ key override function, with keypad, G lever, unhanded, satin brass finish, for use with 1 3/8" - 1 3/4" thick standard door | 1 |  | 1 Year | 960.2 | 0.15 | 816.17
14434 | Salto | AB666G00PM48--- | XS4 ANSI electronic wire-free SVN escutcheon, BLE / Mifare / DESFire push buttonprivacy w/ key override function, G lever, unhanded, satin brass finish, for use with 1 3/4" - 2 1/4" thick door | 1 |  | 1 Year | 712.15 | 0.15 | 605.3275
14435 | Salto | AB666G00PM48-A- | XS4 ANSI electronic AMOK wire-free SVN escutcheon, BLE / Mifare / DESFire push buttonprivacy w/ key override function, G lever, unhanded, satin brass finish, for use with 1 3/4" - 2 1/4" thick door | 1 |  | 1 Year | 841.15 | 0.15 | 714.9775
14436 | Salto | AB666G00PM48--K | XS4 ANSI electronic wire-free SVN escutcheon, BLE / Mifare / DESFire push buttonprivacy w/ key override function, with keypad, G lever, unhanded, satin brass finish, for use with 1 3/4" - 2 1/4" thick door | 1 |  | 1 Year | 775 | 0.15 | 658.75
14437 | Salto | AB666G00PM48-W- | XS4 ANSI electronic RF wireless SVN escutcheon, BLE / Mifare / DESFire push buttonprivacy w/ key override function, G lever, unhanded, satin brass finish, for use with 1 3/4" - 2 1/4" thick door | 1 |  | 1 Year | 897.35 | 0.15 | 762.7475
14438 | Salto | AB666G00PM48-WK | XS4 ANSI electronic RF wireless SVN escutcheon, BLE / Mifare / DESFire push buttonprivacy w/ key override function, with keypad, G lever, unhanded, satin brass finish, for use with 1 3/4" - 2 1/4" thick door | 1 |  | 1 Year | 960.2 | 0.15 | 816.17
14439 | Salto | AB666J00BC38--- | XS4 ANSI electronic wire-free SVN escutcheon, BLE / Mifare / DESFire push buttonprivacy w/ key override function, J lever, unhanded, BioCote antimicrobial finish, for use with 1 3/8" - 1 3/4" thick standard door | 1 |  | 1 Year | 774.35 | 0.15 | 658.1975
14440 | Salto | AB666J00BC38-A- | XS4 ANSI electronic AMOK wire-free SVN escutcheon, BLE / Mifare / DESFire push buttonprivacy w/ key override function, J lever, unhanded, BioCote antimicrobial finish, for use with 1 3/8" - 1 3/4" thick standard door | 1 |  | 1 Year | 903.35 | 0.15 | 767.8475
14441 | Salto | AB666J00BC38--K | XS4 ANSI electronic wire-free SVN escutcheon, BLE / Mifare / DESFire push buttonprivacy w/ key override function, with keypad, J lever, unhanded, BioCote antimicrobial finish, for use with 1 3/8" - 1 3/4" thick standard door | 1 |  | 1 Year | 837.2 | 0.15 | 711.62
14442 | Salto | AB666J00BC38-W- | XS4 ANSI electronic RF wireless SVN escutcheon, BLE / Mifare / DESFire push buttonprivacy w/ key override function, J lever, unhanded, BioCote antimicrobial finish, for use with 1 3/8" - 1 3/4" thick standard door | 1 |  | 1 Year | 959.55 | 0.15 | 815.6175
14443 | Salto | AB666J00BC38-WK | XS4 ANSI electronic RF wireless SVN escutcheon, BLE / Mifare / DESFire push buttonprivacy w/ key override function, with keypad, J lever, unhanded, BioCote antimicrobial finish, for use with 1 3/8" - 1 3/4" thick standard door | 1 |  | 1 Year | 1022.4 | 0.15 | 869.04
14444 | Salto | AB666J00BC48--- | XS4 ANSI electronic wire-free SVN escutcheon, BLE / Mifare / DESFire push buttonprivacy w/ key override function, J lever, unhanded, BioCote antimicrobial finish, for use with 1 3/4" - 2 1/4" thick door | 1 |  | 1 Year | 774.35 | 0.15 | 658.1975
14445 | Salto | AB666J00BC48-A- | XS4 ANSI electronic AMOK wire-free SVN escutcheon, BLE / Mifare / DESFire push buttonprivacy w/ key override function, J lever, unhanded, BioCote antimicrobial finish, for use with 1 3/4" - 2 1/4" thick door | 1 |  | 1 Year | 903.35 | 0.15 | 767.8475
14446 | Salto | AB666J00BC48--K | XS4 ANSI electronic wire-free SVN escutcheon, BLE / Mifare / DESFire push buttonprivacy w/ key override function, with keypad, J lever, unhanded, BioCote antimicrobial finish, for use with 1 3/4" - 2 1/4" thick door | 1 |  | 1 Year | 837.2 | 0.15 | 711.62
14447 | Salto | AB666J00BC48-W- | XS4 ANSI electronic RF wireless SVN escutcheon, BLE / Mifare / DESFire push buttonprivacy w/ key override function, J lever, unhanded, BioCote antimicrobial finish, for use with 1 3/4" - 2 1/4" thick door | 1 |  | 1 Year | 959.55 | 0.15 | 815.6175
14448 | Salto | AB666J00BC48-WK | XS4 ANSI electronic RF wireless SVN escutcheon, BLE / Mifare / DESFire push buttonprivacy w/ key override function, with keypad, J lever, unhanded, BioCote antimicrobial finish, for use with 1 3/4" - 2 1/4" thick door | 1 |  | 1 Year | 1022.4 | 0.15 | 869.04
14449 | Salto | AB666J00IA38--- | XS4 ANSI electronic wire-free SVN escutcheon, BLE / Mifare / DESFire push buttonprivacy w/ key override function, J lever, unhanded, antique brass finish, for use with 1 3/8" - 1 3/4" thick standard door | 1 |  | 1 Year | 774.35 | 0.15 | 658.1975
14450 | Salto | AB666J00IA38-A- | XS4 ANSI electronic AMOK wire-free SVN escutcheon, BLE / Mifare / DESFire push buttonprivacy w/ key override function, J lever, unhanded, antique brass finish, for use with 1 3/8" - 1 3/4" thick standard door | 1 |  | 1 Year | 903.35 | 0.15 | 767.8475
14451 | Salto | AB666J00IA38--K | XS4 ANSI electronic wire-free SVN escutcheon, BLE / Mifare / DESFire push buttonprivacy w/ key override function, with keypad, J lever, unhanded, antique brass finish, for use with 1 3/8" - 1 3/4" thick standard door | 1 |  | 1 Year | 837.2 | 0.15 | 711.62
14452 | Salto | AB666J00IA38-W- | XS4 ANSI electronic RF wireless SVN escutcheon, BLE / Mifare / DESFire push buttonprivacy w/ key override function, J lever, unhanded, antique brass finish, for use with 1 3/8" - 1 3/4" thick standard door | 1 |  | 1 Year | 959.55 | 0.15 | 815.6175
14453 | Salto | AB666J00IA38-WK | XS4 ANSI electronic RF wireless SVN escutcheon, BLE / Mifare / DESFire push buttonprivacy w/ key override function, with keypad, J lever, unhanded, antique brass finish, for use with 1 3/8" - 1 3/4" thick standard door | 1 |  | 1 Year | 1022.4 | 0.15 | 869.04
14454 | Salto | AB666J00IA48--- | XS4 ANSI electronic wire-free SVN escutcheon, BLE / Mifare / DESFire push buttonprivacy w/ key override function, J lever, unhanded, antique brass finish, for use with 1 3/4" - 2 1/4" thick door | 1 |  | 1 Year | 774.35 | 0.15 | 658.1975
14455 | Salto | AB666J00IA48-A- | XS4 ANSI electronic AMOK wire-free SVN escutcheon, BLE / Mifare / DESFire push buttonprivacy w/ key override function, J lever, unhanded, antique brass finish, for use with 1 3/4" - 2 1/4" thick door | 1 |  | 1 Year | 903.35 | 0.15 | 767.8475
14456 | Salto | AB666J00IA48--K | XS4 ANSI electronic wire-free SVN escutcheon, BLE / Mifare / DESFire push buttonprivacy w/ key override function, with keypad, J lever, unhanded, antique brass finish, for use with 1 3/4" - 2 1/4" thick door | 1 |  | 1 Year | 837.2 | 0.15 | 711.62
14457 | Salto | AB666J00IA48-W- | XS4 ANSI electronic RF wireless SVN escutcheon, BLE / Mifare / DESFire push buttonprivacy w/ key override function, J lever, unhanded, antique brass finish, for use with 1 3/4" - 2 1/4" thick door | 1 |  | 1 Year | 959.55 | 0.15 | 815.6175
14458 | Salto | AB666J00IA48-WK | XS4 ANSI electronic RF wireless SVN escutcheon, BLE / Mifare / DESFire push buttonprivacy w/ key override function, with keypad, J lever, unhanded, antique brass finish, for use with 1 3/4" - 2 1/4" thick door | 1 |  | 1 Year | 1022.4 | 0.15 | 869.04
14459 | Salto | AB666J00IM38--- | XS4 ANSI electronic wire-free SVN escutcheon, BLE / Mifare / DESFire push buttonprivacy w/ key override function, J lever, unhanded, satin stainless finish, for use with 1 3/8" - 1 3/4" thick standard door | 1 |  | 1 Year | 722.35 | 0.15 | 613.9975
14460 | Salto | AB666J00IM38-A- | XS4 ANSI electronic AMOK wire-free SVN escutcheon, BLE / Mifare / DESFire push buttonprivacy w/ key override function, J lever, unhanded, satin stainless finish, for use with 1 3/8" - 1 3/4" thick standard door | 1 |  | 1 Year | 851.35 | 0.15 | 723.6475
14461 | Salto | AB666J00IM38--K | XS4 ANSI electronic wire-free SVN escutcheon, BLE / Mifare / DESFire push buttonprivacy w/ key override function, with keypad, J lever, unhanded, satin stainless finish, for use with 1 3/8" - 1 3/4" thick standard door | 1 |  | 1 Year | 785.2 | 0.15 | 667.42
14462 | Salto | AB666J00IM38-W- | XS4 ANSI electronic RF wireless SVN escutcheon, BLE / Mifare / DESFire push buttonprivacy w/ key override function, J lever, unhanded, satin stainless finish, for use with 1 3/8" - 1 3/4" thick standard door | 1 |  | 1 Year | 907.55 | 0.15 | 771.4175
14463 | Salto | AB666J00IM38-WK | XS4 ANSI electronic RF wireless SVN escutcheon, BLE / Mifare / DESFire push buttonprivacy w/ key override function, with keypad, J lever, unhanded, satin stainless finish, for use with 1 3/8" - 1 3/4" thick standard door | 1 |  | 1 Year | 970.4 | 0.15 | 824.84
14464 | Salto | AB666J00IM48--- | XS4 ANSI electronic wire-free SVN escutcheon, BLE / Mifare / DESFire push buttonprivacy w/ key override function, J lever, unhanded, satin stainless finish, for use with 1 3/4" - 2 1/4" thick door | 1 |  | 1 Year | 722.35 | 0.15 | 613.9975
14465 | Salto | AB666J00IM48-A- | XS4 ANSI electronic AMOK wire-free SVN escutcheon, BLE / Mifare / DESFire push buttonprivacy w/ key override function, J lever, unhanded, satin stainless finish, for use with 1 3/4" - 2 1/4" thick door | 1 |  | 1 Year | 851.35 | 0.15 | 723.6475
14466 | Salto | AB666J00IM48--K | XS4 ANSI electronic wire-free SVN escutcheon, BLE / Mifare / DESFire push buttonprivacy w/ key override function, with keypad, J lever, unhanded, satin stainless finish, for use with 1 3/4" - 2 1/4" thick door | 1 |  | 1 Year | 785.2 | 0.15 | 667.42
14467 | Salto | AB666J00IM48-W- | XS4 ANSI electronic RF wireless SVN escutcheon, BLE / Mifare / DESFire push buttonprivacy w/ key override function, J lever, unhanded, satin stainless finish, for use with 1 3/4" - 2 1/4" thick door | 1 |  | 1 Year | 907.55 | 0.15 | 771.4175
14468 | Salto | AB666J00IM48-WK | XS4 ANSI electronic RF wireless SVN escutcheon, BLE / Mifare / DESFire push buttonprivacy w/ key override function, with keypad, J lever, unhanded, satin stainless finish, for use with 1 3/4" - 2 1/4" thick door | 1 |  | 1 Year | 970.4 | 0.15 | 824.84
14469 | Salto | AB666J00NE38--- | XS4 ANSI electronic wire-free SVN escutcheon, BLE / Mifare / DESFire push buttonprivacy w/ key override function, J lever, unhanded, black chromium finish, for use with 1 3/8" - 1 3/4" thick standard door | 1 |  | 1 Year | 757.05 | 0.15 | 643.4925
14470 | Salto | AB666J00NE38-A- | XS4 ANSI electronic AMOK wire-free SVN escutcheon, BLE / Mifare / DESFire push buttonprivacy w/ key override function, J lever, unhanded, black chromium finish, for use with 1 3/8" - 1 3/4" thick standard door | 1 |  | 1 Year | 886.05 | 0.15 | 753.1425
14471 | Salto | AB666J00NE38--K | XS4 ANSI electronic wire-free SVN escutcheon, BLE / Mifare / DESFire push buttonprivacy w/ key override function, with keypad, J lever, unhanded, black chromium finish, for use with 1 3/8" - 1 3/4" thick standard door | 1 |  | 1 Year | 819.9 | 0.15 | 696.915
14472 | Salto | AB666J00NE38-W- | XS4 ANSI electronic RF wireless SVN escutcheon, BLE / Mifare / DESFire push buttonprivacy w/ key override function, J lever, unhanded, black chromium finish, for use with 1 3/8" - 1 3/4" thick standard door | 1 |  | 1 Year | 942.25 | 0.15 | 800.9125
14473 | Salto | AB666J00NE38-WK | XS4 ANSI electronic RF wireless SVN escutcheon, BLE / Mifare / DESFire push buttonprivacy w/ key override function, with keypad, J lever, unhanded, black chromium finish, for use with 1 3/8" - 1 3/4" thick standard door | 1 |  | 1 Year | 1005.1 | 0.15 | 854.335
14474 | Salto | AB666J00NE48--- | XS4 ANSI electronic wire-free SVN escutcheon, BLE / Mifare / DESFire push buttonprivacy w/ key override function, J lever, unhanded, black chromium finish, for use with 1 3/4" - 2 1/4" thick door | 1 |  | 1 Year | 757.05 | 0.15 | 643.4925
14475 | Salto | AB666J00NE48-A- | XS4 ANSI electronic AMOK wire-free SVN escutcheon, BLE / Mifare / DESFire push buttonprivacy w/ key override function, J lever, unhanded, black chromium finish, for use with 1 3/4" - 2 1/4" thick door | 1 |  | 1 Year | 886.05 | 0.15 | 753.1425
14476 | Salto | AB666J00NE48--K | XS4 ANSI electronic wire-free SVN escutcheon, BLE / Mifare / DESFire push buttonprivacy w/ key override function, with keypad, J lever, unhanded, black chromium finish, for use with 1 3/4" - 2 1/4" thick door | 1 |  | 1 Year | 819.9 | 0.15 | 696.915
14477 | Salto | AB666J00NE48-W- | XS4 ANSI electronic RF wireless SVN escutcheon, BLE / Mifare / DESFire push buttonprivacy w/ key override function, J lever, unhanded, black chromium finish, for use with 1 3/4" - 2 1/4" thick door | 1 |  | 1 Year | 942.25 | 0.15 | 800.9125
14478 | Salto | AB666J00NE48-WK | XS4 ANSI electronic RF wireless SVN escutcheon, BLE / Mifare / DESFire push buttonprivacy w/ key override function, with keypad, J lever, unhanded, black chromium finish, for use with 1 3/4" - 2 1/4" thick door | 1 |  | 1 Year | 1005.1 | 0.15 | 854.335
14479 | Salto | AB666J00PM38--- | XS4 ANSI electronic wire-free SVN escutcheon, BLE / Mifare / DESFire push buttonprivacy w/ key override function, J lever, unhanded, satin brass finish, for use with 1 3/8" - 1 3/4" thick standard door | 1 |  | 1 Year | 722.35 | 0.15 | 613.9975
14480 | Salto | AB666J00PM38-A- | XS4 ANSI electronic AMOK wire-free SVN escutcheon, BLE / Mifare / DESFire push buttonprivacy w/ key override function, J lever, unhanded, satin brass finish, for use with 1 3/8" - 1 3/4" thick standard door | 1 |  | 1 Year | 851.35 | 0.15 | 723.6475
14481 | Salto | AB666J00PM38--K | XS4 ANSI electronic wire-free SVN escutcheon, BLE / Mifare / DESFire push buttonprivacy w/ key override function, with keypad, J lever, unhanded, satin brass finish, for use with 1 3/8" - 1 3/4" thick standard door | 1 |  | 1 Year | 785.2 | 0.15 | 667.42
14482 | Salto | AB666J00PM38-W- | XS4 ANSI electronic RF wireless SVN escutcheon, BLE / Mifare / DESFire push buttonprivacy w/ key override function, J lever, unhanded, satin brass finish, for use with 1 3/8" - 1 3/4" thick standard door | 1 |  | 1 Year | 907.55 | 0.15 | 771.4175
14483 | Salto | AB666J00PM38-WK | XS4 ANSI electronic RF wireless SVN escutcheon, BLE / Mifare / DESFire push buttonprivacy w/ key override function, with keypad, J lever, unhanded, satin brass finish, for use with 1 3/8" - 1 3/4" thick standard door | 1 |  | 1 Year | 970.4 | 0.15 | 824.84
14484 | Salto | AB666J00PM48--- | XS4 ANSI electronic wire-free SVN escutcheon, BLE / Mifare / DESFire push buttonprivacy w/ key override function, J lever, unhanded, satin brass finish, for use with 1 3/4" - 2 1/4" thick door | 1 |  | 1 Year | 722.35 | 0.15 | 613.9975
14485 | Salto | AB666J00PM48-A- | XS4 ANSI electronic AMOK wire-free SVN escutcheon, BLE / Mifare / DESFire push buttonprivacy w/ key override function, J lever, unhanded, satin brass finish, for use with 1 3/4" - 2 1/4" thick door | 1 |  | 1 Year | 851.35 | 0.15 | 723.6475
14486 | Salto | AB666J00PM48--K | XS4 ANSI electronic wire-free SVN escutcheon, BLE / Mifare / DESFire push buttonprivacy w/ key override function, with keypad, J lever, unhanded, satin brass finish, for use with 1 3/4" - 2 1/4" thick door | 1 |  | 1 Year | 785.2 | 0.15 | 667.42
14487 | Salto | AB666J00PM48-W- | XS4 ANSI electronic RF wireless SVN escutcheon, BLE / Mifare / DESFire push buttonprivacy w/ key override function, J lever, unhanded, satin brass finish, for use with 1 3/4" - 2 1/4" thick door | 1 |  | 1 Year | 907.55 | 0.15 | 771.4175
14488 | Salto | AB666J00PM48-WK | XS4 ANSI electronic RF wireless SVN escutcheon, BLE / Mifare / DESFire push buttonprivacy w/ key override function, with keypad, J lever, unhanded, satin brass finish, for use with 1 3/4" - 2 1/4" thick door | 1 |  | 1 Year | 970.4 | 0.15 | 824.84
14489 | Salto | AB666K00IM38L-- | XS4 ANSI electronic wire-free SVN escutcheon, BLE / Mifare / DESFire push buttonprivacy w/ key override function, K lever, left handed, satin stainless finish, for use with 1 3/8" - 1 3/4" thick standard door | 1 |  | 1 Year | 722.35 | 0.15 | 613.9975
14490 | Salto | AB666K00IM38LA- | XS4 ANSI electronic AMOK wire-free SVN escutcheon, BLE / Mifare / DESFire push buttonprivacy w/ key override function, K lever, left handed, satin stainless finish, for use with 1 3/8" - 1 3/4" thick standard door | 1 |  | 1 Year | 851.35 | 0.15 | 723.6475
14491 | Salto | AB666K00IM38L-K | XS4 ANSI electronic wire-free SVN escutcheon, BLE / Mifare / DESFire push buttonprivacy w/ key override function, with keypad, K lever, left handed, satin stainless finish, for use with 1 3/8" - 1 3/4" thick standard door | 1 |  | 1 Year | 785.2 | 0.15 | 667.42
14492 | Salto | AB666K00IM38LW- | XS4 ANSI electronic RF wireless SVN escutcheon, BLE / Mifare / DESFire push buttonprivacy w/ key override function, K lever, left handed, satin stainless finish, for use with 1 3/8" - 1 3/4" thick standard door | 1 |  | 1 Year | 907.55 | 0.15 | 771.4175
14493 | Salto | AB666K00IM38LWK | XS4 ANSI electronic RF wireless SVN escutcheon, BLE / Mifare / DESFire push buttonprivacy w/ key override function, with keypad, K lever, left handed, satin stainless finish, for use with 1 3/8" - 1 3/4" thick standard door | 1 |  | 1 Year | 970.4 | 0.15 | 824.84
14494 | Salto | AB666K00IM38R-- | XS4 ANSI electronic wire-free SVN escutcheon, BLE / Mifare / DESFire push buttonprivacy w/ key override function, K lever, right handed, satin stainless finish, for use with 1 3/8" - 1 3/4" thick standard door | 1 |  | 1 Year | 722.35 | 0.15 | 613.9975
14495 | Salto | AB666K00IM38RA- | XS4 ANSI electronic AMOK wire-free SVN escutcheon, BLE / Mifare / DESFire push buttonprivacy w/ key override function, K lever, right handed, satin stainless finish, for use with 1 3/8" - 1 3/4" thick standard door | 1 |  | 1 Year | 851.35 | 0.15 | 723.6475
14496 | Salto | AB666K00IM38R-K | XS4 ANSI electronic wire-free SVN escutcheon, BLE / Mifare / DESFire push buttonprivacy w/ key override function, with keypad, K lever, right handed, satin stainless finish, for use with 1 3/8" - 1 3/4" thick standard door | 1 |  | 1 Year | 785.2 | 0.15 | 667.42
14497 | Salto | AB666K00IM38RW- | XS4 ANSI electronic RF wireless SVN escutcheon, BLE / Mifare / DESFire push buttonprivacy w/ key override function, K lever, right handed, satin stainless finish, for use with 1 3/8" - 1 3/4" thick standard door | 1 |  | 1 Year | 907.55 | 0.15 | 771.4175
14498 | Salto | AB666K00IM38RWK | XS4 ANSI electronic RF wireless SVN escutcheon, BLE / Mifare / DESFire push buttonprivacy w/ key override function, with keypad, K lever, right handed, satin stainless finish, for use with 1 3/8" - 1 3/4" thick standard door | 1 |  | 1 Year | 970.4 | 0.15 | 824.84
14499 | Salto | AB666K00IM48L-- | XS4 ANSI electronic wire-free SVN escutcheon, BLE / Mifare / DESFire push buttonprivacy w/ key override function, K lever, left handed, satin stainless finish, for use with 1 3/4" - 2 1/4" thick door | 1 |  | 1 Year | 722.35 | 0.15 | 613.9975
14500 | Salto | AB666K00IM48LA- | XS4 ANSI electronic AMOK wire-free SVN escutcheon, BLE / Mifare / DESFire push buttonprivacy w/ key override function, K lever, left handed, satin stainless finish, for use with 1 3/4" - 2 1/4" thick door | 1 |  | 1 Year | 851.35 | 0.15 | 723.6475
14501 | Salto | AB666K00IM48L-K | XS4 ANSI electronic wire-free SVN escutcheon, BLE / Mifare / DESFire push buttonprivacy w/ key override function, with keypad, K lever, left handed, satin stainless finish, for use with 1 3/4" - 2 1/4" thick door | 1 |  | 1 Year | 785.2 | 0.15 | 667.42
14502 | Salto | AB666K00IM48LW- | XS4 ANSI electronic RF wireless SVN escutcheon, BLE / Mifare / DESFire push buttonprivacy w/ key override function, K lever, left handed, satin stainless finish, for use with 1 3/4" - 2 1/4" thick door | 1 |  | 1 Year | 907.55 | 0.15 | 771.4175
14503 | Salto | AB666K00IM48LWK | XS4 ANSI electronic RF wireless SVN escutcheon, BLE / Mifare / DESFire push buttonprivacy w/ key override function, with keypad, K lever, left handed, satin stainless finish, for use with 1 3/4" - 2 1/4" thick door | 1 |  | 1 Year | 970.4 | 0.15 | 824.84
14504 | Salto | AB666K00IM48R-- | XS4 ANSI electronic wire-free SVN escutcheon, BLE / Mifare / DESFire push buttonprivacy w/ key override function, K lever, right handed, satin stainless finish, for use with 1 3/4" - 2 1/4" thick door | 1 |  | 1 Year | 722.35 | 0.15 | 613.9975
14505 | Salto | AB666K00IM48RA- | XS4 ANSI electronic AMOK wire-free SVN escutcheon, BLE / Mifare / DESFire push buttonprivacy w/ key override function, K lever, right handed, satin stainless finish, for use with 1 3/4" - 2 1/4" thick door | 1 |  | 1 Year | 851.35 | 0.15 | 723.6475
14506 | Salto | AB666K00IM48R-K | XS4 ANSI electronic wire-free SVN escutcheon, BLE / Mifare / DESFire push buttonprivacy w/ key override function, with keypad, K lever, right handed, satin stainless finish, for use with 1 3/4" - 2 1/4" thick door | 1 |  | 1 Year | 785.2 | 0.15 | 667.42
14507 | Salto | AB666K00IM48RW- | XS4 ANSI electronic RF wireless SVN escutcheon, BLE / Mifare / DESFire push buttonprivacy w/ key override function, K lever, right handed, satin stainless finish, for use with 1 3/4" - 2 1/4" thick door | 1 |  | 1 Year | 907.55 | 0.15 | 771.4175
14508 | Salto | AB666K00IM48RWK | XS4 ANSI electronic RF wireless SVN escutcheon, BLE / Mifare / DESFire push buttonprivacy w/ key override function, with keypad, K lever, right handed, satin stainless finish, for use with 1 3/4" - 2 1/4" thick door | 1 |  | 1 Year | 970.4 | 0.15 | 824.84
14509 | Salto | AB666K00IP38L-- | XS4 ANSI electronic wire-free SVN escutcheon, BLE / Mifare / DESFire push buttonprivacy w/ key override function, K lever, left handed, bright stainless steel finish, for use with 1 3/8" - 1 3/4" thick standard door | 1 |  | 1 Year | 738.65 | 0.15 | 627.8525
14510 | Salto | AB666K00IP38LA- | XS4 ANSI electronic AMOK wire-free SVN escutcheon, BLE / Mifare / DESFire push buttonprivacy w/ key override function, K lever, left handed, bright stainless steel finish, for use with 1 3/8" - 1 3/4" thick standard door | 1 |  | 1 Year | 867.65 | 0.15 | 737.5025
14511 | Salto | AB666K00IP38L-K | XS4 ANSI electronic wire-free SVN escutcheon, BLE / Mifare / DESFire push buttonprivacy w/ key override function, with keypad, K lever, left handed, bright stainless steel finish, for use with 1 3/8" - 1 3/4" thick standard door | 1 |  | 1 Year | 801.5 | 0.15 | 681.275
14512 | Salto | AB666K00IP38LW- | XS4 ANSI electronic RF wireless SVN escutcheon, BLE / Mifare / DESFire push buttonprivacy w/ key override function, K lever, left handed, bright stainless steel finish, for use with 1 3/8" - 1 3/4" thick standard door | 1 |  | 1 Year | 923.85 | 0.15 | 785.2725
14513 | Salto | AB666K00IP38LWK | XS4 ANSI electronic RF wireless SVN escutcheon, BLE / Mifare / DESFire push buttonprivacy w/ key override function, with keypad, K lever, left handed, bright stainless steel finish, for use with 1 3/8" - 1 3/4" thick standard door | 1 |  | 1 Year | 986.7 | 0.15 | 838.695
14514 | Salto | AB666K00IP38R-- | XS4 ANSI electronic wire-free SVN escutcheon, BLE / Mifare / DESFire push buttonprivacy w/ key override function, K lever, right handed, bright stainless steel finish, for use with 1 3/8" - 1 3/4" thick standard door | 1 |  | 1 Year | 738.65 | 0.15 | 627.8525
14515 | Salto | AB666K00IP38RA- | XS4 ANSI electronic AMOK wire-free SVN escutcheon, BLE / Mifare / DESFire push buttonprivacy w/ key override function, K lever, right handed, bright stainless steel finish, for use with 1 3/8" - 1 3/4" thick standard door | 1 |  | 1 Year | 867.65 | 0.15 | 737.5025
14516 | Salto | AB666K00IP38R-K | XS4 ANSI electronic wire-free SVN escutcheon, BLE / Mifare / DESFire push buttonprivacy w/ key override function, with keypad, K lever, right handed, bright stainless steel finish, for use with 1 3/8" - 1 3/4" thick standard door | 1 |  | 1 Year | 801.5 | 0.15 | 681.275
14517 | Salto | AB666K00IP38RW- | XS4 ANSI electronic RF wireless SVN escutcheon, BLE / Mifare / DESFire push buttonprivacy w/ key override function, K lever, right handed, bright stainless steel finish, for use with 1 3/8" - 1 3/4" thick standard door | 1 |  | 1 Year | 923.85 | 0.15 | 785.2725
14518 | Salto | AB666K00IP38RWK | XS4 ANSI electronic RF wireless SVN escutcheon, BLE / Mifare / DESFire push buttonprivacy w/ key override function, with keypad, K lever, right handed, bright stainless steel finish, for use with 1 3/8" - 1 3/4" thick standard door | 1 |  | 1 Year | 986.7 | 0.15 | 838.695
14519 | Salto | AB666K00IP48L-- | XS4 ANSI electronic wire-free SVN escutcheon, BLE / Mifare / DESFire push buttonprivacy w/ key override function, K lever, left handed, bright stainless steel finish, for use with 1 3/4" - 2 1/4" thick door | 1 |  | 1 Year | 738.65 | 0.15 | 627.8525
14520 | Salto | AB666K00IP48LA- | XS4 ANSI electronic AMOK wire-free SVN escutcheon, BLE / Mifare / DESFire push buttonprivacy w/ key override function, K lever, left handed, bright stainless steel finish, for use with 1 3/4" - 2 1/4" thick door | 1 |  | 1 Year | 867.65 | 0.15 | 737.5025
14521 | Salto | AB666K00IP48L-K | XS4 ANSI electronic wire-free SVN escutcheon, BLE / Mifare / DESFire push buttonprivacy w/ key override function, with keypad, K lever, left handed, bright stainless steel finish, for use with 1 3/4" - 2 1/4" thick door | 1 |  | 1 Year | 801.5 | 0.15 | 681.275
14522 | Salto | AB666K00IP48LW- | XS4 ANSI electronic RF wireless SVN escutcheon, BLE / Mifare / DESFire push buttonprivacy w/ key override function, K lever, left handed, bright stainless steel finish, for use with 1 3/4" - 2 1/4" thick door | 1 |  | 1 Year | 923.85 | 0.15 | 785.2725
14523 | Salto | AB666K00IP48LWK | XS4 ANSI electronic RF wireless SVN escutcheon, BLE / Mifare / DESFire push buttonprivacy w/ key override function, with keypad, K lever, left handed, bright stainless steel finish, for use with 1 3/4" - 2 1/4" thick door | 1 |  | 1 Year | 986.7 | 0.15 | 838.695
14524 | Salto | AB666K00IP48R-- | XS4 ANSI electronic wire-free SVN escutcheon, BLE / Mifare / DESFire push buttonprivacy w/ key override function, K lever, right handed, bright stainless steel finish, for use with 1 3/4" - 2 1/4" thick door | 1 |  | 1 Year | 738.65 | 0.15 | 627.8525
14525 | Salto | AB666K00IP48RA- | XS4 ANSI electronic AMOK wire-free SVN escutcheon, BLE / Mifare / DESFire push buttonprivacy w/ key override function, K lever, right handed, bright stainless steel finish, for use with 1 3/4" - 2 1/4" thick door | 1 |  | 1 Year | 867.65 | 0.15 | 737.5025
14526 | Salto | AB666K00IP48R-K | XS4 ANSI electronic wire-free SVN escutcheon, BLE / Mifare / DESFire push buttonprivacy w/ key override function, with keypad, K lever, right handed, bright stainless steel finish, for use with 1 3/4" - 2 1/4" thick door | 1 |  | 1 Year | 801.5 | 0.15 | 681.275
14527 | Salto | AB666K00IP48RW- | XS4 ANSI electronic RF wireless SVN escutcheon, BLE / Mifare / DESFire push buttonprivacy w/ key override function, K lever, right handed, bright stainless steel finish, for use with 1 3/4" - 2 1/4" thick door | 1 |  | 1 Year | 923.85 | 0.15 | 785.2725
14528 | Salto | AB666K00IP48RWK | XS4 ANSI electronic RF wireless SVN escutcheon, BLE / Mifare / DESFire push buttonprivacy w/ key override function, with keypad, K lever, right handed, bright stainless steel finish, for use with 1 3/4" - 2 1/4" thick door | 1 |  | 1 Year | 986.7 | 0.15 | 838.695
14529 | Salto | AB666K00PP38L-- | XS4 ANSI electronic wire-free SVN escutcheon, BLE / Mifare / DESFire push buttonprivacy w/ key override function, K lever, left handed, bright brass finish, for use with 1 3/8" - 1 3/4" thick standard door | 1 |  | 1 Year | 738.65 | 0.15 | 627.8525
14530 | Salto | AB666K00PP38LA- | XS4 ANSI electronic AMOK wire-free SVN escutcheon, BLE / Mifare / DESFire push buttonprivacy w/ key override function, K lever, left handed, bright brass finish, for use with 1 3/8" - 1 3/4" thick standard door | 1 |  | 1 Year | 867.65 | 0.15 | 737.5025
14531 | Salto | AB666K00PP38L-K | XS4 ANSI electronic wire-free SVN escutcheon, BLE / Mifare / DESFire push buttonprivacy w/ key override function, with keypad, K lever, left handed, bright brass finish, for use with 1 3/8" - 1 3/4" thick standard door | 1 |  | 1 Year | 801.5 | 0.15 | 681.275
14532 | Salto | AB666K00PP38LW- | XS4 ANSI electronic RF wireless SVN escutcheon, BLE / Mifare / DESFire push buttonprivacy w/ key override function, K lever, left handed, bright brass finish, for use with 1 3/8" - 1 3/4" thick standard door | 1 |  | 1 Year | 923.85 | 0.15 | 785.2725
14533 | Salto | AB666K00PP38LWK | XS4 ANSI electronic RF wireless SVN escutcheon, BLE / Mifare / DESFire push buttonprivacy w/ key override function, with keypad, K lever, left handed, bright brass finish, for use with 1 3/8" - 1 3/4" thick standard door | 1 |  | 1 Year | 986.7 | 0.15 | 838.695
14534 | Salto | AB666K00PP38R-- | XS4 ANSI electronic wire-free SVN escutcheon, BLE / Mifare / DESFire push buttonprivacy w/ key override function, K lever, right handed, bright brass finish, for use with 1 3/8" - 1 3/4" thick standard door | 1 |  | 1 Year | 738.65 | 0.15 | 627.8525
14535 | Salto | AB666K00PP38RA- | XS4 ANSI electronic AMOK wire-free SVN escutcheon, BLE / Mifare / DESFire push buttonprivacy w/ key override function, K lever, right handed, bright brass finish, for use with 1 3/8" - 1 3/4" thick standard door | 1 |  | 1 Year | 867.65 | 0.15 | 737.5025
14536 | Salto | AB666K00PP38R-K | XS4 ANSI electronic wire-free SVN escutcheon, BLE / Mifare / DESFire push buttonprivacy w/ key override function, with keypad, K lever, right handed, bright brass finish, for use with 1 3/8" - 1 3/4" thick standard door | 1 |  | 1 Year | 801.5 | 0.15 | 681.275
14537 | Salto | AB666K00PP38RW- | XS4 ANSI electronic RF wireless SVN escutcheon, BLE / Mifare / DESFire push buttonprivacy w/ key override function, K lever, right handed, bright brass finish, for use with 1 3/8" - 1 3/4" thick standard door | 1 |  | 1 Year | 923.85 | 0.15 | 785.2725
14538 | Salto | AB666K00PP38RWK | XS4 ANSI electronic RF wireless SVN escutcheon, BLE / Mifare / DESFire push buttonprivacy w/ key override function, with keypad, K lever, right handed, bright brass finish, for use with 1 3/8" - 1 3/4" thick standard door | 1 |  | 1 Year | 986.7 | 0.15 | 838.695
14539 | Salto | AB666K00PP48L-- | XS4 ANSI electronic wire-free SVN escutcheon, BLE / Mifare / DESFire push buttonprivacy w/ key override function, K lever, left handed, bright brass finish, for use with 1 3/4" - 2 1/4" thick door | 1 |  | 1 Year | 738.65 | 0.15 | 627.8525
14540 | Salto | AB666K00PP48LA- | XS4 ANSI electronic AMOK wire-free SVN escutcheon, BLE / Mifare / DESFire push buttonprivacy w/ key override function, K lever, left handed, bright brass finish, for use with 1 3/4" - 2 1/4" thick door | 1 |  | 1 Year | 867.65 | 0.15 | 737.5025
14541 | Salto | AB666K00PP48L-K | XS4 ANSI electronic wire-free SVN escutcheon, BLE / Mifare / DESFire push buttonprivacy w/ key override function, with keypad, K lever, left handed, bright brass finish, for use with 1 3/4" - 2 1/4" thick door | 1 |  | 1 Year | 801.5 | 0.15 | 681.275
14542 | Salto | AB666K00PP48LW- | XS4 ANSI electronic RF wireless SVN escutcheon, BLE / Mifare / DESFire push buttonprivacy w/ key override function, K lever, left handed, bright brass finish, for use with 1 3/4" - 2 1/4" thick door | 1 |  | 1 Year | 923.85 | 0.15 | 785.2725
14543 | Salto | AB666K00PP48LWK | XS4 ANSI electronic RF wireless SVN escutcheon, BLE / Mifare / DESFire push buttonprivacy w/ key override function, with keypad, K lever, left handed, bright brass finish, for use with 1 3/4" - 2 1/4" thick door | 1 |  | 1 Year | 986.7 | 0.15 | 838.695
14544 | Salto | AB666K00PP48R-- | XS4 ANSI electronic wire-free SVN escutcheon, BLE / Mifare / DESFire push buttonprivacy w/ key override function, K lever, right handed, bright brass finish, for use with 1 3/4" - 2 1/4" thick door | 1 |  | 1 Year | 738.65 | 0.15 | 627.8525
14545 | Salto | AB666K00PP48RA- | XS4 ANSI electronic AMOK wire-free SVN escutcheon, BLE / Mifare / DESFire push buttonprivacy w/ key override function, K lever, right handed, bright brass finish, for use with 1 3/4" - 2 1/4" thick door | 1 |  | 1 Year | 867.65 | 0.15 | 737.5025
14546 | Salto | AB666K00PP48R-K | XS4 ANSI electronic wire-free SVN escutcheon, BLE / Mifare / DESFire push buttonprivacy w/ key override function, with keypad, K lever, right handed, bright brass finish, for use with 1 3/4" - 2 1/4" thick door | 1 |  | 1 Year | 801.5 | 0.15 | 681.275
14547 | Salto | AB666K00PP48RW- | XS4 ANSI electronic RF wireless SVN escutcheon, BLE / Mifare / DESFire push buttonprivacy w/ key override function, K lever, right handed, bright brass finish, for use with 1 3/4" - 2 1/4" thick door | 1 |  | 1 Year | 923.85 | 0.15 | 785.2725
14548 | Salto | AB666K00PP48RWK | XS4 ANSI electronic RF wireless SVN escutcheon, BLE / Mifare / DESFire push buttonprivacy w/ key override function, with keypad, K lever, right handed, bright brass finish, for use with 1 3/4" - 2 1/4" thick door | 1 |  | 1 Year | 986.7 | 0.15 | 838.695
14549 | Salto | AB666L00BC38--- | XS4 ANSI electronic wire-free SVN escutcheon, BLE / Mifare / DESFire push buttonprivacy w/ key override function, L lever, unhanded, BioCote antimicrobial finish, for use with 1 3/8" - 1 3/4" thick standard door | 1 |  | 1 Year | 764.15 | 0.15 | 649.5275
14550 | Salto | AB666L00BC38-A- | XS4 ANSI electronic AMOK wire-free SVN escutcheon, BLE / Mifare / DESFire push buttonprivacy w/ key override function, L lever, unhanded, BioCote antimicrobial finish, for use with 1 3/8" - 1 3/4" thick standard door | 1 |  | 1 Year | 893.15 | 0.15 | 759.1775
14551 | Salto | AB666L00BC38--K | XS4 ANSI electronic wire-free SVN escutcheon, BLE / Mifare / DESFire push buttonprivacy w/ key override function, with keypad, L lever, unhanded, BioCote antimicrobial finish, for use with 1 3/8" - 1 3/4" thick standard door | 1 |  | 1 Year | 827 | 0.15 | 702.95
14552 | Salto | AB666L00BC38-W- | XS4 ANSI electronic RF wireless SVN escutcheon, BLE / Mifare / DESFire push buttonprivacy w/ key override function, L lever, unhanded, BioCote antimicrobial finish, for use with 1 3/8" - 1 3/4" thick standard door | 1 |  | 1 Year | 949.35 | 0.15 | 806.9475
14553 | Salto | AB666L00BC38-WK | XS4 ANSI electronic RF wireless SVN escutcheon, BLE / Mifare / DESFire push buttonprivacy w/ key override function, with keypad, L lever, unhanded, BioCote antimicrobial finish, for use with 1 3/8" - 1 3/4" thick standard door | 1 |  | 1 Year | 1012.2 | 0.15 | 860.37
14554 | Salto | AB666L00BC48--- | XS4 ANSI electronic wire-free SVN escutcheon, BLE / Mifare / DESFire push buttonprivacy w/ key override function, L lever, unhanded, BioCote antimicrobial finish, for use with 1 3/4" - 2 1/4" thick door | 1 |  | 1 Year | 764.15 | 0.15 | 649.5275
14555 | Salto | AB666L00BC48-A- | XS4 ANSI electronic AMOK wire-free SVN escutcheon, BLE / Mifare / DESFire push buttonprivacy w/ key override function, L lever, unhanded, BioCote antimicrobial finish, for use with 1 3/4" - 2 1/4" thick door | 1 |  | 1 Year | 893.15 | 0.15 | 759.1775
14556 | Salto | AB666L00BC48--K | XS4 ANSI electronic wire-free SVN escutcheon, BLE / Mifare / DESFire push buttonprivacy w/ key override function, with keypad, L lever, unhanded, BioCote antimicrobial finish, for use with 1 3/4" - 2 1/4" thick door | 1 |  | 1 Year | 827 | 0.15 | 702.95
14557 | Salto | AB666L00BC48-W- | XS4 ANSI electronic RF wireless SVN escutcheon, BLE / Mifare / DESFire push buttonprivacy w/ key override function, L lever, unhanded, BioCote antimicrobial finish, for use with 1 3/4" - 2 1/4" thick door | 1 |  | 1 Year | 949.35 | 0.15 | 806.9475
14558 | Salto | AB666L00BC48-WK | XS4 ANSI electronic RF wireless SVN escutcheon, BLE / Mifare / DESFire push buttonprivacy w/ key override function, with keypad, L lever, unhanded, BioCote antimicrobial finish, for use with 1 3/4" - 2 1/4" thick door | 1 |  | 1 Year | 1012.2 | 0.15 | 860.37
14559 | Salto | AB666L00IA38--- | XS4 ANSI electronic wire-free SVN escutcheon, BLE / Mifare / DESFire push buttonprivacy w/ key override function, L lever, unhanded, antique brass finish, for use with 1 3/8" - 1 3/4" thick standard door | 1 |  | 1 Year | 764.15 | 0.15 | 649.5275
14560 | Salto | AB666L00IA38-A- | XS4 ANSI electronic AMOK wire-free SVN escutcheon, BLE / Mifare / DESFire push buttonprivacy w/ key override function, L lever, unhanded, antique brass finish, for use with 1 3/8" - 1 3/4" thick standard door | 1 |  | 1 Year | 893.15 | 0.15 | 759.1775
14561 | Salto | AB666L00IA38--K | XS4 ANSI electronic wire-free SVN escutcheon, BLE / Mifare / DESFire push buttonprivacy w/ key override function, with keypad, L lever, unhanded, antique brass finish, for use with 1 3/8" - 1 3/4" thick standard door | 1 |  | 1 Year | 827 | 0.15 | 702.95
14562 | Salto | AB666L00IA38-W- | XS4 ANSI electronic RF wireless SVN escutcheon, BLE / Mifare / DESFire push buttonprivacy w/ key override function, L lever, unhanded, antique brass finish, for use with 1 3/8" - 1 3/4" thick standard door | 1 |  | 1 Year | 949.35 | 0.15 | 806.9475
14563 | Salto | AB666L00IA38-WK | XS4 ANSI electronic RF wireless SVN escutcheon, BLE / Mifare / DESFire push buttonprivacy w/ key override function, with keypad, L lever, unhanded, antique brass finish, for use with 1 3/8" - 1 3/4" thick standard door | 1 |  | 1 Year | 1012.2 | 0.15 | 860.37
14564 | Salto | AB666L00IA48--- | XS4 ANSI electronic wire-free SVN escutcheon, BLE / Mifare / DESFire push buttonprivacy w/ key override function, L lever, unhanded, antique brass finish, for use with 1 3/4" - 2 1/4" thick door | 1 |  | 1 Year | 764.15 | 0.15 | 649.5275
14565 | Salto | AB666L00IA48-A- | XS4 ANSI electronic AMOK wire-free SVN escutcheon, BLE / Mifare / DESFire push buttonprivacy w/ key override function, L lever, unhanded, antique brass finish, for use with 1 3/4" - 2 1/4" thick door | 1 |  | 1 Year | 893.15 | 0.15 | 759.1775
14566 | Salto | AB666L00IA48--K | XS4 ANSI electronic wire-free SVN escutcheon, BLE / Mifare / DESFire push buttonprivacy w/ key override function, with keypad, L lever, unhanded, antique brass finish, for use with 1 3/4" - 2 1/4" thick door | 1 |  | 1 Year | 827 | 0.15 | 702.95
14567 | Salto | AB666L00IA48-W- | XS4 ANSI electronic RF wireless SVN escutcheon, BLE / Mifare / DESFire push buttonprivacy w/ key override function, L lever, unhanded, antique brass finish, for use with 1 3/4" - 2 1/4" thick door | 1 |  | 1 Year | 949.35 | 0.15 | 806.9475
14568 | Salto | AB666L00IA48-WK | XS4 ANSI electronic RF wireless SVN escutcheon, BLE / Mifare / DESFire push buttonprivacy w/ key override function, with keypad, L lever, unhanded, antique brass finish, for use with 1 3/4" - 2 1/4" thick door | 1 |  | 1 Year | 1012.2 | 0.15 | 860.37
14569 | Salto | AB666L00IM38--- | XS4 ANSI electronic wire-free SVN escutcheon, BLE / Mifare / DESFire push buttonprivacy w/ key override function, L lever, unhanded, satin stainless finish, for use with 1 3/8" - 1 3/4" thick standard door | 1 |  | 1 Year | 712.15 | 0.15 | 605.3275
14570 | Salto | AB666L00IM38-A- | XS4 ANSI electronic AMOK wire-free SVN escutcheon, BLE / Mifare / DESFire push buttonprivacy w/ key override function, L lever, unhanded, satin stainless finish, for use with 1 3/8" - 1 3/4" thick standard door | 1 |  | 1 Year | 841.15 | 0.15 | 714.9775
14571 | Salto | AB666L00IM38--K | XS4 ANSI electronic wire-free SVN escutcheon, BLE / Mifare / DESFire push buttonprivacy w/ key override function, with keypad, L lever, unhanded, satin stainless finish, for use with 1 3/8" - 1 3/4" thick standard door | 1 |  | 1 Year | 775 | 0.15 | 658.75
14572 | Salto | AB666L00IM38-W- | XS4 ANSI electronic RF wireless SVN escutcheon, BLE / Mifare / DESFire push buttonprivacy w/ key override function, L lever, unhanded, satin stainless finish, for use with 1 3/8" - 1 3/4" thick standard door | 1 |  | 1 Year | 897.35 | 0.15 | 762.7475
14573 | Salto | AB666L00IM38-WK | XS4 ANSI electronic RF wireless SVN escutcheon, BLE / Mifare / DESFire push buttonprivacy w/ key override function, with keypad, L lever, unhanded, satin stainless finish, for use with 1 3/8" - 1 3/4" thick standard door | 1 |  | 1 Year | 960.2 | 0.15 | 816.17
14574 | Salto | AB666L00IM48--- | XS4 ANSI electronic wire-free SVN escutcheon, BLE / Mifare / DESFire push buttonprivacy w/ key override function, L lever, unhanded, satin stainless finish, for use with 1 3/4" - 2 1/4" thick door | 1 |  | 1 Year | 712.15 | 0.15 | 605.3275
14575 | Salto | AB666L00IM48-A- | XS4 ANSI electronic AMOK wire-free SVN escutcheon, BLE / Mifare / DESFire push buttonprivacy w/ key override function, L lever, unhanded, satin stainless finish, for use with 1 3/4" - 2 1/4" thick door | 1 |  | 1 Year | 841.15 | 0.15 | 714.9775
14576 | Salto | AB666L00IM48--K | XS4 ANSI electronic wire-free SVN escutcheon, BLE / Mifare / DESFire push buttonprivacy w/ key override function, with keypad, L lever, unhanded, satin stainless finish, for use with 1 3/4" - 2 1/4" thick door | 1 |  | 1 Year | 775 | 0.15 | 658.75
14577 | Salto | AB666L00IM48-W- | XS4 ANSI electronic RF wireless SVN escutcheon, BLE / Mifare / DESFire push buttonprivacy w/ key override function, L lever, unhanded, satin stainless finish, for use with 1 3/4" - 2 1/4" thick door | 1 |  | 1 Year | 897.35 | 0.15 | 762.7475
14578 | Salto | AB666L00IM48-WK | XS4 ANSI electronic RF wireless SVN escutcheon, BLE / Mifare / DESFire push buttonprivacy w/ key override function, with keypad, L lever, unhanded, satin stainless finish, for use with 1 3/4" - 2 1/4" thick door | 1 |  | 1 Year | 960.2 | 0.15 | 816.17
14579 | Salto | AB666L00IP38--- | XS4 ANSI electronic wire-free SVN escutcheon, BLE / Mifare / DESFire push buttonprivacy w/ key override function, L lever, unhanded, bright stainless steel finish, for use with 1 3/8" - 1 3/4" thick standard door | 1 |  | 1 Year | 728.45 | 0.15 | 619.1825
14580 | Salto | AB666L00IP38-A- | XS4 ANSI electronic AMOK wire-free SVN escutcheon, BLE / Mifare / DESFire push buttonprivacy w/ key override function, L lever, unhanded, bright stainless steel finish, for use with 1 3/8" - 1 3/4" thick standard door | 1 |  | 1 Year | 857.45 | 0.15 | 728.8325
14581 | Salto | AB666L00IP38--K | XS4 ANSI electronic wire-free SVN escutcheon, BLE / Mifare / DESFire push buttonprivacy w/ key override function, with keypad, L lever, unhanded, bright stainless steel finish, for use with 1 3/8" - 1 3/4" thick standard door | 1 |  | 1 Year | 791.3 | 0.15 | 672.605
14582 | Salto | AB666L00IP38-W- | XS4 ANSI electronic RF wireless SVN escutcheon, BLE / Mifare / DESFire push buttonprivacy w/ key override function, L lever, unhanded, bright stainless steel finish, for use with 1 3/8" - 1 3/4" thick standard door | 1 |  | 1 Year | 913.65 | 0.15 | 776.6025
14583 | Salto | AB666L00IP38-WK | XS4 ANSI electronic RF wireless SVN escutcheon, BLE / Mifare / DESFire push buttonprivacy w/ key override function, with keypad, L lever, unhanded, bright stainless steel finish, for use with 1 3/8" - 1 3/4" thick standard door | 1 |  | 1 Year | 976.5 | 0.15 | 830.025
14584 | Salto | AB666L00IP48--- | XS4 ANSI electronic wire-free SVN escutcheon, BLE / Mifare / DESFire push buttonprivacy w/ key override function, L lever, unhanded, bright stainless steel finish, for use with 1 3/4" - 2 1/4" thick door | 1 |  | 1 Year | 728.45 | 0.15 | 619.1825
14585 | Salto | AB666L00IP48-A- | XS4 ANSI electronic AMOK wire-free SVN escutcheon, BLE / Mifare / DESFire push buttonprivacy w/ key override function, L lever, unhanded, bright stainless steel finish, for use with 1 3/4" - 2 1/4" thick door | 1 |  | 1 Year | 857.45 | 0.15 | 728.8325
14586 | Salto | AB666L00IP48--K | XS4 ANSI electronic wire-free SVN escutcheon, BLE / Mifare / DESFire push buttonprivacy w/ key override function, with keypad, L lever, unhanded, bright stainless steel finish, for use with 1 3/4" - 2 1/4" thick door | 1 |  | 1 Year | 791.3 | 0.15 | 672.605
14587 | Salto | AB666L00IP48-W- | XS4 ANSI electronic RF wireless SVN escutcheon, BLE / Mifare / DESFire push buttonprivacy w/ key override function, L lever, unhanded, bright stainless steel finish, for use with 1 3/4" - 2 1/4" thick door | 1 |  | 1 Year | 913.65 | 0.15 | 776.6025
14588 | Salto | AB666L00IP48-WK | XS4 ANSI electronic RF wireless SVN escutcheon, BLE / Mifare / DESFire push buttonprivacy w/ key override function, with keypad, L lever, unhanded, bright stainless steel finish, for use with 1 3/4" - 2 1/4" thick door | 1 |  | 1 Year | 976.5 | 0.15 | 830.025
14589 | Salto | AB666L00NE38--- | XS4 ANSI electronic wire-free SVN escutcheon, BLE / Mifare / DESFire push buttonprivacy w/ key override function, L lever, unhanded, black chromium finish, for use with 1 3/8" - 1 3/4" thick standard door | 1 |  | 1 Year | 746.85 | 0.15 | 634.8225
14590 | Salto | AB666L00NE38-A- | XS4 ANSI electronic AMOK wire-free SVN escutcheon, BLE / Mifare / DESFire push buttonprivacy w/ key override function, L lever, unhanded, black chromium finish, for use with 1 3/8" - 1 3/4" thick standard door | 1 |  | 1 Year | 875.85 | 0.15 | 744.4725
14591 | Salto | AB666L00NE38--K | XS4 ANSI electronic wire-free SVN escutcheon, BLE / Mifare / DESFire push buttonprivacy w/ key override function, with keypad, L lever, unhanded, black chromium finish, for use with 1 3/8" - 1 3/4" thick standard door | 1 |  | 1 Year | 809.7 | 0.15 | 688.245
14592 | Salto | AB666L00NE38-W- | XS4 ANSI electronic RF wireless SVN escutcheon, BLE / Mifare / DESFire push buttonprivacy w/ key override function, L lever, unhanded, black chromium finish, for use with 1 3/8" - 1 3/4" thick standard door | 1 |  | 1 Year | 932.05 | 0.15 | 792.2425
14593 | Salto | AB666L00NE38-WK | XS4 ANSI electronic RF wireless SVN escutcheon, BLE / Mifare / DESFire push buttonprivacy w/ key override function, with keypad, L lever, unhanded, black chromium finish, for use with 1 3/8" - 1 3/4" thick standard door | 1 |  | 1 Year | 994.9 | 0.15 | 845.665
14594 | Salto | AB666L00NE48--- | XS4 ANSI electronic wire-free SVN escutcheon, BLE / Mifare / DESFire push buttonprivacy w/ key override function, L lever, unhanded, black chromium finish, for use with 1 3/4" - 2 1/4" thick door | 1 |  | 1 Year | 746.85 | 0.15 | 634.8225
14595 | Salto | AB666L00NE48-A- | XS4 ANSI electronic AMOK wire-free SVN escutcheon, BLE / Mifare / DESFire push buttonprivacy w/ key override function, L lever, unhanded, black chromium finish, for use with 1 3/4" - 2 1/4" thick door | 1 |  | 1 Year | 875.85 | 0.15 | 744.4725
14596 | Salto | AB666L00NE48--K | XS4 ANSI electronic wire-free SVN escutcheon, BLE / Mifare / DESFire push buttonprivacy w/ key override function, with keypad, L lever, unhanded, black chromium finish, for use with 1 3/4" - 2 1/4" thick door | 1 |  | 1 Year | 809.7 | 0.15 | 688.245
14597 | Salto | AB666L00NE48-W- | XS4 ANSI electronic RF wireless SVN escutcheon, BLE / Mifare / DESFire push buttonprivacy w/ key override function, L lever, unhanded, black chromium finish, for use with 1 3/4" - 2 1/4" thick door | 1 |  | 1 Year | 932.05 | 0.15 | 792.2425
14598 | Salto | AB666L00NE48-WK | XS4 ANSI electronic RF wireless SVN escutcheon, BLE / Mifare / DESFire push buttonprivacy w/ key override function, with keypad, L lever, unhanded, black chromium finish, for use with 1 3/4" - 2 1/4" thick door | 1 |  | 1 Year | 994.9 | 0.15 | 845.665
14599 | Salto | AB666L00PM38--- | XS4 ANSI electronic wire-free SVN escutcheon, BLE / Mifare / DESFire push buttonprivacy w/ key override function, L lever, unhanded, satin brass finish, for use with 1 3/8" - 1 3/4" thick standard door | 1 |  | 1 Year | 712.15 | 0.15 | 605.3275
14600 | Salto | AB666L00PM38-A- | XS4 ANSI electronic AMOK wire-free SVN escutcheon, BLE / Mifare / DESFire push buttonprivacy w/ key override function, L lever, unhanded, satin brass finish, for use with 1 3/8" - 1 3/4" thick standard door | 1 |  | 1 Year | 841.15 | 0.15 | 714.9775
14601 | Salto | AB666L00PM38--K | XS4 ANSI electronic wire-free SVN escutcheon, BLE / Mifare / DESFire push buttonprivacy w/ key override function, with keypad, L lever, unhanded, satin brass finish, for use with 1 3/8" - 1 3/4" thick standard door | 1 |  | 1 Year | 775 | 0.15 | 658.75
14602 | Salto | AB666L00PM38-W- | XS4 ANSI electronic RF wireless SVN escutcheon, BLE / Mifare / DESFire push buttonprivacy w/ key override function, L lever, unhanded, satin brass finish, for use with 1 3/8" - 1 3/4" thick standard door | 1 |  | 1 Year | 897.35 | 0.15 | 762.7475
14603 | Salto | AB666L00PM38-WK | XS4 ANSI electronic RF wireless SVN escutcheon, BLE / Mifare / DESFire push buttonprivacy w/ key override function, with keypad, L lever, unhanded, satin brass finish, for use with 1 3/8" - 1 3/4" thick standard door | 1 |  | 1 Year | 960.2 | 0.15 | 816.17
14604 | Salto | AB666L00PM48--- | XS4 ANSI electronic wire-free SVN escutcheon, BLE / Mifare / DESFire push buttonprivacy w/ key override function, L lever, unhanded, satin brass finish, for use with 1 3/4" - 2 1/4" thick door | 1 |  | 1 Year | 712.15 | 0.15 | 605.3275
14605 | Salto | AB666L00PM48-A- | XS4 ANSI electronic AMOK wire-free SVN escutcheon, BLE / Mifare / DESFire push buttonprivacy w/ key override function, L lever, unhanded, satin brass finish, for use with 1 3/4" - 2 1/4" thick door | 1 |  | 1 Year | 841.15 | 0.15 | 714.9775
14606 | Salto | AB666L00PM48--K | XS4 ANSI electronic wire-free SVN escutcheon, BLE / Mifare / DESFire push buttonprivacy w/ key override function, with keypad, L lever, unhanded, satin brass finish, for use with 1 3/4" - 2 1/4" thick door | 1 |  | 1 Year | 775 | 0.15 | 658.75
14607 | Salto | AB666L00PM48-W- | XS4 ANSI electronic RF wireless SVN escutcheon, BLE / Mifare / DESFire push buttonprivacy w/ key override function, L lever, unhanded, satin brass finish, for use with 1 3/4" - 2 1/4" thick door | 1 |  | 1 Year | 897.35 | 0.15 | 762.7475
14608 | Salto | AB666L00PM48-WK | XS4 ANSI electronic RF wireless SVN escutcheon, BLE / Mifare / DESFire push buttonprivacy w/ key override function, with keypad, L lever, unhanded, satin brass finish, for use with 1 3/4" - 2 1/4" thick door | 1 |  | 1 Year | 960.2 | 0.15 | 816.17
14609 | Salto | AB666L00PP38--- | XS4 ANSI electronic wire-free SVN escutcheon, BLE / Mifare / DESFire push buttonprivacy w/ key override function, L lever, unhanded, bright brass finish, for use with 1 3/8" - 1 3/4" thick standard door | 1 |  | 1 Year | 728.45 | 0.15 | 619.1825
14610 | Salto | AB666L00PP38-A- | XS4 ANSI electronic AMOK wire-free SVN escutcheon, BLE / Mifare / DESFire push buttonprivacy w/ key override function, L lever, unhanded, bright brass finish, for use with 1 3/8" - 1 3/4" thick standard door | 1 |  | 1 Year | 857.45 | 0.15 | 728.8325
14611 | Salto | AB666L00PP38--K | XS4 ANSI electronic wire-free SVN escutcheon, BLE / Mifare / DESFire push buttonprivacy w/ key override function, with keypad, L lever, unhanded, bright brass finish, for use with 1 3/8" - 1 3/4" thick standard door | 1 |  | 1 Year | 791.3 | 0.15 | 672.605
14612 | Salto | AB666L00PP38-W- | XS4 ANSI electronic RF wireless SVN escutcheon, BLE / Mifare / DESFire push buttonprivacy w/ key override function, L lever, unhanded, bright brass finish, for use with 1 3/8" - 1 3/4" thick standard door | 1 |  | 1 Year | 913.65 | 0.15 | 776.6025
14613 | Salto | AB666L00PP38-WK | XS4 ANSI electronic RF wireless SVN escutcheon, BLE / Mifare / DESFire push buttonprivacy w/ key override function, with keypad, L lever, unhanded, bright brass finish, for use with 1 3/8" - 1 3/4" thick standard door | 1 |  | 1 Year | 976.5 | 0.15 | 830.025
14614 | Salto | AB666L00PP48--- | XS4 ANSI electronic wire-free SVN escutcheon, BLE / Mifare / DESFire push buttonprivacy w/ key override function, L lever, unhanded, bright brass finish, for use with 1 3/4" - 2 1/4" thick door | 1 |  | 1 Year | 728.45 | 0.15 | 619.1825
14615 | Salto | AB666L00PP48-A- | XS4 ANSI electronic AMOK wire-free SVN escutcheon, BLE / Mifare / DESFire push buttonprivacy w/ key override function, L lever, unhanded, bright brass finish, for use with 1 3/4" - 2 1/4" thick door | 1 |  | 1 Year | 857.45 | 0.15 | 728.8325
14616 | Salto | AB666L00PP48--K | XS4 ANSI electronic wire-free SVN escutcheon, BLE / Mifare / DESFire push buttonprivacy w/ key override function, with keypad, L lever, unhanded, bright brass finish, for use with 1 3/4" - 2 1/4" thick door | 1 |  | 1 Year | 791.3 | 0.15 | 672.605
14617 | Salto | AB666L00PP48-W- | XS4 ANSI electronic RF wireless SVN escutcheon, BLE / Mifare / DESFire push buttonprivacy w/ key override function, L lever, unhanded, bright brass finish, for use with 1 3/4" - 2 1/4" thick door | 1 |  | 1 Year | 913.65 | 0.15 | 776.6025
14618 | Salto | AB666L00PP48-WK | XS4 ANSI electronic RF wireless SVN escutcheon, BLE / Mifare / DESFire push buttonprivacy w/ key override function, with keypad, L lever, unhanded, bright brass finish, for use with 1 3/4" - 2 1/4" thick door | 1 |  | 1 Year | 976.5 | 0.15 | 830.025
14619 | Salto | AB666N00BC38--- | XS4 ANSI electronic wire-free SVN escutcheon, BLE / Mifare / DESFire push buttonprivacy w/ key override function, N lever, unhanded, BioCote antimicrobial finish, for use with 1 3/8" - 1 3/4" thick standard door | 1 |  | 1 Year | 764.15 | 0.15 | 649.5275
14620 | Salto | AB666N00BC38-A- | XS4 ANSI electronic AMOK wire-free SVN escutcheon, BLE / Mifare / DESFire push buttonprivacy w/ key override function, N lever, unhanded, BioCote antimicrobial finish, for use with 1 3/8" - 1 3/4" thick standard door | 1 |  | 1 Year | 893.15 | 0.15 | 759.1775
14621 | Salto | AB666N00BC38--K | XS4 ANSI electronic wire-free SVN escutcheon, BLE / Mifare / DESFire push buttonprivacy w/ key override function, with keypad, N lever, unhanded, BioCote antimicrobial finish, for use with 1 3/8" - 1 3/4" thick standard door | 1 |  | 1 Year | 827 | 0.15 | 702.95
14622 | Salto | AB666N00BC38-W- | XS4 ANSI electronic RF wireless SVN escutcheon, BLE / Mifare / DESFire push buttonprivacy w/ key override function, N lever, unhanded, BioCote antimicrobial finish, for use with 1 3/8" - 1 3/4" thick standard door | 1 |  | 1 Year | 949.35 | 0.15 | 806.9475
14623 | Salto | AB666N00BC38-WK | XS4 ANSI electronic RF wireless SVN escutcheon, BLE / Mifare / DESFire push buttonprivacy w/ key override function, with keypad, N lever, unhanded, BioCote antimicrobial finish, for use with 1 3/8" - 1 3/4" thick standard door | 1 |  | 1 Year | 1012.2 | 0.15 | 860.37
14624 | Salto | AB666N00BC48--- | XS4 ANSI electronic wire-free SVN escutcheon, BLE / Mifare / DESFire push buttonprivacy w/ key override function, N lever, unhanded, BioCote antimicrobial finish, for use with 1 3/4" - 2 1/4" thick door | 1 |  | 1 Year | 764.15 | 0.15 | 649.5275
14625 | Salto | AB666N00BC48-A- | XS4 ANSI electronic AMOK wire-free SVN escutcheon, BLE / Mifare / DESFire push buttonprivacy w/ key override function, N lever, unhanded, BioCote antimicrobial finish, for use with 1 3/4" - 2 1/4" thick door | 1 |  | 1 Year | 893.15 | 0.15 | 759.1775
14626 | Salto | AB666N00BC48--K | XS4 ANSI electronic wire-free SVN escutcheon, BLE / Mifare / DESFire push buttonprivacy w/ key override function, with keypad, N lever, unhanded, BioCote antimicrobial finish, for use with 1 3/4" - 2 1/4" thick door | 1 |  | 1 Year | 827 | 0.15 | 702.95
14627 | Salto | AB666N00BC48-W- | XS4 ANSI electronic RF wireless SVN escutcheon, BLE / Mifare / DESFire push buttonprivacy w/ key override function, N lever, unhanded, BioCote antimicrobial finish, for use with 1 3/4" - 2 1/4" thick door | 1 |  | 1 Year | 949.35 | 0.15 | 806.9475
14628 | Salto | AB666N00BC48-WK | XS4 ANSI electronic RF wireless SVN escutcheon, BLE / Mifare / DESFire push buttonprivacy w/ key override function, with keypad, N lever, unhanded, BioCote antimicrobial finish, for use with 1 3/4" - 2 1/4" thick door | 1 |  | 1 Year | 1012.2 | 0.15 | 860.37
14629 | Salto | AB666N00IM38--- | XS4 ANSI electronic wire-free SVN escutcheon, BLE / Mifare / DESFire push buttonprivacy w/ key override function, N lever, unhanded, satin stainless finish, for use with 1 3/8" - 1 3/4" thick standard door | 1 |  | 1 Year | 712.15 | 0.15 | 605.3275
14630 | Salto | AB666N00IM38-A- | XS4 ANSI electronic AMOK wire-free SVN escutcheon, BLE / Mifare / DESFire push buttonprivacy w/ key override function, N lever, unhanded, satin stainless finish, for use with 1 3/8" - 1 3/4" thick standard door | 1 |  | 1 Year | 841.15 | 0.15 | 714.9775
14631 | Salto | AB666N00IM38--K | XS4 ANSI electronic wire-free SVN escutcheon, BLE / Mifare / DESFire push buttonprivacy w/ key override function, with keypad, N lever, unhanded, satin stainless finish, for use with 1 3/8" - 1 3/4" thick standard door | 1 |  | 1 Year | 775 | 0.15 | 658.75
14632 | Salto | AB666N00IM38-W- | XS4 ANSI electronic RF wireless SVN escutcheon, BLE / Mifare / DESFire push buttonprivacy w/ key override function, N lever, unhanded, satin stainless finish, for use with 1 3/8" - 1 3/4" thick standard door | 1 |  | 1 Year | 897.35 | 0.15 | 762.7475
14633 | Salto | AB666N00IM38-WK | XS4 ANSI electronic RF wireless SVN escutcheon, BLE / Mifare / DESFire push buttonprivacy w/ key override function, with keypad, N lever, unhanded, satin stainless finish, for use with 1 3/8" - 1 3/4" thick standard door | 1 |  | 1 Year | 960.2 | 0.15 | 816.17
14634 | Salto | AB666N00IM48--- | XS4 ANSI electronic wire-free SVN escutcheon, BLE / Mifare / DESFire push buttonprivacy w/ key override function, N lever, unhanded, satin stainless finish, for use with 1 3/4" - 2 1/4" thick door | 1 |  | 1 Year | 712.15 | 0.15 | 605.3275
14635 | Salto | AB666N00IM48-A- | XS4 ANSI electronic AMOK wire-free SVN escutcheon, BLE / Mifare / DESFire push buttonprivacy w/ key override function, N lever, unhanded, satin stainless finish, for use with 1 3/4" - 2 1/4" thick door | 1 |  | 1 Year | 841.15 | 0.15 | 714.9775
14636 | Salto | AB666N00IM48--K | XS4 ANSI electronic wire-free SVN escutcheon, BLE / Mifare / DESFire push buttonprivacy w/ key override function, with keypad, N lever, unhanded, satin stainless finish, for use with 1 3/4" - 2 1/4" thick door | 1 |  | 1 Year | 775 | 0.15 | 658.75
14637 | Salto | AB666N00IM48-W- | XS4 ANSI electronic RF wireless SVN escutcheon, BLE / Mifare / DESFire push buttonprivacy w/ key override function, N lever, unhanded, satin stainless finish, for use with 1 3/4" - 2 1/4" thick door | 1 |  | 1 Year | 897.35 | 0.15 | 762.7475
14638 | Salto | AB666N00IM48-WK | XS4 ANSI electronic RF wireless SVN escutcheon, BLE / Mifare / DESFire push buttonprivacy w/ key override function, with keypad, N lever, unhanded, satin stainless finish, for use with 1 3/4" - 2 1/4" thick door | 1 |  | 1 Year | 960.2 | 0.15 | 816.17
14639 | Salto | AB666N00PM38--- | XS4 ANSI electronic wire-free SVN escutcheon, BLE / Mifare / DESFire push buttonprivacy w/ key override function, N lever, unhanded, satin brass finish, for use with 1 3/8" - 1 3/4" thick standard door | 1 |  | 1 Year | 712.15 | 0.15 | 605.3275
14640 | Salto | AB666N00PM38-A- | XS4 ANSI electronic AMOK wire-free SVN escutcheon, BLE / Mifare / DESFire push buttonprivacy w/ key override function, N lever, unhanded, satin brass finish, for use with 1 3/8" - 1 3/4" thick standard door | 1 |  | 1 Year | 841.15 | 0.15 | 714.9775
14641 | Salto | AB666N00PM38--K | XS4 ANSI electronic wire-free SVN escutcheon, BLE / Mifare / DESFire push buttonprivacy w/ key override function, with keypad, N lever, unhanded, satin brass finish, for use with 1 3/8" - 1 3/4" thick standard door | 1 |  | 1 Year | 775 | 0.15 | 658.75
14642 | Salto | AB666N00PM38-W- | XS4 ANSI electronic RF wireless SVN escutcheon, BLE / Mifare / DESFire push buttonprivacy w/ key override function, N lever, unhanded, satin brass finish, for use with 1 3/8" - 1 3/4" thick standard door | 1 |  | 1 Year | 897.35 | 0.15 | 762.7475
14643 | Salto | AB666N00PM38-WK | XS4 ANSI electronic RF wireless SVN escutcheon, BLE / Mifare / DESFire push buttonprivacy w/ key override function, with keypad, N lever, unhanded, satin brass finish, for use with 1 3/8" - 1 3/4" thick standard door | 1 |  | 1 Year | 960.2 | 0.15 | 816.17
14644 | Salto | AB666N00PM48--- | XS4 ANSI electronic wire-free SVN escutcheon, BLE / Mifare / DESFire push buttonprivacy w/ key override function, N lever, unhanded, satin brass finish, for use with 1 3/4" - 2 1/4" thick door | 1 |  | 1 Year | 712.15 | 0.15 | 605.3275
14645 | Salto | AB666N00PM48-A- | XS4 ANSI electronic AMOK wire-free SVN escutcheon, BLE / Mifare / DESFire push buttonprivacy w/ key override function, N lever, unhanded, satin brass finish, for use with 1 3/4" - 2 1/4" thick door | 1 |  | 1 Year | 841.15 | 0.15 | 714.9775
14646 | Salto | AB666N00PM48--K | XS4 ANSI electronic wire-free SVN escutcheon, BLE / Mifare / DESFire push buttonprivacy w/ key override function, with keypad, N lever, unhanded, satin brass finish, for use with 1 3/4" - 2 1/4" thick door | 1 |  | 1 Year | 775 | 0.15 | 658.75
14647 | Salto | AB666N00PM48-W- | XS4 ANSI electronic RF wireless SVN escutcheon, BLE / Mifare / DESFire push buttonprivacy w/ key override function, N lever, unhanded, satin brass finish, for use with 1 3/4" - 2 1/4" thick door | 1 |  | 1 Year | 897.35 | 0.15 | 762.7475
14648 | Salto | AB666N00PM48-WK | XS4 ANSI electronic RF wireless SVN escutcheon, BLE / Mifare / DESFire push buttonprivacy w/ key override function, with keypad, N lever, unhanded, satin brass finish, for use with 1 3/4" - 2 1/4" thick door | 1 |  | 1 Year | 960.2 | 0.15 | 816.17
14649 | Salto | AB666O00IA38L-- | XS4 ANSI electronic wire-free SVN escutcheon, BLE / Mifare / DESFire push buttonprivacy w/ key override function, O lever, left handed, antique brass finish, for use with 1 3/8" - 1 3/4" thick standard door | 1 |  | 1 Year | 774.35 | 0.15 | 658.1975
14650 | Salto | AB666O00IA38LA- | XS4 ANSI electronic AMOK wire-free SVN escutcheon, BLE / Mifare / DESFire push buttonprivacy w/ key override function, O lever, left handed, antique brass finish, for use with 1 3/8" - 1 3/4" thick standard door | 1 |  | 1 Year | 903.35 | 0.15 | 767.8475
14651 | Salto | AB666O00IA38L-K | XS4 ANSI electronic wire-free SVN escutcheon, BLE / Mifare / DESFire push buttonprivacy w/ key override function, with keypad, O lever, left handed, antique brass finish, for use with 1 3/8" - 1 3/4" thick standard door | 1 |  | 1 Year | 837.2 | 0.15 | 711.62
14652 | Salto | AB666O00IA38LW- | XS4 ANSI electronic RF wireless SVN escutcheon, BLE / Mifare / DESFire push buttonprivacy w/ key override function, O lever, left handed, antique brass finish, for use with 1 3/8" - 1 3/4" thick standard door | 1 |  | 1 Year | 959.55 | 0.15 | 815.6175
14653 | Salto | AB666O00IA38LWK | XS4 ANSI electronic RF wireless SVN escutcheon, BLE / Mifare / DESFire push buttonprivacy w/ key override function, with keypad, O lever, left handed, antique brass finish, for use with 1 3/8" - 1 3/4" thick standard door | 1 |  | 1 Year | 1022.4 | 0.15 | 869.04
14654 | Salto | AB666O00IA38R-- | XS4 ANSI electronic wire-free SVN escutcheon, BLE / Mifare / DESFire push buttonprivacy w/ key override function, O lever, right handed, antique brass finish, for use with 1 3/8" - 1 3/4" thick standard door | 1 |  | 1 Year | 774.35 | 0.15 | 658.1975
14655 | Salto | AB666O00IA38RA- | XS4 ANSI electronic AMOK wire-free SVN escutcheon, BLE / Mifare / DESFire push buttonprivacy w/ key override function, O lever, right handed, antique brass finish, for use with 1 3/8" - 1 3/4" thick standard door | 1 |  | 1 Year | 903.35 | 0.15 | 767.8475
14656 | Salto | AB666O00IA38R-K | XS4 ANSI electronic wire-free SVN escutcheon, BLE / Mifare / DESFire push buttonprivacy w/ key override function, with keypad, O lever, right handed, antique brass finish, for use with 1 3/8" - 1 3/4" thick standard door | 1 |  | 1 Year | 837.2 | 0.15 | 711.62
14657 | Salto | AB666O00IA38RW- | XS4 ANSI electronic RF wireless SVN escutcheon, BLE / Mifare / DESFire push buttonprivacy w/ key override function, O lever, right handed, antique brass finish, for use with 1 3/8" - 1 3/4" thick standard door | 1 |  | 1 Year | 959.55 | 0.15 | 815.6175
14658 | Salto | AB666O00IA38RWK | XS4 ANSI electronic RF wireless SVN escutcheon, BLE / Mifare / DESFire push buttonprivacy w/ key override function, with keypad, O lever, right handed, antique brass finish, for use with 1 3/8" - 1 3/4" thick standard door | 1 |  | 1 Year | 1022.4 | 0.15 | 869.04
14659 | Salto | AB666O00IA48L-- | XS4 ANSI electronic wire-free SVN escutcheon, BLE / Mifare / DESFire push buttonprivacy w/ key override function, O lever, left handed, antique brass finish, for use with 1 3/4" - 2 1/4" thick door | 1 |  | 1 Year | 774.35 | 0.15 | 658.1975
14660 | Salto | AB666O00IA48LA- | XS4 ANSI electronic AMOK wire-free SVN escutcheon, BLE / Mifare / DESFire push buttonprivacy w/ key override function, O lever, left handed, antique brass finish, for use with 1 3/4" - 2 1/4" thick door | 1 |  | 1 Year | 903.35 | 0.15 | 767.8475
14661 | Salto | AB666O00IA48L-K | XS4 ANSI electronic wire-free SVN escutcheon, BLE / Mifare / DESFire push buttonprivacy w/ key override function, with keypad, O lever, left handed, antique brass finish, for use with 1 3/4" - 2 1/4" thick door | 1 |  | 1 Year | 837.2 | 0.15 | 711.62
14662 | Salto | AB666O00IA48LW- | XS4 ANSI electronic RF wireless SVN escutcheon, BLE / Mifare / DESFire push buttonprivacy w/ key override function, O lever, left handed, antique brass finish, for use with 1 3/4" - 2 1/4" thick door | 1 |  | 1 Year | 959.55 | 0.15 | 815.6175
14663 | Salto | AB666O00IA48LWK | XS4 ANSI electronic RF wireless SVN escutcheon, BLE / Mifare / DESFire push buttonprivacy w/ key override function, with keypad, O lever, left handed, antique brass finish, for use with 1 3/4" - 2 1/4" thick door | 1 |  | 1 Year | 1022.4 | 0.15 | 869.04
14664 | Salto | AB666O00IA48R-- | XS4 ANSI electronic wire-free SVN escutcheon, BLE / Mifare / DESFire push buttonprivacy w/ key override function, O lever, right handed, antique brass finish, for use with 1 3/4" - 2 1/4" thick door | 1 |  | 1 Year | 774.35 | 0.15 | 658.1975
14665 | Salto | AB666O00IA48RA- | XS4 ANSI electronic AMOK wire-free SVN escutcheon, BLE / Mifare / DESFire push buttonprivacy w/ key override function, O lever, right handed, antique brass finish, for use with 1 3/4" - 2 1/4" thick door | 1 |  | 1 Year | 903.35 | 0.15 | 767.8475
14666 | Salto | AB666O00IA48R-K | XS4 ANSI electronic wire-free SVN escutcheon, BLE / Mifare / DESFire push buttonprivacy w/ key override function, with keypad, O lever, right handed, antique brass finish, for use with 1 3/4" - 2 1/4" thick door | 1 |  | 1 Year | 837.2 | 0.15 | 711.62
14667 | Salto | AB666O00IA48RW- | XS4 ANSI electronic RF wireless SVN escutcheon, BLE / Mifare / DESFire push buttonprivacy w/ key override function, O lever, right handed, antique brass finish, for use with 1 3/4" - 2 1/4" thick door | 1 |  | 1 Year | 959.55 | 0.15 | 815.6175
14668 | Salto | AB666O00IA48RWK | XS4 ANSI electronic RF wireless SVN escutcheon, BLE / Mifare / DESFire push buttonprivacy w/ key override function, with keypad, O lever, right handed, antique brass finish, for use with 1 3/4" - 2 1/4" thick door | 1 |  | 1 Year | 1022.4 | 0.15 | 869.04
14669 | Salto | AB666O00IM38L-- | XS4 ANSI electronic wire-free SVN escutcheon, BLE / Mifare / DESFire push buttonprivacy w/ key override function, O lever, left handed, satin stainless finish, for use with 1 3/8" - 1 3/4" thick standard door | 1 |  | 1 Year | 722.35 | 0.15 | 613.9975
14670 | Salto | AB666O00IM38LA- | XS4 ANSI electronic AMOK wire-free SVN escutcheon, BLE / Mifare / DESFire push buttonprivacy w/ key override function, O lever, left handed, satin stainless finish, for use with 1 3/8" - 1 3/4" thick standard door | 1 |  | 1 Year | 851.35 | 0.15 | 723.6475
14671 | Salto | AB666O00IM38L-K | XS4 ANSI electronic wire-free SVN escutcheon, BLE / Mifare / DESFire push buttonprivacy w/ key override function, with keypad, O lever, left handed, satin stainless finish, for use with 1 3/8" - 1 3/4" thick standard door | 1 |  | 1 Year | 785.2 | 0.15 | 667.42
14672 | Salto | AB666O00IM38LW- | XS4 ANSI electronic RF wireless SVN escutcheon, BLE / Mifare / DESFire push buttonprivacy w/ key override function, O lever, left handed, satin stainless finish, for use with 1 3/8" - 1 3/4" thick standard door | 1 |  | 1 Year | 907.55 | 0.15 | 771.4175
14673 | Salto | AB666O00IM38LWK | XS4 ANSI electronic RF wireless SVN escutcheon, BLE / Mifare / DESFire push buttonprivacy w/ key override function, with keypad, O lever, left handed, satin stainless finish, for use with 1 3/8" - 1 3/4" thick standard door | 1 |  | 1 Year | 970.4 | 0.15 | 824.84
14674 | Salto | AB666O00IM38R-- | XS4 ANSI electronic wire-free SVN escutcheon, BLE / Mifare / DESFire push buttonprivacy w/ key override function, O lever, right handed, satin stainless finish, for use with 1 3/8" - 1 3/4" thick standard door | 1 |  | 1 Year | 722.35 | 0.15 | 613.9975
14675 | Salto | AB666O00IM38RA- | XS4 ANSI electronic AMOK wire-free SVN escutcheon, BLE / Mifare / DESFire push buttonprivacy w/ key override function, O lever, right handed, satin stainless finish, for use with 1 3/8" - 1 3/4" thick standard door | 1 |  | 1 Year | 851.35 | 0.15 | 723.6475
14676 | Salto | AB666O00IM38R-K | XS4 ANSI electronic wire-free SVN escutcheon, BLE / Mifare / DESFire push buttonprivacy w/ key override function, with keypad, O lever, right handed, satin stainless finish, for use with 1 3/8" - 1 3/4" thick standard door | 1 |  | 1 Year | 785.2 | 0.15 | 667.42
14677 | Salto | AB666O00IM38RW- | XS4 ANSI electronic RF wireless SVN escutcheon, BLE / Mifare / DESFire push buttonprivacy w/ key override function, O lever, right handed, satin stainless finish, for use with 1 3/8" - 1 3/4" thick standard door | 1 |  | 1 Year | 907.55 | 0.15 | 771.4175
14678 | Salto | AB666O00IM38RWK | XS4 ANSI electronic RF wireless SVN escutcheon, BLE / Mifare / DESFire push buttonprivacy w/ key override function, with keypad, O lever, right handed, satin stainless finish, for use with 1 3/8" - 1 3/4" thick standard door | 1 |  | 1 Year | 970.4 | 0.15 | 824.84
14679 | Salto | AB666O00IM48L-- | XS4 ANSI electronic wire-free SVN escutcheon, BLE / Mifare / DESFire push buttonprivacy w/ key override function, O lever, left handed, satin stainless finish, for use with 1 3/4" - 2 1/4" thick door | 1 |  | 1 Year | 722.35 | 0.15 | 613.9975
14680 | Salto | AB666O00IM48LA- | XS4 ANSI electronic AMOK wire-free SVN escutcheon, BLE / Mifare / DESFire push buttonprivacy w/ key override function, O lever, left handed, satin stainless finish, for use with 1 3/4" - 2 1/4" thick door | 1 |  | 1 Year | 851.35 | 0.15 | 723.6475
14681 | Salto | AB666O00IM48L-K | XS4 ANSI electronic wire-free SVN escutcheon, BLE / Mifare / DESFire push buttonprivacy w/ key override function, with keypad, O lever, left handed, satin stainless finish, for use with 1 3/4" - 2 1/4" thick door | 1 |  | 1 Year | 785.2 | 0.15 | 667.42
14682 | Salto | AB666O00IM48LW- | XS4 ANSI electronic RF wireless SVN escutcheon, BLE / Mifare / DESFire push buttonprivacy w/ key override function, O lever, left handed, satin stainless finish, for use with 1 3/4" - 2 1/4" thick door | 1 |  | 1 Year | 907.55 | 0.15 | 771.4175
14683 | Salto | AB666O00IM48LWK | XS4 ANSI electronic RF wireless SVN escutcheon, BLE / Mifare / DESFire push buttonprivacy w/ key override function, with keypad, O lever, left handed, satin stainless finish, for use with 1 3/4" - 2 1/4" thick door | 1 |  | 1 Year | 970.4 | 0.15 | 824.84
14684 | Salto | AB666O00IM48R-- | XS4 ANSI electronic wire-free SVN escutcheon, BLE / Mifare / DESFire push buttonprivacy w/ key override function, O lever, right handed, satin stainless finish, for use with 1 3/4" - 2 1/4" thick door | 1 |  | 1 Year | 722.35 | 0.15 | 613.9975
14685 | Salto | AB666O00IM48RA- | XS4 ANSI electronic AMOK wire-free SVN escutcheon, BLE / Mifare / DESFire push buttonprivacy w/ key override function, O lever, right handed, satin stainless finish, for use with 1 3/4" - 2 1/4" thick door | 1 |  | 1 Year | 851.35 | 0.15 | 723.6475
14686 | Salto | AB666O00IM48R-K | XS4 ANSI electronic wire-free SVN escutcheon, BLE / Mifare / DESFire push buttonprivacy w/ key override function, with keypad, O lever, right handed, satin stainless finish, for use with 1 3/4" - 2 1/4" thick door | 1 |  | 1 Year | 785.2 | 0.15 | 667.42
14687 | Salto | AB666O00IM48RW- | XS4 ANSI electronic RF wireless SVN escutcheon, BLE / Mifare / DESFire push buttonprivacy w/ key override function, O lever, right handed, satin stainless finish, for use with 1 3/4" - 2 1/4" thick door | 1 |  | 1 Year | 907.55 | 0.15 | 771.4175
14688 | Salto | AB666O00IM48RWK | XS4 ANSI electronic RF wireless SVN escutcheon, BLE / Mifare / DESFire push buttonprivacy w/ key override function, with keypad, O lever, right handed, satin stainless finish, for use with 1 3/4" - 2 1/4" thick door | 1 |  | 1 Year | 970.4 | 0.15 | 824.84
14689 | Salto | AB666O00IP38L-- | XS4 ANSI electronic wire-free SVN escutcheon, BLE / Mifare / DESFire push buttonprivacy w/ key override function, O lever, left handed, bright stainless steel finish, for use with 1 3/8" - 1 3/4" thick standard door | 1 |  | 1 Year | 738.65 | 0.15 | 627.8525
14690 | Salto | AB666O00IP38LA- | XS4 ANSI electronic AMOK wire-free SVN escutcheon, BLE / Mifare / DESFire push buttonprivacy w/ key override function, O lever, left handed, bright stainless steel finish, for use with 1 3/8" - 1 3/4" thick standard door | 1 |  | 1 Year | 867.65 | 0.15 | 737.5025
14691 | Salto | AB666O00IP38L-K | XS4 ANSI electronic wire-free SVN escutcheon, BLE / Mifare / DESFire push buttonprivacy w/ key override function, with keypad, O lever, left handed, bright stainless steel finish, for use with 1 3/8" - 1 3/4" thick standard door | 1 |  | 1 Year | 801.5 | 0.15 | 681.275
14692 | Salto | AB666O00IP38LW- | XS4 ANSI electronic RF wireless SVN escutcheon, BLE / Mifare / DESFire push buttonprivacy w/ key override function, O lever, left handed, bright stainless steel finish, for use with 1 3/8" - 1 3/4" thick standard door | 1 |  | 1 Year | 923.85 | 0.15 | 785.2725
14693 | Salto | AB666O00IP38LWK | XS4 ANSI electronic RF wireless SVN escutcheon, BLE / Mifare / DESFire push buttonprivacy w/ key override function, with keypad, O lever, left handed, bright stainless steel finish, for use with 1 3/8" - 1 3/4" thick standard door | 1 |  | 1 Year | 986.7 | 0.15 | 838.695
14694 | Salto | AB666O00IP38R-- | XS4 ANSI electronic wire-free SVN escutcheon, BLE / Mifare / DESFire push buttonprivacy w/ key override function, O lever, right handed, bright stainless steel finish, for use with 1 3/8" - 1 3/4" thick standard door | 1 |  | 1 Year | 738.65 | 0.15 | 627.8525
14695 | Salto | AB666O00IP38RA- | XS4 ANSI electronic AMOK wire-free SVN escutcheon, BLE / Mifare / DESFire push buttonprivacy w/ key override function, O lever, right handed, bright stainless steel finish, for use with 1 3/8" - 1 3/4" thick standard door | 1 |  | 1 Year | 867.65 | 0.15 | 737.5025
14696 | Salto | AB666O00IP38R-K | XS4 ANSI electronic wire-free SVN escutcheon, BLE / Mifare / DESFire push buttonprivacy w/ key override function, with keypad, O lever, right handed, bright stainless steel finish, for use with 1 3/8" - 1 3/4" thick standard door | 1 |  | 1 Year | 801.5 | 0.15 | 681.275
14697 | Salto | AB666O00IP38RW- | XS4 ANSI electronic RF wireless SVN escutcheon, BLE / Mifare / DESFire push buttonprivacy w/ key override function, O lever, right handed, bright stainless steel finish, for use with 1 3/8" - 1 3/4" thick standard door | 1 |  | 1 Year | 923.85 | 0.15 | 785.2725
14698 | Salto | AB666O00IP38RWK | XS4 ANSI electronic RF wireless SVN escutcheon, BLE / Mifare / DESFire push buttonprivacy w/ key override function, with keypad, O lever, right handed, bright stainless steel finish, for use with 1 3/8" - 1 3/4" thick standard door | 1 |  | 1 Year | 986.7 | 0.15 | 838.695
14699 | Salto | AB666O00IP48L-- | XS4 ANSI electronic wire-free SVN escutcheon, BLE / Mifare / DESFire push buttonprivacy w/ key override function, O lever, left handed, bright stainless steel finish, for use with 1 3/4" - 2 1/4" thick door | 1 |  | 1 Year | 738.65 | 0.15 | 627.8525
14700 | Salto | AB666O00IP48LA- | XS4 ANSI electronic AMOK wire-free SVN escutcheon, BLE / Mifare / DESFire push buttonprivacy w/ key override function, O lever, left handed, bright stainless steel finish, for use with 1 3/4" - 2 1/4" thick door | 1 |  | 1 Year | 867.65 | 0.15 | 737.5025
14701 | Salto | AB666O00IP48L-K | XS4 ANSI electronic wire-free SVN escutcheon, BLE / Mifare / DESFire push buttonprivacy w/ key override function, with keypad, O lever, left handed, bright stainless steel finish, for use with 1 3/4" - 2 1/4" thick door | 1 |  | 1 Year | 801.5 | 0.15 | 681.275
14702 | Salto | AB666O00IP48LW- | XS4 ANSI electronic RF wireless SVN escutcheon, BLE / Mifare / DESFire push buttonprivacy w/ key override function, O lever, left handed, bright stainless steel finish, for use with 1 3/4" - 2 1/4" thick door | 1 |  | 1 Year | 923.85 | 0.15 | 785.2725
14703 | Salto | AB666O00IP48LWK | XS4 ANSI electronic RF wireless SVN escutcheon, BLE / Mifare / DESFire push buttonprivacy w/ key override function, with keypad, O lever, left handed, bright stainless steel finish, for use with 1 3/4" - 2 1/4" thick door | 1 |  | 1 Year | 986.7 | 0.15 | 838.695
14704 | Salto | AB666O00IP48R-- | XS4 ANSI electronic wire-free SVN escutcheon, BLE / Mifare / DESFire push buttonprivacy w/ key override function, O lever, right handed, bright stainless steel finish, for use with 1 3/4" - 2 1/4" thick door | 1 |  | 1 Year | 738.65 | 0.15 | 627.8525
14705 | Salto | AB666O00IP48RA- | XS4 ANSI electronic AMOK wire-free SVN escutcheon, BLE / Mifare / DESFire push buttonprivacy w/ key override function, O lever, right handed, bright stainless steel finish, for use with 1 3/4" - 2 1/4" thick door | 1 |  | 1 Year | 867.65 | 0.15 | 737.5025
14706 | Salto | AB666O00IP48R-K | XS4 ANSI electronic wire-free SVN escutcheon, BLE / Mifare / DESFire push buttonprivacy w/ key override function, with keypad, O lever, right handed, bright stainless steel finish, for use with 1 3/4" - 2 1/4" thick door | 1 |  | 1 Year | 801.5 | 0.15 | 681.275
14707 | Salto | AB666O00IP48RW- | XS4 ANSI electronic RF wireless SVN escutcheon, BLE / Mifare / DESFire push buttonprivacy w/ key override function, O lever, right handed, bright stainless steel finish, for use with 1 3/4" - 2 1/4" thick door | 1 |  | 1 Year | 923.85 | 0.15 | 785.2725
14708 | Salto | AB666O00IP48RWK | XS4 ANSI electronic RF wireless SVN escutcheon, BLE / Mifare / DESFire push buttonprivacy w/ key override function, with keypad, O lever, right handed, bright stainless steel finish, for use with 1 3/4" - 2 1/4" thick door | 1 |  | 1 Year | 986.7 | 0.15 | 838.695
14709 | Salto | AB666O00NE38L-- | XS4 ANSI electronic wire-free SVN escutcheon, BLE / Mifare / DESFire push buttonprivacy w/ key override function, O lever, left handed, black chromium finish, for use with 1 3/8" - 1 3/4" thick standard door | 1 |  | 1 Year | 757.05 | 0.15 | 643.4925
14710 | Salto | AB666O00NE38LA- | XS4 ANSI electronic AMOK wire-free SVN escutcheon, BLE / Mifare / DESFire push buttonprivacy w/ key override function, O lever, left handed, black chromium finish, for use with 1 3/8" - 1 3/4" thick standard door | 1 |  | 1 Year | 886.05 | 0.15 | 753.1425
14711 | Salto | AB666O00NE38L-K | XS4 ANSI electronic wire-free SVN escutcheon, BLE / Mifare / DESFire push buttonprivacy w/ key override function, with keypad, O lever, left handed, black chromium finish, for use with 1 3/8" - 1 3/4" thick standard door | 1 |  | 1 Year | 819.9 | 0.15 | 696.915
14712 | Salto | AB666O00NE38LW- | XS4 ANSI electronic RF wireless SVN escutcheon, BLE / Mifare / DESFire push buttonprivacy w/ key override function, O lever, left handed, black chromium finish, for use with 1 3/8" - 1 3/4" thick standard door | 1 |  | 1 Year | 942.25 | 0.15 | 800.9125
14713 | Salto | AB666O00NE38LWK | XS4 ANSI electronic RF wireless SVN escutcheon, BLE / Mifare / DESFire push buttonprivacy w/ key override function, with keypad, O lever, left handed, black chromium finish, for use with 1 3/8" - 1 3/4" thick standard door | 1 |  | 1 Year | 1005.1 | 0.15 | 854.335
14714 | Salto | AB666O00NE38R-- | XS4 ANSI electronic wire-free SVN escutcheon, BLE / Mifare / DESFire push buttonprivacy w/ key override function, O lever, right handed, black chromium finish, for use with 1 3/8" - 1 3/4" thick standard door | 1 |  | 1 Year | 757.05 | 0.15 | 643.4925
14715 | Salto | AB666O00NE38RA- | XS4 ANSI electronic AMOK wire-free SVN escutcheon, BLE / Mifare / DESFire push buttonprivacy w/ key override function, O lever, right handed, black chromium finish, for use with 1 3/8" - 1 3/4" thick standard door | 1 |  | 1 Year | 886.05 | 0.15 | 753.1425
14716 | Salto | AB666O00NE38R-K | XS4 ANSI electronic wire-free SVN escutcheon, BLE / Mifare / DESFire push buttonprivacy w/ key override function, with keypad, O lever, right handed, black chromium finish, for use with 1 3/8" - 1 3/4" thick standard door | 1 |  | 1 Year | 819.9 | 0.15 | 696.915
14717 | Salto | AB666O00NE38RW- | XS4 ANSI electronic RF wireless SVN escutcheon, BLE / Mifare / DESFire push buttonprivacy w/ key override function, O lever, right handed, black chromium finish, for use with 1 3/8" - 1 3/4" thick standard door | 1 |  | 1 Year | 942.25 | 0.15 | 800.9125
14718 | Salto | AB666O00NE38RWK | XS4 ANSI electronic RF wireless SVN escutcheon, BLE / Mifare / DESFire push buttonprivacy w/ key override function, with keypad, O lever, right handed, black chromium finish, for use with 1 3/8" - 1 3/4" thick standard door | 1 |  | 1 Year | 1005.1 | 0.15 | 854.335
14719 | Salto | AB666O00NE48L-- | XS4 ANSI electronic wire-free SVN escutcheon, BLE / Mifare / DESFire push buttonprivacy w/ key override function, O lever, left handed, black chromium finish, for use with 1 3/4" - 2 1/4" thick door | 1 |  | 1 Year | 757.05 | 0.15 | 643.4925
14720 | Salto | AB666O00NE48LA- | XS4 ANSI electronic AMOK wire-free SVN escutcheon, BLE / Mifare / DESFire push buttonprivacy w/ key override function, O lever, left handed, black chromium finish, for use with 1 3/4" - 2 1/4" thick door | 1 |  | 1 Year | 886.05 | 0.15 | 753.1425
14721 | Salto | AB666O00NE48L-K | XS4 ANSI electronic wire-free SVN escutcheon, BLE / Mifare / DESFire push buttonprivacy w/ key override function, with keypad, O lever, left handed, black chromium finish, for use with 1 3/4" - 2 1/4" thick door | 1 |  | 1 Year | 819.9 | 0.15 | 696.915
14722 | Salto | AB666O00NE48LW- | XS4 ANSI electronic RF wireless SVN escutcheon, BLE / Mifare / DESFire push buttonprivacy w/ key override function, O lever, left handed, black chromium finish, for use with 1 3/4" - 2 1/4" thick door | 1 |  | 1 Year | 942.25 | 0.15 | 800.9125
14723 | Salto | AB666O00NE48LWK | XS4 ANSI electronic RF wireless SVN escutcheon, BLE / Mifare / DESFire push buttonprivacy w/ key override function, with keypad, O lever, left handed, black chromium finish, for use with 1 3/4" - 2 1/4" thick door | 1 |  | 1 Year | 1005.1 | 0.15 | 854.335
14724 | Salto | AB666O00NE48R-- | XS4 ANSI electronic wire-free SVN escutcheon, BLE / Mifare / DESFire push buttonprivacy w/ key override function, O lever, right handed, black chromium finish, for use with 1 3/4" - 2 1/4" thick door | 1 |  | 1 Year | 757.05 | 0.15 | 643.4925
14725 | Salto | AB666O00NE48RA- | XS4 ANSI electronic AMOK wire-free SVN escutcheon, BLE / Mifare / DESFire push buttonprivacy w/ key override function, O lever, right handed, black chromium finish, for use with 1 3/4" - 2 1/4" thick door | 1 |  | 1 Year | 886.05 | 0.15 | 753.1425
14726 | Salto | AB666O00NE48R-K | XS4 ANSI electronic wire-free SVN escutcheon, BLE / Mifare / DESFire push buttonprivacy w/ key override function, with keypad, O lever, right handed, black chromium finish, for use with 1 3/4" - 2 1/4" thick door | 1 |  | 1 Year | 819.9 | 0.15 | 696.915
14727 | Salto | AB666O00NE48RW- | XS4 ANSI electronic RF wireless SVN escutcheon, BLE / Mifare / DESFire push buttonprivacy w/ key override function, O lever, right handed, black chromium finish, for use with 1 3/4" - 2 1/4" thick door | 1 |  | 1 Year | 942.25 | 0.15 | 800.9125
14728 | Salto | AB666O00NE48RWK | XS4 ANSI electronic RF wireless SVN escutcheon, BLE / Mifare / DESFire push buttonprivacy w/ key override function, with keypad, O lever, right handed, black chromium finish, for use with 1 3/4" - 2 1/4" thick door | 1 |  | 1 Year | 1005.1 | 0.15 | 854.335
14729 | Salto | AB666O00PM38L-- | XS4 ANSI electronic wire-free SVN escutcheon, BLE / Mifare / DESFire push buttonprivacy w/ key override function, O lever, left handed, satin brass finish, for use with 1 3/8" - 1 3/4" thick standard door | 1 |  | 1 Year | 722.35 | 0.15 | 613.9975
14730 | Salto | AB666O00PM38LA- | XS4 ANSI electronic AMOK wire-free SVN escutcheon, BLE / Mifare / DESFire push buttonprivacy w/ key override function, O lever, left handed, satin brass finish, for use with 1 3/8" - 1 3/4" thick standard door | 1 |  | 1 Year | 851.35 | 0.15 | 723.6475
14731 | Salto | AB666O00PM38L-K | XS4 ANSI electronic wire-free SVN escutcheon, BLE / Mifare / DESFire push buttonprivacy w/ key override function, with keypad, O lever, left handed, satin brass finish, for use with 1 3/8" - 1 3/4" thick standard door | 1 |  | 1 Year | 785.2 | 0.15 | 667.42
14732 | Salto | AB666O00PM38LW- | XS4 ANSI electronic RF wireless SVN escutcheon, BLE / Mifare / DESFire push buttonprivacy w/ key override function, O lever, left handed, satin brass finish, for use with 1 3/8" - 1 3/4" thick standard door | 1 |  | 1 Year | 907.55 | 0.15 | 771.4175
14733 | Salto | AB666O00PM38LWK | XS4 ANSI electronic RF wireless SVN escutcheon, BLE / Mifare / DESFire push buttonprivacy w/ key override function, with keypad, O lever, left handed, satin brass finish, for use with 1 3/8" - 1 3/4" thick standard door | 1 |  | 1 Year | 970.4 | 0.15 | 824.84
14734 | Salto | AB666O00PM38R-- | XS4 ANSI electronic wire-free SVN escutcheon, BLE / Mifare / DESFire push buttonprivacy w/ key override function, O lever, right handed, satin brass finish, for use with 1 3/8" - 1 3/4" thick standard door | 1 |  | 1 Year | 722.35 | 0.15 | 613.9975
14735 | Salto | AB666O00PM38RA- | XS4 ANSI electronic AMOK wire-free SVN escutcheon, BLE / Mifare / DESFire push buttonprivacy w/ key override function, O lever, right handed, satin brass finish, for use with 1 3/8" - 1 3/4" thick standard door | 1 |  | 1 Year | 851.35 | 0.15 | 723.6475
14736 | Salto | AB666O00PM38R-K | XS4 ANSI electronic wire-free SVN escutcheon, BLE / Mifare / DESFire push buttonprivacy w/ key override function, with keypad, O lever, right handed, satin brass finish, for use with 1 3/8" - 1 3/4" thick standard door | 1 |  | 1 Year | 785.2 | 0.15 | 667.42
14737 | Salto | AB666O00PM38RW- | XS4 ANSI electronic RF wireless SVN escutcheon, BLE / Mifare / DESFire push buttonprivacy w/ key override function, O lever, right handed, satin brass finish, for use with 1 3/8" - 1 3/4" thick standard door | 1 |  | 1 Year | 907.55 | 0.15 | 771.4175
14738 | Salto | AB666O00PM38RWK | XS4 ANSI electronic RF wireless SVN escutcheon, BLE / Mifare / DESFire push buttonprivacy w/ key override function, with keypad, O lever, right handed, satin brass finish, for use with 1 3/8" - 1 3/4" thick standard door | 1 |  | 1 Year | 970.4 | 0.15 | 824.84
14739 | Salto | AB666O00PM48L-- | XS4 ANSI electronic wire-free SVN escutcheon, BLE / Mifare / DESFire push buttonprivacy w/ key override function, O lever, left handed, satin brass finish, for use with 1 3/4" - 2 1/4" thick door | 1 |  | 1 Year | 722.35 | 0.15 | 613.9975
14740 | Salto | AB666O00PM48LA- | XS4 ANSI electronic AMOK wire-free SVN escutcheon, BLE / Mifare / DESFire push buttonprivacy w/ key override function, O lever, left handed, satin brass finish, for use with 1 3/4" - 2 1/4" thick door | 1 |  | 1 Year | 851.35 | 0.15 | 723.6475
14741 | Salto | AB666O00PM48L-K | XS4 ANSI electronic wire-free SVN escutcheon, BLE / Mifare / DESFire push buttonprivacy w/ key override function, with keypad, O lever, left handed, satin brass finish, for use with 1 3/4" - 2 1/4" thick door | 1 |  | 1 Year | 785.2 | 0.15 | 667.42
14742 | Salto | AB666O00PM48LW- | XS4 ANSI electronic RF wireless SVN escutcheon, BLE / Mifare / DESFire push buttonprivacy w/ key override function, O lever, left handed, satin brass finish, for use with 1 3/4" - 2 1/4" thick door | 1 |  | 1 Year | 907.55 | 0.15 | 771.4175
14743 | Salto | AB666O00PM48LWK | XS4 ANSI electronic RF wireless SVN escutcheon, BLE / Mifare / DESFire push buttonprivacy w/ key override function, with keypad, O lever, left handed, satin brass finish, for use with 1 3/4" - 2 1/4" thick door | 1 |  | 1 Year | 970.4 | 0.15 | 824.84
14744 | Salto | AB666O00PM48R-- | XS4 ANSI electronic wire-free SVN escutcheon, BLE / Mifare / DESFire push buttonprivacy w/ key override function, O lever, right handed, satin brass finish, for use with 1 3/4" - 2 1/4" thick door | 1 |  | 1 Year | 722.35 | 0.15 | 613.9975
14745 | Salto | AB666O00PM48RA- | XS4 ANSI electronic AMOK wire-free SVN escutcheon, BLE / Mifare / DESFire push buttonprivacy w/ key override function, O lever, right handed, satin brass finish, for use with 1 3/4" - 2 1/4" thick door | 1 |  | 1 Year | 851.35 | 0.15 | 723.6475
14746 | Salto | AB666O00PM48R-K | XS4 ANSI electronic wire-free SVN escutcheon, BLE / Mifare / DESFire push buttonprivacy w/ key override function, with keypad, O lever, right handed, satin brass finish, for use with 1 3/4" - 2 1/4" thick door | 1 |  | 1 Year | 785.2 | 0.15 | 667.42
14747 | Salto | AB666O00PM48RW- | XS4 ANSI electronic RF wireless SVN escutcheon, BLE / Mifare / DESFire push buttonprivacy w/ key override function, O lever, right handed, satin brass finish, for use with 1 3/4" - 2 1/4" thick door | 1 |  | 1 Year | 907.55 | 0.15 | 771.4175
14748 | Salto | AB666O00PM48RWK | XS4 ANSI electronic RF wireless SVN escutcheon, BLE / Mifare / DESFire push buttonprivacy w/ key override function, with keypad, O lever, right handed, satin brass finish, for use with 1 3/4" - 2 1/4" thick door | 1 |  | 1 Year | 970.4 | 0.15 | 824.84
14749 | Salto | AB666O00PP38L-- | XS4 ANSI electronic wire-free SVN escutcheon, BLE / Mifare / DESFire push buttonprivacy w/ key override function, O lever, left handed, bright brass finish, for use with 1 3/8" - 1 3/4" thick standard door | 1 |  | 1 Year | 738.65 | 0.15 | 627.8525
14750 | Salto | AB666O00PP38LA- | XS4 ANSI electronic AMOK wire-free SVN escutcheon, BLE / Mifare / DESFire push buttonprivacy w/ key override function, O lever, left handed, bright brass finish, for use with 1 3/8" - 1 3/4" thick standard door | 1 |  | 1 Year | 867.65 | 0.15 | 737.5025
14751 | Salto | AB666O00PP38L-K | XS4 ANSI electronic wire-free SVN escutcheon, BLE / Mifare / DESFire push buttonprivacy w/ key override function, with keypad, O lever, left handed, bright brass finish, for use with 1 3/8" - 1 3/4" thick standard door | 1 |  | 1 Year | 801.5 | 0.15 | 681.275
14752 | Salto | AB666O00PP38LW- | XS4 ANSI electronic RF wireless SVN escutcheon, BLE / Mifare / DESFire push buttonprivacy w/ key override function, O lever, left handed, bright brass finish, for use with 1 3/8" - 1 3/4" thick standard door | 1 |  | 1 Year | 923.85 | 0.15 | 785.2725
14753 | Salto | AB666O00PP38LWK | XS4 ANSI electronic RF wireless SVN escutcheon, BLE / Mifare / DESFire push buttonprivacy w/ key override function, with keypad, O lever, left handed, bright brass finish, for use with 1 3/8" - 1 3/4" thick standard door | 1 |  | 1 Year | 986.7 | 0.15 | 838.695
14754 | Salto | AB666O00PP38R-- | XS4 ANSI electronic wire-free SVN escutcheon, BLE / Mifare / DESFire push buttonprivacy w/ key override function, O lever, right handed, bright brass finish, for use with 1 3/8" - 1 3/4" thick standard door | 1 |  | 1 Year | 738.65 | 0.15 | 627.8525
14755 | Salto | AB666O00PP38RA- | XS4 ANSI electronic AMOK wire-free SVN escutcheon, BLE / Mifare / DESFire push buttonprivacy w/ key override function, O lever, right handed, bright brass finish, for use with 1 3/8" - 1 3/4" thick standard door | 1 |  | 1 Year | 867.65 | 0.15 | 737.5025
14756 | Salto | AB666O00PP38R-K | XS4 ANSI electronic wire-free SVN escutcheon, BLE / Mifare / DESFire push buttonprivacy w/ key override function, with keypad, O lever, right handed, bright brass finish, for use with 1 3/8" - 1 3/4" thick standard door | 1 |  | 1 Year | 801.5 | 0.15 | 681.275
14757 | Salto | AB666O00PP38RW- | XS4 ANSI electronic RF wireless SVN escutcheon, BLE / Mifare / DESFire push buttonprivacy w/ key override function, O lever, right handed, bright brass finish, for use with 1 3/8" - 1 3/4" thick standard door | 1 |  | 1 Year | 923.85 | 0.15 | 785.2725
14758 | Salto | AB666O00PP38RWK | XS4 ANSI electronic RF wireless SVN escutcheon, BLE / Mifare / DESFire push buttonprivacy w/ key override function, with keypad, O lever, right handed, bright brass finish, for use with 1 3/8" - 1 3/4" thick standard door | 1 |  | 1 Year | 986.7 | 0.15 | 838.695
14759 | Salto | AB666O00PP48L-- | XS4 ANSI electronic wire-free SVN escutcheon, BLE / Mifare / DESFire push buttonprivacy w/ key override function, O lever, left handed, bright brass finish, for use with 1 3/4" - 2 1/4" thick door | 1 |  | 1 Year | 738.65 | 0.15 | 627.8525
14760 | Salto | AB666O00PP48LA- | XS4 ANSI electronic AMOK wire-free SVN escutcheon, BLE / Mifare / DESFire push buttonprivacy w/ key override function, O lever, left handed, bright brass finish, for use with 1 3/4" - 2 1/4" thick door | 1 |  | 1 Year | 867.65 | 0.15 | 737.5025
14761 | Salto | AB666O00PP48L-K | XS4 ANSI electronic wire-free SVN escutcheon, BLE / Mifare / DESFire push buttonprivacy w/ key override function, with keypad, O lever, left handed, bright brass finish, for use with 1 3/4" - 2 1/4" thick door | 1 |  | 1 Year | 801.5 | 0.15 | 681.275
14762 | Salto | AB666O00PP48LW- | XS4 ANSI electronic RF wireless SVN escutcheon, BLE / Mifare / DESFire push buttonprivacy w/ key override function, O lever, left handed, bright brass finish, for use with 1 3/4" - 2 1/4" thick door | 1 |  | 1 Year | 923.85 | 0.15 | 785.2725
14763 | Salto | AB666O00PP48LWK | XS4 ANSI electronic RF wireless SVN escutcheon, BLE / Mifare / DESFire push buttonprivacy w/ key override function, with keypad, O lever, left handed, bright brass finish, for use with 1 3/4" - 2 1/4" thick door | 1 |  | 1 Year | 986.7 | 0.15 | 838.695
14764 | Salto | AB666O00PP48R-- | XS4 ANSI electronic wire-free SVN escutcheon, BLE / Mifare / DESFire push buttonprivacy w/ key override function, O lever, right handed, bright brass finish, for use with 1 3/4" - 2 1/4" thick door | 1 |  | 1 Year | 738.65 | 0.15 | 627.8525
14765 | Salto | AB666O00PP48RA- | XS4 ANSI electronic AMOK wire-free SVN escutcheon, BLE / Mifare / DESFire push buttonprivacy w/ key override function, O lever, right handed, bright brass finish, for use with 1 3/4" - 2 1/4" thick door | 1 |  | 1 Year | 867.65 | 0.15 | 737.5025
14766 | Salto | AB666O00PP48R-K | XS4 ANSI electronic wire-free SVN escutcheon, BLE / Mifare / DESFire push buttonprivacy w/ key override function, with keypad, O lever, right handed, bright brass finish, for use with 1 3/4" - 2 1/4" thick door | 1 |  | 1 Year | 801.5 | 0.15 | 681.275
14767 | Salto | AB666O00PP48RW- | XS4 ANSI electronic RF wireless SVN escutcheon, BLE / Mifare / DESFire push buttonprivacy w/ key override function, O lever, right handed, bright brass finish, for use with 1 3/4" - 2 1/4" thick door | 1 |  | 1 Year | 923.85 | 0.15 | 785.2725
14768 | Salto | AB666O00PP48RWK | XS4 ANSI electronic RF wireless SVN escutcheon, BLE / Mifare / DESFire push buttonprivacy w/ key override function, with keypad, O lever, right handed, bright brass finish, for use with 1 3/4" - 2 1/4" thick door | 1 |  | 1 Year | 986.7 | 0.15 | 838.695
14769 | Salto | AB666W00BC38--- | XS4 ANSI electronic wire-free SVN escutcheon, BLE / Mifare / DESFire push buttonprivacy w/ key override function, W lever, unhanded, BioCote antimicrobial finish, for use with 1 3/8" - 1 3/4" thick standard door | 1 |  | 1 Year | 764.15 | 0.15 | 649.5275
14770 | Salto | AB666W00BC38-A- | XS4 ANSI electronic AMOK wire-free SVN escutcheon, BLE / Mifare / DESFire push buttonprivacy w/ key override function, W lever, unhanded, BioCote antimicrobial finish, for use with 1 3/8" - 1 3/4" thick standard door | 1 |  | 1 Year | 893.15 | 0.15 | 759.1775
14771 | Salto | AB666W00BC38--K | XS4 ANSI electronic wire-free SVN escutcheon, BLE / Mifare / DESFire push buttonprivacy w/ key override function, with keypad, W lever, unhanded, BioCote antimicrobial finish, for use with 1 3/8" - 1 3/4" thick standard door | 1 |  | 1 Year | 827 | 0.15 | 702.95
14772 | Salto | AB666W00BC38-W- | XS4 ANSI electronic RF wireless SVN escutcheon, BLE / Mifare / DESFire push buttonprivacy w/ key override function, W lever, unhanded, BioCote antimicrobial finish, for use with 1 3/8" - 1 3/4" thick standard door | 1 |  | 1 Year | 949.35 | 0.15 | 806.9475
14773 | Salto | AB666W00BC38-WK | XS4 ANSI electronic RF wireless SVN escutcheon, BLE / Mifare / DESFire push buttonprivacy w/ key override function, with keypad, W lever, unhanded, BioCote antimicrobial finish, for use with 1 3/8" - 1 3/4" thick standard door | 1 |  | 1 Year | 1012.2 | 0.15 | 860.37
14774 | Salto | AB666W00BC48--- | XS4 ANSI electronic wire-free SVN escutcheon, BLE / Mifare / DESFire push buttonprivacy w/ key override function, W lever, unhanded, BioCote antimicrobial finish, for use with 1 3/4" - 2 1/4" thick door | 1 |  | 1 Year | 764.15 | 0.15 | 649.5275
14775 | Salto | AB666W00BC48-A- | XS4 ANSI electronic AMOK wire-free SVN escutcheon, BLE / Mifare / DESFire push buttonprivacy w/ key override function, W lever, unhanded, BioCote antimicrobial finish, for use with 1 3/4" - 2 1/4" thick door | 1 |  | 1 Year | 893.15 | 0.15 | 759.1775
14776 | Salto | AB666W00BC48--K | XS4 ANSI electronic wire-free SVN escutcheon, BLE / Mifare / DESFire push buttonprivacy w/ key override function, with keypad, W lever, unhanded, BioCote antimicrobial finish, for use with 1 3/4" - 2 1/4" thick door | 1 |  | 1 Year | 827 | 0.15 | 702.95
14777 | Salto | AB666W00BC48-W- | XS4 ANSI electronic RF wireless SVN escutcheon, BLE / Mifare / DESFire push buttonprivacy w/ key override function, W lever, unhanded, BioCote antimicrobial finish, for use with 1 3/4" - 2 1/4" thick door | 1 |  | 1 Year | 949.35 | 0.15 | 806.9475
14778 | Salto | AB666W00BC48-WK | XS4 ANSI electronic RF wireless SVN escutcheon, BLE / Mifare / DESFire push buttonprivacy w/ key override function, with keypad, W lever, unhanded, BioCote antimicrobial finish, for use with 1 3/4" - 2 1/4" thick door | 1 |  | 1 Year | 1012.2 | 0.15 | 860.37
14779 | Salto | AB666W00IA38--- | XS4 ANSI electronic wire-free SVN escutcheon, BLE / Mifare / DESFire push buttonprivacy w/ key override function, W lever, unhanded, antique brass finish, for use with 1 3/8" - 1 3/4" thick standard door | 1 |  | 1 Year | 764.15 | 0.15 | 649.5275
14780 | Salto | AB666W00IA38-A- | XS4 ANSI electronic AMOK wire-free SVN escutcheon, BLE / Mifare / DESFire push buttonprivacy w/ key override function, W lever, unhanded, antique brass finish, for use with 1 3/8" - 1 3/4" thick standard door | 1 |  | 1 Year | 893.15 | 0.15 | 759.1775
14781 | Salto | AB666W00IA38--K | XS4 ANSI electronic wire-free SVN escutcheon, BLE / Mifare / DESFire push buttonprivacy w/ key override function, with keypad, W lever, unhanded, antique brass finish, for use with 1 3/8" - 1 3/4" thick standard door | 1 |  | 1 Year | 827 | 0.15 | 702.95
14782 | Salto | AB666W00IA38-W- | XS4 ANSI electronic RF wireless SVN escutcheon, BLE / Mifare / DESFire push buttonprivacy w/ key override function, W lever, unhanded, antique brass finish, for use with 1 3/8" - 1 3/4" thick standard door | 1 |  | 1 Year | 949.35 | 0.15 | 806.9475
14783 | Salto | AB666W00IA38-WK | XS4 ANSI electronic RF wireless SVN escutcheon, BLE / Mifare / DESFire push buttonprivacy w/ key override function, with keypad, W lever, unhanded, antique brass finish, for use with 1 3/8" - 1 3/4" thick standard door | 1 |  | 1 Year | 1012.2 | 0.15 | 860.37
14784 | Salto | AB666W00IA48--- | XS4 ANSI electronic wire-free SVN escutcheon, BLE / Mifare / DESFire push buttonprivacy w/ key override function, W lever, unhanded, antique brass finish, for use with 1 3/4" - 2 1/4" thick door | 1 |  | 1 Year | 764.15 | 0.15 | 649.5275
14785 | Salto | AB666W00IA48-A- | XS4 ANSI electronic AMOK wire-free SVN escutcheon, BLE / Mifare / DESFire push buttonprivacy w/ key override function, W lever, unhanded, antique brass finish, for use with 1 3/4" - 2 1/4" thick door | 1 |  | 1 Year | 893.15 | 0.15 | 759.1775
14786 | Salto | AB666W00IA48--K | XS4 ANSI electronic wire-free SVN escutcheon, BLE / Mifare / DESFire push buttonprivacy w/ key override function, with keypad, W lever, unhanded, antique brass finish, for use with 1 3/4" - 2 1/4" thick door | 1 |  | 1 Year | 827 | 0.15 | 702.95
14787 | Salto | AB666W00IA48-W- | XS4 ANSI electronic RF wireless SVN escutcheon, BLE / Mifare / DESFire push buttonprivacy w/ key override function, W lever, unhanded, antique brass finish, for use with 1 3/4" - 2 1/4" thick door | 1 |  | 1 Year | 949.35 | 0.15 | 806.9475
14788 | Salto | AB666W00IA48-WK | XS4 ANSI electronic RF wireless SVN escutcheon, BLE / Mifare / DESFire push buttonprivacy w/ key override function, with keypad, W lever, unhanded, antique brass finish, for use with 1 3/4" - 2 1/4" thick door | 1 |  | 1 Year | 1012.2 | 0.15 | 860.37
14789 | Salto | AB666W00IM38--- | XS4 ANSI electronic wire-free SVN escutcheon, BLE / Mifare / DESFire push buttonprivacy w/ key override function, W lever, unhanded, satin stainless finish, for use with 1 3/8" - 1 3/4" thick standard door | 1 |  | 1 Year | 712.15 | 0.15 | 605.3275
14790 | Salto | AB666W00IM38-A- | XS4 ANSI electronic AMOK wire-free SVN escutcheon, BLE / Mifare / DESFire push buttonprivacy w/ key override function, W lever, unhanded, satin stainless finish, for use with 1 3/8" - 1 3/4" thick standard door | 1 |  | 1 Year | 841.15 | 0.15 | 714.9775
14791 | Salto | AB666W00IM38--K | XS4 ANSI electronic wire-free SVN escutcheon, BLE / Mifare / DESFire push buttonprivacy w/ key override function, with keypad, W lever, unhanded, satin stainless finish, for use with 1 3/8" - 1 3/4" thick standard door | 1 |  | 1 Year | 775 | 0.15 | 658.75
14792 | Salto | AB666W00IM38-W- | XS4 ANSI electronic RF wireless SVN escutcheon, BLE / Mifare / DESFire push buttonprivacy w/ key override function, W lever, unhanded, satin stainless finish, for use with 1 3/8" - 1 3/4" thick standard door | 1 |  | 1 Year | 897.35 | 0.15 | 762.7475
14793 | Salto | AB666W00IM38-WK | XS4 ANSI electronic RF wireless SVN escutcheon, BLE / Mifare / DESFire push buttonprivacy w/ key override function, with keypad, W lever, unhanded, satin stainless finish, for use with 1 3/8" - 1 3/4" thick standard door | 1 |  | 1 Year | 960.2 | 0.15 | 816.17
14794 | Salto | AB666W00IM48--- | XS4 ANSI electronic wire-free SVN escutcheon, BLE / Mifare / DESFire push buttonprivacy w/ key override function, W lever, unhanded, satin stainless finish, for use with 1 3/4" - 2 1/4" thick door | 1 |  | 1 Year | 712.15 | 0.15 | 605.3275
14795 | Salto | AB666W00IM48-A- | XS4 ANSI electronic AMOK wire-free SVN escutcheon, BLE / Mifare / DESFire push buttonprivacy w/ key override function, W lever, unhanded, satin stainless finish, for use with 1 3/4" - 2 1/4" thick door | 1 |  | 1 Year | 841.15 | 0.15 | 714.9775
14796 | Salto | AB666W00IM48--K | XS4 ANSI electronic wire-free SVN escutcheon, BLE / Mifare / DESFire push buttonprivacy w/ key override function, with keypad, W lever, unhanded, satin stainless finish, for use with 1 3/4" - 2 1/4" thick door | 1 |  | 1 Year | 775 | 0.15 | 658.75
14797 | Salto | AB666W00IM48-W- | XS4 ANSI electronic RF wireless SVN escutcheon, BLE / Mifare / DESFire push buttonprivacy w/ key override function, W lever, unhanded, satin stainless finish, for use with 1 3/4" - 2 1/4" thick door | 1 |  | 1 Year | 897.35 | 0.15 | 762.7475
14798 | Salto | AB666W00IM48-WK | XS4 ANSI electronic RF wireless SVN escutcheon, BLE / Mifare / DESFire push buttonprivacy w/ key override function, with keypad, W lever, unhanded, satin stainless finish, for use with 1 3/4" - 2 1/4" thick door | 1 |  | 1 Year | 960.2 | 0.15 | 816.17
14799 | Salto | AB666W00IP38--- | XS4 ANSI electronic wire-free SVN escutcheon, BLE / Mifare / DESFire push buttonprivacy w/ key override function, W lever, unhanded, bright stainless steel finish, for use with 1 3/8" - 1 3/4" thick standard door | 1 |  | 1 Year | 728.45 | 0.15 | 619.1825
14800 | Salto | AB666W00IP38-A- | XS4 ANSI electronic AMOK wire-free SVN escutcheon, BLE / Mifare / DESFire push buttonprivacy w/ key override function, W lever, unhanded, bright stainless steel finish, for use with 1 3/8" - 1 3/4" thick standard door | 1 |  | 1 Year | 857.45 | 0.15 | 728.8325
14801 | Salto | AB666W00IP38--K | XS4 ANSI electronic wire-free SVN escutcheon, BLE / Mifare / DESFire push buttonprivacy w/ key override function, with keypad, W lever, unhanded, bright stainless steel finish, for use with 1 3/8" - 1 3/4" thick standard door | 1 |  | 1 Year | 791.3 | 0.15 | 672.605
14802 | Salto | AB666W00IP38-W- | XS4 ANSI electronic RF wireless SVN escutcheon, BLE / Mifare / DESFire push buttonprivacy w/ key override function, W lever, unhanded, bright stainless steel finish, for use with 1 3/8" - 1 3/4" thick standard door | 1 |  | 1 Year | 913.65 | 0.15 | 776.6025
14803 | Salto | AB666W00IP38-WK | XS4 ANSI electronic RF wireless SVN escutcheon, BLE / Mifare / DESFire push buttonprivacy w/ key override function, with keypad, W lever, unhanded, bright stainless steel finish, for use with 1 3/8" - 1 3/4" thick standard door | 1 |  | 1 Year | 976.5 | 0.15 | 830.025
14804 | Salto | AB666W00IP48--- | XS4 ANSI electronic wire-free SVN escutcheon, BLE / Mifare / DESFire push buttonprivacy w/ key override function, W lever, unhanded, bright stainless steel finish, for use with 1 3/4" - 2 1/4" thick door | 1 |  | 1 Year | 728.45 | 0.15 | 619.1825
14805 | Salto | AB666W00IP48-A- | XS4 ANSI electronic AMOK wire-free SVN escutcheon, BLE / Mifare / DESFire push buttonprivacy w/ key override function, W lever, unhanded, bright stainless steel finish, for use with 1 3/4" - 2 1/4" thick door | 1 |  | 1 Year | 857.45 | 0.15 | 728.8325
14806 | Salto | AB666W00IP48--K | XS4 ANSI electronic wire-free SVN escutcheon, BLE / Mifare / DESFire push buttonprivacy w/ key override function, with keypad, W lever, unhanded, bright stainless steel finish, for use with 1 3/4" - 2 1/4" thick door | 1 |  | 1 Year | 791.3 | 0.15 | 672.605
14807 | Salto | AB666W00IP48-W- | XS4 ANSI electronic RF wireless SVN escutcheon, BLE / Mifare / DESFire push buttonprivacy w/ key override function, W lever, unhanded, bright stainless steel finish, for use with 1 3/4" - 2 1/4" thick door | 1 |  | 1 Year | 913.65 | 0.15 | 776.6025
14808 | Salto | AB666W00IP48-WK | XS4 ANSI electronic RF wireless SVN escutcheon, BLE / Mifare / DESFire push buttonprivacy w/ key override function, with keypad, W lever, unhanded, bright stainless steel finish, for use with 1 3/4" - 2 1/4" thick door | 1 |  | 1 Year | 976.5 | 0.15 | 830.025
14809 | Salto | AB666W00NE38--- | XS4 ANSI electronic wire-free SVN escutcheon, BLE / Mifare / DESFire push buttonprivacy w/ key override function, W lever, unhanded, black chromium finish, for use with 1 3/8" - 1 3/4" thick standard door | 1 |  | 1 Year | 746.85 | 0.15 | 634.8225
14810 | Salto | AB666W00NE38-A- | XS4 ANSI electronic AMOK wire-free SVN escutcheon, BLE / Mifare / DESFire push buttonprivacy w/ key override function, W lever, unhanded, black chromium finish, for use with 1 3/8" - 1 3/4" thick standard door | 1 |  | 1 Year | 875.85 | 0.15 | 744.4725
14811 | Salto | AB666W00NE38--K | XS4 ANSI electronic wire-free SVN escutcheon, BLE / Mifare / DESFire push buttonprivacy w/ key override function, with keypad, W lever, unhanded, black chromium finish, for use with 1 3/8" - 1 3/4" thick standard door | 1 |  | 1 Year | 809.7 | 0.15 | 688.245
14812 | Salto | AB666W00NE38-W- | XS4 ANSI electronic RF wireless SVN escutcheon, BLE / Mifare / DESFire push buttonprivacy w/ key override function, W lever, unhanded, black chromium finish, for use with 1 3/8" - 1 3/4" thick standard door | 1 |  | 1 Year | 932.05 | 0.15 | 792.2425
14813 | Salto | AB666W00NE38-WK | XS4 ANSI electronic RF wireless SVN escutcheon, BLE / Mifare / DESFire push buttonprivacy w/ key override function, with keypad, W lever, unhanded, black chromium finish, for use with 1 3/8" - 1 3/4" thick standard door | 1 |  | 1 Year | 994.9 | 0.15 | 845.665
14814 | Salto | AB666W00NE48--- | XS4 ANSI electronic wire-free SVN escutcheon, BLE / Mifare / DESFire push buttonprivacy w/ key override function, W lever, unhanded, black chromium finish, for use with 1 3/4" - 2 1/4" thick door | 1 |  | 1 Year | 746.85 | 0.15 | 634.8225
14815 | Salto | AB666W00NE48-A- | XS4 ANSI electronic AMOK wire-free SVN escutcheon, BLE / Mifare / DESFire push buttonprivacy w/ key override function, W lever, unhanded, black chromium finish, for use with 1 3/4" - 2 1/4" thick door | 1 |  | 1 Year | 875.85 | 0.15 | 744.4725
14816 | Salto | AB666W00NE48--K | XS4 ANSI electronic wire-free SVN escutcheon, BLE / Mifare / DESFire push buttonprivacy w/ key override function, with keypad, W lever, unhanded, black chromium finish, for use with 1 3/4" - 2 1/4" thick door | 1 |  | 1 Year | 809.7 | 0.15 | 688.245
14817 | Salto | AB666W00NE48-W- | XS4 ANSI electronic RF wireless SVN escutcheon, BLE / Mifare / DESFire push buttonprivacy w/ key override function, W lever, unhanded, black chromium finish, for use with 1 3/4" - 2 1/4" thick door | 1 |  | 1 Year | 932.05 | 0.15 | 792.2425
14818 | Salto | AB666W00NE48-WK | XS4 ANSI electronic RF wireless SVN escutcheon, BLE / Mifare / DESFire push buttonprivacy w/ key override function, with keypad, W lever, unhanded, black chromium finish, for use with 1 3/4" - 2 1/4" thick door | 1 |  | 1 Year | 994.9 | 0.15 | 845.665
14819 | Salto | AB666W00PM38--- | XS4 ANSI electronic wire-free SVN escutcheon, BLE / Mifare / DESFire push buttonprivacy w/ key override function, W lever, unhanded, satin brass finish, for use with 1 3/8" - 1 3/4" thick standard door | 1 |  | 1 Year | 712.15 | 0.15 | 605.3275
14820 | Salto | AB666W00PM38-A- | XS4 ANSI electronic AMOK wire-free SVN escutcheon, BLE / Mifare / DESFire push buttonprivacy w/ key override function, W lever, unhanded, satin brass finish, for use with 1 3/8" - 1 3/4" thick standard door | 1 |  | 1 Year | 841.15 | 0.15 | 714.9775
14821 | Salto | AB666W00PM38--K | XS4 ANSI electronic wire-free SVN escutcheon, BLE / Mifare / DESFire push buttonprivacy w/ key override function, with keypad, W lever, unhanded, satin brass finish, for use with 1 3/8" - 1 3/4" thick standard door | 1 |  | 1 Year | 775 | 0.15 | 658.75
14822 | Salto | AB666W00PM38-W- | XS4 ANSI electronic RF wireless SVN escutcheon, BLE / Mifare / DESFire push buttonprivacy w/ key override function, W lever, unhanded, satin brass finish, for use with 1 3/8" - 1 3/4" thick standard door | 1 |  | 1 Year | 897.35 | 0.15 | 762.7475
14823 | Salto | AB666W00PM38-WK | XS4 ANSI electronic RF wireless SVN escutcheon, BLE / Mifare / DESFire push buttonprivacy w/ key override function, with keypad, W lever, unhanded, satin brass finish, for use with 1 3/8" - 1 3/4" thick standard door | 1 |  | 1 Year | 960.2 | 0.15 | 816.17
14824 | Salto | AB666W00PM48--- | XS4 ANSI electronic wire-free SVN escutcheon, BLE / Mifare / DESFire push buttonprivacy w/ key override function, W lever, unhanded, satin brass finish, for use with 1 3/4" - 2 1/4" thick door | 1 |  | 1 Year | 712.15 | 0.15 | 605.3275
14825 | Salto | AB666W00PM48-A- | XS4 ANSI electronic AMOK wire-free SVN escutcheon, BLE / Mifare / DESFire push buttonprivacy w/ key override function, W lever, unhanded, satin brass finish, for use with 1 3/4" - 2 1/4" thick door | 1 |  | 1 Year | 841.15 | 0.15 | 714.9775
14826 | Salto | AB666W00PM48--K | XS4 ANSI electronic wire-free SVN escutcheon, BLE / Mifare / DESFire push buttonprivacy w/ key override function, with keypad, W lever, unhanded, satin brass finish, for use with 1 3/4" - 2 1/4" thick door | 1 |  | 1 Year | 775 | 0.15 | 658.75
14827 | Salto | AB666W00PM48-W- | XS4 ANSI electronic RF wireless SVN escutcheon, BLE / Mifare / DESFire push buttonprivacy w/ key override function, W lever, unhanded, satin brass finish, for use with 1 3/4" - 2 1/4" thick door | 1 |  | 1 Year | 897.35 | 0.15 | 762.7475
14828 | Salto | AB666W00PM48-WK | XS4 ANSI electronic RF wireless SVN escutcheon, BLE / Mifare / DESFire push buttonprivacy w/ key override function, with keypad, W lever, unhanded, satin brass finish, for use with 1 3/4" - 2 1/4" thick door | 1 |  | 1 Year | 960.2 | 0.15 | 816.17
14829 | Salto | AB666W00PP38--- | XS4 ANSI electronic wire-free SVN escutcheon, BLE / Mifare / DESFire push buttonprivacy w/ key override function, W lever, unhanded, bright brass finish, for use with 1 3/8" - 1 3/4" thick standard door | 1 |  | 1 Year | 728.45 | 0.15 | 619.1825
14830 | Salto | AB666W00PP38-A- | XS4 ANSI electronic AMOK wire-free SVN escutcheon, BLE / Mifare / DESFire push buttonprivacy w/ key override function, W lever, unhanded, bright brass finish, for use with 1 3/8" - 1 3/4" thick standard door | 1 |  | 1 Year | 857.45 | 0.15 | 728.8325
14831 | Salto | AB666W00PP38--K | XS4 ANSI electronic wire-free SVN escutcheon, BLE / Mifare / DESFire push buttonprivacy w/ key override function, with keypad, W lever, unhanded, bright brass finish, for use with 1 3/8" - 1 3/4" thick standard door | 1 |  | 1 Year | 791.3 | 0.15 | 672.605
14832 | Salto | AB666W00PP38-W- | XS4 ANSI electronic RF wireless SVN escutcheon, BLE / Mifare / DESFire push buttonprivacy w/ key override function, W lever, unhanded, bright brass finish, for use with 1 3/8" - 1 3/4" thick standard door | 1 |  | 1 Year | 913.65 | 0.15 | 776.6025
14833 | Salto | AB666W00PP38-WK | XS4 ANSI electronic RF wireless SVN escutcheon, BLE / Mifare / DESFire push buttonprivacy w/ key override function, with keypad, W lever, unhanded, bright brass finish, for use with 1 3/8" - 1 3/4" thick standard door | 1 |  | 1 Year | 976.5 | 0.15 | 830.025
14834 | Salto | AB666W00PP48--- | XS4 ANSI electronic wire-free SVN escutcheon, BLE / Mifare / DESFire push buttonprivacy w/ key override function, W lever, unhanded, bright brass finish, for use with 1 3/4" - 2 1/4" thick door | 1 |  | 1 Year | 728.45 | 0.15 | 619.1825
14835 | Salto | AB666W00PP48-A- | XS4 ANSI electronic AMOK wire-free SVN escutcheon, BLE / Mifare / DESFire push buttonprivacy w/ key override function, W lever, unhanded, bright brass finish, for use with 1 3/4" - 2 1/4" thick door | 1 |  | 1 Year | 857.45 | 0.15 | 728.8325
14836 | Salto | AB666W00PP48--K | XS4 ANSI electronic wire-free SVN escutcheon, BLE / Mifare / DESFire push buttonprivacy w/ key override function, with keypad, W lever, unhanded, bright brass finish, for use with 1 3/4" - 2 1/4" thick door | 1 |  | 1 Year | 791.3 | 0.15 | 672.605
14837 | Salto | AB666W00PP48-W- | XS4 ANSI electronic RF wireless SVN escutcheon, BLE / Mifare / DESFire push buttonprivacy w/ key override function, W lever, unhanded, bright brass finish, for use with 1 3/4" - 2 1/4" thick door | 1 |  | 1 Year | 913.65 | 0.15 | 776.6025
14838 | Salto | AB666W00PP48-WK | XS4 ANSI electronic RF wireless SVN escutcheon, BLE / Mifare / DESFire push buttonprivacy w/ key override function, with keypad, W lever, unhanded, bright brass finish, for use with 1 3/4" - 2 1/4" thick door | 1 |  | 1 Year | 976.5 | 0.15 | 830.025
14839 | Salto | AB668261IM38--- | XS4 ANSI electronic wire-free SVN escutcheon, BLE / Mifare / DESFire deadbolt privacy w/ key override function, Columbo Robodue premium series lever, unhanded, satin stainless finish, for use with 1 3/8" - 1 3/4" thick standard door | 1 |  | 1 Year | 758.05 | 0.15 | 644.3425
14840 | Salto | AB668261IM38-A- | XS4 ANSI electronic AMOK wire-free SVN escutcheon, BLE / Mifare / DESFire deadbolt privacy w/ key override function, Columbo Robodue premium series lever, unhanded, satin stainless finish, for use with 1 3/8" - 1 3/4" thick standard door | 1 |  | 1 Year | 887.05 | 0.15 | 753.9925
14841 | Salto | AB668261IM38--K | XS4 ANSI electronic wire-free SVN escutcheon, BLE / Mifare / DESFire deadbolt privacy w/ key override function, with keypad, Columbo Robodue premium series lever, unhanded, satin stainless finish, for use with 1 3/8" - 1 3/4" thick standard door | 1 |  | 1 Year | 820.9 | 0.15 | 697.765
14842 | Salto | AB668261IM38-W- | XS4 ANSI electronic RF wireless SVN escutcheon, BLE / Mifare / DESFire deadbolt privacy w/ key override function, Columbo Robodue premium series lever, unhanded, satin stainless finish, for use with 1 3/8" - 1 3/4" thick standard door | 1 |  | 1 Year | 943.25 | 0.15 | 801.7625
14843 | Salto | AB668261IM38-WK | XS4 ANSI electronic RF wireless SVN escutcheon, BLE / Mifare / DESFire deadbolt privacy w/ key override function, with keypad, Columbo Robodue premium series lever, unhanded, satin stainless finish, for use with 1 3/8" - 1 3/4" thick standard door | 1 |  | 1 Year | 1006.1 | 0.15 | 855.185
14844 | Salto | AB668261IM48--- | XS4 ANSI electronic wire-free SVN escutcheon, BLE / Mifare / DESFire deadbolt privacy w/ key override function, Columbo Robodue premium series lever, unhanded, satin stainless finish, for use with 1 3/4" - 2 1/4" thick door | 1 |  | 1 Year | 758.05 | 0.15 | 644.3425
14845 | Salto | AB668261IM48-A- | XS4 ANSI electronic AMOK wire-free SVN escutcheon, BLE / Mifare / DESFire deadbolt privacy w/ key override function, Columbo Robodue premium series lever, unhanded, satin stainless finish, for use with 1 3/4" - 2 1/4" thick door | 1 |  | 1 Year | 887.05 | 0.15 | 753.9925
14846 | Salto | AB668261IM48--K | XS4 ANSI electronic wire-free SVN escutcheon, BLE / Mifare / DESFire deadbolt privacy w/ key override function, with keypad, Columbo Robodue premium series lever, unhanded, satin stainless finish, for use with 1 3/4" - 2 1/4" thick door | 1 |  | 1 Year | 820.9 | 0.15 | 697.765
14847 | Salto | AB668261IM48-W- | XS4 ANSI electronic RF wireless SVN escutcheon, BLE / Mifare / DESFire deadbolt privacy w/ key override function, Columbo Robodue premium series lever, unhanded, satin stainless finish, for use with 1 3/4" - 2 1/4" thick door | 1 |  | 1 Year | 943.25 | 0.15 | 801.7625
14848 | Salto | AB668261IM48-WK | XS4 ANSI electronic RF wireless SVN escutcheon, BLE / Mifare / DESFire deadbolt privacy w/ key override function, with keypad, Columbo Robodue premium series lever, unhanded, satin stainless finish, for use with 1 3/4" - 2 1/4" thick door | 1 |  | 1 Year | 1006.1 | 0.15 | 855.185
14849 | Salto | AB668261IP38--- | XS4 ANSI electronic wire-free SVN escutcheon, BLE / Mifare / DESFire deadbolt privacy w/ key override function, Columbo Robodue premium series lever, unhanded, bright stainless steel finish, for use with 1 3/8" - 1 3/4" thick standard door | 1 |  | 1 Year | 774.35 | 0.15 | 658.1975
14850 | Salto | AB668261IP38-A- | XS4 ANSI electronic AMOK wire-free SVN escutcheon, BLE / Mifare / DESFire deadbolt privacy w/ key override function, Columbo Robodue premium series lever, unhanded, bright stainless steel finish, for use with 1 3/8" - 1 3/4" thick standard door | 1 |  | 1 Year | 903.35 | 0.15 | 767.8475
14851 | Salto | AB668261IP38--K | XS4 ANSI electronic wire-free SVN escutcheon, BLE / Mifare / DESFire deadbolt privacy w/ key override function, with keypad, Columbo Robodue premium series lever, unhanded, bright stainless steel finish, for use with 1 3/8" - 1 3/4" thick standard door | 1 |  | 1 Year | 837.2 | 0.15 | 711.62
14852 | Salto | AB668261IP38-W- | XS4 ANSI electronic RF wireless SVN escutcheon, BLE / Mifare / DESFire deadbolt privacy w/ key override function, Columbo Robodue premium series lever, unhanded, bright stainless steel finish, for use with 1 3/8" - 1 3/4" thick standard door | 1 |  | 1 Year | 959.55 | 0.15 | 815.6175
14853 | Salto | AB668261IP38-WK | XS4 ANSI electronic RF wireless SVN escutcheon, BLE / Mifare / DESFire deadbolt privacy w/ key override function, with keypad, Columbo Robodue premium series lever, unhanded, bright stainless steel finish, for use with 1 3/8" - 1 3/4" thick standard door | 1 |  | 1 Year | 1022.4 | 0.15 | 869.04
14854 | Salto | AB668261IP48--- | XS4 ANSI electronic wire-free SVN escutcheon, BLE / Mifare / DESFire deadbolt privacy w/ key override function, Columbo Robodue premium series lever, unhanded, bright stainless steel finish, for use with 1 3/4" - 2 1/4" thick door | 1 |  | 1 Year | 774.35 | 0.15 | 658.1975
14855 | Salto | AB668261IP48-A- | XS4 ANSI electronic AMOK wire-free SVN escutcheon, BLE / Mifare / DESFire deadbolt privacy w/ key override function, Columbo Robodue premium series lever, unhanded, bright stainless steel finish, for use with 1 3/4" - 2 1/4" thick door | 1 |  | 1 Year | 903.35 | 0.15 | 767.8475
14856 | Salto | AB668261IP48--K | XS4 ANSI electronic wire-free SVN escutcheon, BLE / Mifare / DESFire deadbolt privacy w/ key override function, with keypad, Columbo Robodue premium series lever, unhanded, bright stainless steel finish, for use with 1 3/4" - 2 1/4" thick door | 1 |  | 1 Year | 837.2 | 0.15 | 711.62
14857 | Salto | AB668261IP48-W- | XS4 ANSI electronic RF wireless SVN escutcheon, BLE / Mifare / DESFire deadbolt privacy w/ key override function, Columbo Robodue premium series lever, unhanded, bright stainless steel finish, for use with 1 3/4" - 2 1/4" thick door | 1 |  | 1 Year | 959.55 | 0.15 | 815.6175
14858 | Salto | AB668261IP48-WK | XS4 ANSI electronic RF wireless SVN escutcheon, BLE / Mifare / DESFire deadbolt privacy w/ key override function, with keypad, Columbo Robodue premium series lever, unhanded, bright stainless steel finish, for use with 1 3/4" - 2 1/4" thick door | 1 |  | 1 Year | 1022.4 | 0.15 | 869.04
14859 | Salto | AB668261PP38--- | XS4 ANSI electronic wire-free SVN escutcheon, BLE / Mifare / DESFire deadbolt privacy w/ key override function, Columbo Robodue premium series lever, unhanded, bright brass finish, for use with 1 3/8" - 1 3/4" thick standard door | 1 |  | 1 Year | 774.35 | 0.15 | 658.1975
14860 | Salto | AB668261PP38-A- | XS4 ANSI electronic AMOK wire-free SVN escutcheon, BLE / Mifare / DESFire deadbolt privacy w/ key override function, Columbo Robodue premium series lever, unhanded, bright brass finish, for use with 1 3/8" - 1 3/4" thick standard door | 1 |  | 1 Year | 903.35 | 0.15 | 767.8475
14861 | Salto | AB668261PP38--K | XS4 ANSI electronic wire-free SVN escutcheon, BLE / Mifare / DESFire deadbolt privacy w/ key override function, with keypad, Columbo Robodue premium series lever, unhanded, bright brass finish, for use with 1 3/8" - 1 3/4" thick standard door | 1 |  | 1 Year | 837.2 | 0.15 | 711.62
14862 | Salto | AB668261PP38-W- | XS4 ANSI electronic RF wireless SVN escutcheon, BLE / Mifare / DESFire deadbolt privacy w/ key override function, Columbo Robodue premium series lever, unhanded, bright brass finish, for use with 1 3/8" - 1 3/4" thick standard door | 1 |  | 1 Year | 959.55 | 0.15 | 815.6175
14863 | Salto | AB668261PP38-WK | XS4 ANSI electronic RF wireless SVN escutcheon, BLE / Mifare / DESFire deadbolt privacy w/ key override function, with keypad, Columbo Robodue premium series lever, unhanded, bright brass finish, for use with 1 3/8" - 1 3/4" thick standard door | 1 |  | 1 Year | 1022.4 | 0.15 | 869.04
14864 | Salto | AB668261PP48--- | XS4 ANSI electronic wire-free SVN escutcheon, BLE / Mifare / DESFire deadbolt privacy w/ key override function, Columbo Robodue premium series lever, unhanded, bright brass finish, for use with 1 3/4" - 2 1/4" thick door | 1 |  | 1 Year | 774.35 | 0.15 | 658.1975
14865 | Salto | AB668261PP48-A- | XS4 ANSI electronic AMOK wire-free SVN escutcheon, BLE / Mifare / DESFire deadbolt privacy w/ key override function, Columbo Robodue premium series lever, unhanded, bright brass finish, for use with 1 3/4" - 2 1/4" thick door | 1 |  | 1 Year | 903.35 | 0.15 | 767.8475
14866 | Salto | AB668261PP48--K | XS4 ANSI electronic wire-free SVN escutcheon, BLE / Mifare / DESFire deadbolt privacy w/ key override function, with keypad, Columbo Robodue premium series lever, unhanded, bright brass finish, for use with 1 3/4" - 2 1/4" thick door | 1 |  | 1 Year | 837.2 | 0.15 | 711.62
14867 | Salto | AB668261PP48-W- | XS4 ANSI electronic RF wireless SVN escutcheon, BLE / Mifare / DESFire deadbolt privacy w/ key override function, Columbo Robodue premium series lever, unhanded, bright brass finish, for use with 1 3/4" - 2 1/4" thick door | 1 |  | 1 Year | 959.55 | 0.15 | 815.6175
14868 | Salto | AB668261PP48-WK | XS4 ANSI electronic RF wireless SVN escutcheon, BLE / Mifare / DESFire deadbolt privacy w/ key override function, with keypad, Columbo Robodue premium series lever, unhanded, bright brass finish, for use with 1 3/4" - 2 1/4" thick door | 1 |  | 1 Year | 1022.4 | 0.15 | 869.04
14869 | Salto | AB668262IM38--- | XS4 ANSI electronic wire-free SVN escutcheon, BLE / Mifare / DESFire deadbolt privacy w/ key override function, Columbo Robodue premium series lever, unhanded, satin stainless finish, for use with 1 3/8" - 1 3/4" thick standard door | 1 |  | 1 Year | 758.05 | 0.15 | 644.3425
14870 | Salto | AB668262IM38-A- | XS4 ANSI electronic AMOK wire-free SVN escutcheon, BLE / Mifare / DESFire deadbolt privacy w/ key override function, Columbo Robodue premium series lever, unhanded, satin stainless finish, for use with 1 3/8" - 1 3/4" thick standard door | 1 |  | 1 Year | 887.05 | 0.15 | 753.9925
14871 | Salto | AB668262IM38--K | XS4 ANSI electronic wire-free SVN escutcheon, BLE / Mifare / DESFire deadbolt privacy w/ key override function, with keypad, Columbo Robodue premium series lever, unhanded, satin stainless finish, for use with 1 3/8" - 1 3/4" thick standard door | 1 |  | 1 Year | 820.9 | 0.15 | 697.765
14872 | Salto | AB668262IM38-W- | XS4 ANSI electronic RF wireless SVN escutcheon, BLE / Mifare / DESFire deadbolt privacy w/ key override function, Columbo Robodue premium series lever, unhanded, satin stainless finish, for use with 1 3/8" - 1 3/4" thick standard door | 1 |  | 1 Year | 943.25 | 0.15 | 801.7625
14873 | Salto | AB668262IM38-WK | XS4 ANSI electronic RF wireless SVN escutcheon, BLE / Mifare / DESFire deadbolt privacy w/ key override function, with keypad, Columbo Robodue premium series lever, unhanded, satin stainless finish, for use with 1 3/8" - 1 3/4" thick standard door | 1 |  | 1 Year | 1006.1 | 0.15 | 855.185
14874 | Salto | AB668262IM48--- | XS4 ANSI electronic wire-free SVN escutcheon, BLE / Mifare / DESFire deadbolt privacy w/ key override function, Columbo Robodue premium series lever, unhanded, satin stainless finish, for use with 1 3/4" - 2 1/4" thick door | 1 |  | 1 Year | 758.05 | 0.15 | 644.3425
14875 | Salto | AB668262IM48-A- | XS4 ANSI electronic AMOK wire-free SVN escutcheon, BLE / Mifare / DESFire deadbolt privacy w/ key override function, Columbo Robodue premium series lever, unhanded, satin stainless finish, for use with 1 3/4" - 2 1/4" thick door | 1 |  | 1 Year | 887.05 | 0.15 | 753.9925
14876 | Salto | AB668262IM48--K | XS4 ANSI electronic wire-free SVN escutcheon, BLE / Mifare / DESFire deadbolt privacy w/ key override function, with keypad, Columbo Robodue premium series lever, unhanded, satin stainless finish, for use with 1 3/4" - 2 1/4" thick door | 1 |  | 1 Year | 820.9 | 0.15 | 697.765
14877 | Salto | AB668262IM48-W- | XS4 ANSI electronic RF wireless SVN escutcheon, BLE / Mifare / DESFire deadbolt privacy w/ key override function, Columbo Robodue premium series lever, unhanded, satin stainless finish, for use with 1 3/4" - 2 1/4" thick door | 1 |  | 1 Year | 943.25 | 0.15 | 801.7625
14878 | Salto | AB668262IM48-WK | XS4 ANSI electronic RF wireless SVN escutcheon, BLE / Mifare / DESFire deadbolt privacy w/ key override function, with keypad, Columbo Robodue premium series lever, unhanded, satin stainless finish, for use with 1 3/4" - 2 1/4" thick door | 1 |  | 1 Year | 1006.1 | 0.15 | 855.185
14879 | Salto | AB668262IP38--- | XS4 ANSI electronic wire-free SVN escutcheon, BLE / Mifare / DESFire deadbolt privacy w/ key override function, Columbo Robodue premium series lever, unhanded, bright stainless steel finish, for use with 1 3/8" - 1 3/4" thick standard door | 1 |  | 1 Year | 774.35 | 0.15 | 658.1975
14880 | Salto | AB668262IP38-A- | XS4 ANSI electronic AMOK wire-free SVN escutcheon, BLE / Mifare / DESFire deadbolt privacy w/ key override function, Columbo Robodue premium series lever, unhanded, bright stainless steel finish, for use with 1 3/8" - 1 3/4" thick standard door | 1 |  | 1 Year | 903.35 | 0.15 | 767.8475
14881 | Salto | AB668262IP38--K | XS4 ANSI electronic wire-free SVN escutcheon, BLE / Mifare / DESFire deadbolt privacy w/ key override function, with keypad, Columbo Robodue premium series lever, unhanded, bright stainless steel finish, for use with 1 3/8" - 1 3/4" thick standard door | 1 |  | 1 Year | 837.2 | 0.15 | 711.62
14882 | Salto | AB668262IP38-W- | XS4 ANSI electronic RF wireless SVN escutcheon, BLE / Mifare / DESFire deadbolt privacy w/ key override function, Columbo Robodue premium series lever, unhanded, bright stainless steel finish, for use with 1 3/8" - 1 3/4" thick standard door | 1 |  | 1 Year | 959.55 | 0.15 | 815.6175
14883 | Salto | AB668262IP38-WK | XS4 ANSI electronic RF wireless SVN escutcheon, BLE / Mifare / DESFire deadbolt privacy w/ key override function, with keypad, Columbo Robodue premium series lever, unhanded, bright stainless steel finish, for use with 1 3/8" - 1 3/4" thick standard door | 1 |  | 1 Year | 1022.4 | 0.15 | 869.04
14884 | Salto | AB668262IP48--- | XS4 ANSI electronic wire-free SVN escutcheon, BLE / Mifare / DESFire deadbolt privacy w/ key override function, Columbo Robodue premium series lever, unhanded, bright stainless steel finish, for use with 1 3/4" - 2 1/4" thick door | 1 |  | 1 Year | 774.35 | 0.15 | 658.1975
14885 | Salto | AB668262IP48-A- | XS4 ANSI electronic AMOK wire-free SVN escutcheon, BLE / Mifare / DESFire deadbolt privacy w/ key override function, Columbo Robodue premium series lever, unhanded, bright stainless steel finish, for use with 1 3/4" - 2 1/4" thick door | 1 |  | 1 Year | 903.35 | 0.15 | 767.8475
14886 | Salto | AB668262IP48--K | XS4 ANSI electronic wire-free SVN escutcheon, BLE / Mifare / DESFire deadbolt privacy w/ key override function, with keypad, Columbo Robodue premium series lever, unhanded, bright stainless steel finish, for use with 1 3/4" - 2 1/4" thick door | 1 |  | 1 Year | 837.2 | 0.15 | 711.62
14887 | Salto | AB668262IP48-W- | XS4 ANSI electronic RF wireless SVN escutcheon, BLE / Mifare / DESFire deadbolt privacy w/ key override function, Columbo Robodue premium series lever, unhanded, bright stainless steel finish, for use with 1 3/4" - 2 1/4" thick door | 1 |  | 1 Year | 959.55 | 0.15 | 815.6175
14888 | Salto | AB668262IP48-WK | XS4 ANSI electronic RF wireless SVN escutcheon, BLE / Mifare / DESFire deadbolt privacy w/ key override function, with keypad, Columbo Robodue premium series lever, unhanded, bright stainless steel finish, for use with 1 3/4" - 2 1/4" thick door | 1 |  | 1 Year | 1022.4 | 0.15 | 869.04
14889 | Salto | AB668262PP38--- | XS4 ANSI electronic wire-free SVN escutcheon, BLE / Mifare / DESFire deadbolt privacy w/ key override function, Columbo Robodue premium series lever, unhanded, bright brass finish, for use with 1 3/8" - 1 3/4" thick standard door | 1 |  | 1 Year | 774.35 | 0.15 | 658.1975
14890 | Salto | AB668262PP38-A- | XS4 ANSI electronic AMOK wire-free SVN escutcheon, BLE / Mifare / DESFire deadbolt privacy w/ key override function, Columbo Robodue premium series lever, unhanded, bright brass finish, for use with 1 3/8" - 1 3/4" thick standard door | 1 |  | 1 Year | 903.35 | 0.15 | 767.8475
14891 | Salto | AB668262PP38--K | XS4 ANSI electronic wire-free SVN escutcheon, BLE / Mifare / DESFire deadbolt privacy w/ key override function, with keypad, Columbo Robodue premium series lever, unhanded, bright brass finish, for use with 1 3/8" - 1 3/4" thick standard door | 1 |  | 1 Year | 837.2 | 0.15 | 711.62
14892 | Salto | AB668262PP38-W- | XS4 ANSI electronic RF wireless SVN escutcheon, BLE / Mifare / DESFire deadbolt privacy w/ key override function, Columbo Robodue premium series lever, unhanded, bright brass finish, for use with 1 3/8" - 1 3/4" thick standard door | 1 |  | 1 Year | 959.55 | 0.15 | 815.6175
14893 | Salto | AB668262PP38-WK | XS4 ANSI electronic RF wireless SVN escutcheon, BLE / Mifare / DESFire deadbolt privacy w/ key override function, with keypad, Columbo Robodue premium series lever, unhanded, bright brass finish, for use with 1 3/8" - 1 3/4" thick standard door | 1 |  | 1 Year | 1022.4 | 0.15 | 869.04
14894 | Salto | AB668262PP48--- | XS4 ANSI electronic wire-free SVN escutcheon, BLE / Mifare / DESFire deadbolt privacy w/ key override function, Columbo Robodue premium series lever, unhanded, bright brass finish, for use with 1 3/4" - 2 1/4" thick door | 1 |  | 1 Year | 774.35 | 0.15 | 658.1975
14895 | Salto | AB668262PP48-A- | XS4 ANSI electronic AMOK wire-free SVN escutcheon, BLE / Mifare / DESFire deadbolt privacy w/ key override function, Columbo Robodue premium series lever, unhanded, bright brass finish, for use with 1 3/4" - 2 1/4" thick door | 1 |  | 1 Year | 903.35 | 0.15 | 767.8475
14896 | Salto | AB668262PP48--K | XS4 ANSI electronic wire-free SVN escutcheon, BLE / Mifare / DESFire deadbolt privacy w/ key override function, with keypad, Columbo Robodue premium series lever, unhanded, bright brass finish, for use with 1 3/4" - 2 1/4" thick door | 1 |  | 1 Year | 837.2 | 0.15 | 711.62
14897 | Salto | AB668262PP48-W- | XS4 ANSI electronic RF wireless SVN escutcheon, BLE / Mifare / DESFire deadbolt privacy w/ key override function, Columbo Robodue premium series lever, unhanded, bright brass finish, for use with 1 3/4" - 2 1/4" thick door | 1 |  | 1 Year | 959.55 | 0.15 | 815.6175
14898 | Salto | AB668262PP48-WK | XS4 ANSI electronic RF wireless SVN escutcheon, BLE / Mifare / DESFire deadbolt privacy w/ key override function, with keypad, Columbo Robodue premium series lever, unhanded, bright brass finish, for use with 1 3/4" - 2 1/4" thick door | 1 |  | 1 Year | 1022.4 | 0.15 | 869.04
14899 | Salto | AB668263IM38--- | XS4 ANSI electronic wire-free SVN escutcheon, BLE / Mifare / DESFire deadbolt privacy w/ key override function, Columbo Robodue premium series lever, unhanded, satin stainless finish, for use with 1 3/8" - 1 3/4" thick standard door | 1 |  | 1 Year | 758.05 | 0.15 | 644.3425
14900 | Salto | AB668263IM38-A- | XS4 ANSI electronic AMOK wire-free SVN escutcheon, BLE / Mifare / DESFire deadbolt privacy w/ key override function, Columbo Robodue premium series lever, unhanded, satin stainless finish, for use with 1 3/8" - 1 3/4" thick standard door | 1 |  | 1 Year | 887.05 | 0.15 | 753.9925
14901 | Salto | AB668263IM38--K | XS4 ANSI electronic wire-free SVN escutcheon, BLE / Mifare / DESFire deadbolt privacy w/ key override function, with keypad, Columbo Robodue premium series lever, unhanded, satin stainless finish, for use with 1 3/8" - 1 3/4" thick standard door | 1 |  | 1 Year | 820.9 | 0.15 | 697.765
14902 | Salto | AB668263IM38-W- | XS4 ANSI electronic RF wireless SVN escutcheon, BLE / Mifare / DESFire deadbolt privacy w/ key override function, Columbo Robodue premium series lever, unhanded, satin stainless finish, for use with 1 3/8" - 1 3/4" thick standard door | 1 |  | 1 Year | 943.25 | 0.15 | 801.7625
14903 | Salto | AB668263IM38-WK | XS4 ANSI electronic RF wireless SVN escutcheon, BLE / Mifare / DESFire deadbolt privacy w/ key override function, with keypad, Columbo Robodue premium series lever, unhanded, satin stainless finish, for use with 1 3/8" - 1 3/4" thick standard door | 1 |  | 1 Year | 1006.1 | 0.15 | 855.185
14904 | Salto | AB668263IM48--- | XS4 ANSI electronic wire-free SVN escutcheon, BLE / Mifare / DESFire deadbolt privacy w/ key override function, Columbo Robodue premium series lever, unhanded, satin stainless finish, for use with 1 3/4" - 2 1/4" thick door | 1 |  | 1 Year | 758.05 | 0.15 | 644.3425
14905 | Salto | AB668263IM48-A- | XS4 ANSI electronic AMOK wire-free SVN escutcheon, BLE / Mifare / DESFire deadbolt privacy w/ key override function, Columbo Robodue premium series lever, unhanded, satin stainless finish, for use with 1 3/4" - 2 1/4" thick door | 1 |  | 1 Year | 887.05 | 0.15 | 753.9925
14906 | Salto | AB668263IM48--K | XS4 ANSI electronic wire-free SVN escutcheon, BLE / Mifare / DESFire deadbolt privacy w/ key override function, with keypad, Columbo Robodue premium series lever, unhanded, satin stainless finish, for use with 1 3/4" - 2 1/4" thick door | 1 |  | 1 Year | 820.9 | 0.15 | 697.765
14907 | Salto | AB668263IM48-W- | XS4 ANSI electronic RF wireless SVN escutcheon, BLE / Mifare / DESFire deadbolt privacy w/ key override function, Columbo Robodue premium series lever, unhanded, satin stainless finish, for use with 1 3/4" - 2 1/4" thick door | 1 |  | 1 Year | 943.25 | 0.15 | 801.7625
14908 | Salto | AB668263IM48-WK | XS4 ANSI electronic RF wireless SVN escutcheon, BLE / Mifare / DESFire deadbolt privacy w/ key override function, with keypad, Columbo Robodue premium series lever, unhanded, satin stainless finish, for use with 1 3/4" - 2 1/4" thick door | 1 |  | 1 Year | 1006.1 | 0.15 | 855.185
14909 | Salto | AB668263IP38--- | XS4 ANSI electronic wire-free SVN escutcheon, BLE / Mifare / DESFire deadbolt privacy w/ key override function, Columbo Robodue premium series lever, unhanded, bright stainless steel finish, for use with 1 3/8" - 1 3/4" thick standard door | 1 |  | 1 Year | 774.35 | 0.15 | 658.1975
14910 | Salto | AB668263IP38-A- | XS4 ANSI electronic AMOK wire-free SVN escutcheon, BLE / Mifare / DESFire deadbolt privacy w/ key override function, Columbo Robodue premium series lever, unhanded, bright stainless steel finish, for use with 1 3/8" - 1 3/4" thick standard door | 1 |  | 1 Year | 903.35 | 0.15 | 767.8475
14911 | Salto | AB668263IP38--K | XS4 ANSI electronic wire-free SVN escutcheon, BLE / Mifare / DESFire deadbolt privacy w/ key override function, with keypad, Columbo Robodue premium series lever, unhanded, bright stainless steel finish, for use with 1 3/8" - 1 3/4" thick standard door | 1 |  | 1 Year | 837.2 | 0.15 | 711.62
14912 | Salto | AB668263IP38-W- | XS4 ANSI electronic RF wireless SVN escutcheon, BLE / Mifare / DESFire deadbolt privacy w/ key override function, Columbo Robodue premium series lever, unhanded, bright stainless steel finish, for use with 1 3/8" - 1 3/4" thick standard door | 1 |  | 1 Year | 959.55 | 0.15 | 815.6175
14913 | Salto | AB668263IP38-WK | XS4 ANSI electronic RF wireless SVN escutcheon, BLE / Mifare / DESFire deadbolt privacy w/ key override function, with keypad, Columbo Robodue premium series lever, unhanded, bright stainless steel finish, for use with 1 3/8" - 1 3/4" thick standard door | 1 |  | 1 Year | 1022.4 | 0.15 | 869.04
14914 | Salto | AB668263IP48--- | XS4 ANSI electronic wire-free SVN escutcheon, BLE / Mifare / DESFire deadbolt privacy w/ key override function, Columbo Robodue premium series lever, unhanded, bright stainless steel finish, for use with 1 3/4" - 2 1/4" thick door | 1 |  | 1 Year | 774.35 | 0.15 | 658.1975
14915 | Salto | AB668263IP48-A- | XS4 ANSI electronic AMOK wire-free SVN escutcheon, BLE / Mifare / DESFire deadbolt privacy w/ key override function, Columbo Robodue premium series lever, unhanded, bright stainless steel finish, for use with 1 3/4" - 2 1/4" thick door | 1 |  | 1 Year | 903.35 | 0.15 | 767.8475
14916 | Salto | AB668263IP48--K | XS4 ANSI electronic wire-free SVN escutcheon, BLE / Mifare / DESFire deadbolt privacy w/ key override function, with keypad, Columbo Robodue premium series lever, unhanded, bright stainless steel finish, for use with 1 3/4" - 2 1/4" thick door | 1 |  | 1 Year | 837.2 | 0.15 | 711.62
14917 | Salto | AB668263IP48-W- | XS4 ANSI electronic RF wireless SVN escutcheon, BLE / Mifare / DESFire deadbolt privacy w/ key override function, Columbo Robodue premium series lever, unhanded, bright stainless steel finish, for use with 1 3/4" - 2 1/4" thick door | 1 |  | 1 Year | 959.55 | 0.15 | 815.6175
14918 | Salto | AB668263IP48-WK | XS4 ANSI electronic RF wireless SVN escutcheon, BLE / Mifare / DESFire deadbolt privacy w/ key override function, with keypad, Columbo Robodue premium series lever, unhanded, bright stainless steel finish, for use with 1 3/4" - 2 1/4" thick door | 1 |  | 1 Year | 1022.4 | 0.15 | 869.04
14919 | Salto | AB668263PP38--- | XS4 ANSI electronic wire-free SVN escutcheon, BLE / Mifare / DESFire deadbolt privacy w/ key override function, Columbo Robodue premium series lever, unhanded, bright brass finish, for use with 1 3/8" - 1 3/4" thick standard door | 1 |  | 1 Year | 774.35 | 0.15 | 658.1975
14920 | Salto | AB668263PP38-A- | XS4 ANSI electronic AMOK wire-free SVN escutcheon, BLE / Mifare / DESFire deadbolt privacy w/ key override function, Columbo Robodue premium series lever, unhanded, bright brass finish, for use with 1 3/8" - 1 3/4" thick standard door | 1 |  | 1 Year | 903.35 | 0.15 | 767.8475
14921 | Salto | AB668263PP38--K | XS4 ANSI electronic wire-free SVN escutcheon, BLE / Mifare / DESFire deadbolt privacy w/ key override function, with keypad, Columbo Robodue premium series lever, unhanded, bright brass finish, for use with 1 3/8" - 1 3/4" thick standard door | 1 |  | 1 Year | 837.2 | 0.15 | 711.62
14922 | Salto | AB668263PP38-W- | XS4 ANSI electronic RF wireless SVN escutcheon, BLE / Mifare / DESFire deadbolt privacy w/ key override function, Columbo Robodue premium series lever, unhanded, bright brass finish, for use with 1 3/8" - 1 3/4" thick standard door | 1 |  | 1 Year | 959.55 | 0.15 | 815.6175
14923 | Salto | AB668263PP38-WK | XS4 ANSI electronic RF wireless SVN escutcheon, BLE / Mifare / DESFire deadbolt privacy w/ key override function, with keypad, Columbo Robodue premium series lever, unhanded, bright brass finish, for use with 1 3/8" - 1 3/4" thick standard door | 1 |  | 1 Year | 1022.4 | 0.15 | 869.04
14924 | Salto | AB668263PP48--- | XS4 ANSI electronic wire-free SVN escutcheon, BLE / Mifare / DESFire deadbolt privacy w/ key override function, Columbo Robodue premium series lever, unhanded, bright brass finish, for use with 1 3/4" - 2 1/4" thick door | 1 |  | 1 Year | 774.35 | 0.15 | 658.1975
14925 | Salto | AB668263PP48-A- | XS4 ANSI electronic AMOK wire-free SVN escutcheon, BLE / Mifare / DESFire deadbolt privacy w/ key override function, Columbo Robodue premium series lever, unhanded, bright brass finish, for use with 1 3/4" - 2 1/4" thick door | 1 |  | 1 Year | 903.35 | 0.15 | 767.8475
14926 | Salto | AB668263PP48--K | XS4 ANSI electronic wire-free SVN escutcheon, BLE / Mifare / DESFire deadbolt privacy w/ key override function, with keypad, Columbo Robodue premium series lever, unhanded, bright brass finish, for use with 1 3/4" - 2 1/4" thick door | 1 |  | 1 Year | 837.2 | 0.15 | 711.62
14927 | Salto | AB668263PP48-W- | XS4 ANSI electronic RF wireless SVN escutcheon, BLE / Mifare / DESFire deadbolt privacy w/ key override function, Columbo Robodue premium series lever, unhanded, bright brass finish, for use with 1 3/4" - 2 1/4" thick door | 1 |  | 1 Year | 959.55 | 0.15 | 815.6175
14928 | Salto | AB668263PP48-WK | XS4 ANSI electronic RF wireless SVN escutcheon, BLE / Mifare / DESFire deadbolt privacy w/ key override function, with keypad, Columbo Robodue premium series lever, unhanded, bright brass finish, for use with 1 3/4" - 2 1/4" thick door | 1 |  | 1 Year | 1022.4 | 0.15 | 869.04
14929 | Salto | AB668361IM38--- | XS4 ANSI electronic wire-free SVN escutcheon, BLE / Mifare / DESFire deadbolt privacy w/ key override function, Columbo Robotre premium series lever, unhanded, satin stainless finish, for use with 1 3/8" - 1 3/4" thick standard door | 1 |  | 1 Year | 758.05 | 0.15 | 644.3425
14930 | Salto | AB668361IM38-A- | XS4 ANSI electronic AMOK wire-free SVN escutcheon, BLE / Mifare / DESFire deadbolt privacy w/ key override function, Columbo Robotre premium series lever, unhanded, satin stainless finish, for use with 1 3/8" - 1 3/4" thick standard door | 1 |  | 1 Year | 887.05 | 0.15 | 753.9925
14931 | Salto | AB668361IM38--K | XS4 ANSI electronic wire-free SVN escutcheon, BLE / Mifare / DESFire deadbolt privacy w/ key override function, with keypad, Columbo Robotre premium series lever, unhanded, satin stainless finish, for use with 1 3/8" - 1 3/4" thick standard door | 1 |  | 1 Year | 820.9 | 0.15 | 697.765
14932 | Salto | AB668361IM38-W- | XS4 ANSI electronic RF wireless SVN escutcheon, BLE / Mifare / DESFire deadbolt privacy w/ key override function, Columbo Robotre premium series lever, unhanded, satin stainless finish, for use with 1 3/8" - 1 3/4" thick standard door | 1 |  | 1 Year | 943.25 | 0.15 | 801.7625
14933 | Salto | AB668361IM38-WK | XS4 ANSI electronic RF wireless SVN escutcheon, BLE / Mifare / DESFire deadbolt privacy w/ key override function, with keypad, Columbo Robotre premium series lever, unhanded, satin stainless finish, for use with 1 3/8" - 1 3/4" thick standard door | 1 |  | 1 Year | 1006.1 | 0.15 | 855.185
14934 | Salto | AB668361IM48--- | XS4 ANSI electronic wire-free SVN escutcheon, BLE / Mifare / DESFire deadbolt privacy w/ key override function, Columbo Robotre premium series lever, unhanded, satin stainless finish, for use with 1 3/4" - 2 1/4" thick door | 1 |  | 1 Year | 758.05 | 0.15 | 644.3425
14935 | Salto | AB668361IM48-A- | XS4 ANSI electronic AMOK wire-free SVN escutcheon, BLE / Mifare / DESFire deadbolt privacy w/ key override function, Columbo Robotre premium series lever, unhanded, satin stainless finish, for use with 1 3/4" - 2 1/4" thick door | 1 |  | 1 Year | 887.05 | 0.15 | 753.9925
14936 | Salto | AB668361IM48--K | XS4 ANSI electronic wire-free SVN escutcheon, BLE / Mifare / DESFire deadbolt privacy w/ key override function, with keypad, Columbo Robotre premium series lever, unhanded, satin stainless finish, for use with 1 3/4" - 2 1/4" thick door | 1 |  | 1 Year | 820.9 | 0.15 | 697.765
14937 | Salto | AB668361IM48-W- | XS4 ANSI electronic RF wireless SVN escutcheon, BLE / Mifare / DESFire deadbolt privacy w/ key override function, Columbo Robotre premium series lever, unhanded, satin stainless finish, for use with 1 3/4" - 2 1/4" thick door | 1 |  | 1 Year | 943.25 | 0.15 | 801.7625
14938 | Salto | AB668361IM48-WK | XS4 ANSI electronic RF wireless SVN escutcheon, BLE / Mifare / DESFire deadbolt privacy w/ key override function, with keypad, Columbo Robotre premium series lever, unhanded, satin stainless finish, for use with 1 3/4" - 2 1/4" thick door | 1 |  | 1 Year | 1006.1 | 0.15 | 855.185
14939 | Salto | AB668361IP38--- | XS4 ANSI electronic wire-free SVN escutcheon, BLE / Mifare / DESFire deadbolt privacy w/ key override function, Columbo Robotre premium series lever, unhanded, bright stainless steel finish, for use with 1 3/8" - 1 3/4" thick standard door | 1 |  | 1 Year | 774.35 | 0.15 | 658.1975
14940 | Salto | AB668361IP38-A- | XS4 ANSI electronic AMOK wire-free SVN escutcheon, BLE / Mifare / DESFire deadbolt privacy w/ key override function, Columbo Robotre premium series lever, unhanded, bright stainless steel finish, for use with 1 3/8" - 1 3/4" thick standard door | 1 |  | 1 Year | 903.35 | 0.15 | 767.8475
14941 | Salto | AB668361IP38--K | XS4 ANSI electronic wire-free SVN escutcheon, BLE / Mifare / DESFire deadbolt privacy w/ key override function, with keypad, Columbo Robotre premium series lever, unhanded, bright stainless steel finish, for use with 1 3/8" - 1 3/4" thick standard door | 1 |  | 1 Year | 837.2 | 0.15 | 711.62
14942 | Salto | AB668361IP38-W- | XS4 ANSI electronic RF wireless SVN escutcheon, BLE / Mifare / DESFire deadbolt privacy w/ key override function, Columbo Robotre premium series lever, unhanded, bright stainless steel finish, for use with 1 3/8" - 1 3/4" thick standard door | 1 |  | 1 Year | 959.55 | 0.15 | 815.6175
14943 | Salto | AB668361IP38-WK | XS4 ANSI electronic RF wireless SVN escutcheon, BLE / Mifare / DESFire deadbolt privacy w/ key override function, with keypad, Columbo Robotre premium series lever, unhanded, bright stainless steel finish, for use with 1 3/8" - 1 3/4" thick standard door | 1 |  | 1 Year | 1022.4 | 0.15 | 869.04
14944 | Salto | AB668361IP48--- | XS4 ANSI electronic wire-free SVN escutcheon, BLE / Mifare / DESFire deadbolt privacy w/ key override function, Columbo Robotre premium series lever, unhanded, bright stainless steel finish, for use with 1 3/4" - 2 1/4" thick door | 1 |  | 1 Year | 774.35 | 0.15 | 658.1975
14945 | Salto | AB668361IP48-A- | XS4 ANSI electronic AMOK wire-free SVN escutcheon, BLE / Mifare / DESFire deadbolt privacy w/ key override function, Columbo Robotre premium series lever, unhanded, bright stainless steel finish, for use with 1 3/4" - 2 1/4" thick door | 1 |  | 1 Year | 903.35 | 0.15 | 767.8475
14946 | Salto | AB668361IP48--K | XS4 ANSI electronic wire-free SVN escutcheon, BLE / Mifare / DESFire deadbolt privacy w/ key override function, with keypad, Columbo Robotre premium series lever, unhanded, bright stainless steel finish, for use with 1 3/4" - 2 1/4" thick door | 1 |  | 1 Year | 837.2 | 0.15 | 711.62
14947 | Salto | AB668361IP48-W- | XS4 ANSI electronic RF wireless SVN escutcheon, BLE / Mifare / DESFire deadbolt privacy w/ key override function, Columbo Robotre premium series lever, unhanded, bright stainless steel finish, for use with 1 3/4" - 2 1/4" thick door | 1 |  | 1 Year | 959.55 | 0.15 | 815.6175
14948 | Salto | AB668361IP48-WK | XS4 ANSI electronic RF wireless SVN escutcheon, BLE / Mifare / DESFire deadbolt privacy w/ key override function, with keypad, Columbo Robotre premium series lever, unhanded, bright stainless steel finish, for use with 1 3/4" - 2 1/4" thick door | 1 |  | 1 Year | 1022.4 | 0.15 | 869.04
14949 | Salto | AB668361PP38--- | XS4 ANSI electronic wire-free SVN escutcheon, BLE / Mifare / DESFire deadbolt privacy w/ key override function, Columbo Robotre premium series lever, unhanded, bright brass finish, for use with 1 3/8" - 1 3/4" thick standard door | 1 |  | 1 Year | 774.35 | 0.15 | 658.1975
14950 | Salto | AB668361PP38-A- | XS4 ANSI electronic AMOK wire-free SVN escutcheon, BLE / Mifare / DESFire deadbolt privacy w/ key override function, Columbo Robotre premium series lever, unhanded, bright brass finish, for use with 1 3/8" - 1 3/4" thick standard door | 1 |  | 1 Year | 903.35 | 0.15 | 767.8475
14951 | Salto | AB668361PP38--K | XS4 ANSI electronic wire-free SVN escutcheon, BLE / Mifare / DESFire deadbolt privacy w/ key override function, with keypad, Columbo Robotre premium series lever, unhanded, bright brass finish, for use with 1 3/8" - 1 3/4" thick standard door | 1 |  | 1 Year | 837.2 | 0.15 | 711.62
14952 | Salto | AB668361PP38-W- | XS4 ANSI electronic RF wireless SVN escutcheon, BLE / Mifare / DESFire deadbolt privacy w/ key override function, Columbo Robotre premium series lever, unhanded, bright brass finish, for use with 1 3/8" - 1 3/4" thick standard door | 1 |  | 1 Year | 959.55 | 0.15 | 815.6175
14953 | Salto | AB668361PP38-WK | XS4 ANSI electronic RF wireless SVN escutcheon, BLE / Mifare / DESFire deadbolt privacy w/ key override function, with keypad, Columbo Robotre premium series lever, unhanded, bright brass finish, for use with 1 3/8" - 1 3/4" thick standard door | 1 |  | 1 Year | 1022.4 | 0.15 | 869.04
14954 | Salto | AB668361PP48--- | XS4 ANSI electronic wire-free SVN escutcheon, BLE / Mifare / DESFire deadbolt privacy w/ key override function, Columbo Robotre premium series lever, unhanded, bright brass finish, for use with 1 3/4" - 2 1/4" thick door | 1 |  | 1 Year | 774.35 | 0.15 | 658.1975
14955 | Salto | AB668361PP48-A- | XS4 ANSI electronic AMOK wire-free SVN escutcheon, BLE / Mifare / DESFire deadbolt privacy w/ key override function, Columbo Robotre premium series lever, unhanded, bright brass finish, for use with 1 3/4" - 2 1/4" thick door | 1 |  | 1 Year | 903.35 | 0.15 | 767.8475
14956 | Salto | AB668361PP48--K | XS4 ANSI electronic wire-free SVN escutcheon, BLE / Mifare / DESFire deadbolt privacy w/ key override function, with keypad, Columbo Robotre premium series lever, unhanded, bright brass finish, for use with 1 3/4" - 2 1/4" thick door | 1 |  | 1 Year | 837.2 | 0.15 | 711.62
14957 | Salto | AB668361PP48-W- | XS4 ANSI electronic RF wireless SVN escutcheon, BLE / Mifare / DESFire deadbolt privacy w/ key override function, Columbo Robotre premium series lever, unhanded, bright brass finish, for use with 1 3/4" - 2 1/4" thick door | 1 |  | 1 Year | 959.55 | 0.15 | 815.6175
14958 | Salto | AB668361PP48-WK | XS4 ANSI electronic RF wireless SVN escutcheon, BLE / Mifare / DESFire deadbolt privacy w/ key override function, with keypad, Columbo Robotre premium series lever, unhanded, bright brass finish, for use with 1 3/4" - 2 1/4" thick door | 1 |  | 1 Year | 1022.4 | 0.15 | 869.04
14959 | Salto | AB668362IM38--- | XS4 ANSI electronic wire-free SVN escutcheon, BLE / Mifare / DESFire deadbolt privacy w/ key override function, Columbo Robotre premium series lever, unhanded, satin stainless finish, for use with 1 3/8" - 1 3/4" thick standard door | 1 |  | 1 Year | 758.05 | 0.15 | 644.3425
14960 | Salto | AB668362IM38-A- | XS4 ANSI electronic AMOK wire-free SVN escutcheon, BLE / Mifare / DESFire deadbolt privacy w/ key override function, Columbo Robotre premium series lever, unhanded, satin stainless finish, for use with 1 3/8" - 1 3/4" thick standard door | 1 |  | 1 Year | 887.05 | 0.15 | 753.9925
14961 | Salto | AB668362IM38--K | XS4 ANSI electronic wire-free SVN escutcheon, BLE / Mifare / DESFire deadbolt privacy w/ key override function, with keypad, Columbo Robotre premium series lever, unhanded, satin stainless finish, for use with 1 3/8" - 1 3/4" thick standard door | 1 |  | 1 Year | 820.9 | 0.15 | 697.765
14962 | Salto | AB668362IM38-W- | XS4 ANSI electronic RF wireless SVN escutcheon, BLE / Mifare / DESFire deadbolt privacy w/ key override function, Columbo Robotre premium series lever, unhanded, satin stainless finish, for use with 1 3/8" - 1 3/4" thick standard door | 1 |  | 1 Year | 943.25 | 0.15 | 801.7625
14963 | Salto | AB668362IM38-WK | XS4 ANSI electronic RF wireless SVN escutcheon, BLE / Mifare / DESFire deadbolt privacy w/ key override function, with keypad, Columbo Robotre premium series lever, unhanded, satin stainless finish, for use with 1 3/8" - 1 3/4" thick standard door | 1 |  | 1 Year | 1006.1 | 0.15 | 855.185
14964 | Salto | AB668362IM48--- | XS4 ANSI electronic wire-free SVN escutcheon, BLE / Mifare / DESFire deadbolt privacy w/ key override function, Columbo Robotre premium series lever, unhanded, satin stainless finish, for use with 1 3/4" - 2 1/4" thick door | 1 |  | 1 Year | 758.05 | 0.15 | 644.3425
14965 | Salto | AB668362IM48-A- | XS4 ANSI electronic AMOK wire-free SVN escutcheon, BLE / Mifare / DESFire deadbolt privacy w/ key override function, Columbo Robotre premium series lever, unhanded, satin stainless finish, for use with 1 3/4" - 2 1/4" thick door | 1 |  | 1 Year | 887.05 | 0.15 | 753.9925
14966 | Salto | AB668362IM48--K | XS4 ANSI electronic wire-free SVN escutcheon, BLE / Mifare / DESFire deadbolt privacy w/ key override function, with keypad, Columbo Robotre premium series lever, unhanded, satin stainless finish, for use with 1 3/4" - 2 1/4" thick door | 1 |  | 1 Year | 820.9 | 0.15 | 697.765
14967 | Salto | AB668362IM48-W- | XS4 ANSI electronic RF wireless SVN escutcheon, BLE / Mifare / DESFire deadbolt privacy w/ key override function, Columbo Robotre premium series lever, unhanded, satin stainless finish, for use with 1 3/4" - 2 1/4" thick door | 1 |  | 1 Year | 943.25 | 0.15 | 801.7625
14968 | Salto | AB668362IM48-WK | XS4 ANSI electronic RF wireless SVN escutcheon, BLE / Mifare / DESFire deadbolt privacy w/ key override function, with keypad, Columbo Robotre premium series lever, unhanded, satin stainless finish, for use with 1 3/4" - 2 1/4" thick door | 1 |  | 1 Year | 1006.1 | 0.15 | 855.185
14969 | Salto | AB668362IP38--- | XS4 ANSI electronic wire-free SVN escutcheon, BLE / Mifare / DESFire deadbolt privacy w/ key override function, Columbo Robotre premium series lever, unhanded, bright stainless steel finish, for use with 1 3/8" - 1 3/4" thick standard door | 1 |  | 1 Year | 774.35 | 0.15 | 658.1975
14970 | Salto | AB668362IP38-A- | XS4 ANSI electronic AMOK wire-free SVN escutcheon, BLE / Mifare / DESFire deadbolt privacy w/ key override function, Columbo Robotre premium series lever, unhanded, bright stainless steel finish, for use with 1 3/8" - 1 3/4" thick standard door | 1 |  | 1 Year | 903.35 | 0.15 | 767.8475
14971 | Salto | AB668362IP38--K | XS4 ANSI electronic wire-free SVN escutcheon, BLE / Mifare / DESFire deadbolt privacy w/ key override function, with keypad, Columbo Robotre premium series lever, unhanded, bright stainless steel finish, for use with 1 3/8" - 1 3/4" thick standard door | 1 |  | 1 Year | 837.2 | 0.15 | 711.62
14972 | Salto | AB668362IP38-W- | XS4 ANSI electronic RF wireless SVN escutcheon, BLE / Mifare / DESFire deadbolt privacy w/ key override function, Columbo Robotre premium series lever, unhanded, bright stainless steel finish, for use with 1 3/8" - 1 3/4" thick standard door | 1 |  | 1 Year | 959.55 | 0.15 | 815.6175
14973 | Salto | AB668362IP38-WK | XS4 ANSI electronic RF wireless SVN escutcheon, BLE / Mifare / DESFire deadbolt privacy w/ key override function, with keypad, Columbo Robotre premium series lever, unhanded, bright stainless steel finish, for use with 1 3/8" - 1 3/4" thick standard door | 1 |  | 1 Year | 1022.4 | 0.15 | 869.04
14974 | Salto | AB668362IP48--- | XS4 ANSI electronic wire-free SVN escutcheon, BLE / Mifare / DESFire deadbolt privacy w/ key override function, Columbo Robotre premium series lever, unhanded, bright stainless steel finish, for use with 1 3/4" - 2 1/4" thick door | 1 |  | 1 Year | 774.35 | 0.15 | 658.1975
14975 | Salto | AB668362IP48-A- | XS4 ANSI electronic AMOK wire-free SVN escutcheon, BLE / Mifare / DESFire deadbolt privacy w/ key override function, Columbo Robotre premium series lever, unhanded, bright stainless steel finish, for use with 1 3/4" - 2 1/4" thick door | 1 |  | 1 Year | 903.35 | 0.15 | 767.8475
14976 | Salto | AB668362IP48--K | XS4 ANSI electronic wire-free SVN escutcheon, BLE / Mifare / DESFire deadbolt privacy w/ key override function, with keypad, Columbo Robotre premium series lever, unhanded, bright stainless steel finish, for use with 1 3/4" - 2 1/4" thick door | 1 |  | 1 Year | 837.2 | 0.15 | 711.62
14977 | Salto | AB668362IP48-W- | XS4 ANSI electronic RF wireless SVN escutcheon, BLE / Mifare / DESFire deadbolt privacy w/ key override function, Columbo Robotre premium series lever, unhanded, bright stainless steel finish, for use with 1 3/4" - 2 1/4" thick door | 1 |  | 1 Year | 959.55 | 0.15 | 815.6175
14978 | Salto | AB668362IP48-WK | XS4 ANSI electronic RF wireless SVN escutcheon, BLE / Mifare / DESFire deadbolt privacy w/ key override function, with keypad, Columbo Robotre premium series lever, unhanded, bright stainless steel finish, for use with 1 3/4" - 2 1/4" thick door | 1 |  | 1 Year | 1022.4 | 0.15 | 869.04
14979 | Salto | AB668362PP38--- | XS4 ANSI electronic wire-free SVN escutcheon, BLE / Mifare / DESFire deadbolt privacy w/ key override function, Columbo Robotre premium series lever, unhanded, bright brass finish, for use with 1 3/8" - 1 3/4" thick standard door | 1 |  | 1 Year | 774.35 | 0.15 | 658.1975
14980 | Salto | AB668362PP38-A- | XS4 ANSI electronic AMOK wire-free SVN escutcheon, BLE / Mifare / DESFire deadbolt privacy w/ key override function, Columbo Robotre premium series lever, unhanded, bright brass finish, for use with 1 3/8" - 1 3/4" thick standard door | 1 |  | 1 Year | 903.35 | 0.15 | 767.8475
14981 | Salto | AB668362PP38--K | XS4 ANSI electronic wire-free SVN escutcheon, BLE / Mifare / DESFire deadbolt privacy w/ key override function, with keypad, Columbo Robotre premium series lever, unhanded, bright brass finish, for use with 1 3/8" - 1 3/4" thick standard door | 1 |  | 1 Year | 837.2 | 0.15 | 711.62
14982 | Salto | AB668362PP38-W- | XS4 ANSI electronic RF wireless SVN escutcheon, BLE / Mifare / DESFire deadbolt privacy w/ key override function, Columbo Robotre premium series lever, unhanded, bright brass finish, for use with 1 3/8" - 1 3/4" thick standard door | 1 |  | 1 Year | 959.55 | 0.15 | 815.6175
14983 | Salto | AB668362PP38-WK | XS4 ANSI electronic RF wireless SVN escutcheon, BLE / Mifare / DESFire deadbolt privacy w/ key override function, with keypad, Columbo Robotre premium series lever, unhanded, bright brass finish, for use with 1 3/8" - 1 3/4" thick standard door | 1 |  | 1 Year | 1022.4 | 0.15 | 869.04
14984 | Salto | AB668362PP48--- | XS4 ANSI electronic wire-free SVN escutcheon, BLE / Mifare / DESFire deadbolt privacy w/ key override function, Columbo Robotre premium series lever, unhanded, bright brass finish, for use with 1 3/4" - 2 1/4" thick door | 1 |  | 1 Year | 774.35 | 0.15 | 658.1975
14985 | Salto | AB668362PP48-A- | XS4 ANSI electronic AMOK wire-free SVN escutcheon, BLE / Mifare / DESFire deadbolt privacy w/ key override function, Columbo Robotre premium series lever, unhanded, bright brass finish, for use with 1 3/4" - 2 1/4" thick door | 1 |  | 1 Year | 903.35 | 0.15 | 767.8475
14986 | Salto | AB668362PP48--K | XS4 ANSI electronic wire-free SVN escutcheon, BLE / Mifare / DESFire deadbolt privacy w/ key override function, with keypad, Columbo Robotre premium series lever, unhanded, bright brass finish, for use with 1 3/4" - 2 1/4" thick door | 1 |  | 1 Year | 837.2 | 0.15 | 711.62
14987 | Salto | AB668362PP48-W- | XS4 ANSI electronic RF wireless SVN escutcheon, BLE / Mifare / DESFire deadbolt privacy w/ key override function, Columbo Robotre premium series lever, unhanded, bright brass finish, for use with 1 3/4" - 2 1/4" thick door | 1 |  | 1 Year | 959.55 | 0.15 | 815.6175
14988 | Salto | AB668362PP48-WK | XS4 ANSI electronic RF wireless SVN escutcheon, BLE / Mifare / DESFire deadbolt privacy w/ key override function, with keypad, Columbo Robotre premium series lever, unhanded, bright brass finish, for use with 1 3/4" - 2 1/4" thick door | 1 |  | 1 Year | 1022.4 | 0.15 | 869.04
14989 | Salto | AB668363IM38--- | XS4 ANSI electronic wire-free SVN escutcheon, BLE / Mifare / DESFire deadbolt privacy w/ key override function, Columbo Robotre premium series lever, unhanded, satin stainless finish, for use with 1 3/8" - 1 3/4" thick standard door | 1 |  | 1 Year | 758.05 | 0.15 | 644.3425
14990 | Salto | AB668363IM38-A- | XS4 ANSI electronic AMOK wire-free SVN escutcheon, BLE / Mifare / DESFire deadbolt privacy w/ key override function, Columbo Robotre premium series lever, unhanded, satin stainless finish, for use with 1 3/8" - 1 3/4" thick standard door | 1 |  | 1 Year | 887.05 | 0.15 | 753.9925
14991 | Salto | AB668363IM38--K | XS4 ANSI electronic wire-free SVN escutcheon, BLE / Mifare / DESFire deadbolt privacy w/ key override function, with keypad, Columbo Robotre premium series lever, unhanded, satin stainless finish, for use with 1 3/8" - 1 3/4" thick standard door | 1 |  | 1 Year | 820.9 | 0.15 | 697.765
14992 | Salto | AB668363IM38-W- | XS4 ANSI electronic RF wireless SVN escutcheon, BLE / Mifare / DESFire deadbolt privacy w/ key override function, Columbo Robotre premium series lever, unhanded, satin stainless finish, for use with 1 3/8" - 1 3/4" thick standard door | 1 |  | 1 Year | 943.25 | 0.15 | 801.7625
14993 | Salto | AB668363IM38-WK | XS4 ANSI electronic RF wireless SVN escutcheon, BLE / Mifare / DESFire deadbolt privacy w/ key override function, with keypad, Columbo Robotre premium series lever, unhanded, satin stainless finish, for use with 1 3/8" - 1 3/4" thick standard door | 1 |  | 1 Year | 1006.1 | 0.15 | 855.185
14994 | Salto | AB668363IM48--- | XS4 ANSI electronic wire-free SVN escutcheon, BLE / Mifare / DESFire deadbolt privacy w/ key override function, Columbo Robotre premium series lever, unhanded, satin stainless finish, for use with 1 3/4" - 2 1/4" thick door | 1 |  | 1 Year | 758.05 | 0.15 | 644.3425
14995 | Salto | AB668363IM48-A- | XS4 ANSI electronic AMOK wire-free SVN escutcheon, BLE / Mifare / DESFire deadbolt privacy w/ key override function, Columbo Robotre premium series lever, unhanded, satin stainless finish, for use with 1 3/4" - 2 1/4" thick door | 1 |  | 1 Year | 887.05 | 0.15 | 753.9925
14996 | Salto | AB668363IM48--K | XS4 ANSI electronic wire-free SVN escutcheon, BLE / Mifare / DESFire deadbolt privacy w/ key override function, with keypad, Columbo Robotre premium series lever, unhanded, satin stainless finish, for use with 1 3/4" - 2 1/4" thick door | 1 |  | 1 Year | 820.9 | 0.15 | 697.765
14997 | Salto | AB668363IM48-W- | XS4 ANSI electronic RF wireless SVN escutcheon, BLE / Mifare / DESFire deadbolt privacy w/ key override function, Columbo Robotre premium series lever, unhanded, satin stainless finish, for use with 1 3/4" - 2 1/4" thick door | 1 |  | 1 Year | 943.25 | 0.15 | 801.7625
14998 | Salto | AB668363IM48-WK | XS4 ANSI electronic RF wireless SVN escutcheon, BLE / Mifare / DESFire deadbolt privacy w/ key override function, with keypad, Columbo Robotre premium series lever, unhanded, satin stainless finish, for use with 1 3/4" - 2 1/4" thick door | 1 |  | 1 Year | 1006.1 | 0.15 | 855.185
14999 | Salto | AB668363IP38--- | XS4 ANSI electronic wire-free SVN escutcheon, BLE / Mifare / DESFire deadbolt privacy w/ key override function, Columbo Robotre premium series lever, unhanded, bright stainless steel finish, for use with 1 3/8" - 1 3/4" thick standard door | 1 |  | 1 Year | 774.35 | 0.15 | 658.1975
15000 | Salto | AB668363IP38-A- | XS4 ANSI electronic AMOK wire-free SVN escutcheon, BLE / Mifare / DESFire deadbolt privacy w/ key override function, Columbo Robotre premium series lever, unhanded, bright stainless steel finish, for use with 1 3/8" - 1 3/4" thick standard door | 1 |  | 1 Year | 903.35 | 0.15 | 767.8475
15001 | Salto | AB668363IP38--K | XS4 ANSI electronic wire-free SVN escutcheon, BLE / Mifare / DESFire deadbolt privacy w/ key override function, with keypad, Columbo Robotre premium series lever, unhanded, bright stainless steel finish, for use with 1 3/8" - 1 3/4" thick standard door | 1 |  | 1 Year | 837.2 | 0.15 | 711.62
15002 | Salto | AB668363IP38-W- | XS4 ANSI electronic RF wireless SVN escutcheon, BLE / Mifare / DESFire deadbolt privacy w/ key override function, Columbo Robotre premium series lever, unhanded, bright stainless steel finish, for use with 1 3/8" - 1 3/4" thick standard door | 1 |  | 1 Year | 959.55 | 0.15 | 815.6175
15003 | Salto | AB668363IP38-WK | XS4 ANSI electronic RF wireless SVN escutcheon, BLE / Mifare / DESFire deadbolt privacy w/ key override function, with keypad, Columbo Robotre premium series lever, unhanded, bright stainless steel finish, for use with 1 3/8" - 1 3/4" thick standard door | 1 |  | 1 Year | 1022.4 | 0.15 | 869.04
15004 | Salto | AB668363IP48--- | XS4 ANSI electronic wire-free SVN escutcheon, BLE / Mifare / DESFire deadbolt privacy w/ key override function, Columbo Robotre premium series lever, unhanded, bright stainless steel finish, for use with 1 3/4" - 2 1/4" thick door | 1 |  | 1 Year | 774.35 | 0.15 | 658.1975
15005 | Salto | AB668363IP48-A- | XS4 ANSI electronic AMOK wire-free SVN escutcheon, BLE / Mifare / DESFire deadbolt privacy w/ key override function, Columbo Robotre premium series lever, unhanded, bright stainless steel finish, for use with 1 3/4" - 2 1/4" thick door | 1 |  | 1 Year | 903.35 | 0.15 | 767.8475
15006 | Salto | AB668363IP48--K | XS4 ANSI electronic wire-free SVN escutcheon, BLE / Mifare / DESFire deadbolt privacy w/ key override function, with keypad, Columbo Robotre premium series lever, unhanded, bright stainless steel finish, for use with 1 3/4" - 2 1/4" thick door | 1 |  | 1 Year | 837.2 | 0.15 | 711.62
15007 | Salto | AB668363IP48-W- | XS4 ANSI electronic RF wireless SVN escutcheon, BLE / Mifare / DESFire deadbolt privacy w/ key override function, Columbo Robotre premium series lever, unhanded, bright stainless steel finish, for use with 1 3/4" - 2 1/4" thick door | 1 |  | 1 Year | 959.55 | 0.15 | 815.6175
15008 | Salto | AB668363IP48-WK | XS4 ANSI electronic RF wireless SVN escutcheon, BLE / Mifare / DESFire deadbolt privacy w/ key override function, with keypad, Columbo Robotre premium series lever, unhanded, bright stainless steel finish, for use with 1 3/4" - 2 1/4" thick door | 1 |  | 1 Year | 1022.4 | 0.15 | 869.04
15009 | Salto | AB668363PP38--- | XS4 ANSI electronic wire-free SVN escutcheon, BLE / Mifare / DESFire deadbolt privacy w/ key override function, Columbo Robotre premium series lever, unhanded, bright brass finish, for use with 1 3/8" - 1 3/4" thick standard door | 1 |  | 1 Year | 774.35 | 0.15 | 658.1975
15010 | Salto | AB668363PP38-A- | XS4 ANSI electronic AMOK wire-free SVN escutcheon, BLE / Mifare / DESFire deadbolt privacy w/ key override function, Columbo Robotre premium series lever, unhanded, bright brass finish, for use with 1 3/8" - 1 3/4" thick standard door | 1 |  | 1 Year | 903.35 | 0.15 | 767.8475
15011 | Salto | AB668363PP38--K | XS4 ANSI electronic wire-free SVN escutcheon, BLE / Mifare / DESFire deadbolt privacy w/ key override function, with keypad, Columbo Robotre premium series lever, unhanded, bright brass finish, for use with 1 3/8" - 1 3/4" thick standard door | 1 |  | 1 Year | 837.2 | 0.15 | 711.62
15012 | Salto | AB668363PP38-W- | XS4 ANSI electronic RF wireless SVN escutcheon, BLE / Mifare / DESFire deadbolt privacy w/ key override function, Columbo Robotre premium series lever, unhanded, bright brass finish, for use with 1 3/8" - 1 3/4" thick standard door | 1 |  | 1 Year | 959.55 | 0.15 | 815.6175
15013 | Salto | AB668363PP38-WK | XS4 ANSI electronic RF wireless SVN escutcheon, BLE / Mifare / DESFire deadbolt privacy w/ key override function, with keypad, Columbo Robotre premium series lever, unhanded, bright brass finish, for use with 1 3/8" - 1 3/4" thick standard door | 1 |  | 1 Year | 1022.4 | 0.15 | 869.04
15014 | Salto | AB668363PP48--- | XS4 ANSI electronic wire-free SVN escutcheon, BLE / Mifare / DESFire deadbolt privacy w/ key override function, Columbo Robotre premium series lever, unhanded, bright brass finish, for use with 1 3/4" - 2 1/4" thick door | 1 |  | 1 Year | 774.35 | 0.15 | 658.1975
15015 | Salto | AB668363PP48-A- | XS4 ANSI electronic AMOK wire-free SVN escutcheon, BLE / Mifare / DESFire deadbolt privacy w/ key override function, Columbo Robotre premium series lever, unhanded, bright brass finish, for use with 1 3/4" - 2 1/4" thick door | 1 |  | 1 Year | 903.35 | 0.15 | 767.8475
15016 | Salto | AB668363PP48--K | XS4 ANSI electronic wire-free SVN escutcheon, BLE / Mifare / DESFire deadbolt privacy w/ key override function, with keypad, Columbo Robotre premium series lever, unhanded, bright brass finish, for use with 1 3/4" - 2 1/4" thick door | 1 |  | 1 Year | 837.2 | 0.15 | 711.62
15017 | Salto | AB668363PP48-W- | XS4 ANSI electronic RF wireless SVN escutcheon, BLE / Mifare / DESFire deadbolt privacy w/ key override function, Columbo Robotre premium series lever, unhanded, bright brass finish, for use with 1 3/4" - 2 1/4" thick door | 1 |  | 1 Year | 959.55 | 0.15 | 815.6175
15018 | Salto | AB668363PP48-WK | XS4 ANSI electronic RF wireless SVN escutcheon, BLE / Mifare / DESFire deadbolt privacy w/ key override function, with keypad, Columbo Robotre premium series lever, unhanded, bright brass finish, for use with 1 3/4" - 2 1/4" thick door | 1 |  | 1 Year | 1022.4 | 0.15 | 869.04
15019 | Salto | AB668461IM38--- | XS4 ANSI electronic wire-free SVN escutcheon, BLE / Mifare / DESFire deadbolt privacy w/ key override function, Columbo Roboquattro premium series lever, unhanded, satin stainless finish, for use with 1 3/8" - 1 3/4" thick standard door | 1 |  | 1 Year | 758.05 | 0.15 | 644.3425
15020 | Salto | AB668461IM38-A- | XS4 ANSI electronic AMOK wire-free SVN escutcheon, BLE / Mifare / DESFire deadbolt privacy w/ key override function, Columbo Roboquattro premium series lever, unhanded, satin stainless finish, for use with 1 3/8" - 1 3/4" thick standard door | 1 |  | 1 Year | 887.05 | 0.15 | 753.9925
15021 | Salto | AB668461IM38--K | XS4 ANSI electronic wire-free SVN escutcheon, BLE / Mifare / DESFire deadbolt privacy w/ key override function, with keypad, Columbo Roboquattro premium series lever, unhanded, satin stainless finish, for use with 1 3/8" - 1 3/4" thick standard door | 1 |  | 1 Year | 820.9 | 0.15 | 697.765
15022 | Salto | AB668461IM38-W- | XS4 ANSI electronic RF wireless SVN escutcheon, BLE / Mifare / DESFire deadbolt privacy w/ key override function, Columbo Roboquattro premium series lever, unhanded, satin stainless finish, for use with 1 3/8" - 1 3/4" thick standard door | 1 |  | 1 Year | 943.25 | 0.15 | 801.7625
15023 | Salto | AB668461IM38-WK | XS4 ANSI electronic RF wireless SVN escutcheon, BLE / Mifare / DESFire deadbolt privacy w/ key override function, with keypad, Columbo Roboquattro premium series lever, unhanded, satin stainless finish, for use with 1 3/8" - 1 3/4" thick standard door | 1 |  | 1 Year | 1006.1 | 0.15 | 855.185
15024 | Salto | AB668461IM48--- | XS4 ANSI electronic wire-free SVN escutcheon, BLE / Mifare / DESFire deadbolt privacy w/ key override function, Columbo Roboquattro premium series lever, unhanded, satin stainless finish, for use with 1 3/4" - 2 1/4" thick door | 1 |  | 1 Year | 758.05 | 0.15 | 644.3425
15025 | Salto | AB668461IM48-A- | XS4 ANSI electronic AMOK wire-free SVN escutcheon, BLE / Mifare / DESFire deadbolt privacy w/ key override function, Columbo Roboquattro premium series lever, unhanded, satin stainless finish, for use with 1 3/4" - 2 1/4" thick door | 1 |  | 1 Year | 887.05 | 0.15 | 753.9925
15026 | Salto | AB668461IM48--K | XS4 ANSI electronic wire-free SVN escutcheon, BLE / Mifare / DESFire deadbolt privacy w/ key override function, with keypad, Columbo Roboquattro premium series lever, unhanded, satin stainless finish, for use with 1 3/4" - 2 1/4" thick door | 1 |  | 1 Year | 820.9 | 0.15 | 697.765
15027 | Salto | AB668461IM48-W- | XS4 ANSI electronic RF wireless SVN escutcheon, BLE / Mifare / DESFire deadbolt privacy w/ key override function, Columbo Roboquattro premium series lever, unhanded, satin stainless finish, for use with 1 3/4" - 2 1/4" thick door | 1 |  | 1 Year | 943.25 | 0.15 | 801.7625
15028 | Salto | AB668461IM48-WK | XS4 ANSI electronic RF wireless SVN escutcheon, BLE / Mifare / DESFire deadbolt privacy w/ key override function, with keypad, Columbo Roboquattro premium series lever, unhanded, satin stainless finish, for use with 1 3/4" - 2 1/4" thick door | 1 |  | 1 Year | 1006.1 | 0.15 | 855.185
15029 | Salto | AB668461IP38--- | XS4 ANSI electronic wire-free SVN escutcheon, BLE / Mifare / DESFire deadbolt privacy w/ key override function, Columbo Roboquattro premium series lever, unhanded, bright stainless steel finish, for use with 1 3/8" - 1 3/4" thick standard door | 1 |  | 1 Year | 774.35 | 0.15 | 658.1975
15030 | Salto | AB668461IP38-A- | XS4 ANSI electronic AMOK wire-free SVN escutcheon, BLE / Mifare / DESFire deadbolt privacy w/ key override function, Columbo Roboquattro premium series lever, unhanded, bright stainless steel finish, for use with 1 3/8" - 1 3/4" thick standard door | 1 |  | 1 Year | 903.35 | 0.15 | 767.8475
15031 | Salto | AB668461IP38--K | XS4 ANSI electronic wire-free SVN escutcheon, BLE / Mifare / DESFire deadbolt privacy w/ key override function, with keypad, Columbo Roboquattro premium series lever, unhanded, bright stainless steel finish, for use with 1 3/8" - 1 3/4" thick standard doo | 1 |  | 1 Year | 837.2 | 0.15 | 711.62
15032 | Salto | AB668461IP38-W- | XS4 ANSI electronic RF wireless SVN escutcheon, BLE / Mifare / DESFire deadbolt privacy w/ key override function, Columbo Roboquattro premium series lever, unhanded, bright stainless steel finish, for use with 1 3/8" - 1 3/4" thick standard door | 1 |  | 1 Year | 959.55 | 0.15 | 815.6175
15033 | Salto | AB668461IP38-WK | XS4 ANSI electronic RF wireless SVN escutcheon, BLE / Mifare / DESFire deadbolt privacy w/ key override function, with keypad, Columbo Roboquattro premium series lever, unhanded, bright stainless steel finish, for use with 1 3/8" - 1 3/4" thick standard d | 1 |  | 1 Year | 1022.4 | 0.15 | 869.04
15034 | Salto | AB668461IP48--- | XS4 ANSI electronic wire-free SVN escutcheon, BLE / Mifare / DESFire deadbolt privacy w/ key override function, Columbo Roboquattro premium series lever, unhanded, bright stainless steel finish, for use with 1 3/4" - 2 1/4" thick door | 1 |  | 1 Year | 774.35 | 0.15 | 658.1975
15035 | Salto | AB668461IP48-A- | XS4 ANSI electronic AMOK wire-free SVN escutcheon, BLE / Mifare / DESFire deadbolt privacy w/ key override function, Columbo Roboquattro premium series lever, unhanded, bright stainless steel finish, for use with 1 3/4" - 2 1/4" thick door | 1 |  | 1 Year | 903.35 | 0.15 | 767.8475
15036 | Salto | AB668461IP48--K | XS4 ANSI electronic wire-free SVN escutcheon, BLE / Mifare / DESFire deadbolt privacy w/ key override function, with keypad, Columbo Roboquattro premium series lever, unhanded, bright stainless steel finish, for use with 1 3/4" - 2 1/4" thick door | 1 |  | 1 Year | 837.2 | 0.15 | 711.62
15037 | Salto | AB668461IP48-W- | XS4 ANSI electronic RF wireless SVN escutcheon, BLE / Mifare / DESFire deadbolt privacy w/ key override function, Columbo Roboquattro premium series lever, unhanded, bright stainless steel finish, for use with 1 3/4" - 2 1/4" thick door | 1 |  | 1 Year | 959.55 | 0.15 | 815.6175
15038 | Salto | AB668461IP48-WK | XS4 ANSI electronic RF wireless SVN escutcheon, BLE / Mifare / DESFire deadbolt privacy w/ key override function, with keypad, Columbo Roboquattro premium series lever, unhanded, bright stainless steel finish, for use with 1 3/4" - 2 1/4" thick door | 1 |  | 1 Year | 1022.4 | 0.15 | 869.04
15039 | Salto | AB668461PP38--- | XS4 ANSI electronic wire-free SVN escutcheon, BLE / Mifare / DESFire deadbolt privacy w/ key override function, Columbo Roboquattro premium series lever, unhanded, bright brass finish, for use with 1 3/8" - 1 3/4" thick standard door | 1 |  | 1 Year | 774.35 | 0.15 | 658.1975
15040 | Salto | AB668461PP38-A- | XS4 ANSI electronic AMOK wire-free SVN escutcheon, BLE / Mifare / DESFire deadbolt privacy w/ key override function, Columbo Roboquattro premium series lever, unhanded, bright brass finish, for use with 1 3/8" - 1 3/4" thick standard door | 1 |  | 1 Year | 903.35 | 0.15 | 767.8475
15041 | Salto | AB668461PP38--K | XS4 ANSI electronic wire-free SVN escutcheon, BLE / Mifare / DESFire deadbolt privacy w/ key override function, with keypad, Columbo Roboquattro premium series lever, unhanded, bright brass finish, for use with 1 3/8" - 1 3/4" thick standard door | 1 |  | 1 Year | 837.2 | 0.15 | 711.62
15042 | Salto | AB668461PP38-W- | XS4 ANSI electronic RF wireless SVN escutcheon, BLE / Mifare / DESFire deadbolt privacy w/ key override function, Columbo Roboquattro premium series lever, unhanded, bright brass finish, for use with 1 3/8" - 1 3/4" thick standard door | 1 |  | 1 Year | 959.55 | 0.15 | 815.6175
15043 | Salto | AB668461PP38-WK | XS4 ANSI electronic RF wireless SVN escutcheon, BLE / Mifare / DESFire deadbolt privacy w/ key override function, with keypad, Columbo Roboquattro premium series lever, unhanded, bright brass finish, for use with 1 3/8" - 1 3/4" thick standard door | 1 |  | 1 Year | 1022.4 | 0.15 | 869.04
15044 | Salto | AB668461PP48--- | XS4 ANSI electronic wire-free SVN escutcheon, BLE / Mifare / DESFire deadbolt privacy w/ key override function, Columbo Roboquattro premium series lever, unhanded, bright brass finish, for use with 1 3/4" - 2 1/4" thick door | 1 |  | 1 Year | 774.35 | 0.15 | 658.1975
15045 | Salto | AB668461PP48-A- | XS4 ANSI electronic AMOK wire-free SVN escutcheon, BLE / Mifare / DESFire deadbolt privacy w/ key override function, Columbo Roboquattro premium series lever, unhanded, bright brass finish, for use with 1 3/4" - 2 1/4" thick door | 1 |  | 1 Year | 903.35 | 0.15 | 767.8475
15046 | Salto | AB668461PP48--K | XS4 ANSI electronic wire-free SVN escutcheon, BLE / Mifare / DESFire deadbolt privacy w/ key override function, with keypad, Columbo Roboquattro premium series lever, unhanded, bright brass finish, for use with 1 3/4" - 2 1/4" thick door | 1 |  | 1 Year | 837.2 | 0.15 | 711.62
15047 | Salto | AB668461PP48-W- | XS4 ANSI electronic RF wireless SVN escutcheon, BLE / Mifare / DESFire deadbolt privacy w/ key override function, Columbo Roboquattro premium series lever, unhanded, bright brass finish, for use with 1 3/4" - 2 1/4" thick door | 1 |  | 1 Year | 959.55 | 0.15 | 815.6175
15048 | Salto | AB668461PP48-WK | XS4 ANSI electronic RF wireless SVN escutcheon, BLE / Mifare / DESFire deadbolt privacy w/ key override function, with keypad, Columbo Roboquattro premium series lever, unhanded, bright brass finish, for use with 1 3/4" - 2 1/4" thick door | 1 |  | 1 Year | 1022.4 | 0.15 | 869.04
15049 | Salto | AB668462IM38--- | XS4 ANSI electronic wire-free SVN escutcheon, BLE / Mifare / DESFire deadbolt privacy w/ key override function, Columbo Roboquattro premium series lever, unhanded, satin stainless finish, for use with 1 3/8" - 1 3/4" thick standard door | 1 |  | 1 Year | 758.05 | 0.15 | 644.3425
15050 | Salto | AB668462IM38-A- | XS4 ANSI electronic AMOK wire-free SVN escutcheon, BLE / Mifare / DESFire deadbolt privacy w/ key override function, Columbo Roboquattro premium series lever, unhanded, satin stainless finish, for use with 1 3/8" - 1 3/4" thick standard door | 1 |  | 1 Year | 887.05 | 0.15 | 753.9925
15051 | Salto | AB668462IM38--K | XS4 ANSI electronic wire-free SVN escutcheon, BLE / Mifare / DESFire deadbolt privacy w/ key override function, with keypad, Columbo Roboquattro premium series lever, unhanded, satin stainless finish, for use with 1 3/8" - 1 3/4" thick standard door | 1 |  | 1 Year | 820.9 | 0.15 | 697.765
15052 | Salto | AB668462IM38-W- | XS4 ANSI electronic RF wireless SVN escutcheon, BLE / Mifare / DESFire deadbolt privacy w/ key override function, Columbo Roboquattro premium series lever, unhanded, satin stainless finish, for use with 1 3/8" - 1 3/4" thick standard door | 1 |  | 1 Year | 943.25 | 0.15 | 801.7625
15053 | Salto | AB668462IM38-WK | XS4 ANSI electronic RF wireless SVN escutcheon, BLE / Mifare / DESFire deadbolt privacy w/ key override function, with keypad, Columbo Roboquattro premium series lever, unhanded, satin stainless finish, for use with 1 3/8" - 1 3/4" thick standard door | 1 |  | 1 Year | 1006.1 | 0.15 | 855.185
15054 | Salto | AB668462IM48--- | XS4 ANSI electronic wire-free SVN escutcheon, BLE / Mifare / DESFire deadbolt privacy w/ key override function, Columbo Roboquattro premium series lever, unhanded, satin stainless finish, for use with 1 3/4" - 2 1/4" thick door | 1 |  | 1 Year | 758.05 | 0.15 | 644.3425
15055 | Salto | AB668462IM48-A- | XS4 ANSI electronic AMOK wire-free SVN escutcheon, BLE / Mifare / DESFire deadbolt privacy w/ key override function, Columbo Roboquattro premium series lever, unhanded, satin stainless finish, for use with 1 3/4" - 2 1/4" thick door | 1 |  | 1 Year | 887.05 | 0.15 | 753.9925
15056 | Salto | AB668462IM48--K | XS4 ANSI electronic wire-free SVN escutcheon, BLE / Mifare / DESFire deadbolt privacy w/ key override function, with keypad, Columbo Roboquattro premium series lever, unhanded, satin stainless finish, for use with 1 3/4" - 2 1/4" thick door | 1 |  | 1 Year | 820.9 | 0.15 | 697.765
15057 | Salto | AB668462IM48-W- | XS4 ANSI electronic RF wireless SVN escutcheon, BLE / Mifare / DESFire deadbolt privacy w/ key override function, Columbo Roboquattro premium series lever, unhanded, satin stainless finish, for use with 1 3/4" - 2 1/4" thick door | 1 |  | 1 Year | 943.25 | 0.15 | 801.7625
15058 | Salto | AB668462IM48-WK | XS4 ANSI electronic RF wireless SVN escutcheon, BLE / Mifare / DESFire deadbolt privacy w/ key override function, with keypad, Columbo Roboquattro premium series lever, unhanded, satin stainless finish, for use with 1 3/4" - 2 1/4" thick door | 1 |  | 1 Year | 1006.1 | 0.15 | 855.185
15059 | Salto | AB668462IP38--- | XS4 ANSI electronic wire-free SVN escutcheon, BLE / Mifare / DESFire deadbolt privacy w/ key override function, Columbo Roboquattro premium series lever, unhanded, bright stainless steel finish, for use with 1 3/8" - 1 3/4" thick standard door | 1 |  | 1 Year | 774.35 | 0.15 | 658.1975
15060 | Salto | AB668462IP38-A- | XS4 ANSI electronic AMOK wire-free SVN escutcheon, BLE / Mifare / DESFire deadbolt privacy w/ key override function, Columbo Roboquattro premium series lever, unhanded, bright stainless steel finish, for use with 1 3/8" - 1 3/4" thick standard door | 1 |  | 1 Year | 903.35 | 0.15 | 767.8475
15061 | Salto | AB668462IP38--K | XS4 ANSI electronic wire-free SVN escutcheon, BLE / Mifare / DESFire deadbolt privacy w/ key override function, with keypad, Columbo Roboquattro premium series lever, unhanded, bright stainless steel finish, for use with 1 3/8" - 1 3/4" thick standard doo | 1 |  | 1 Year | 837.2 | 0.15 | 711.62
15062 | Salto | AB668462IP38-W- | XS4 ANSI electronic RF wireless SVN escutcheon, BLE / Mifare / DESFire deadbolt privacy w/ key override function, Columbo Roboquattro premium series lever, unhanded, bright stainless steel finish, for use with 1 3/8" - 1 3/4" thick standard door | 1 |  | 1 Year | 959.55 | 0.15 | 815.6175
15063 | Salto | AB668462IP38-WK | XS4 ANSI electronic RF wireless SVN escutcheon, BLE / Mifare / DESFire deadbolt privacy w/ key override function, with keypad, Columbo Roboquattro premium series lever, unhanded, bright stainless steel finish, for use with 1 3/8" - 1 3/4" thick standard d | 1 |  | 1 Year | 1022.4 | 0.15 | 869.04
15064 | Salto | AB668462IP48--- | XS4 ANSI electronic wire-free SVN escutcheon, BLE / Mifare / DESFire deadbolt privacy w/ key override function, Columbo Roboquattro premium series lever, unhanded, bright stainless steel finish, for use with 1 3/4" - 2 1/4" thick door | 1 |  | 1 Year | 774.35 | 0.15 | 658.1975
15065 | Salto | AB668462IP48-A- | XS4 ANSI electronic AMOK wire-free SVN escutcheon, BLE / Mifare / DESFire deadbolt privacy w/ key override function, Columbo Roboquattro premium series lever, unhanded, bright stainless steel finish, for use with 1 3/4" - 2 1/4" thick door | 1 |  | 1 Year | 903.35 | 0.15 | 767.8475
15066 | Salto | AB668462IP48--K | XS4 ANSI electronic wire-free SVN escutcheon, BLE / Mifare / DESFire deadbolt privacy w/ key override function, with keypad, Columbo Roboquattro premium series lever, unhanded, bright stainless steel finish, for use with 1 3/4" - 2 1/4" thick door | 1 |  | 1 Year | 837.2 | 0.15 | 711.62
15067 | Salto | AB668462IP48-W- | XS4 ANSI electronic RF wireless SVN escutcheon, BLE / Mifare / DESFire deadbolt privacy w/ key override function, Columbo Roboquattro premium series lever, unhanded, bright stainless steel finish, for use with 1 3/4" - 2 1/4" thick door | 1 |  | 1 Year | 959.55 | 0.15 | 815.6175
15068 | Salto | AB668462IP48-WK | XS4 ANSI electronic RF wireless SVN escutcheon, BLE / Mifare / DESFire deadbolt privacy w/ key override function, with keypad, Columbo Roboquattro premium series lever, unhanded, bright stainless steel finish, for use with 1 3/4" - 2 1/4" thick door | 1 |  | 1 Year | 1022.4 | 0.15 | 869.04
15069 | Salto | AB668462PP38--- | XS4 ANSI electronic wire-free SVN escutcheon, BLE / Mifare / DESFire deadbolt privacy w/ key override function, Columbo Roboquattro premium series lever, unhanded, bright brass finish, for use with 1 3/8" - 1 3/4" thick standard door | 1 |  | 1 Year | 774.35 | 0.15 | 658.1975
15070 | Salto | AB668462PP38-A- | XS4 ANSI electronic AMOK wire-free SVN escutcheon, BLE / Mifare / DESFire deadbolt privacy w/ key override function, Columbo Roboquattro premium series lever, unhanded, bright brass finish, for use with 1 3/8" - 1 3/4" thick standard door | 1 |  | 1 Year | 903.35 | 0.15 | 767.8475
15071 | Salto | AB668462PP38--K | XS4 ANSI electronic wire-free SVN escutcheon, BLE / Mifare / DESFire deadbolt privacy w/ key override function, with keypad, Columbo Roboquattro premium series lever, unhanded, bright brass finish, for use with 1 3/8" - 1 3/4" thick standard door | 1 |  | 1 Year | 837.2 | 0.15 | 711.62
15072 | Salto | AB668462PP38-W- | XS4 ANSI electronic RF wireless SVN escutcheon, BLE / Mifare / DESFire deadbolt privacy w/ key override function, Columbo Roboquattro premium series lever, unhanded, bright brass finish, for use with 1 3/8" - 1 3/4" thick standard door | 1 |  | 1 Year | 959.55 | 0.15 | 815.6175
15073 | Salto | AB668462PP38-WK | XS4 ANSI electronic RF wireless SVN escutcheon, BLE / Mifare / DESFire deadbolt privacy w/ key override function, with keypad, Columbo Roboquattro premium series lever, unhanded, bright brass finish, for use with 1 3/8" - 1 3/4" thick standard door | 1 |  | 1 Year | 1022.4 | 0.15 | 869.04
15074 | Salto | AB668462PP48--- | XS4 ANSI electronic wire-free SVN escutcheon, BLE / Mifare / DESFire deadbolt privacy w/ key override function, Columbo Roboquattro premium series lever, unhanded, bright brass finish, for use with 1 3/4" - 2 1/4" thick door | 1 |  | 1 Year | 774.35 | 0.15 | 658.1975
15075 | Salto | AB668462PP48-A- | XS4 ANSI electronic AMOK wire-free SVN escutcheon, BLE / Mifare / DESFire deadbolt privacy w/ key override function, Columbo Roboquattro premium series lever, unhanded, bright brass finish, for use with 1 3/4" - 2 1/4" thick door | 1 |  | 1 Year | 903.35 | 0.15 | 767.8475
15076 | Salto | AB668462PP48--K | XS4 ANSI electronic wire-free SVN escutcheon, BLE / Mifare / DESFire deadbolt privacy w/ key override function, with keypad, Columbo Roboquattro premium series lever, unhanded, bright brass finish, for use with 1 3/4" - 2 1/4" thick door | 1 |  | 1 Year | 837.2 | 0.15 | 711.62
15077 | Salto | AB668462PP48-W- | XS4 ANSI electronic RF wireless SVN escutcheon, BLE / Mifare / DESFire deadbolt privacy w/ key override function, Columbo Roboquattro premium series lever, unhanded, bright brass finish, for use with 1 3/4" - 2 1/4" thick door | 1 |  | 1 Year | 959.55 | 0.15 | 815.6175
15078 | Salto | AB668462PP48-WK | XS4 ANSI electronic RF wireless SVN escutcheon, BLE / Mifare / DESFire deadbolt privacy w/ key override function, with keypad, Columbo Roboquattro premium series lever, unhanded, bright brass finish, for use with 1 3/4" - 2 1/4" thick door | 1 |  | 1 Year | 1022.4 | 0.15 | 869.04
15079 | Salto | AB668463IM38--- | XS4 ANSI electronic wire-free SVN escutcheon, BLE / Mifare / DESFire deadbolt privacy w/ key override function, Columbo Roboquattro premium series lever, unhanded, satin stainless finish, for use with 1 3/8" - 1 3/4" thick standard door | 1 |  | 1 Year | 758.05 | 0.15 | 644.3425
15080 | Salto | AB668463IM38-A- | XS4 ANSI electronic AMOK wire-free SVN escutcheon, BLE / Mifare / DESFire deadbolt privacy w/ key override function, Columbo Roboquattro premium series lever, unhanded, satin stainless finish, for use with 1 3/8" - 1 3/4" thick standard door | 1 |  | 1 Year | 887.05 | 0.15 | 753.9925
15081 | Salto | AB668463IM38--K | XS4 ANSI electronic wire-free SVN escutcheon, BLE / Mifare / DESFire deadbolt privacy w/ key override function, with keypad, Columbo Roboquattro premium series lever, unhanded, satin stainless finish, for use with 1 3/8" - 1 3/4" thick standard door | 1 |  | 1 Year | 820.9 | 0.15 | 697.765
15082 | Salto | AB668463IM38-W- | XS4 ANSI electronic RF wireless SVN escutcheon, BLE / Mifare / DESFire deadbolt privacy w/ key override function, Columbo Roboquattro premium series lever, unhanded, satin stainless finish, for use with 1 3/8" - 1 3/4" thick standard door | 1 |  | 1 Year | 943.25 | 0.15 | 801.7625
15083 | Salto | AB668463IM38-WK | XS4 ANSI electronic RF wireless SVN escutcheon, BLE / Mifare / DESFire deadbolt privacy w/ key override function, with keypad, Columbo Roboquattro premium series lever, unhanded, satin stainless finish, for use with 1 3/8" - 1 3/4" thick standard door | 1 |  | 1 Year | 1006.1 | 0.15 | 855.185
15084 | Salto | AB668463IM48--- | XS4 ANSI electronic wire-free SVN escutcheon, BLE / Mifare / DESFire deadbolt privacy w/ key override function, Columbo Roboquattro premium series lever, unhanded, satin stainless finish, for use with 1 3/4" - 2 1/4" thick door | 1 |  | 1 Year | 758.05 | 0.15 | 644.3425
15085 | Salto | AB668463IM48-A- | XS4 ANSI electronic AMOK wire-free SVN escutcheon, BLE / Mifare / DESFire deadbolt privacy w/ key override function, Columbo Roboquattro premium series lever, unhanded, satin stainless finish, for use with 1 3/4" - 2 1/4" thick door | 1 |  | 1 Year | 887.05 | 0.15 | 753.9925
15086 | Salto | AB668463IM48--K | XS4 ANSI electronic wire-free SVN escutcheon, BLE / Mifare / DESFire deadbolt privacy w/ key override function, with keypad, Columbo Roboquattro premium series lever, unhanded, satin stainless finish, for use with 1 3/4" - 2 1/4" thick door | 1 |  | 1 Year | 820.9 | 0.15 | 697.765
15087 | Salto | AB668463IM48-W- | XS4 ANSI electronic RF wireless SVN escutcheon, BLE / Mifare / DESFire deadbolt privacy w/ key override function, Columbo Roboquattro premium series lever, unhanded, satin stainless finish, for use with 1 3/4" - 2 1/4" thick door | 1 |  | 1 Year | 943.25 | 0.15 | 801.7625
15088 | Salto | AB668463IM48-WK | XS4 ANSI electronic RF wireless SVN escutcheon, BLE / Mifare / DESFire deadbolt privacy w/ key override function, with keypad, Columbo Roboquattro premium series lever, unhanded, satin stainless finish, for use with 1 3/4" - 2 1/4" thick door | 1 |  | 1 Year | 1006.1 | 0.15 | 855.185
15089 | Salto | AB668463IP38--- | XS4 ANSI electronic wire-free SVN escutcheon, BLE / Mifare / DESFire deadbolt privacy w/ key override function, Columbo Roboquattro premium series lever, unhanded, bright stainless steel finish, for use with 1 3/8" - 1 3/4" thick standard door | 1 |  | 1 Year | 774.35 | 0.15 | 658.1975
15090 | Salto | AB668463IP38-A- | XS4 ANSI electronic AMOK wire-free SVN escutcheon, BLE / Mifare / DESFire deadbolt privacy w/ key override function, Columbo Roboquattro premium series lever, unhanded, bright stainless steel finish, for use with 1 3/8" - 1 3/4" thick standard door | 1 |  | 1 Year | 903.35 | 0.15 | 767.8475
15091 | Salto | AB668463IP38--K | XS4 ANSI electronic wire-free SVN escutcheon, BLE / Mifare / DESFire deadbolt privacy w/ key override function, with keypad, Columbo Roboquattro premium series lever, unhanded, bright stainless steel finish, for use with 1 3/8" - 1 3/4" thick standard doo | 1 |  | 1 Year | 837.2 | 0.15 | 711.62
15092 | Salto | AB668463IP38-W- | XS4 ANSI electronic RF wireless SVN escutcheon, BLE / Mifare / DESFire deadbolt privacy w/ key override function, Columbo Roboquattro premium series lever, unhanded, bright stainless steel finish, for use with 1 3/8" - 1 3/4" thick standard door | 1 |  | 1 Year | 959.55 | 0.15 | 815.6175
15093 | Salto | AB668463IP38-WK | XS4 ANSI electronic RF wireless SVN escutcheon, BLE / Mifare / DESFire deadbolt privacy w/ key override function, with keypad, Columbo Roboquattro premium series lever, unhanded, bright stainless steel finish, for use with 1 3/8" - 1 3/4" thick standard d | 1 |  | 1 Year | 1022.4 | 0.15 | 869.04
15094 | Salto | AB668463IP48--- | XS4 ANSI electronic wire-free SVN escutcheon, BLE / Mifare / DESFire deadbolt privacy w/ key override function, Columbo Roboquattro premium series lever, unhanded, bright stainless steel finish, for use with 1 3/4" - 2 1/4" thick door | 1 |  | 1 Year | 774.35 | 0.15 | 658.1975
15095 | Salto | AB668463IP48-A- | XS4 ANSI electronic AMOK wire-free SVN escutcheon, BLE / Mifare / DESFire deadbolt privacy w/ key override function, Columbo Roboquattro premium series lever, unhanded, bright stainless steel finish, for use with 1 3/4" - 2 1/4" thick door | 1 |  | 1 Year | 903.35 | 0.15 | 767.8475
15096 | Salto | AB668463IP48--K | XS4 ANSI electronic wire-free SVN escutcheon, BLE / Mifare / DESFire deadbolt privacy w/ key override function, with keypad, Columbo Roboquattro premium series lever, unhanded, bright stainless steel finish, for use with 1 3/4" - 2 1/4" thick door | 1 |  | 1 Year | 837.2 | 0.15 | 711.62
15097 | Salto | AB668463IP48-W- | XS4 ANSI electronic RF wireless SVN escutcheon, BLE / Mifare / DESFire deadbolt privacy w/ key override function, Columbo Roboquattro premium series lever, unhanded, bright stainless steel finish, for use with 1 3/4" - 2 1/4" thick door | 1 |  | 1 Year | 959.55 | 0.15 | 815.6175
15098 | Salto | AB668463IP48-WK | XS4 ANSI electronic RF wireless SVN escutcheon, BLE / Mifare / DESFire deadbolt privacy w/ key override function, with keypad, Columbo Roboquattro premium series lever, unhanded, bright stainless steel finish, for use with 1 3/4" - 2 1/4" thick door | 1 |  | 1 Year | 1022.4 | 0.15 | 869.04
15099 | Salto | AB668463PP38--- | XS4 ANSI electronic wire-free SVN escutcheon, BLE / Mifare / DESFire deadbolt privacy w/ key override function, Columbo Roboquattro premium series lever, unhanded, bright brass finish, for use with 1 3/8" - 1 3/4" thick standard door | 1 |  | 1 Year | 774.35 | 0.15 | 658.1975
15100 | Salto | AB668463PP38-A- | XS4 ANSI electronic AMOK wire-free SVN escutcheon, BLE / Mifare / DESFire deadbolt privacy w/ key override function, Columbo Roboquattro premium series lever, unhanded, bright brass finish, for use with 1 3/8" - 1 3/4" thick standard door | 1 |  | 1 Year | 903.35 | 0.15 | 767.8475
15101 | Salto | AB668463PP38--K | XS4 ANSI electronic wire-free SVN escutcheon, BLE / Mifare / DESFire deadbolt privacy w/ key override function, with keypad, Columbo Roboquattro premium series lever, unhanded, bright brass finish, for use with 1 3/8" - 1 3/4" thick standard door | 1 |  | 1 Year | 837.2 | 0.15 | 711.62
15102 | Salto | AB668463PP38-W- | XS4 ANSI electronic RF wireless SVN escutcheon, BLE / Mifare / DESFire deadbolt privacy w/ key override function, Columbo Roboquattro premium series lever, unhanded, bright brass finish, for use with 1 3/8" - 1 3/4" thick standard door | 1 |  | 1 Year | 959.55 | 0.15 | 815.6175
15103 | Salto | AB668463PP38-WK | XS4 ANSI electronic RF wireless SVN escutcheon, BLE / Mifare / DESFire deadbolt privacy w/ key override function, with keypad, Columbo Roboquattro premium series lever, unhanded, bright brass finish, for use with 1 3/8" - 1 3/4" thick standard door | 1 |  | 1 Year | 1022.4 | 0.15 | 869.04
15104 | Salto | AB668463PP48--- | XS4 ANSI electronic wire-free SVN escutcheon, BLE / Mifare / DESFire deadbolt privacy w/ key override function, Columbo Roboquattro premium series lever, unhanded, bright brass finish, for use with 1 3/4" - 2 1/4" thick door | 1 |  | 1 Year | 774.35 | 0.15 | 658.1975
15105 | Salto | AB668463PP48-A- | XS4 ANSI electronic AMOK wire-free SVN escutcheon, BLE / Mifare / DESFire deadbolt privacy w/ key override function, Columbo Roboquattro premium series lever, unhanded, bright brass finish, for use with 1 3/4" - 2 1/4" thick door | 1 |  | 1 Year | 903.35 | 0.15 | 767.8475
15106 | Salto | AB668463PP48--K | XS4 ANSI electronic wire-free SVN escutcheon, BLE / Mifare / DESFire deadbolt privacy w/ key override function, with keypad, Columbo Roboquattro premium series lever, unhanded, bright brass finish, for use with 1 3/4" - 2 1/4" thick door | 1 |  | 1 Year | 837.2 | 0.15 | 711.62
15107 | Salto | AB668463PP48-W- | XS4 ANSI electronic RF wireless SVN escutcheon, BLE / Mifare / DESFire deadbolt privacy w/ key override function, Columbo Roboquattro premium series lever, unhanded, bright brass finish, for use with 1 3/4" - 2 1/4" thick door | 1 |  | 1 Year | 959.55 | 0.15 | 815.6175
15108 | Salto | AB668463PP48-WK | XS4 ANSI electronic RF wireless SVN escutcheon, BLE / Mifare / DESFire deadbolt privacy w/ key override function, with keypad, Columbo Roboquattro premium series lever, unhanded, bright brass finish, for use with 1 3/4" - 2 1/4" thick door | 1 |  | 1 Year | 1022.4 | 0.15 | 869.04
15109 | Salto | AB668761IM38--- | XS4 ANSI electronic wire-free SVN escutcheon, BLE / Mifare / DESFire deadbolt privacy w/ key override function, Columbo Mach premium series lever, unhanded, satin stainless finish, for use with 1 3/8" - 1 3/4" thick standard door | 1 |  | 1 Year | 758.05 | 0.15 | 644.3425
15110 | Salto | AB668761IM38-A- | XS4 ANSI electronic AMOK wire-free SVN escutcheon, BLE / Mifare / DESFire deadbolt privacy w/ key override function, Columbo Mach premium series lever, unhanded, satin stainless finish, for use with 1 3/8" - 1 3/4" thick standard door | 1 |  | 1 Year | 887.05 | 0.15 | 753.9925
15111 | Salto | AB668761IM38--K | XS4 ANSI electronic wire-free SVN escutcheon, BLE / Mifare / DESFire deadbolt privacy w/ key override function, with keypad, Columbo Mach premium series lever, unhanded, satin stainless finish, for use with 1 3/8" - 1 3/4" thick standard door | 1 |  | 1 Year | 820.9 | 0.15 | 697.765
15112 | Salto | AB668761IM38-W- | XS4 ANSI electronic RF wireless SVN escutcheon, BLE / Mifare / DESFire deadbolt privacy w/ key override function, Columbo Mach premium series lever, unhanded, satin stainless finish, for use with 1 3/8" - 1 3/4" thick standard door | 1 |  | 1 Year | 943.25 | 0.15 | 801.7625
15113 | Salto | AB668761IM38-WK | XS4 ANSI electronic RF wireless SVN escutcheon, BLE / Mifare / DESFire deadbolt privacy w/ key override function, with keypad, Columbo Mach premium series lever, unhanded, satin stainless finish, for use with 1 3/8" - 1 3/4" thick standard door | 1 |  | 1 Year | 1006.1 | 0.15 | 855.185
15114 | Salto | AB668761IM48--- | XS4 ANSI electronic wire-free SVN escutcheon, BLE / Mifare / DESFire deadbolt privacy w/ key override function, Columbo Mach premium series lever, unhanded, satin stainless finish, for use with 1 3/4" - 2 1/4" thick door | 1 |  | 1 Year | 758.05 | 0.15 | 644.3425
15115 | Salto | AB668761IM48-A- | XS4 ANSI electronic AMOK wire-free SVN escutcheon, BLE / Mifare / DESFire deadbolt privacy w/ key override function, Columbo Mach premium series lever, unhanded, satin stainless finish, for use with 1 3/4" - 2 1/4" thick door | 1 |  | 1 Year | 887.05 | 0.15 | 753.9925
15116 | Salto | AB668761IM48--K | XS4 ANSI electronic wire-free SVN escutcheon, BLE / Mifare / DESFire deadbolt privacy w/ key override function, with keypad, Columbo Mach premium series lever, unhanded, satin stainless finish, for use with 1 3/4" - 2 1/4" thick door | 1 |  | 1 Year | 820.9 | 0.15 | 697.765
15117 | Salto | AB668761IM48-W- | XS4 ANSI electronic RF wireless SVN escutcheon, BLE / Mifare / DESFire deadbolt privacy w/ key override function, Columbo Mach premium series lever, unhanded, satin stainless finish, for use with 1 3/4" - 2 1/4" thick door | 1 |  | 1 Year | 943.25 | 0.15 | 801.7625
15118 | Salto | AB668761IM48-WK | XS4 ANSI electronic RF wireless SVN escutcheon, BLE / Mifare / DESFire deadbolt privacy w/ key override function, with keypad, Columbo Mach premium series lever, unhanded, satin stainless finish, for use with 1 3/4" - 2 1/4" thick door | 1 |  | 1 Year | 1006.1 | 0.15 | 855.185
15119 | Salto | AB668761IP38--- | XS4 ANSI electronic wire-free SVN escutcheon, BLE / Mifare / DESFire deadbolt privacy w/ key override function, Columbo Mach premium series lever, unhanded, bright stainless steel finish, for use with 1 3/8" - 1 3/4" thick standard door | 1 |  | 1 Year | 774.35 | 0.15 | 658.1975
15120 | Salto | AB668761IP38-A- | XS4 ANSI electronic AMOK wire-free SVN escutcheon, BLE / Mifare / DESFire deadbolt privacy w/ key override function, Columbo Mach premium series lever, unhanded, bright stainless steel finish, for use with 1 3/8" - 1 3/4" thick standard door | 1 |  | 1 Year | 903.35 | 0.15 | 767.8475
15121 | Salto | AB668761IP38--K | XS4 ANSI electronic wire-free SVN escutcheon, BLE / Mifare / DESFire deadbolt privacy w/ key override function, with keypad, Columbo Mach premium series lever, unhanded, bright stainless steel finish, for use with 1 3/8" - 1 3/4" thick standard door | 1 |  | 1 Year | 837.2 | 0.15 | 711.62
15122 | Salto | AB668761IP38-W- | XS4 ANSI electronic RF wireless SVN escutcheon, BLE / Mifare / DESFire deadbolt privacy w/ key override function, Columbo Mach premium series lever, unhanded, bright stainless steel finish, for use with 1 3/8" - 1 3/4" thick standard door | 1 |  | 1 Year | 959.55 | 0.15 | 815.6175
15123 | Salto | AB668761IP38-WK | XS4 ANSI electronic RF wireless SVN escutcheon, BLE / Mifare / DESFire deadbolt privacy w/ key override function, with keypad, Columbo Mach premium series lever, unhanded, bright stainless steel finish, for use with 1 3/8" - 1 3/4" thick standard door | 1 |  | 1 Year | 1022.4 | 0.15 | 869.04
15124 | Salto | AB668761IP48--- | XS4 ANSI electronic wire-free SVN escutcheon, BLE / Mifare / DESFire deadbolt privacy w/ key override function, Columbo Mach premium series lever, unhanded, bright stainless steel finish, for use with 1 3/4" - 2 1/4" thick door | 1 |  | 1 Year | 774.35 | 0.15 | 658.1975
15125 | Salto | AB668761IP48-A- | XS4 ANSI electronic AMOK wire-free SVN escutcheon, BLE / Mifare / DESFire deadbolt privacy w/ key override function, Columbo Mach premium series lever, unhanded, bright stainless steel finish, for use with 1 3/4" - 2 1/4" thick door | 1 |  | 1 Year | 903.35 | 0.15 | 767.8475
15126 | Salto | AB668761IP48--K | XS4 ANSI electronic wire-free SVN escutcheon, BLE / Mifare / DESFire deadbolt privacy w/ key override function, with keypad, Columbo Mach premium series lever, unhanded, bright stainless steel finish, for use with 1 3/4" - 2 1/4" thick door | 1 |  | 1 Year | 837.2 | 0.15 | 711.62
15127 | Salto | AB668761IP48-W- | XS4 ANSI electronic RF wireless SVN escutcheon, BLE / Mifare / DESFire deadbolt privacy w/ key override function, Columbo Mach premium series lever, unhanded, bright stainless steel finish, for use with 1 3/4" - 2 1/4" thick door | 1 |  | 1 Year | 959.55 | 0.15 | 815.6175
15128 | Salto | AB668761IP48-WK | XS4 ANSI electronic RF wireless SVN escutcheon, BLE / Mifare / DESFire deadbolt privacy w/ key override function, with keypad, Columbo Mach premium series lever, unhanded, bright stainless steel finish, for use with 1 3/4" - 2 1/4" thick door | 1 |  | 1 Year | 1022.4 | 0.15 | 869.04
15129 | Salto | AB668761PP38--- | XS4 ANSI electronic wire-free SVN escutcheon, BLE / Mifare / DESFire deadbolt privacy w/ key override function, Columbo Mach premium series lever, unhanded, bright brass finish, for use with 1 3/8" - 1 3/4" thick standard door | 1 |  | 1 Year | 774.35 | 0.15 | 658.1975
15130 | Salto | AB668761PP38-A- | XS4 ANSI electronic AMOK wire-free SVN escutcheon, BLE / Mifare / DESFire deadbolt privacy w/ key override function, Columbo Mach premium series lever, unhanded, bright brass finish, for use with 1 3/8" - 1 3/4" thick standard door | 1 |  | 1 Year | 903.35 | 0.15 | 767.8475
15131 | Salto | AB668761PP38--K | XS4 ANSI electronic wire-free SVN escutcheon, BLE / Mifare / DESFire deadbolt privacy w/ key override function, with keypad, Columbo Mach premium series lever, unhanded, bright brass finish, for use with 1 3/8" - 1 3/4" thick standard door | 1 |  | 1 Year | 837.2 | 0.15 | 711.62
15132 | Salto | AB668761PP38-W- | XS4 ANSI electronic RF wireless SVN escutcheon, BLE / Mifare / DESFire deadbolt privacy w/ key override function, Columbo Mach premium series lever, unhanded, bright brass finish, for use with 1 3/8" - 1 3/4" thick standard door | 1 |  | 1 Year | 959.55 | 0.15 | 815.6175
15133 | Salto | AB668761PP38-WK | XS4 ANSI electronic RF wireless SVN escutcheon, BLE / Mifare / DESFire deadbolt privacy w/ key override function, with keypad, Columbo Mach premium series lever, unhanded, bright brass finish, for use with 1 3/8" - 1 3/4" thick standard door | 1 |  | 1 Year | 1022.4 | 0.15 | 869.04
15134 | Salto | AB668761PP48--- | XS4 ANSI electronic wire-free SVN escutcheon, BLE / Mifare / DESFire deadbolt privacy w/ key override function, Columbo Mach premium series lever, unhanded, bright brass finish, for use with 1 3/4" - 2 1/4" thick door | 1 |  | 1 Year | 774.35 | 0.15 | 658.1975
15135 | Salto | AB668761PP48-A- | XS4 ANSI electronic AMOK wire-free SVN escutcheon, BLE / Mifare / DESFire deadbolt privacy w/ key override function, Columbo Mach premium series lever, unhanded, bright brass finish, for use with 1 3/4" - 2 1/4" thick door | 1 |  | 1 Year | 903.35 | 0.15 | 767.8475
15136 | Salto | AB668761PP48--K | XS4 ANSI electronic wire-free SVN escutcheon, BLE / Mifare / DESFire deadbolt privacy w/ key override function, with keypad, Columbo Mach premium series lever, unhanded, bright brass finish, for use with 1 3/4" - 2 1/4" thick door | 1 |  | 1 Year | 837.2 | 0.15 | 711.62
15137 | Salto | AB668761PP48-W- | XS4 ANSI electronic RF wireless SVN escutcheon, BLE / Mifare / DESFire deadbolt privacy w/ key override function, Columbo Mach premium series lever, unhanded, bright brass finish, for use with 1 3/4" - 2 1/4" thick door | 1 |  | 1 Year | 959.55 | 0.15 | 815.6175
15138 | Salto | AB668761PP48-WK | XS4 ANSI electronic RF wireless SVN escutcheon, BLE / Mifare / DESFire deadbolt privacy w/ key override function, with keypad, Columbo Mach premium series lever, unhanded, bright brass finish, for use with 1 3/4" - 2 1/4" thick door | 1 |  | 1 Year | 1022.4 | 0.15 | 869.04
15139 | Salto | AB668762IM38--- | XS4 ANSI electronic wire-free SVN escutcheon, BLE / Mifare / DESFire deadbolt privacy w/ key override function, Columbo Mach premium series lever, unhanded, satin stainless finish, for use with 1 3/8" - 1 3/4" thick standard door | 1 |  | 1 Year | 758.05 | 0.15 | 644.3425
15140 | Salto | AB668762IM38-A- | XS4 ANSI electronic AMOK wire-free SVN escutcheon, BLE / Mifare / DESFire deadbolt privacy w/ key override function, Columbo Mach premium series lever, unhanded, satin stainless finish, for use with 1 3/8" - 1 3/4" thick standard door | 1 |  | 1 Year | 887.05 | 0.15 | 753.9925
15141 | Salto | AB668762IM38--K | XS4 ANSI electronic wire-free SVN escutcheon, BLE / Mifare / DESFire deadbolt privacy w/ key override function, with keypad, Columbo Mach premium series lever, unhanded, satin stainless finish, for use with 1 3/8" - 1 3/4" thick standard door | 1 |  | 1 Year | 820.9 | 0.15 | 697.765
15142 | Salto | AB668762IM38-W- | XS4 ANSI electronic RF wireless SVN escutcheon, BLE / Mifare / DESFire deadbolt privacy w/ key override function, Columbo Mach premium series lever, unhanded, satin stainless finish, for use with 1 3/8" - 1 3/4" thick standard door | 1 |  | 1 Year | 943.25 | 0.15 | 801.7625
15143 | Salto | AB668762IM38-WK | XS4 ANSI electronic RF wireless SVN escutcheon, BLE / Mifare / DESFire deadbolt privacy w/ key override function, with keypad, Columbo Mach premium series lever, unhanded, satin stainless finish, for use with 1 3/8" - 1 3/4" thick standard door | 1 |  | 1 Year | 1006.1 | 0.15 | 855.185
15144 | Salto | AB668762IM48--- | XS4 ANSI electronic wire-free SVN escutcheon, BLE / Mifare / DESFire deadbolt privacy w/ key override function, Columbo Mach premium series lever, unhanded, satin stainless finish, for use with 1 3/4" - 2 1/4" thick door | 1 |  | 1 Year | 758.05 | 0.15 | 644.3425
15145 | Salto | AB668762IM48-A- | XS4 ANSI electronic AMOK wire-free SVN escutcheon, BLE / Mifare / DESFire deadbolt privacy w/ key override function, Columbo Mach premium series lever, unhanded, satin stainless finish, for use with 1 3/4" - 2 1/4" thick door | 1 |  | 1 Year | 887.05 | 0.15 | 753.9925
15146 | Salto | AB668762IM48--K | XS4 ANSI electronic wire-free SVN escutcheon, BLE / Mifare / DESFire deadbolt privacy w/ key override function, with keypad, Columbo Mach premium series lever, unhanded, satin stainless finish, for use with 1 3/4" - 2 1/4" thick door | 1 |  | 1 Year | 820.9 | 0.15 | 697.765
15147 | Salto | AB668762IM48-W- | XS4 ANSI electronic RF wireless SVN escutcheon, BLE / Mifare / DESFire deadbolt privacy w/ key override function, Columbo Mach premium series lever, unhanded, satin stainless finish, for use with 1 3/4" - 2 1/4" thick door | 1 |  | 1 Year | 943.25 | 0.15 | 801.7625
15148 | Salto | AB668762IM48-WK | XS4 ANSI electronic RF wireless SVN escutcheon, BLE / Mifare / DESFire deadbolt privacy w/ key override function, with keypad, Columbo Mach premium series lever, unhanded, satin stainless finish, for use with 1 3/4" - 2 1/4" thick door | 1 |  | 1 Year | 1006.1 | 0.15 | 855.185
15149 | Salto | AB668762IP38--- | XS4 ANSI electronic wire-free SVN escutcheon, BLE / Mifare / DESFire deadbolt privacy w/ key override function, Columbo Mach premium series lever, unhanded, bright stainless steel finish, for use with 1 3/8" - 1 3/4" thick standard door | 1 |  | 1 Year | 774.35 | 0.15 | 658.1975
15150 | Salto | AB668762IP38-A- | XS4 ANSI electronic AMOK wire-free SVN escutcheon, BLE / Mifare / DESFire deadbolt privacy w/ key override function, Columbo Mach premium series lever, unhanded, bright stainless steel finish, for use with 1 3/8" - 1 3/4" thick standard door | 1 |  | 1 Year | 903.35 | 0.15 | 767.8475
15151 | Salto | AB668762IP38--K | XS4 ANSI electronic wire-free SVN escutcheon, BLE / Mifare / DESFire deadbolt privacy w/ key override function, with keypad, Columbo Mach premium series lever, unhanded, bright stainless steel finish, for use with 1 3/8" - 1 3/4" thick standard door | 1 |  | 1 Year | 837.2 | 0.15 | 711.62
15152 | Salto | AB668762IP38-W- | XS4 ANSI electronic RF wireless SVN escutcheon, BLE / Mifare / DESFire deadbolt privacy w/ key override function, Columbo Mach premium series lever, unhanded, bright stainless steel finish, for use with 1 3/8" - 1 3/4" thick standard door | 1 |  | 1 Year | 959.55 | 0.15 | 815.6175
15153 | Salto | AB668762IP38-WK | XS4 ANSI electronic RF wireless SVN escutcheon, BLE / Mifare / DESFire deadbolt privacy w/ key override function, with keypad, Columbo Mach premium series lever, unhanded, bright stainless steel finish, for use with 1 3/8" - 1 3/4" thick standard door | 1 |  | 1 Year | 1022.4 | 0.15 | 869.04
15154 | Salto | AB668762IP48--- | XS4 ANSI electronic wire-free SVN escutcheon, BLE / Mifare / DESFire deadbolt privacy w/ key override function, Columbo Mach premium series lever, unhanded, bright stainless steel finish, for use with 1 3/4" - 2 1/4" thick door | 1 |  | 1 Year | 774.35 | 0.15 | 658.1975
15155 | Salto | AB668762IP48-A- | XS4 ANSI electronic AMOK wire-free SVN escutcheon, BLE / Mifare / DESFire deadbolt privacy w/ key override function, Columbo Mach premium series lever, unhanded, bright stainless steel finish, for use with 1 3/4" - 2 1/4" thick door | 1 |  | 1 Year | 903.35 | 0.15 | 767.8475
15156 | Salto | AB668762IP48--K | XS4 ANSI electronic wire-free SVN escutcheon, BLE / Mifare / DESFire deadbolt privacy w/ key override function, with keypad, Columbo Mach premium series lever, unhanded, bright stainless steel finish, for use with 1 3/4" - 2 1/4" thick door | 1 |  | 1 Year | 837.2 | 0.15 | 711.62
15157 | Salto | AB668762IP48-W- | XS4 ANSI electronic RF wireless SVN escutcheon, BLE / Mifare / DESFire deadbolt privacy w/ key override function, Columbo Mach premium series lever, unhanded, bright stainless steel finish, for use with 1 3/4" - 2 1/4" thick door | 1 |  | 1 Year | 959.55 | 0.15 | 815.6175
15158 | Salto | AB668762IP48-WK | XS4 ANSI electronic RF wireless SVN escutcheon, BLE / Mifare / DESFire deadbolt privacy w/ key override function, with keypad, Columbo Mach premium series lever, unhanded, bright stainless steel finish, for use with 1 3/4" - 2 1/4" thick door | 1 |  | 1 Year | 1022.4 | 0.15 | 869.04
15159 | Salto | AB668762PP38--- | XS4 ANSI electronic wire-free SVN escutcheon, BLE / Mifare / DESFire deadbolt privacy w/ key override function, Columbo Mach premium series lever, unhanded, bright brass finish, for use with 1 3/8" - 1 3/4" thick standard door | 1 |  | 1 Year | 774.35 | 0.15 | 658.1975
15160 | Salto | AB668762PP38-A- | XS4 ANSI electronic AMOK wire-free SVN escutcheon, BLE / Mifare / DESFire deadbolt privacy w/ key override function, Columbo Mach premium series lever, unhanded, bright brass finish, for use with 1 3/8" - 1 3/4" thick standard door | 1 |  | 1 Year | 903.35 | 0.15 | 767.8475
15161 | Salto | AB668762PP38--K | XS4 ANSI electronic wire-free SVN escutcheon, BLE / Mifare / DESFire deadbolt privacy w/ key override function, with keypad, Columbo Mach premium series lever, unhanded, bright brass finish, for use with 1 3/8" - 1 3/4" thick standard door | 1 |  | 1 Year | 837.2 | 0.15 | 711.62
15162 | Salto | AB668762PP38-W- | XS4 ANSI electronic RF wireless SVN escutcheon, BLE / Mifare / DESFire deadbolt privacy w/ key override function, Columbo Mach premium series lever, unhanded, bright brass finish, for use with 1 3/8" - 1 3/4" thick standard door | 1 |  | 1 Year | 959.55 | 0.15 | 815.6175
15163 | Salto | AB668762PP38-WK | XS4 ANSI electronic RF wireless SVN escutcheon, BLE / Mifare / DESFire deadbolt privacy w/ key override function, with keypad, Columbo Mach premium series lever, unhanded, bright brass finish, for use with 1 3/8" - 1 3/4" thick standard door | 1 |  | 1 Year | 1022.4 | 0.15 | 869.04
15164 | Salto | AB668762PP48--- | XS4 ANSI electronic wire-free SVN escutcheon, BLE / Mifare / DESFire deadbolt privacy w/ key override function, Columbo Mach premium series lever, unhanded, bright brass finish, for use with 1 3/4" - 2 1/4" thick door | 1 |  | 1 Year | 774.35 | 0.15 | 658.1975
15165 | Salto | AB668762PP48-A- | XS4 ANSI electronic AMOK wire-free SVN escutcheon, BLE / Mifare / DESFire deadbolt privacy w/ key override function, Columbo Mach premium series lever, unhanded, bright brass finish, for use with 1 3/4" - 2 1/4" thick door | 1 |  | 1 Year | 903.35 | 0.15 | 767.8475
15166 | Salto | AB668762PP48--K | XS4 ANSI electronic wire-free SVN escutcheon, BLE / Mifare / DESFire deadbolt privacy w/ key override function, with keypad, Columbo Mach premium series lever, unhanded, bright brass finish, for use with 1 3/4" - 2 1/4" thick door | 1 |  | 1 Year | 837.2 | 0.15 | 711.62
15167 | Salto | AB668762PP48-W- | XS4 ANSI electronic RF wireless SVN escutcheon, BLE / Mifare / DESFire deadbolt privacy w/ key override function, Columbo Mach premium series lever, unhanded, bright brass finish, for use with 1 3/4" - 2 1/4" thick door | 1 |  | 1 Year | 959.55 | 0.15 | 815.6175
15168 | Salto | AB668762PP48-WK | XS4 ANSI electronic RF wireless SVN escutcheon, BLE / Mifare / DESFire deadbolt privacy w/ key override function, with keypad, Columbo Mach premium series lever, unhanded, bright brass finish, for use with 1 3/4" - 2 1/4" thick door | 1 |  | 1 Year | 1022.4 | 0.15 | 869.04
15169 | Salto | AB668763IM38--- | XS4 ANSI electronic wire-free SVN escutcheon, BLE / Mifare / DESFire deadbolt privacy w/ key override function, Columbo Mach premium series lever, unhanded, satin stainless finish, for use with 1 3/8" - 1 3/4" thick standard door | 1 |  | 1 Year | 758.05 | 0.15 | 644.3425
15170 | Salto | AB668763IM38-A- | XS4 ANSI electronic AMOK wire-free SVN escutcheon, BLE / Mifare / DESFire deadbolt privacy w/ key override function, Columbo Mach premium series lever, unhanded, satin stainless finish, for use with 1 3/8" - 1 3/4" thick standard door | 1 |  | 1 Year | 887.05 | 0.15 | 753.9925
15171 | Salto | AB668763IM38--K | XS4 ANSI electronic wire-free SVN escutcheon, BLE / Mifare / DESFire deadbolt privacy w/ key override function, with keypad, Columbo Mach premium series lever, unhanded, satin stainless finish, for use with 1 3/8" - 1 3/4" thick standard door | 1 |  | 1 Year | 820.9 | 0.15 | 697.765
15172 | Salto | AB668763IM38-W- | XS4 ANSI electronic RF wireless SVN escutcheon, BLE / Mifare / DESFire deadbolt privacy w/ key override function, Columbo Mach premium series lever, unhanded, satin stainless finish, for use with 1 3/8" - 1 3/4" thick standard door | 1 |  | 1 Year | 943.25 | 0.15 | 801.7625
15173 | Salto | AB668763IM38-WK | XS4 ANSI electronic RF wireless SVN escutcheon, BLE / Mifare / DESFire deadbolt privacy w/ key override function, with keypad, Columbo Mach premium series lever, unhanded, satin stainless finish, for use with 1 3/8" - 1 3/4" thick standard door | 1 |  | 1 Year | 1006.1 | 0.15 | 855.185
15174 | Salto | AB668763IM48--- | XS4 ANSI electronic wire-free SVN escutcheon, BLE / Mifare / DESFire deadbolt privacy w/ key override function, Columbo Mach premium series lever, unhanded, satin stainless finish, for use with 1 3/4" - 2 1/4" thick door | 1 |  | 1 Year | 758.05 | 0.15 | 644.3425
15175 | Salto | AB668763IM48-A- | XS4 ANSI electronic AMOK wire-free SVN escutcheon, BLE / Mifare / DESFire deadbolt privacy w/ key override function, Columbo Mach premium series lever, unhanded, satin stainless finish, for use with 1 3/4" - 2 1/4" thick door | 1 |  | 1 Year | 887.05 | 0.15 | 753.9925
15176 | Salto | AB668763IM48--K | XS4 ANSI electronic wire-free SVN escutcheon, BLE / Mifare / DESFire deadbolt privacy w/ key override function, with keypad, Columbo Mach premium series lever, unhanded, satin stainless finish, for use with 1 3/4" - 2 1/4" thick door | 1 |  | 1 Year | 820.9 | 0.15 | 697.765
15177 | Salto | AB668763IM48-W- | XS4 ANSI electronic RF wireless SVN escutcheon, BLE / Mifare / DESFire deadbolt privacy w/ key override function, Columbo Mach premium series lever, unhanded, satin stainless finish, for use with 1 3/4" - 2 1/4" thick door | 1 |  | 1 Year | 943.25 | 0.15 | 801.7625
15178 | Salto | AB668763IM48-WK | XS4 ANSI electronic RF wireless SVN escutcheon, BLE / Mifare / DESFire deadbolt privacy w/ key override function, with keypad, Columbo Mach premium series lever, unhanded, satin stainless finish, for use with 1 3/4" - 2 1/4" thick door | 1 |  | 1 Year | 1006.1 | 0.15 | 855.185
15179 | Salto | AB668763IP38--- | XS4 ANSI electronic wire-free SVN escutcheon, BLE / Mifare / DESFire deadbolt privacy w/ key override function, Columbo Mach premium series lever, unhanded, bright stainless steel finish, for use with 1 3/8" - 1 3/4" thick standard door | 1 |  | 1 Year | 774.35 | 0.15 | 658.1975
15180 | Salto | AB668763IP38-A- | XS4 ANSI electronic AMOK wire-free SVN escutcheon, BLE / Mifare / DESFire deadbolt privacy w/ key override function, Columbo Mach premium series lever, unhanded, bright stainless steel finish, for use with 1 3/8" - 1 3/4" thick standard door | 1 |  | 1 Year | 903.35 | 0.15 | 767.8475
15181 | Salto | AB668763IP38--K | XS4 ANSI electronic wire-free SVN escutcheon, BLE / Mifare / DESFire deadbolt privacy w/ key override function, with keypad, Columbo Mach premium series lever, unhanded, bright stainless steel finish, for use with 1 3/8" - 1 3/4" thick standard door | 1 |  | 1 Year | 837.2 | 0.15 | 711.62
15182 | Salto | AB668763IP38-W- | XS4 ANSI electronic RF wireless SVN escutcheon, BLE / Mifare / DESFire deadbolt privacy w/ key override function, Columbo Mach premium series lever, unhanded, bright stainless steel finish, for use with 1 3/8" - 1 3/4" thick standard door | 1 |  | 1 Year | 959.55 | 0.15 | 815.6175
15183 | Salto | AB668763IP38-WK | XS4 ANSI electronic RF wireless SVN escutcheon, BLE / Mifare / DESFire deadbolt privacy w/ key override function, with keypad, Columbo Mach premium series lever, unhanded, bright stainless steel finish, for use with 1 3/8" - 1 3/4" thick standard door | 1 |  | 1 Year | 1022.4 | 0.15 | 869.04
15184 | Salto | AB668763IP48--- | XS4 ANSI electronic wire-free SVN escutcheon, BLE / Mifare / DESFire deadbolt privacy w/ key override function, Columbo Mach premium series lever, unhanded, bright stainless steel finish, for use with 1 3/4" - 2 1/4" thick door | 1 |  | 1 Year | 774.35 | 0.15 | 658.1975
15185 | Salto | AB668763IP48-A- | XS4 ANSI electronic AMOK wire-free SVN escutcheon, BLE / Mifare / DESFire deadbolt privacy w/ key override function, Columbo Mach premium series lever, unhanded, bright stainless steel finish, for use with 1 3/4" - 2 1/4" thick door | 1 |  | 1 Year | 903.35 | 0.15 | 767.8475
15186 | Salto | AB668763IP48--K | XS4 ANSI electronic wire-free SVN escutcheon, BLE / Mifare / DESFire deadbolt privacy w/ key override function, with keypad, Columbo Mach premium series lever, unhanded, bright stainless steel finish, for use with 1 3/4" - 2 1/4" thick door | 1 |  | 1 Year | 837.2 | 0.15 | 711.62
15187 | Salto | AB668763IP48-W- | XS4 ANSI electronic RF wireless SVN escutcheon, BLE / Mifare / DESFire deadbolt privacy w/ key override function, Columbo Mach premium series lever, unhanded, bright stainless steel finish, for use with 1 3/4" - 2 1/4" thick door | 1 |  | 1 Year | 959.55 | 0.15 | 815.6175
15188 | Salto | AB668763IP48-WK | XS4 ANSI electronic RF wireless SVN escutcheon, BLE / Mifare / DESFire deadbolt privacy w/ key override function, with keypad, Columbo Mach premium series lever, unhanded, bright stainless steel finish, for use with 1 3/4" - 2 1/4" thick door | 1 |  | 1 Year | 1022.4 | 0.15 | 869.04
15189 | Salto | AB668763PP38--- | XS4 ANSI electronic wire-free SVN escutcheon, BLE / Mifare / DESFire deadbolt privacy w/ key override function, Columbo Mach premium series lever, unhanded, bright brass finish, for use with 1 3/8" - 1 3/4" thick standard door | 1 |  | 1 Year | 774.35 | 0.15 | 658.1975
15190 | Salto | AB668763PP38-A- | XS4 ANSI electronic AMOK wire-free SVN escutcheon, BLE / Mifare / DESFire deadbolt privacy w/ key override function, Columbo Mach premium series lever, unhanded, bright brass finish, for use with 1 3/8" - 1 3/4" thick standard door | 1 |  | 1 Year | 903.35 | 0.15 | 767.8475
15191 | Salto | AB668763PP38--K | XS4 ANSI electronic wire-free SVN escutcheon, BLE / Mifare / DESFire deadbolt privacy w/ key override function, with keypad, Columbo Mach premium series lever, unhanded, bright brass finish, for use with 1 3/8" - 1 3/4" thick standard door | 1 |  | 1 Year | 837.2 | 0.15 | 711.62
15192 | Salto | AB668763PP38-W- | XS4 ANSI electronic RF wireless SVN escutcheon, BLE / Mifare / DESFire deadbolt privacy w/ key override function, Columbo Mach premium series lever, unhanded, bright brass finish, for use with 1 3/8" - 1 3/4" thick standard door | 1 |  | 1 Year | 959.55 | 0.15 | 815.6175
15193 | Salto | AB668763PP38-WK | XS4 ANSI electronic RF wireless SVN escutcheon, BLE / Mifare / DESFire deadbolt privacy w/ key override function, with keypad, Columbo Mach premium series lever, unhanded, bright brass finish, for use with 1 3/8" - 1 3/4" thick standard door | 1 |  | 1 Year | 1022.4 | 0.15 | 869.04
15194 | Salto | AB668763PP48--- | XS4 ANSI electronic wire-free SVN escutcheon, BLE / Mifare / DESFire deadbolt privacy w/ key override function, Columbo Mach premium series lever, unhanded, bright brass finish, for use with 1 3/4" - 2 1/4" thick door | 1 |  | 1 Year | 774.35 | 0.15 | 658.1975
15195 | Salto | AB668763PP48-A- | XS4 ANSI electronic AMOK wire-free SVN escutcheon, BLE / Mifare / DESFire deadbolt privacy w/ key override function, Columbo Mach premium series lever, unhanded, bright brass finish, for use with 1 3/4" - 2 1/4" thick door | 1 |  | 1 Year | 903.35 | 0.15 | 767.8475
15196 | Salto | AB668763PP48--K | XS4 ANSI electronic wire-free SVN escutcheon, BLE / Mifare / DESFire deadbolt privacy w/ key override function, with keypad, Columbo Mach premium series lever, unhanded, bright brass finish, for use with 1 3/4" - 2 1/4" thick door | 1 |  | 1 Year | 837.2 | 0.15 | 711.62
15197 | Salto | AB668763PP48-W- | XS4 ANSI electronic RF wireless SVN escutcheon, BLE / Mifare / DESFire deadbolt privacy w/ key override function, Columbo Mach premium series lever, unhanded, bright brass finish, for use with 1 3/4" - 2 1/4" thick door | 1 |  | 1 Year | 959.55 | 0.15 | 815.6175
15198 | Salto | AB668763PP48-WK | XS4 ANSI electronic RF wireless SVN escutcheon, BLE / Mifare / DESFire deadbolt privacy w/ key override function, with keypad, Columbo Mach premium series lever, unhanded, bright brass finish, for use with 1 3/4" - 2 1/4" thick door | 1 |  | 1 Year | 1022.4 | 0.15 | 869.04
15199 | Salto | AB668A61BC38--- | XS4 ANSI electronic wire-free SVN escutcheon, BLE / Mifare / DESFire deadbolt privacy w/ key override function, A lever, unhanded, BioCote antimicrobial finish, for use with 1 3/8" - 1 3/4" thick standard door | 1 |  | 1 Year | 764.15 | 0.15 | 649.5275
15200 | Salto | AB668A61BC38-A- | XS4 ANSI electronic AMOK wire-free SVN escutcheon, BLE / Mifare / DESFire deadbolt privacy w/ key override function, A lever, unhanded, BioCote antimicrobial finish, for use with 1 3/8" - 1 3/4" thick standard door | 1 |  | 1 Year | 893.15 | 0.15 | 759.1775
15201 | Salto | AB668A61BC38--K | XS4 ANSI electronic wire-free SVN escutcheon, BLE / Mifare / DESFire deadbolt privacy w/ key override function, with keypad, A lever, unhanded, BioCote antimicrobial finish, for use with 1 3/8" - 1 3/4" thick standard door | 1 |  | 1 Year | 827 | 0.15 | 702.95
15202 | Salto | AB668A61BC38-W- | XS4 ANSI electronic RF wireless SVN escutcheon, BLE / Mifare / DESFire deadbolt privacy w/ key override function, A lever, unhanded, BioCote antimicrobial finish, for use with 1 3/8" - 1 3/4" thick standard door | 1 |  | 1 Year | 949.35 | 0.15 | 806.9475
15203 | Salto | AB668A61BC38-WK | XS4 ANSI electronic RF wireless SVN escutcheon, BLE / Mifare / DESFire deadbolt privacy w/ key override function, with keypad, A lever, unhanded, BioCote antimicrobial finish, for use with 1 3/8" - 1 3/4" thick standard door | 1 |  | 1 Year | 1012.2 | 0.15 | 860.37
15204 | Salto | AB668A61BC48--- | XS4 ANSI electronic wire-free SVN escutcheon, BLE / Mifare / DESFire deadbolt privacy w/ key override function, A lever, unhanded, BioCote antimicrobial finish, for use with 1 3/4" - 2 1/4" thick door | 1 |  | 1 Year | 764.15 | 0.15 | 649.5275
15205 | Salto | AB668A61BC48-A- | XS4 ANSI electronic AMOK wire-free SVN escutcheon, BLE / Mifare / DESFire deadbolt privacy w/ key override function, A lever, unhanded, BioCote antimicrobial finish, for use with 1 3/4" - 2 1/4" thick door | 1 |  | 1 Year | 893.15 | 0.15 | 759.1775
15206 | Salto | AB668A61BC48--K | XS4 ANSI electronic wire-free SVN escutcheon, BLE / Mifare / DESFire deadbolt privacy w/ key override function, with keypad, A lever, unhanded, BioCote antimicrobial finish, for use with 1 3/4" - 2 1/4" thick door | 1 |  | 1 Year | 827 | 0.15 | 702.95
15207 | Salto | AB668A61BC48-W- | XS4 ANSI electronic RF wireless SVN escutcheon, BLE / Mifare / DESFire deadbolt privacy w/ key override function, A lever, unhanded, BioCote antimicrobial finish, for use with 1 3/4" - 2 1/4" thick door | 1 |  | 1 Year | 949.35 | 0.15 | 806.9475
15208 | Salto | AB668A61BC48-WK | XS4 ANSI electronic RF wireless SVN escutcheon, BLE / Mifare / DESFire deadbolt privacy w/ key override function, with keypad, A lever, unhanded, BioCote antimicrobial finish, for use with 1 3/4" - 2 1/4" thick door | 1 |  | 1 Year | 1012.2 | 0.15 | 860.37
15209 | Salto | AB668A61IA38--- | XS4 ANSI electronic wire-free SVN escutcheon, BLE / Mifare / DESFire deadbolt privacy w/ key override function, A lever, unhanded, antique brass finish, for use with 1 3/8" - 1 3/4" thick standard door | 1 |  | 1 Year | 764.15 | 0.15 | 649.5275
15210 | Salto | AB668A61IA38-A- | XS4 ANSI electronic AMOK wire-free SVN escutcheon, BLE / Mifare / DESFire deadbolt privacy w/ key override function, A lever, unhanded, antique brass finish, for use with 1 3/8" - 1 3/4" thick standard door | 1 |  | 1 Year | 893.15 | 0.15 | 759.1775
15211 | Salto | AB668A61IA38--K | XS4 ANSI electronic wire-free SVN escutcheon, BLE / Mifare / DESFire deadbolt privacy w/ key override function, with keypad, A lever, unhanded, antique brass finish, for use with 1 3/8" - 1 3/4" thick standard door | 1 |  | 1 Year | 827 | 0.15 | 702.95
15212 | Salto | AB668A61IA38-W- | XS4 ANSI electronic RF wireless SVN escutcheon, BLE / Mifare / DESFire deadbolt privacy w/ key override function, A lever, unhanded, antique brass finish, for use with 1 3/8" - 1 3/4" thick standard door | 1 |  | 1 Year | 949.35 | 0.15 | 806.9475
15213 | Salto | AB668A61IA38-WK | XS4 ANSI electronic RF wireless SVN escutcheon, BLE / Mifare / DESFire deadbolt privacy w/ key override function, with keypad, A lever, unhanded, antique brass finish, for use with 1 3/8" - 1 3/4" thick standard door | 1 |  | 1 Year | 1012.2 | 0.15 | 860.37
15214 | Salto | AB668A61IA48--- | XS4 ANSI electronic wire-free SVN escutcheon, BLE / Mifare / DESFire deadbolt privacy w/ key override function, A lever, unhanded, antique brass finish, for use with 1 3/4" - 2 1/4" thick door | 1 |  | 1 Year | 764.15 | 0.15 | 649.5275
15215 | Salto | AB668A61IA48-A- | XS4 ANSI electronic AMOK wire-free SVN escutcheon, BLE / Mifare / DESFire deadbolt privacy w/ key override function, A lever, unhanded, antique brass finish, for use with 1 3/4" - 2 1/4" thick door | 1 |  | 1 Year | 893.15 | 0.15 | 759.1775
15216 | Salto | AB668A61IA48--K | XS4 ANSI electronic wire-free SVN escutcheon, BLE / Mifare / DESFire deadbolt privacy w/ key override function, with keypad, A lever, unhanded, antique brass finish, for use with 1 3/4" - 2 1/4" thick door | 1 |  | 1 Year | 827 | 0.15 | 702.95
15217 | Salto | AB668A61IA48-W- | XS4 ANSI electronic RF wireless SVN escutcheon, BLE / Mifare / DESFire deadbolt privacy w/ key override function, A lever, unhanded, antique brass finish, for use with 1 3/4" - 2 1/4" thick door | 1 |  | 1 Year | 949.35 | 0.15 | 806.9475
15218 | Salto | AB668A61IA48-WK | XS4 ANSI electronic RF wireless SVN escutcheon, BLE / Mifare / DESFire deadbolt privacy w/ key override function, with keypad, A lever, unhanded, antique brass finish, for use with 1 3/4" - 2 1/4" thick door | 1 |  | 1 Year | 1012.2 | 0.15 | 860.37
15219 | Salto | AB668A61IM38--- | XS4 ANSI electronic wire-free SVN escutcheon, BLE / Mifare / DESFire deadbolt privacy w/ key override function, A lever, unhanded, satin stainless finish, for use with 1 3/8" - 1 3/4" thick standard door | 1 |  | 1 Year | 712.15 | 0.15 | 605.3275
15220 | Salto | AB668A61IM38-A- | XS4 ANSI electronic AMOK wire-free SVN escutcheon, BLE / Mifare / DESFire deadbolt privacy w/ key override function, A lever, unhanded, satin stainless finish, for use with 1 3/8" - 1 3/4" thick standard door | 1 |  | 1 Year | 841.15 | 0.15 | 714.9775
15221 | Salto | AB668A61IM38--K | XS4 ANSI electronic wire-free SVN escutcheon, BLE / Mifare / DESFire deadbolt privacy w/ key override function, with keypad, A lever, unhanded, satin stainless finish, for use with 1 3/8" - 1 3/4" thick standard door | 1 |  | 1 Year | 775 | 0.15 | 658.75
15222 | Salto | AB668A61IM38-W- | XS4 ANSI electronic RF wireless SVN escutcheon, BLE / Mifare / DESFire deadbolt privacy w/ key override function, A lever, unhanded, satin stainless finish, for use with 1 3/8" - 1 3/4" thick standard door | 1 |  | 1 Year | 897.35 | 0.15 | 762.7475
15223 | Salto | AB668A61IM38-WK | XS4 ANSI electronic RF wireless SVN escutcheon, BLE / Mifare / DESFire deadbolt privacy w/ key override function, with keypad, A lever, unhanded, satin stainless finish, for use with 1 3/8" - 1 3/4" thick standard door | 1 |  | 1 Year | 960.2 | 0.15 | 816.17
15224 | Salto | AB668A61IM48--- | XS4 ANSI electronic wire-free SVN escutcheon, BLE / Mifare / DESFire deadbolt privacy w/ key override function, A lever, unhanded, satin stainless finish, for use with 1 3/4" - 2 1/4" thick door | 1 |  | 1 Year | 712.15 | 0.15 | 605.3275
15225 | Salto | AB668A61IM48-A- | XS4 ANSI electronic AMOK wire-free SVN escutcheon, BLE / Mifare / DESFire deadbolt privacy w/ key override function, A lever, unhanded, satin stainless finish, for use with 1 3/4" - 2 1/4" thick door | 1 |  | 1 Year | 841.15 | 0.15 | 714.9775
15226 | Salto | AB668A61IM48--K | XS4 ANSI electronic wire-free SVN escutcheon, BLE / Mifare / DESFire deadbolt privacy w/ key override function, with keypad, A lever, unhanded, satin stainless finish, for use with 1 3/4" - 2 1/4" thick door | 1 |  | 1 Year | 775 | 0.15 | 658.75
15227 | Salto | AB668A61IM48-W- | XS4 ANSI electronic RF wireless SVN escutcheon, BLE / Mifare / DESFire deadbolt privacy w/ key override function, A lever, unhanded, satin stainless finish, for use with 1 3/4" - 2 1/4" thick door | 1 |  | 1 Year | 897.35 | 0.15 | 762.7475
15228 | Salto | AB668A61IM48-WK | XS4 ANSI electronic RF wireless SVN escutcheon, BLE / Mifare / DESFire deadbolt privacy w/ key override function, with keypad, A lever, unhanded, satin stainless finish, for use with 1 3/4" - 2 1/4" thick door | 1 |  | 1 Year | 960.2 | 0.15 | 816.17
15229 | Salto | AB668A61IP38--- | XS4 ANSI electronic wire-free SVN escutcheon, BLE / Mifare / DESFire deadbolt privacy w/ key override function, A lever, unhanded, bright stainless steel finish, for use with 1 3/8" - 1 3/4" thick standard door | 1 |  | 1 Year | 728.45 | 0.15 | 619.1825
15230 | Salto | AB668A61IP38-A- | XS4 ANSI electronic AMOK wire-free SVN escutcheon, BLE / Mifare / DESFire deadbolt privacy w/ key override function, A lever, unhanded, bright stainless steel finish, for use with 1 3/8" - 1 3/4" thick standard door | 1 |  | 1 Year | 857.45 | 0.15 | 728.8325
15231 | Salto | AB668A61IP38--K | XS4 ANSI electronic wire-free SVN escutcheon, BLE / Mifare / DESFire deadbolt privacy w/ key override function, with keypad, A lever, unhanded, bright stainless steel finish, for use with 1 3/8" - 1 3/4" thick standard door | 1 |  | 1 Year | 791.3 | 0.15 | 672.605
15232 | Salto | AB668A61IP38-W- | XS4 ANSI electronic RF wireless SVN escutcheon, BLE / Mifare / DESFire deadbolt privacy w/ key override function, A lever, unhanded, bright stainless steel finish, for use with 1 3/8" - 1 3/4" thick standard door | 1 |  | 1 Year | 913.65 | 0.15 | 776.6025
15233 | Salto | AB668A61IP38-WK | XS4 ANSI electronic RF wireless SVN escutcheon, BLE / Mifare / DESFire deadbolt privacy w/ key override function, with keypad, A lever, unhanded, bright stainless steel finish, for use with 1 3/8" - 1 3/4" thick standard door | 1 |  | 1 Year | 976.5 | 0.15 | 830.025
15234 | Salto | AB668A61IP48--- | XS4 ANSI electronic wire-free SVN escutcheon, BLE / Mifare / DESFire deadbolt privacy w/ key override function, A lever, unhanded, bright stainless steel finish, for use with 1 3/4" - 2 1/4" thick door | 1 |  | 1 Year | 728.45 | 0.15 | 619.1825
15235 | Salto | AB668A61IP48-A- | XS4 ANSI electronic AMOK wire-free SVN escutcheon, BLE / Mifare / DESFire deadbolt privacy w/ key override function, A lever, unhanded, bright stainless steel finish, for use with 1 3/4" - 2 1/4" thick door | 1 |  | 1 Year | 857.45 | 0.15 | 728.8325
15236 | Salto | AB668A61IP48--K | XS4 ANSI electronic wire-free SVN escutcheon, BLE / Mifare / DESFire deadbolt privacy w/ key override function, with keypad, A lever, unhanded, bright stainless steel finish, for use with 1 3/4" - 2 1/4" thick door | 1 |  | 1 Year | 791.3 | 0.15 | 672.605
15237 | Salto | AB668A61IP48-W- | XS4 ANSI electronic RF wireless SVN escutcheon, BLE / Mifare / DESFire deadbolt privacy w/ key override function, A lever, unhanded, bright stainless steel finish, for use with 1 3/4" - 2 1/4" thick door | 1 |  | 1 Year | 913.65 | 0.15 | 776.6025
15238 | Salto | AB668A61IP48-WK | XS4 ANSI electronic RF wireless SVN escutcheon, BLE / Mifare / DESFire deadbolt privacy w/ key override function, with keypad, A lever, unhanded, bright stainless steel finish, for use with 1 3/4" - 2 1/4" thick door | 1 |  | 1 Year | 976.5 | 0.15 | 830.025
15239 | Salto | AB668A61NE38--- | XS4 ANSI electronic wire-free SVN escutcheon, BLE / Mifare / DESFire deadbolt privacy w/ key override function, A lever, unhanded, black chromium finish, for use with 1 3/8" - 1 3/4" thick standard door | 1 |  | 1 Year | 746.85 | 0.15 | 634.8225
15240 | Salto | AB668A61NE38-A- | XS4 ANSI electronic AMOK wire-free SVN escutcheon, BLE / Mifare / DESFire deadbolt privacy w/ key override function, A lever, unhanded, black chromium finish, for use with 1 3/8" - 1 3/4" thick standard door | 1 |  | 1 Year | 875.85 | 0.15 | 744.4725
15241 | Salto | AB668A61NE38--K | XS4 ANSI electronic wire-free SVN escutcheon, BLE / Mifare / DESFire deadbolt privacy w/ key override function, with keypad, A lever, unhanded, black chromium finish, for use with 1 3/8" - 1 3/4" thick standard door | 1 |  | 1 Year | 809.7 | 0.15 | 688.245
15242 | Salto | AB668A61NE38-W- | XS4 ANSI electronic RF wireless SVN escutcheon, BLE / Mifare / DESFire deadbolt privacy w/ key override function, A lever, unhanded, black chromium finish, for use with 1 3/8" - 1 3/4" thick standard door | 1 |  | 1 Year | 932.05 | 0.15 | 792.2425
15243 | Salto | AB668A61NE38-WK | XS4 ANSI electronic RF wireless SVN escutcheon, BLE / Mifare / DESFire deadbolt privacy w/ key override function, with keypad, A lever, unhanded, black chromium finish, for use with 1 3/8" - 1 3/4" thick standard door | 1 |  | 1 Year | 994.9 | 0.15 | 845.665
15244 | Salto | AB668A61NE48--- | XS4 ANSI electronic wire-free SVN escutcheon, BLE / Mifare / DESFire deadbolt privacy w/ key override function, A lever, unhanded, black chromium finish, for use with 1 3/4" - 2 1/4" thick door | 1 |  | 1 Year | 746.85 | 0.15 | 634.8225
15245 | Salto | AB668A61NE48-A- | XS4 ANSI electronic AMOK wire-free SVN escutcheon, BLE / Mifare / DESFire deadbolt privacy w/ key override function, A lever, unhanded, black chromium finish, for use with 1 3/4" - 2 1/4" thick door | 1 |  | 1 Year | 875.85 | 0.15 | 744.4725
15246 | Salto | AB668A61NE48--K | XS4 ANSI electronic wire-free SVN escutcheon, BLE / Mifare / DESFire deadbolt privacy w/ key override function, with keypad, A lever, unhanded, black chromium finish, for use with 1 3/4" - 2 1/4" thick door | 1 |  | 1 Year | 809.7 | 0.15 | 688.245
15247 | Salto | AB668A61NE48-W- | XS4 ANSI electronic RF wireless SVN escutcheon, BLE / Mifare / DESFire deadbolt privacy w/ key override function, A lever, unhanded, black chromium finish, for use with 1 3/4" - 2 1/4" thick door | 1 |  | 1 Year | 932.05 | 0.15 | 792.2425
15248 | Salto | AB668A61NE48-WK | XS4 ANSI electronic RF wireless SVN escutcheon, BLE / Mifare / DESFire deadbolt privacy w/ key override function, with keypad, A lever, unhanded, black chromium finish, for use with 1 3/4" - 2 1/4" thick door | 1 |  | 1 Year | 994.9 | 0.15 | 845.665
15249 | Salto | AB668A61PM38--- | XS4 ANSI electronic wire-free SVN escutcheon, BLE / Mifare / DESFire deadbolt privacy w/ key override function, A lever, unhanded, satin brass finish, for use with 1 3/8" - 1 3/4" thick standard door | 1 |  | 1 Year | 712.15 | 0.15 | 605.3275
15250 | Salto | AB668A61PM38-A- | XS4 ANSI electronic AMOK wire-free SVN escutcheon, BLE / Mifare / DESFire deadbolt privacy w/ key override function, A lever, unhanded, satin brass finish, for use with 1 3/8" - 1 3/4" thick standard door | 1 |  | 1 Year | 841.15 | 0.15 | 714.9775
15251 | Salto | AB668A61PM38--K | XS4 ANSI electronic wire-free SVN escutcheon, BLE / Mifare / DESFire deadbolt privacy w/ key override function, with keypad, A lever, unhanded, satin brass finish, for use with 1 3/8" - 1 3/4" thick standard door | 1 |  | 1 Year | 775 | 0.15 | 658.75
15252 | Salto | AB668A61PM38-W- | XS4 ANSI electronic RF wireless SVN escutcheon, BLE / Mifare / DESFire deadbolt privacy w/ key override function, A lever, unhanded, satin brass finish, for use with 1 3/8" - 1 3/4" thick standard door | 1 |  | 1 Year | 897.35 | 0.15 | 762.7475
15253 | Salto | AB668A61PM38-WK | XS4 ANSI electronic RF wireless SVN escutcheon, BLE / Mifare / DESFire deadbolt privacy w/ key override function, with keypad, A lever, unhanded, satin brass finish, for use with 1 3/8" - 1 3/4" thick standard door | 1 |  | 1 Year | 960.2 | 0.15 | 816.17
15254 | Salto | AB668A61PM48--- | XS4 ANSI electronic wire-free SVN escutcheon, BLE / Mifare / DESFire deadbolt privacy w/ key override function, A lever, unhanded, satin brass finish, for use with 1 3/4" - 2 1/4" thick door | 1 |  | 1 Year | 712.15 | 0.15 | 605.3275
15255 | Salto | AB668A61PM48-A- | XS4 ANSI electronic AMOK wire-free SVN escutcheon, BLE / Mifare / DESFire deadbolt privacy w/ key override function, A lever, unhanded, satin brass finish, for use with 1 3/4" - 2 1/4" thick door | 1 |  | 1 Year | 841.15 | 0.15 | 714.9775
15256 | Salto | AB668A61PM48--K | XS4 ANSI electronic wire-free SVN escutcheon, BLE / Mifare / DESFire deadbolt privacy w/ key override function, with keypad, A lever, unhanded, satin brass finish, for use with 1 3/4" - 2 1/4" thick door | 1 |  | 1 Year | 775 | 0.15 | 658.75
15257 | Salto | AB668A61PM48-W- | XS4 ANSI electronic RF wireless SVN escutcheon, BLE / Mifare / DESFire deadbolt privacy w/ key override function, A lever, unhanded, satin brass finish, for use with 1 3/4" - 2 1/4" thick door | 1 |  | 1 Year | 897.35 | 0.15 | 762.7475
15258 | Salto | AB668A61PM48-WK | XS4 ANSI electronic RF wireless SVN escutcheon, BLE / Mifare / DESFire deadbolt privacy w/ key override function, with keypad, A lever, unhanded, satin brass finish, for use with 1 3/4" - 2 1/4" thick door | 1 |  | 1 Year | 960.2 | 0.15 | 816.17
15259 | Salto | AB668A61PP38--- | XS4 ANSI electronic wire-free SVN escutcheon, BLE / Mifare / DESFire deadbolt privacy w/ key override function, A lever, unhanded, bright brass finish, for use with 1 3/8" - 1 3/4" thick standard door | 1 |  | 1 Year | 728.45 | 0.15 | 619.1825
15260 | Salto | AB668A61PP38-A- | XS4 ANSI electronic AMOK wire-free SVN escutcheon, BLE / Mifare / DESFire deadbolt privacy w/ key override function, A lever, unhanded, bright brass finish, for use with 1 3/8" - 1 3/4" thick standard door | 1 |  | 1 Year | 857.45 | 0.15 | 728.8325
15261 | Salto | AB668A61PP38--K | XS4 ANSI electronic wire-free SVN escutcheon, BLE / Mifare / DESFire deadbolt privacy w/ key override function, with keypad, A lever, unhanded, bright brass finish, for use with 1 3/8" - 1 3/4" thick standard door | 1 |  | 1 Year | 791.3 | 0.15 | 672.605
15262 | Salto | AB668A61PP38-W- | XS4 ANSI electronic RF wireless SVN escutcheon, BLE / Mifare / DESFire deadbolt privacy w/ key override function, A lever, unhanded, bright brass finish, for use with 1 3/8" - 1 3/4" thick standard door | 1 |  | 1 Year | 913.65 | 0.15 | 776.6025
15263 | Salto | AB668A61PP38-WK | XS4 ANSI electronic RF wireless SVN escutcheon, BLE / Mifare / DESFire deadbolt privacy w/ key override function, with keypad, A lever, unhanded, bright brass finish, for use with 1 3/8" - 1 3/4" thick standard door | 1 |  | 1 Year | 976.5 | 0.15 | 830.025
15264 | Salto | AB668A61PP48--- | XS4 ANSI electronic wire-free SVN escutcheon, BLE / Mifare / DESFire deadbolt privacy w/ key override function, A lever, unhanded, bright brass finish, for use with 1 3/4" - 2 1/4" thick door | 1 |  | 1 Year | 728.45 | 0.15 | 619.1825
15265 | Salto | AB668A61PP48-A- | XS4 ANSI electronic AMOK wire-free SVN escutcheon, BLE / Mifare / DESFire deadbolt privacy w/ key override function, A lever, unhanded, bright brass finish, for use with 1 3/4" - 2 1/4" thick door | 1 |  | 1 Year | 857.45 | 0.15 | 728.8325
15266 | Salto | AB668A61PP48--K | XS4 ANSI electronic wire-free SVN escutcheon, BLE / Mifare / DESFire deadbolt privacy w/ key override function, with keypad, A lever, unhanded, bright brass finish, for use with 1 3/4" - 2 1/4" thick door | 1 |  | 1 Year | 791.3 | 0.15 | 672.605
15267 | Salto | AB668A61PP48-W- | XS4 ANSI electronic RF wireless SVN escutcheon, BLE / Mifare / DESFire deadbolt privacy w/ key override function, A lever, unhanded, bright brass finish, for use with 1 3/4" - 2 1/4" thick door | 1 |  | 1 Year | 913.65 | 0.15 | 776.6025
15268 | Salto | AB668A61PP48-WK | XS4 ANSI electronic RF wireless SVN escutcheon, BLE / Mifare / DESFire deadbolt privacy w/ key override function, with keypad, A lever, unhanded, bright brass finish, for use with 1 3/4" - 2 1/4" thick door | 1 |  | 1 Year | 976.5 | 0.15 | 830.025
15269 | Salto | AB668A62BC38--- | XS4 ANSI electronic wire-free SVN escutcheon, BLE / Mifare / DESFire deadbolt privacy w/ key override function, A lever, unhanded, BioCote antimicrobial finish, for use with 1 3/8" - 1 3/4" thick standard door | 1 |  | 1 Year | 764.15 | 0.15 | 649.5275
15270 | Salto | AB668A62BC38-A- | XS4 ANSI electronic AMOK wire-free SVN escutcheon, BLE / Mifare / DESFire deadbolt privacy w/ key override function, A lever, unhanded, BioCote antimicrobial finish, for use with 1 3/8" - 1 3/4" thick standard door | 1 |  | 1 Year | 893.15 | 0.15 | 759.1775
15271 | Salto | AB668A62BC38--K | XS4 ANSI electronic wire-free SVN escutcheon, BLE / Mifare / DESFire deadbolt privacy w/ key override function, with keypad, A lever, unhanded, BioCote antimicrobial finish, for use with 1 3/8" - 1 3/4" thick standard door | 1 |  | 1 Year | 827 | 0.15 | 702.95
15272 | Salto | AB668A62BC38-W- | XS4 ANSI electronic RF wireless SVN escutcheon, BLE / Mifare / DESFire deadbolt privacy w/ key override function, A lever, unhanded, BioCote antimicrobial finish, for use with 1 3/8" - 1 3/4" thick standard door | 1 |  | 1 Year | 949.35 | 0.15 | 806.9475
15273 | Salto | AB668A62BC38-WK | XS4 ANSI electronic RF wireless SVN escutcheon, BLE / Mifare / DESFire deadbolt privacy w/ key override function, with keypad, A lever, unhanded, BioCote antimicrobial finish, for use with 1 3/8" - 1 3/4" thick standard door | 1 |  | 1 Year | 1012.2 | 0.15 | 860.37
15274 | Salto | AB668A62BC48--- | XS4 ANSI electronic wire-free SVN escutcheon, BLE / Mifare / DESFire deadbolt privacy w/ key override function, A lever, unhanded, BioCote antimicrobial finish, for use with 1 3/4" - 2 1/4" thick door | 1 |  | 1 Year | 764.15 | 0.15 | 649.5275
15275 | Salto | AB668A62BC48-A- | XS4 ANSI electronic AMOK wire-free SVN escutcheon, BLE / Mifare / DESFire deadbolt privacy w/ key override function, A lever, unhanded, BioCote antimicrobial finish, for use with 1 3/4" - 2 1/4" thick door | 1 |  | 1 Year | 893.15 | 0.15 | 759.1775
15276 | Salto | AB668A62BC48--K | XS4 ANSI electronic wire-free SVN escutcheon, BLE / Mifare / DESFire deadbolt privacy w/ key override function, with keypad, A lever, unhanded, BioCote antimicrobial finish, for use with 1 3/4" - 2 1/4" thick door | 1 |  | 1 Year | 827 | 0.15 | 702.95
15277 | Salto | AB668A62BC48-W- | XS4 ANSI electronic RF wireless SVN escutcheon, BLE / Mifare / DESFire deadbolt privacy w/ key override function, A lever, unhanded, BioCote antimicrobial finish, for use with 1 3/4" - 2 1/4" thick door | 1 |  | 1 Year | 949.35 | 0.15 | 806.9475
15278 | Salto | AB668A62BC48-WK | XS4 ANSI electronic RF wireless SVN escutcheon, BLE / Mifare / DESFire deadbolt privacy w/ key override function, with keypad, A lever, unhanded, BioCote antimicrobial finish, for use with 1 3/4" - 2 1/4" thick door | 1 |  | 1 Year | 1012.2 | 0.15 | 860.37
15279 | Salto | AB668A62IA38--- | XS4 ANSI electronic wire-free SVN escutcheon, BLE / Mifare / DESFire deadbolt privacy w/ key override function, A lever, unhanded, antique brass finish, for use with 1 3/8" - 1 3/4" thick standard door | 1 |  | 1 Year | 764.15 | 0.15 | 649.5275
15280 | Salto | AB668A62IA38-A- | XS4 ANSI electronic AMOK wire-free SVN escutcheon, BLE / Mifare / DESFire deadbolt privacy w/ key override function, A lever, unhanded, antique brass finish, for use with 1 3/8" - 1 3/4" thick standard door | 1 |  | 1 Year | 893.15 | 0.15 | 759.1775
15281 | Salto | AB668A62IA38--K | XS4 ANSI electronic wire-free SVN escutcheon, BLE / Mifare / DESFire deadbolt privacy w/ key override function, with keypad, A lever, unhanded, antique brass finish, for use with 1 3/8" - 1 3/4" thick standard door | 1 |  | 1 Year | 827 | 0.15 | 702.95
15282 | Salto | AB668A62IA38-W- | XS4 ANSI electronic RF wireless SVN escutcheon, BLE / Mifare / DESFire deadbolt privacy w/ key override function, A lever, unhanded, antique brass finish, for use with 1 3/8" - 1 3/4" thick standard door | 1 |  | 1 Year | 949.35 | 0.15 | 806.9475
15283 | Salto | AB668A62IA38-WK | XS4 ANSI electronic RF wireless SVN escutcheon, BLE / Mifare / DESFire deadbolt privacy w/ key override function, with keypad, A lever, unhanded, antique brass finish, for use with 1 3/8" - 1 3/4" thick standard door | 1 |  | 1 Year | 1012.2 | 0.15 | 860.37
15284 | Salto | AB668A62IA48--- | XS4 ANSI electronic wire-free SVN escutcheon, BLE / Mifare / DESFire deadbolt privacy w/ key override function, A lever, unhanded, antique brass finish, for use with 1 3/4" - 2 1/4" thick door | 1 |  | 1 Year | 764.15 | 0.15 | 649.5275
15285 | Salto | AB668A62IA48-A- | XS4 ANSI electronic AMOK wire-free SVN escutcheon, BLE / Mifare / DESFire deadbolt privacy w/ key override function, A lever, unhanded, antique brass finish, for use with 1 3/4" - 2 1/4" thick door | 1 |  | 1 Year | 893.15 | 0.15 | 759.1775
15286 | Salto | AB668A62IA48--K | XS4 ANSI electronic wire-free SVN escutcheon, BLE / Mifare / DESFire deadbolt privacy w/ key override function, with keypad, A lever, unhanded, antique brass finish, for use with 1 3/4" - 2 1/4" thick door | 1 |  | 1 Year | 827 | 0.15 | 702.95
15287 | Salto | AB668A62IA48-W- | XS4 ANSI electronic RF wireless SVN escutcheon, BLE / Mifare / DESFire deadbolt privacy w/ key override function, A lever, unhanded, antique brass finish, for use with 1 3/4" - 2 1/4" thick door | 1 |  | 1 Year | 949.35 | 0.15 | 806.9475
15288 | Salto | AB668A62IA48-WK | XS4 ANSI electronic RF wireless SVN escutcheon, BLE / Mifare / DESFire deadbolt privacy w/ key override function, with keypad, A lever, unhanded, antique brass finish, for use with 1 3/4" - 2 1/4" thick door | 1 |  | 1 Year | 1012.2 | 0.15 | 860.37
15289 | Salto | AB668A62IM38--- | XS4 ANSI electronic wire-free SVN escutcheon, BLE / Mifare / DESFire deadbolt privacy w/ key override function, A lever, unhanded, satin stainless finish, for use with 1 3/8" - 1 3/4" thick standard door | 1 |  | 1 Year | 712.15 | 0.15 | 605.3275
15290 | Salto | AB668A62IM38-A- | XS4 ANSI electronic AMOK wire-free SVN escutcheon, BLE / Mifare / DESFire deadbolt privacy w/ key override function, A lever, unhanded, satin stainless finish, for use with 1 3/8" - 1 3/4" thick standard door | 1 |  | 1 Year | 841.15 | 0.15 | 714.9775
15291 | Salto | AB668A62IM38--K | XS4 ANSI electronic wire-free SVN escutcheon, BLE / Mifare / DESFire deadbolt privacy w/ key override function, with keypad, A lever, unhanded, satin stainless finish, for use with 1 3/8" - 1 3/4" thick standard door | 1 |  | 1 Year | 775 | 0.15 | 658.75
15292 | Salto | AB668A62IM38-W- | XS4 ANSI electronic RF wireless SVN escutcheon, BLE / Mifare / DESFire deadbolt privacy w/ key override function, A lever, unhanded, satin stainless finish, for use with 1 3/8" - 1 3/4" thick standard door | 1 |  | 1 Year | 897.35 | 0.15 | 762.7475
15293 | Salto | AB668A62IM38-WK | XS4 ANSI electronic RF wireless SVN escutcheon, BLE / Mifare / DESFire deadbolt privacy w/ key override function, with keypad, A lever, unhanded, satin stainless finish, for use with 1 3/8" - 1 3/4" thick standard door | 1 |  | 1 Year | 960.2 | 0.15 | 816.17
15294 | Salto | AB668A62IM48--- | XS4 ANSI electronic wire-free SVN escutcheon, BLE / Mifare / DESFire deadbolt privacy w/ key override function, A lever, unhanded, satin stainless finish, for use with 1 3/4" - 2 1/4" thick door | 1 |  | 1 Year | 712.15 | 0.15 | 605.3275
15295 | Salto | AB668A62IM48-A- | XS4 ANSI electronic AMOK wire-free SVN escutcheon, BLE / Mifare / DESFire deadbolt privacy w/ key override function, A lever, unhanded, satin stainless finish, for use with 1 3/4" - 2 1/4" thick door | 1 |  | 1 Year | 841.15 | 0.15 | 714.9775
15296 | Salto | AB668A62IM48--K | XS4 ANSI electronic wire-free SVN escutcheon, BLE / Mifare / DESFire deadbolt privacy w/ key override function, with keypad, A lever, unhanded, satin stainless finish, for use with 1 3/4" - 2 1/4" thick door | 1 |  | 1 Year | 775 | 0.15 | 658.75
15297 | Salto | AB668A62IM48-W- | XS4 ANSI electronic RF wireless SVN escutcheon, BLE / Mifare / DESFire deadbolt privacy w/ key override function, A lever, unhanded, satin stainless finish, for use with 1 3/4" - 2 1/4" thick door | 1 |  | 1 Year | 897.35 | 0.15 | 762.7475
15298 | Salto | AB668A62IM48-WK | XS4 ANSI electronic RF wireless SVN escutcheon, BLE / Mifare / DESFire deadbolt privacy w/ key override function, with keypad, A lever, unhanded, satin stainless finish, for use with 1 3/4" - 2 1/4" thick door | 1 |  | 1 Year | 960.2 | 0.15 | 816.17
15299 | Salto | AB668A62IP38--- | XS4 ANSI electronic wire-free SVN escutcheon, BLE / Mifare / DESFire deadbolt privacy w/ key override function, A lever, unhanded, bright stainless steel finish, for use with 1 3/8" - 1 3/4" thick standard door | 1 |  | 1 Year | 728.45 | 0.15 | 619.1825
15300 | Salto | AB668A62IP38-A- | XS4 ANSI electronic AMOK wire-free SVN escutcheon, BLE / Mifare / DESFire deadbolt privacy w/ key override function, A lever, unhanded, bright stainless steel finish, for use with 1 3/8" - 1 3/4" thick standard door | 1 |  | 1 Year | 857.45 | 0.15 | 728.8325
15301 | Salto | AB668A62IP38--K | XS4 ANSI electronic wire-free SVN escutcheon, BLE / Mifare / DESFire deadbolt privacy w/ key override function, with keypad, A lever, unhanded, bright stainless steel finish, for use with 1 3/8" - 1 3/4" thick standard door | 1 |  | 1 Year | 791.3 | 0.15 | 672.605
15302 | Salto | AB668A62IP38-W- | XS4 ANSI electronic RF wireless SVN escutcheon, BLE / Mifare / DESFire deadbolt privacy w/ key override function, A lever, unhanded, bright stainless steel finish, for use with 1 3/8" - 1 3/4" thick standard door | 1 |  | 1 Year | 913.65 | 0.15 | 776.6025
15303 | Salto | AB668A62IP38-WK | XS4 ANSI electronic RF wireless SVN escutcheon, BLE / Mifare / DESFire deadbolt privacy w/ key override function, with keypad, A lever, unhanded, bright stainless steel finish, for use with 1 3/8" - 1 3/4" thick standard door | 1 |  | 1 Year | 976.5 | 0.15 | 830.025
15304 | Salto | AB668A62IP48--- | XS4 ANSI electronic wire-free SVN escutcheon, BLE / Mifare / DESFire deadbolt privacy w/ key override function, A lever, unhanded, bright stainless steel finish, for use with 1 3/4" - 2 1/4" thick door | 1 |  | 1 Year | 728.45 | 0.15 | 619.1825
15305 | Salto | AB668A62IP48-A- | XS4 ANSI electronic AMOK wire-free SVN escutcheon, BLE / Mifare / DESFire deadbolt privacy w/ key override function, A lever, unhanded, bright stainless steel finish, for use with 1 3/4" - 2 1/4" thick door | 1 |  | 1 Year | 857.45 | 0.15 | 728.8325
15306 | Salto | AB668A62IP48--K | XS4 ANSI electronic wire-free SVN escutcheon, BLE / Mifare / DESFire deadbolt privacy w/ key override function, with keypad, A lever, unhanded, bright stainless steel finish, for use with 1 3/4" - 2 1/4" thick door | 1 |  | 1 Year | 791.3 | 0.15 | 672.605
15307 | Salto | AB668A62IP48-W- | XS4 ANSI electronic RF wireless SVN escutcheon, BLE / Mifare / DESFire deadbolt privacy w/ key override function, A lever, unhanded, bright stainless steel finish, for use with 1 3/4" - 2 1/4" thick door | 1 |  | 1 Year | 913.65 | 0.15 | 776.6025
15308 | Salto | AB668A62IP48-WK | XS4 ANSI electronic RF wireless SVN escutcheon, BLE / Mifare / DESFire deadbolt privacy w/ key override function, with keypad, A lever, unhanded, bright stainless steel finish, for use with 1 3/4" - 2 1/4" thick door | 1 |  | 1 Year | 976.5 | 0.15 | 830.025
15309 | Salto | AB668A62NE38--- | XS4 ANSI electronic wire-free SVN escutcheon, BLE / Mifare / DESFire deadbolt privacy w/ key override function, A lever, unhanded, black chromium finish, for use with 1 3/8" - 1 3/4" thick standard door | 1 |  | 1 Year | 746.85 | 0.15 | 634.8225
15310 | Salto | AB668A62NE38-A- | XS4 ANSI electronic AMOK wire-free SVN escutcheon, BLE / Mifare / DESFire deadbolt privacy w/ key override function, A lever, unhanded, black chromium finish, for use with 1 3/8" - 1 3/4" thick standard door | 1 |  | 1 Year | 875.85 | 0.15 | 744.4725
15311 | Salto | AB668A62NE38--K | XS4 ANSI electronic wire-free SVN escutcheon, BLE / Mifare / DESFire deadbolt privacy w/ key override function, with keypad, A lever, unhanded, black chromium finish, for use with 1 3/8" - 1 3/4" thick standard door | 1 |  | 1 Year | 809.7 | 0.15 | 688.245
15312 | Salto | AB668A62NE38-W- | XS4 ANSI electronic RF wireless SVN escutcheon, BLE / Mifare / DESFire deadbolt privacy w/ key override function, A lever, unhanded, black chromium finish, for use with 1 3/8" - 1 3/4" thick standard door | 1 |  | 1 Year | 932.05 | 0.15 | 792.2425
15313 | Salto | AB668A62NE38-WK | XS4 ANSI electronic RF wireless SVN escutcheon, BLE / Mifare / DESFire deadbolt privacy w/ key override function, with keypad, A lever, unhanded, black chromium finish, for use with 1 3/8" - 1 3/4" thick standard door | 1 |  | 1 Year | 994.9 | 0.15 | 845.665
15314 | Salto | AB668A62NE48--- | XS4 ANSI electronic wire-free SVN escutcheon, BLE / Mifare / DESFire deadbolt privacy w/ key override function, A lever, unhanded, black chromium finish, for use with 1 3/4" - 2 1/4" thick door | 1 |  | 1 Year | 746.85 | 0.15 | 634.8225
15315 | Salto | AB668A62NE48-A- | XS4 ANSI electronic AMOK wire-free SVN escutcheon, BLE / Mifare / DESFire deadbolt privacy w/ key override function, A lever, unhanded, black chromium finish, for use with 1 3/4" - 2 1/4" thick door | 1 |  | 1 Year | 875.85 | 0.15 | 744.4725
15316 | Salto | AB668A62NE48--K | XS4 ANSI electronic wire-free SVN escutcheon, BLE / Mifare / DESFire deadbolt privacy w/ key override function, with keypad, A lever, unhanded, black chromium finish, for use with 1 3/4" - 2 1/4" thick door | 1 |  | 1 Year | 809.7 | 0.15 | 688.245
15317 | Salto | AB668A62NE48-W- | XS4 ANSI electronic RF wireless SVN escutcheon, BLE / Mifare / DESFire deadbolt privacy w/ key override function, A lever, unhanded, black chromium finish, for use with 1 3/4" - 2 1/4" thick door | 1 |  | 1 Year | 932.05 | 0.15 | 792.2425
15318 | Salto | AB668A62NE48-WK | XS4 ANSI electronic RF wireless SVN escutcheon, BLE / Mifare / DESFire deadbolt privacy w/ key override function, with keypad, A lever, unhanded, black chromium finish, for use with 1 3/4" - 2 1/4" thick door | 1 |  | 1 Year | 994.9 | 0.15 | 845.665
15319 | Salto | AB668A62PM38--- | XS4 ANSI electronic wire-free SVN escutcheon, BLE / Mifare / DESFire deadbolt privacy w/ key override function, A lever, unhanded, satin brass finish, for use with 1 3/8" - 1 3/4" thick standard door | 1 |  | 1 Year | 712.15 | 0.15 | 605.3275
15320 | Salto | AB668A62PM38-A- | XS4 ANSI electronic AMOK wire-free SVN escutcheon, BLE / Mifare / DESFire deadbolt privacy w/ key override function, A lever, unhanded, satin brass finish, for use with 1 3/8" - 1 3/4" thick standard door | 1 |  | 1 Year | 841.15 | 0.15 | 714.9775
15321 | Salto | AB668A62PM38--K | XS4 ANSI electronic wire-free SVN escutcheon, BLE / Mifare / DESFire deadbolt privacy w/ key override function, with keypad, A lever, unhanded, satin brass finish, for use with 1 3/8" - 1 3/4" thick standard door | 1 |  | 1 Year | 775 | 0.15 | 658.75
15322 | Salto | AB668A62PM38-W- | XS4 ANSI electronic RF wireless SVN escutcheon, BLE / Mifare / DESFire deadbolt privacy w/ key override function, A lever, unhanded, satin brass finish, for use with 1 3/8" - 1 3/4" thick standard door | 1 |  | 1 Year | 897.35 | 0.15 | 762.7475
15323 | Salto | AB668A62PM38-WK | XS4 ANSI electronic RF wireless SVN escutcheon, BLE / Mifare / DESFire deadbolt privacy w/ key override function, with keypad, A lever, unhanded, satin brass finish, for use with 1 3/8" - 1 3/4" thick standard door | 1 |  | 1 Year | 960.2 | 0.15 | 816.17
15324 | Salto | AB668A62PM48--- | XS4 ANSI electronic wire-free SVN escutcheon, BLE / Mifare / DESFire deadbolt privacy w/ key override function, A lever, unhanded, satin brass finish, for use with 1 3/4" - 2 1/4" thick door | 1 |  | 1 Year | 712.15 | 0.15 | 605.3275
15325 | Salto | AB668A62PM48-A- | XS4 ANSI electronic AMOK wire-free SVN escutcheon, BLE / Mifare / DESFire deadbolt privacy w/ key override function, A lever, unhanded, satin brass finish, for use with 1 3/4" - 2 1/4" thick door | 1 |  | 1 Year | 841.15 | 0.15 | 714.9775
15326 | Salto | AB668A62PM48--K | XS4 ANSI electronic wire-free SVN escutcheon, BLE / Mifare / DESFire deadbolt privacy w/ key override function, with keypad, A lever, unhanded, satin brass finish, for use with 1 3/4" - 2 1/4" thick door | 1 |  | 1 Year | 775 | 0.15 | 658.75
15327 | Salto | AB668A62PM48-W- | XS4 ANSI electronic RF wireless SVN escutcheon, BLE / Mifare / DESFire deadbolt privacy w/ key override function, A lever, unhanded, satin brass finish, for use with 1 3/4" - 2 1/4" thick door | 1 |  | 1 Year | 897.35 | 0.15 | 762.7475
15328 | Salto | AB668A62PM48-WK | XS4 ANSI electronic RF wireless SVN escutcheon, BLE / Mifare / DESFire deadbolt privacy w/ key override function, with keypad, A lever, unhanded, satin brass finish, for use with 1 3/4" - 2 1/4" thick door | 1 |  | 1 Year | 960.2 | 0.15 | 816.17
15329 | Salto | AB668A62PP38--- | XS4 ANSI electronic wire-free SVN escutcheon, BLE / Mifare / DESFire deadbolt privacy w/ key override function, A lever, unhanded, bright brass finish, for use with 1 3/8" - 1 3/4" thick standard door | 1 |  | 1 Year | 728.45 | 0.15 | 619.1825
15330 | Salto | AB668A62PP38-A- | XS4 ANSI electronic AMOK wire-free SVN escutcheon, BLE / Mifare / DESFire deadbolt privacy w/ key override function, A lever, unhanded, bright brass finish, for use with 1 3/8" - 1 3/4" thick standard door | 1 |  | 1 Year | 857.45 | 0.15 | 728.8325
15331 | Salto | AB668A62PP38--K | XS4 ANSI electronic wire-free SVN escutcheon, BLE / Mifare / DESFire deadbolt privacy w/ key override function, with keypad, A lever, unhanded, bright brass finish, for use with 1 3/8" - 1 3/4" thick standard door | 1 |  | 1 Year | 791.3 | 0.15 | 672.605
15332 | Salto | AB668A62PP38-W- | XS4 ANSI electronic RF wireless SVN escutcheon, BLE / Mifare / DESFire deadbolt privacy w/ key override function, A lever, unhanded, bright brass finish, for use with 1 3/8" - 1 3/4" thick standard door | 1 |  | 1 Year | 913.65 | 0.15 | 776.6025
15333 | Salto | AB668A62PP38-WK | XS4 ANSI electronic RF wireless SVN escutcheon, BLE / Mifare / DESFire deadbolt privacy w/ key override function, with keypad, A lever, unhanded, bright brass finish, for use with 1 3/8" - 1 3/4" thick standard door | 1 |  | 1 Year | 976.5 | 0.15 | 830.025
15334 | Salto | AB668A62PP48--- | XS4 ANSI electronic wire-free SVN escutcheon, BLE / Mifare / DESFire deadbolt privacy w/ key override function, A lever, unhanded, bright brass finish, for use with 1 3/4" - 2 1/4" thick door | 1 |  | 1 Year | 728.45 | 0.15 | 619.1825
15335 | Salto | AB668A62PP48-A- | XS4 ANSI electronic AMOK wire-free SVN escutcheon, BLE / Mifare / DESFire deadbolt privacy w/ key override function, A lever, unhanded, bright brass finish, for use with 1 3/4" - 2 1/4" thick door | 1 |  | 1 Year | 857.45 | 0.15 | 728.8325
15336 | Salto | AB668A62PP48--K | XS4 ANSI electronic wire-free SVN escutcheon, BLE / Mifare / DESFire deadbolt privacy w/ key override function, with keypad, A lever, unhanded, bright brass finish, for use with 1 3/4" - 2 1/4" thick door | 1 |  | 1 Year | 791.3 | 0.15 | 672.605
15337 | Salto | AB668A62PP48-W- | XS4 ANSI electronic RF wireless SVN escutcheon, BLE / Mifare / DESFire deadbolt privacy w/ key override function, A lever, unhanded, bright brass finish, for use with 1 3/4" - 2 1/4" thick door | 1 |  | 1 Year | 913.65 | 0.15 | 776.6025
15338 | Salto | AB668A62PP48-WK | XS4 ANSI electronic RF wireless SVN escutcheon, BLE / Mifare / DESFire deadbolt privacy w/ key override function, with keypad, A lever, unhanded, bright brass finish, for use with 1 3/4" - 2 1/4" thick door | 1 |  | 1 Year | 976.5 | 0.15 | 830.025
15339 | Salto | AB668A63BC38--- | XS4 ANSI electronic wire-free SVN escutcheon, BLE / Mifare / DESFire deadbolt privacy w/ key override function, A lever, unhanded, BioCote antimicrobial finish, for use with 1 3/8" - 1 3/4" thick standard door | 1 |  | 1 Year | 764.15 | 0.15 | 649.5275
15340 | Salto | AB668A63BC38-A- | XS4 ANSI electronic AMOK wire-free SVN escutcheon, BLE / Mifare / DESFire deadbolt privacy w/ key override function, A lever, unhanded, BioCote antimicrobial finish, for use with 1 3/8" - 1 3/4" thick standard door | 1 |  | 1 Year | 893.15 | 0.15 | 759.1775
15341 | Salto | AB668A63BC38--K | XS4 ANSI electronic wire-free SVN escutcheon, BLE / Mifare / DESFire deadbolt privacy w/ key override function, with keypad, A lever, unhanded, BioCote antimicrobial finish, for use with 1 3/8" - 1 3/4" thick standard door | 1 |  | 1 Year | 827 | 0.15 | 702.95
15342 | Salto | AB668A63BC38-W- | XS4 ANSI electronic RF wireless SVN escutcheon, BLE / Mifare / DESFire deadbolt privacy w/ key override function, A lever, unhanded, BioCote antimicrobial finish, for use with 1 3/8" - 1 3/4" thick standard door | 1 |  | 1 Year | 949.35 | 0.15 | 806.9475
15343 | Salto | AB668A63BC38-WK | XS4 ANSI electronic RF wireless SVN escutcheon, BLE / Mifare / DESFire deadbolt privacy w/ key override function, with keypad, A lever, unhanded, BioCote antimicrobial finish, for use with 1 3/8" - 1 3/4" thick standard door | 1 |  | 1 Year | 1012.2 | 0.15 | 860.37
15344 | Salto | AB668A63BC48--- | XS4 ANSI electronic wire-free SVN escutcheon, BLE / Mifare / DESFire deadbolt privacy w/ key override function, A lever, unhanded, BioCote antimicrobial finish, for use with 1 3/4" - 2 1/4" thick door | 1 |  | 1 Year | 764.15 | 0.15 | 649.5275
15345 | Salto | AB668A63BC48-A- | XS4 ANSI electronic AMOK wire-free SVN escutcheon, BLE / Mifare / DESFire deadbolt privacy w/ key override function, A lever, unhanded, BioCote antimicrobial finish, for use with 1 3/4" - 2 1/4" thick door | 1 |  | 1 Year | 893.15 | 0.15 | 759.1775
15346 | Salto | AB668A63BC48--K | XS4 ANSI electronic wire-free SVN escutcheon, BLE / Mifare / DESFire deadbolt privacy w/ key override function, with keypad, A lever, unhanded, BioCote antimicrobial finish, for use with 1 3/4" - 2 1/4" thick door | 1 |  | 1 Year | 827 | 0.15 | 702.95
15347 | Salto | AB668A63BC48-W- | XS4 ANSI electronic RF wireless SVN escutcheon, BLE / Mifare / DESFire deadbolt privacy w/ key override function, A lever, unhanded, BioCote antimicrobial finish, for use with 1 3/4" - 2 1/4" thick door | 1 |  | 1 Year | 949.35 | 0.15 | 806.9475
15348 | Salto | AB668A63BC48-WK | XS4 ANSI electronic RF wireless SVN escutcheon, BLE / Mifare / DESFire deadbolt privacy w/ key override function, with keypad, A lever, unhanded, BioCote antimicrobial finish, for use with 1 3/4" - 2 1/4" thick door | 1 |  | 1 Year | 1012.2 | 0.15 | 860.37
15349 | Salto | AB668A63IA38--- | XS4 ANSI electronic wire-free SVN escutcheon, BLE / Mifare / DESFire deadbolt privacy w/ key override function, A lever, unhanded, antique brass finish, for use with 1 3/8" - 1 3/4" thick standard door | 1 |  | 1 Year | 764.15 | 0.15 | 649.5275
15350 | Salto | AB668A63IA38-A- | XS4 ANSI electronic AMOK wire-free SVN escutcheon, BLE / Mifare / DESFire deadbolt privacy w/ key override function, A lever, unhanded, antique brass finish, for use with 1 3/8" - 1 3/4" thick standard door | 1 |  | 1 Year | 893.15 | 0.15 | 759.1775
15351 | Salto | AB668A63IA38--K | XS4 ANSI electronic wire-free SVN escutcheon, BLE / Mifare / DESFire deadbolt privacy w/ key override function, with keypad, A lever, unhanded, antique brass finish, for use with 1 3/8" - 1 3/4" thick standard door | 1 |  | 1 Year | 827 | 0.15 | 702.95
15352 | Salto | AB668A63IA38-W- | XS4 ANSI electronic RF wireless SVN escutcheon, BLE / Mifare / DESFire deadbolt privacy w/ key override function, A lever, unhanded, antique brass finish, for use with 1 3/8" - 1 3/4" thick standard door | 1 |  | 1 Year | 949.35 | 0.15 | 806.9475
15353 | Salto | AB668A63IA38-WK | XS4 ANSI electronic RF wireless SVN escutcheon, BLE / Mifare / DESFire deadbolt privacy w/ key override function, with keypad, A lever, unhanded, antique brass finish, for use with 1 3/8" - 1 3/4" thick standard door | 1 |  | 1 Year | 1012.2 | 0.15 | 860.37
15354 | Salto | AB668A63IA48--- | XS4 ANSI electronic wire-free SVN escutcheon, BLE / Mifare / DESFire deadbolt privacy w/ key override function, A lever, unhanded, antique brass finish, for use with 1 3/4" - 2 1/4" thick door | 1 |  | 1 Year | 764.15 | 0.15 | 649.5275
15355 | Salto | AB668A63IA48-A- | XS4 ANSI electronic AMOK wire-free SVN escutcheon, BLE / Mifare / DESFire deadbolt privacy w/ key override function, A lever, unhanded, antique brass finish, for use with 1 3/4" - 2 1/4" thick door | 1 |  | 1 Year | 893.15 | 0.15 | 759.1775
15356 | Salto | AB668A63IA48--K | XS4 ANSI electronic wire-free SVN escutcheon, BLE / Mifare / DESFire deadbolt privacy w/ key override function, with keypad, A lever, unhanded, antique brass finish, for use with 1 3/4" - 2 1/4" thick door | 1 |  | 1 Year | 827 | 0.15 | 702.95
15357 | Salto | AB668A63IA48-W- | XS4 ANSI electronic RF wireless SVN escutcheon, BLE / Mifare / DESFire deadbolt privacy w/ key override function, A lever, unhanded, antique brass finish, for use with 1 3/4" - 2 1/4" thick door | 1 |  | 1 Year | 949.35 | 0.15 | 806.9475
15358 | Salto | AB668A63IA48-WK | XS4 ANSI electronic RF wireless SVN escutcheon, BLE / Mifare / DESFire deadbolt privacy w/ key override function, with keypad, A lever, unhanded, antique brass finish, for use with 1 3/4" - 2 1/4" thick door | 1 |  | 1 Year | 1012.2 | 0.15 | 860.37
15359 | Salto | AB668A63IM38--- | XS4 ANSI electronic wire-free SVN escutcheon, BLE / Mifare / DESFire deadbolt privacy w/ key override function, A lever, unhanded, satin stainless finish, for use with 1 3/8" - 1 3/4" thick standard door | 1 |  | 1 Year | 712.15 | 0.15 | 605.3275
15360 | Salto | AB668A63IM38-A- | XS4 ANSI electronic AMOK wire-free SVN escutcheon, BLE / Mifare / DESFire deadbolt privacy w/ key override function, A lever, unhanded, satin stainless finish, for use with 1 3/8" - 1 3/4" thick standard door | 1 |  | 1 Year | 841.15 | 0.15 | 714.9775
15361 | Salto | AB668A63IM38--K | XS4 ANSI electronic wire-free SVN escutcheon, BLE / Mifare / DESFire deadbolt privacy w/ key override function, with keypad, A lever, unhanded, satin stainless finish, for use with 1 3/8" - 1 3/4" thick standard door | 1 |  | 1 Year | 775 | 0.15 | 658.75
15362 | Salto | AB668A63IM38-W- | XS4 ANSI electronic RF wireless SVN escutcheon, BLE / Mifare / DESFire deadbolt privacy w/ key override function, A lever, unhanded, satin stainless finish, for use with 1 3/8" - 1 3/4" thick standard door | 1 |  | 1 Year | 897.35 | 0.15 | 762.7475
15363 | Salto | AB668A63IM38-WK | XS4 ANSI electronic RF wireless SVN escutcheon, BLE / Mifare / DESFire deadbolt privacy w/ key override function, with keypad, A lever, unhanded, satin stainless finish, for use with 1 3/8" - 1 3/4" thick standard door | 1 |  | 1 Year | 960.2 | 0.15 | 816.17
15364 | Salto | AB668A63IM48--- | XS4 ANSI electronic wire-free SVN escutcheon, BLE / Mifare / DESFire deadbolt privacy w/ key override function, A lever, unhanded, satin stainless finish, for use with 1 3/4" - 2 1/4" thick door | 1 |  | 1 Year | 712.15 | 0.15 | 605.3275
15365 | Salto | AB668A63IM48-A- | XS4 ANSI electronic AMOK wire-free SVN escutcheon, BLE / Mifare / DESFire deadbolt privacy w/ key override function, A lever, unhanded, satin stainless finish, for use with 1 3/4" - 2 1/4" thick door | 1 |  | 1 Year | 841.15 | 0.15 | 714.9775
15366 | Salto | AB668A63IM48--K | XS4 ANSI electronic wire-free SVN escutcheon, BLE / Mifare / DESFire deadbolt privacy w/ key override function, with keypad, A lever, unhanded, satin stainless finish, for use with 1 3/4" - 2 1/4" thick door | 1 |  | 1 Year | 775 | 0.15 | 658.75
15367 | Salto | AB668A63IM48-W- | XS4 ANSI electronic RF wireless SVN escutcheon, BLE / Mifare / DESFire deadbolt privacy w/ key override function, A lever, unhanded, satin stainless finish, for use with 1 3/4" - 2 1/4" thick door | 1 |  | 1 Year | 897.35 | 0.15 | 762.7475
15368 | Salto | AB668A63IM48-WK | XS4 ANSI electronic RF wireless SVN escutcheon, BLE / Mifare / DESFire deadbolt privacy w/ key override function, with keypad, A lever, unhanded, satin stainless finish, for use with 1 3/4" - 2 1/4" thick door | 1 |  | 1 Year | 960.2 | 0.15 | 816.17
15369 | Salto | AB668A63IP38--- | XS4 ANSI electronic wire-free SVN escutcheon, BLE / Mifare / DESFire deadbolt privacy w/ key override function, A lever, unhanded, bright stainless steel finish, for use with 1 3/8" - 1 3/4" thick standard door | 1 |  | 1 Year | 728.45 | 0.15 | 619.1825
15370 | Salto | AB668A63IP38-A- | XS4 ANSI electronic AMOK wire-free SVN escutcheon, BLE / Mifare / DESFire deadbolt privacy w/ key override function, A lever, unhanded, bright stainless steel finish, for use with 1 3/8" - 1 3/4" thick standard door | 1 |  | 1 Year | 857.45 | 0.15 | 728.8325
15371 | Salto | AB668A63IP38--K | XS4 ANSI electronic wire-free SVN escutcheon, BLE / Mifare / DESFire deadbolt privacy w/ key override function, with keypad, A lever, unhanded, bright stainless steel finish, for use with 1 3/8" - 1 3/4" thick standard door | 1 |  | 1 Year | 791.3 | 0.15 | 672.605
15372 | Salto | AB668A63IP38-W- | XS4 ANSI electronic RF wireless SVN escutcheon, BLE / Mifare / DESFire deadbolt privacy w/ key override function, A lever, unhanded, bright stainless steel finish, for use with 1 3/8" - 1 3/4" thick standard door | 1 |  | 1 Year | 913.65 | 0.15 | 776.6025
15373 | Salto | AB668A63IP38-WK | XS4 ANSI electronic RF wireless SVN escutcheon, BLE / Mifare / DESFire deadbolt privacy w/ key override function, with keypad, A lever, unhanded, bright stainless steel finish, for use with 1 3/8" - 1 3/4" thick standard door | 1 |  | 1 Year | 976.5 | 0.15 | 830.025
15374 | Salto | AB668A63IP48--- | XS4 ANSI electronic wire-free SVN escutcheon, BLE / Mifare / DESFire deadbolt privacy w/ key override function, A lever, unhanded, bright stainless steel finish, for use with 1 3/4" - 2 1/4" thick door | 1 |  | 1 Year | 728.45 | 0.15 | 619.1825
15375 | Salto | AB668A63IP48-A- | XS4 ANSI electronic AMOK wire-free SVN escutcheon, BLE / Mifare / DESFire deadbolt privacy w/ key override function, A lever, unhanded, bright stainless steel finish, for use with 1 3/4" - 2 1/4" thick door | 1 |  | 1 Year | 857.45 | 0.15 | 728.8325
15376 | Salto | AB668A63IP48--K | XS4 ANSI electronic wire-free SVN escutcheon, BLE / Mifare / DESFire deadbolt privacy w/ key override function, with keypad, A lever, unhanded, bright stainless steel finish, for use with 1 3/4" - 2 1/4" thick door | 1 |  | 1 Year | 791.3 | 0.15 | 672.605
15377 | Salto | AB668A63IP48-W- | XS4 ANSI electronic RF wireless SVN escutcheon, BLE / Mifare / DESFire deadbolt privacy w/ key override function, A lever, unhanded, bright stainless steel finish, for use with 1 3/4" - 2 1/4" thick door | 1 |  | 1 Year | 913.65 | 0.15 | 776.6025
15378 | Salto | AB668A63IP48-WK | XS4 ANSI electronic RF wireless SVN escutcheon, BLE / Mifare / DESFire deadbolt privacy w/ key override function, with keypad, A lever, unhanded, bright stainless steel finish, for use with 1 3/4" - 2 1/4" thick door | 1 |  | 1 Year | 976.5 | 0.15 | 830.025
15379 | Salto | AB668A63NE38--- | XS4 ANSI electronic wire-free SVN escutcheon, BLE / Mifare / DESFire deadbolt privacy w/ key override function, A lever, unhanded, black chromium finish, for use with 1 3/8" - 1 3/4" thick standard door | 1 |  | 1 Year | 746.85 | 0.15 | 634.8225
15380 | Salto | AB668A63NE38-A- | XS4 ANSI electronic AMOK wire-free SVN escutcheon, BLE / Mifare / DESFire deadbolt privacy w/ key override function, A lever, unhanded, black chromium finish, for use with 1 3/8" - 1 3/4" thick standard door | 1 |  | 1 Year | 875.85 | 0.15 | 744.4725
15381 | Salto | AB668A63NE38--K | XS4 ANSI electronic wire-free SVN escutcheon, BLE / Mifare / DESFire deadbolt privacy w/ key override function, with keypad, A lever, unhanded, black chromium finish, for use with 1 3/8" - 1 3/4" thick standard door | 1 |  | 1 Year | 809.7 | 0.15 | 688.245
15382 | Salto | AB668A63NE38-W- | XS4 ANSI electronic RF wireless SVN escutcheon, BLE / Mifare / DESFire deadbolt privacy w/ key override function, A lever, unhanded, black chromium finish, for use with 1 3/8" - 1 3/4" thick standard door | 1 |  | 1 Year | 932.05 | 0.15 | 792.2425
15383 | Salto | AB668A63NE38-WK | XS4 ANSI electronic RF wireless SVN escutcheon, BLE / Mifare / DESFire deadbolt privacy w/ key override function, with keypad, A lever, unhanded, black chromium finish, for use with 1 3/8" - 1 3/4" thick standard door | 1 |  | 1 Year | 994.9 | 0.15 | 845.665
15384 | Salto | AB668A63NE48--- | XS4 ANSI electronic wire-free SVN escutcheon, BLE / Mifare / DESFire deadbolt privacy w/ key override function, A lever, unhanded, black chromium finish, for use with 1 3/4" - 2 1/4" thick door | 1 |  | 1 Year | 746.85 | 0.15 | 634.8225
15385 | Salto | AB668A63NE48-A- | XS4 ANSI electronic AMOK wire-free SVN escutcheon, BLE / Mifare / DESFire deadbolt privacy w/ key override function, A lever, unhanded, black chromium finish, for use with 1 3/4" - 2 1/4" thick door | 1 |  | 1 Year | 875.85 | 0.15 | 744.4725
15386 | Salto | AB668A63NE48--K | XS4 ANSI electronic wire-free SVN escutcheon, BLE / Mifare / DESFire deadbolt privacy w/ key override function, with keypad, A lever, unhanded, black chromium finish, for use with 1 3/4" - 2 1/4" thick door | 1 |  | 1 Year | 809.7 | 0.15 | 688.245
15387 | Salto | AB668A63NE48-W- | XS4 ANSI electronic RF wireless SVN escutcheon, BLE / Mifare / DESFire deadbolt privacy w/ key override function, A lever, unhanded, black chromium finish, for use with 1 3/4" - 2 1/4" thick door | 1 |  | 1 Year | 932.05 | 0.15 | 792.2425
15388 | Salto | AB668A63NE48-WK | XS4 ANSI electronic RF wireless SVN escutcheon, BLE / Mifare / DESFire deadbolt privacy w/ key override function, with keypad, A lever, unhanded, black chromium finish, for use with 1 3/4" - 2 1/4" thick door | 1 |  | 1 Year | 994.9 | 0.15 | 845.665
15389 | Salto | AB668A63PM38--- | XS4 ANSI electronic wire-free SVN escutcheon, BLE / Mifare / DESFire deadbolt privacy w/ key override function, A lever, unhanded, satin brass finish, for use with 1 3/8" - 1 3/4" thick standard door | 1 |  | 1 Year | 712.15 | 0.15 | 605.3275
15390 | Salto | AB668A63PM38-A- | XS4 ANSI electronic AMOK wire-free SVN escutcheon, BLE / Mifare / DESFire deadbolt privacy w/ key override function, A lever, unhanded, satin brass finish, for use with 1 3/8" - 1 3/4" thick standard door | 1 |  | 1 Year | 841.15 | 0.15 | 714.9775
15391 | Salto | AB668A63PM38--K | XS4 ANSI electronic wire-free SVN escutcheon, BLE / Mifare / DESFire deadbolt privacy w/ key override function, with keypad, A lever, unhanded, satin brass finish, for use with 1 3/8" - 1 3/4" thick standard door | 1 |  | 1 Year | 775 | 0.15 | 658.75
15392 | Salto | AB668A63PM38-W- | XS4 ANSI electronic RF wireless SVN escutcheon, BLE / Mifare / DESFire deadbolt privacy w/ key override function, A lever, unhanded, satin brass finish, for use with 1 3/8" - 1 3/4" thick standard door | 1 |  | 1 Year | 897.35 | 0.15 | 762.7475
15393 | Salto | AB668A63PM38-WK | XS4 ANSI electronic RF wireless SVN escutcheon, BLE / Mifare / DESFire deadbolt privacy w/ key override function, with keypad, A lever, unhanded, satin brass finish, for use with 1 3/8" - 1 3/4" thick standard door | 1 |  | 1 Year | 960.2 | 0.15 | 816.17
15394 | Salto | AB668A63PM48--- | XS4 ANSI electronic wire-free SVN escutcheon, BLE / Mifare / DESFire deadbolt privacy w/ key override function, A lever, unhanded, satin brass finish, for use with 1 3/4" - 2 1/4" thick door | 1 |  | 1 Year | 712.15 | 0.15 | 605.3275
15395 | Salto | AB668A63PM48-A- | XS4 ANSI electronic AMOK wire-free SVN escutcheon, BLE / Mifare / DESFire deadbolt privacy w/ key override function, A lever, unhanded, satin brass finish, for use with 1 3/4" - 2 1/4" thick door | 1 |  | 1 Year | 841.15 | 0.15 | 714.9775
15396 | Salto | AB668A63PM48--K | XS4 ANSI electronic wire-free SVN escutcheon, BLE / Mifare / DESFire deadbolt privacy w/ key override function, with keypad, A lever, unhanded, satin brass finish, for use with 1 3/4" - 2 1/4" thick door | 1 |  | 1 Year | 775 | 0.15 | 658.75
15397 | Salto | AB668A63PM48-W- | XS4 ANSI electronic RF wireless SVN escutcheon, BLE / Mifare / DESFire deadbolt privacy w/ key override function, A lever, unhanded, satin brass finish, for use with 1 3/4" - 2 1/4" thick door | 1 |  | 1 Year | 897.35 | 0.15 | 762.7475
15398 | Salto | AB668A63PM48-WK | XS4 ANSI electronic RF wireless SVN escutcheon, BLE / Mifare / DESFire deadbolt privacy w/ key override function, with keypad, A lever, unhanded, satin brass finish, for use with 1 3/4" - 2 1/4" thick door | 1 |  | 1 Year | 960.2 | 0.15 | 816.17
15399 | Salto | AB668A63PP38--- | XS4 ANSI electronic wire-free SVN escutcheon, BLE / Mifare / DESFire deadbolt privacy w/ key override function, A lever, unhanded, bright brass finish, for use with 1 3/8" - 1 3/4" thick standard door | 1 |  | 1 Year | 728.45 | 0.15 | 619.1825
15400 | Salto | AB668A63PP38-A- | XS4 ANSI electronic AMOK wire-free SVN escutcheon, BLE / Mifare / DESFire deadbolt privacy w/ key override function, A lever, unhanded, bright brass finish, for use with 1 3/8" - 1 3/4" thick standard door | 1 |  | 1 Year | 857.45 | 0.15 | 728.8325
15401 | Salto | AB668A63PP38--K | XS4 ANSI electronic wire-free SVN escutcheon, BLE / Mifare / DESFire deadbolt privacy w/ key override function, with keypad, A lever, unhanded, bright brass finish, for use with 1 3/8" - 1 3/4" thick standard door | 1 |  | 1 Year | 791.3 | 0.15 | 672.605
15402 | Salto | AB668A63PP38-W- | XS4 ANSI electronic RF wireless SVN escutcheon, BLE / Mifare / DESFire deadbolt privacy w/ key override function, A lever, unhanded, bright brass finish, for use with 1 3/8" - 1 3/4" thick standard door | 1 |  | 1 Year | 913.65 | 0.15 | 776.6025
15403 | Salto | AB668A63PP38-WK | XS4 ANSI electronic RF wireless SVN escutcheon, BLE / Mifare / DESFire deadbolt privacy w/ key override function, with keypad, A lever, unhanded, bright brass finish, for use with 1 3/8" - 1 3/4" thick standard door | 1 |  | 1 Year | 976.5 | 0.15 | 830.025
15404 | Salto | AB668A63PP48--- | XS4 ANSI electronic wire-free SVN escutcheon, BLE / Mifare / DESFire deadbolt privacy w/ key override function, A lever, unhanded, bright brass finish, for use with 1 3/4" - 2 1/4" thick door | 1 |  | 1 Year | 728.45 | 0.15 | 619.1825
15405 | Salto | AB668A63PP48-A- | XS4 ANSI electronic AMOK wire-free SVN escutcheon, BLE / Mifare / DESFire deadbolt privacy w/ key override function, A lever, unhanded, bright brass finish, for use with 1 3/4" - 2 1/4" thick door | 1 |  | 1 Year | 857.45 | 0.15 | 728.8325
15406 | Salto | AB668A63PP48--K | XS4 ANSI electronic wire-free SVN escutcheon, BLE / Mifare / DESFire deadbolt privacy w/ key override function, with keypad, A lever, unhanded, bright brass finish, for use with 1 3/4" - 2 1/4" thick door | 1 |  | 1 Year | 791.3 | 0.15 | 672.605
15407 | Salto | AB668A63PP48-W- | XS4 ANSI electronic RF wireless SVN escutcheon, BLE / Mifare / DESFire deadbolt privacy w/ key override function, A lever, unhanded, bright brass finish, for use with 1 3/4" - 2 1/4" thick door | 1 |  | 1 Year | 913.65 | 0.15 | 776.6025
15408 | Salto | AB668A63PP48-WK | XS4 ANSI electronic RF wireless SVN escutcheon, BLE / Mifare / DESFire deadbolt privacy w/ key override function, with keypad, A lever, unhanded, bright brass finish, for use with 1 3/4" - 2 1/4" thick door | 1 |  | 1 Year | 976.5 | 0.15 | 830.025
15409 | Salto | AB668G61BC38--- | XS4 ANSI electronic wire-free SVN escutcheon, BLE / Mifare / DESFire deadbolt privacy w/ key override function, G lever, unhanded, BioCote antimicrobial finish, for use with 1 3/8" - 1 3/4" thick standard door | 1 |  | 1 Year | 764.15 | 0.15 | 649.5275
15410 | Salto | AB668G61BC38-A- | XS4 ANSI electronic AMOK wire-free SVN escutcheon, BLE / Mifare / DESFire deadbolt privacy w/ key override function, G lever, unhanded, BioCote antimicrobial finish, for use with 1 3/8" - 1 3/4" thick standard door | 1 |  | 1 Year | 893.15 | 0.15 | 759.1775
15411 | Salto | AB668G61BC38--K | XS4 ANSI electronic wire-free SVN escutcheon, BLE / Mifare / DESFire deadbolt privacy w/ key override function, with keypad, G lever, unhanded, BioCote antimicrobial finish, for use with 1 3/8" - 1 3/4" thick standard door | 1 |  | 1 Year | 827 | 0.15 | 702.95
15412 | Salto | AB668G61BC38-W- | XS4 ANSI electronic RF wireless SVN escutcheon, BLE / Mifare / DESFire deadbolt privacy w/ key override function, G lever, unhanded, BioCote antimicrobial finish, for use with 1 3/8" - 1 3/4" thick standard door | 1 |  | 1 Year | 949.35 | 0.15 | 806.9475
15413 | Salto | AB668G61BC38-WK | XS4 ANSI electronic RF wireless SVN escutcheon, BLE / Mifare / DESFire deadbolt privacy w/ key override function, with keypad, G lever, unhanded, BioCote antimicrobial finish, for use with 1 3/8" - 1 3/4" thick standard door | 1 |  | 1 Year | 1012.2 | 0.15 | 860.37
15414 | Salto | AB668G61BC48--- | XS4 ANSI electronic wire-free SVN escutcheon, BLE / Mifare / DESFire deadbolt privacy w/ key override function, G lever, unhanded, BioCote antimicrobial finish, for use with 1 3/4" - 2 1/4" thick door | 1 |  | 1 Year | 764.15 | 0.15 | 649.5275
15415 | Salto | AB668G61BC48-A- | XS4 ANSI electronic AMOK wire-free SVN escutcheon, BLE / Mifare / DESFire deadbolt privacy w/ key override function, G lever, unhanded, BioCote antimicrobial finish, for use with 1 3/4" - 2 1/4" thick door | 1 |  | 1 Year | 893.15 | 0.15 | 759.1775
15416 | Salto | AB668G61BC48--K | XS4 ANSI electronic wire-free SVN escutcheon, BLE / Mifare / DESFire deadbolt privacy w/ key override function, with keypad, G lever, unhanded, BioCote antimicrobial finish, for use with 1 3/4" - 2 1/4" thick door | 1 |  | 1 Year | 827 | 0.15 | 702.95
15417 | Salto | AB668G61BC48-W- | XS4 ANSI electronic RF wireless SVN escutcheon, BLE / Mifare / DESFire deadbolt privacy w/ key override function, G lever, unhanded, BioCote antimicrobial finish, for use with 1 3/4" - 2 1/4" thick door | 1 |  | 1 Year | 949.35 | 0.15 | 806.9475
15418 | Salto | AB668G61BC48-WK | XS4 ANSI electronic RF wireless SVN escutcheon, BLE / Mifare / DESFire deadbolt privacy w/ key override function, with keypad, G lever, unhanded, BioCote antimicrobial finish, for use with 1 3/4" - 2 1/4" thick door | 1 |  | 1 Year | 1012.2 | 0.15 | 860.37
15419 | Salto | AB668G61IM38--- | XS4 ANSI electronic wire-free SVN escutcheon, BLE / Mifare / DESFire deadbolt privacy w/ key override function, G lever, unhanded, satin stainless finish, for use with 1 3/8" - 1 3/4" thick standard door | 1 |  | 1 Year | 712.15 | 0.15 | 605.3275
15420 | Salto | AB668G61IM38-A- | XS4 ANSI electronic AMOK wire-free SVN escutcheon, BLE / Mifare / DESFire deadbolt privacy w/ key override function, G lever, unhanded, satin stainless finish, for use with 1 3/8" - 1 3/4" thick standard door | 1 |  | 1 Year | 841.15 | 0.15 | 714.9775
15421 | Salto | AB668G61IM38--K | XS4 ANSI electronic wire-free SVN escutcheon, BLE / Mifare / DESFire deadbolt privacy w/ key override function, with keypad, G lever, unhanded, satin stainless finish, for use with 1 3/8" - 1 3/4" thick standard door | 1 |  | 1 Year | 775 | 0.15 | 658.75
15422 | Salto | AB668G61IM38-W- | XS4 ANSI electronic RF wireless SVN escutcheon, BLE / Mifare / DESFire deadbolt privacy w/ key override function, G lever, unhanded, satin stainless finish, for use with 1 3/8" - 1 3/4" thick standard door | 1 |  | 1 Year | 897.35 | 0.15 | 762.7475
15423 | Salto | AB668G61IM38-WK | XS4 ANSI electronic RF wireless SVN escutcheon, BLE / Mifare / DESFire deadbolt privacy w/ key override function, with keypad, G lever, unhanded, satin stainless finish, for use with 1 3/8" - 1 3/4" thick standard door | 1 |  | 1 Year | 960.2 | 0.15 | 816.17
15424 | Salto | AB668G61IM48--- | XS4 ANSI electronic wire-free SVN escutcheon, BLE / Mifare / DESFire deadbolt privacy w/ key override function, G lever, unhanded, satin stainless finish, for use with 1 3/4" - 2 1/4" thick door | 1 |  | 1 Year | 712.15 | 0.15 | 605.3275
15425 | Salto | AB668G61IM48-A- | XS4 ANSI electronic AMOK wire-free SVN escutcheon, BLE / Mifare / DESFire deadbolt privacy w/ key override function, G lever, unhanded, satin stainless finish, for use with 1 3/4" - 2 1/4" thick door | 1 |  | 1 Year | 841.15 | 0.15 | 714.9775
15426 | Salto | AB668G61IM48--K | XS4 ANSI electronic wire-free SVN escutcheon, BLE / Mifare / DESFire deadbolt privacy w/ key override function, with keypad, G lever, unhanded, satin stainless finish, for use with 1 3/4" - 2 1/4" thick door | 1 |  | 1 Year | 775 | 0.15 | 658.75
15427 | Salto | AB668G61IM48-W- | XS4 ANSI electronic RF wireless SVN escutcheon, BLE / Mifare / DESFire deadbolt privacy w/ key override function, G lever, unhanded, satin stainless finish, for use with 1 3/4" - 2 1/4" thick door | 1 |  | 1 Year | 897.35 | 0.15 | 762.7475
15428 | Salto | AB668G61IM48-WK | XS4 ANSI electronic RF wireless SVN escutcheon, BLE / Mifare / DESFire deadbolt privacy w/ key override function, with keypad, G lever, unhanded, satin stainless finish, for use with 1 3/4" - 2 1/4" thick door | 1 |  | 1 Year | 960.2 | 0.15 | 816.17
15429 | Salto | AB668G61PM38--- | XS4 ANSI electronic wire-free SVN escutcheon, BLE / Mifare / DESFire deadbolt privacy w/ key override function, G lever, unhanded, satin brass finish, for use with 1 3/8" - 1 3/4" thick standard door | 1 |  | 1 Year | 712.15 | 0.15 | 605.3275
15430 | Salto | AB668G61PM38-A- | XS4 ANSI electronic AMOK wire-free SVN escutcheon, BLE / Mifare / DESFire deadbolt privacy w/ key override function, G lever, unhanded, satin brass finish, for use with 1 3/8" - 1 3/4" thick standard door | 1 |  | 1 Year | 841.15 | 0.15 | 714.9775
15431 | Salto | AB668G61PM38--K | XS4 ANSI electronic wire-free SVN escutcheon, BLE / Mifare / DESFire deadbolt privacy w/ key override function, with keypad, G lever, unhanded, satin brass finish, for use with 1 3/8" - 1 3/4" thick standard door | 1 |  | 1 Year | 775 | 0.15 | 658.75
15432 | Salto | AB668G61PM38-W- | XS4 ANSI electronic RF wireless SVN escutcheon, BLE / Mifare / DESFire deadbolt privacy w/ key override function, G lever, unhanded, satin brass finish, for use with 1 3/8" - 1 3/4" thick standard door | 1 |  | 1 Year | 897.35 | 0.15 | 762.7475
15433 | Salto | AB668G61PM38-WK | XS4 ANSI electronic RF wireless SVN escutcheon, BLE / Mifare / DESFire deadbolt privacy w/ key override function, with keypad, G lever, unhanded, satin brass finish, for use with 1 3/8" - 1 3/4" thick standard door | 1 |  | 1 Year | 960.2 | 0.15 | 816.17
15434 | Salto | AB668G61PM48--- | XS4 ANSI electronic wire-free SVN escutcheon, BLE / Mifare / DESFire deadbolt privacy w/ key override function, G lever, unhanded, satin brass finish, for use with 1 3/4" - 2 1/4" thick door | 1 |  | 1 Year | 712.15 | 0.15 | 605.3275
15435 | Salto | AB668G61PM48-A- | XS4 ANSI electronic AMOK wire-free SVN escutcheon, BLE / Mifare / DESFire deadbolt privacy w/ key override function, G lever, unhanded, satin brass finish, for use with 1 3/4" - 2 1/4" thick door | 1 |  | 1 Year | 841.15 | 0.15 | 714.9775
15436 | Salto | AB668G61PM48--K | XS4 ANSI electronic wire-free SVN escutcheon, BLE / Mifare / DESFire deadbolt privacy w/ key override function, with keypad, G lever, unhanded, satin brass finish, for use with 1 3/4" - 2 1/4" thick door | 1 |  | 1 Year | 775 | 0.15 | 658.75
15437 | Salto | AB668G61PM48-W- | XS4 ANSI electronic RF wireless SVN escutcheon, BLE / Mifare / DESFire deadbolt privacy w/ key override function, G lever, unhanded, satin brass finish, for use with 1 3/4" - 2 1/4" thick door | 1 |  | 1 Year | 897.35 | 0.15 | 762.7475
15438 | Salto | AB668G61PM48-WK | XS4 ANSI electronic RF wireless SVN escutcheon, BLE / Mifare / DESFire deadbolt privacy w/ key override function, with keypad, G lever, unhanded, satin brass finish, for use with 1 3/4" - 2 1/4" thick door | 1 |  | 1 Year | 960.2 | 0.15 | 816.17
15439 | Salto | AB668G62BC38--- | XS4 ANSI electronic wire-free SVN escutcheon, BLE / Mifare / DESFire deadbolt privacy w/ key override function, G lever, unhanded, BioCote antimicrobial finish, for use with 1 3/8" - 1 3/4" thick standard door | 1 |  | 1 Year | 764.15 | 0.15 | 649.5275
15440 | Salto | AB668G62BC38-A- | XS4 ANSI electronic AMOK wire-free SVN escutcheon, BLE / Mifare / DESFire deadbolt privacy w/ key override function, G lever, unhanded, BioCote antimicrobial finish, for use with 1 3/8" - 1 3/4" thick standard door | 1 |  | 1 Year | 893.15 | 0.15 | 759.1775
15441 | Salto | AB668G62BC38--K | XS4 ANSI electronic wire-free SVN escutcheon, BLE / Mifare / DESFire deadbolt privacy w/ key override function, with keypad, G lever, unhanded, BioCote antimicrobial finish, for use with 1 3/8" - 1 3/4" thick standard door | 1 |  | 1 Year | 827 | 0.15 | 702.95
15442 | Salto | AB668G62BC38-W- | XS4 ANSI electronic RF wireless SVN escutcheon, BLE / Mifare / DESFire deadbolt privacy w/ key override function, G lever, unhanded, BioCote antimicrobial finish, for use with 1 3/8" - 1 3/4" thick standard door | 1 |  | 1 Year | 949.35 | 0.15 | 806.9475
15443 | Salto | AB668G62BC38-WK | XS4 ANSI electronic RF wireless SVN escutcheon, BLE / Mifare / DESFire deadbolt privacy w/ key override function, with keypad, G lever, unhanded, BioCote antimicrobial finish, for use with 1 3/8" - 1 3/4" thick standard door | 1 |  | 1 Year | 1012.2 | 0.15 | 860.37
15444 | Salto | AB668G62BC48--- | XS4 ANSI electronic wire-free SVN escutcheon, BLE / Mifare / DESFire deadbolt privacy w/ key override function, G lever, unhanded, BioCote antimicrobial finish, for use with 1 3/4" - 2 1/4" thick door | 1 |  | 1 Year | 764.15 | 0.15 | 649.5275
15445 | Salto | AB668G62BC48-A- | XS4 ANSI electronic AMOK wire-free SVN escutcheon, BLE / Mifare / DESFire deadbolt privacy w/ key override function, G lever, unhanded, BioCote antimicrobial finish, for use with 1 3/4" - 2 1/4" thick door | 1 |  | 1 Year | 893.15 | 0.15 | 759.1775
15446 | Salto | AB668G62BC48--K | XS4 ANSI electronic wire-free SVN escutcheon, BLE / Mifare / DESFire deadbolt privacy w/ key override function, with keypad, G lever, unhanded, BioCote antimicrobial finish, for use with 1 3/4" - 2 1/4" thick door | 1 |  | 1 Year | 827 | 0.15 | 702.95
15447 | Salto | AB668G62BC48-W- | XS4 ANSI electronic RF wireless SVN escutcheon, BLE / Mifare / DESFire deadbolt privacy w/ key override function, G lever, unhanded, BioCote antimicrobial finish, for use with 1 3/4" - 2 1/4" thick door | 1 |  | 1 Year | 949.35 | 0.15 | 806.9475
15448 | Salto | AB668G62BC48-WK | XS4 ANSI electronic RF wireless SVN escutcheon, BLE / Mifare / DESFire deadbolt privacy w/ key override function, with keypad, G lever, unhanded, BioCote antimicrobial finish, for use with 1 3/4" - 2 1/4" thick door | 1 |  | 1 Year | 1012.2 | 0.15 | 860.37
15449 | Salto | AB668G62IM38--- | XS4 ANSI electronic wire-free SVN escutcheon, BLE / Mifare / DESFire deadbolt privacy w/ key override function, G lever, unhanded, satin stainless finish, for use with 1 3/8" - 1 3/4" thick standard door | 1 |  | 1 Year | 712.15 | 0.15 | 605.3275
15450 | Salto | AB668G62IM38-A- | XS4 ANSI electronic AMOK wire-free SVN escutcheon, BLE / Mifare / DESFire deadbolt privacy w/ key override function, G lever, unhanded, satin stainless finish, for use with 1 3/8" - 1 3/4" thick standard door | 1 |  | 1 Year | 841.15 | 0.15 | 714.9775
15451 | Salto | AB668G62IM38--K | XS4 ANSI electronic wire-free SVN escutcheon, BLE / Mifare / DESFire deadbolt privacy w/ key override function, with keypad, G lever, unhanded, satin stainless finish, for use with 1 3/8" - 1 3/4" thick standard door | 1 |  | 1 Year | 775 | 0.15 | 658.75
15452 | Salto | AB668G62IM38-W- | XS4 ANSI electronic RF wireless SVN escutcheon, BLE / Mifare / DESFire deadbolt privacy w/ key override function, G lever, unhanded, satin stainless finish, for use with 1 3/8" - 1 3/4" thick standard door | 1 |  | 1 Year | 897.35 | 0.15 | 762.7475
15453 | Salto | AB668G62IM38-WK | XS4 ANSI electronic RF wireless SVN escutcheon, BLE / Mifare / DESFire deadbolt privacy w/ key override function, with keypad, G lever, unhanded, satin stainless finish, for use with 1 3/8" - 1 3/4" thick standard door | 1 |  | 1 Year | 960.2 | 0.15 | 816.17
15454 | Salto | AB668G62IM48--- | XS4 ANSI electronic wire-free SVN escutcheon, BLE / Mifare / DESFire deadbolt privacy w/ key override function, G lever, unhanded, satin stainless finish, for use with 1 3/4" - 2 1/4" thick door | 1 |  | 1 Year | 712.15 | 0.15 | 605.3275
15455 | Salto | AB668G62IM48-A- | XS4 ANSI electronic AMOK wire-free SVN escutcheon, BLE / Mifare / DESFire deadbolt privacy w/ key override function, G lever, unhanded, satin stainless finish, for use with 1 3/4" - 2 1/4" thick door | 1 |  | 1 Year | 841.15 | 0.15 | 714.9775
15456 | Salto | AB668G62IM48--K | XS4 ANSI electronic wire-free SVN escutcheon, BLE / Mifare / DESFire deadbolt privacy w/ key override function, with keypad, G lever, unhanded, satin stainless finish, for use with 1 3/4" - 2 1/4" thick door | 1 |  | 1 Year | 775 | 0.15 | 658.75
15457 | Salto | AB668G62IM48-W- | XS4 ANSI electronic RF wireless SVN escutcheon, BLE / Mifare / DESFire deadbolt privacy w/ key override function, G lever, unhanded, satin stainless finish, for use with 1 3/4" - 2 1/4" thick door | 1 |  | 1 Year | 897.35 | 0.15 | 762.7475
15458 | Salto | AB668G62IM48-WK | XS4 ANSI electronic RF wireless SVN escutcheon, BLE / Mifare / DESFire deadbolt privacy w/ key override function, with keypad, G lever, unhanded, satin stainless finish, for use with 1 3/4" - 2 1/4" thick door | 1 |  | 1 Year | 960.2 | 0.15 | 816.17
15459 | Salto | AB668G62PM38--- | XS4 ANSI electronic wire-free SVN escutcheon, BLE / Mifare / DESFire deadbolt privacy w/ key override function, G lever, unhanded, satin brass finish, for use with 1 3/8" - 1 3/4" thick standard door | 1 |  | 1 Year | 712.15 | 0.15 | 605.3275
15460 | Salto | AB668G62PM38-A- | XS4 ANSI electronic AMOK wire-free SVN escutcheon, BLE / Mifare / DESFire deadbolt privacy w/ key override function, G lever, unhanded, satin brass finish, for use with 1 3/8" - 1 3/4" thick standard door | 1 |  | 1 Year | 841.15 | 0.15 | 714.9775
15461 | Salto | AB668G62PM38--K | XS4 ANSI electronic wire-free SVN escutcheon, BLE / Mifare / DESFire deadbolt privacy w/ key override function, with keypad, G lever, unhanded, satin brass finish, for use with 1 3/8" - 1 3/4" thick standard door | 1 |  | 1 Year | 775 | 0.15 | 658.75
15462 | Salto | AB668G62PM38-W- | XS4 ANSI electronic RF wireless SVN escutcheon, BLE / Mifare / DESFire deadbolt privacy w/ key override function, G lever, unhanded, satin brass finish, for use with 1 3/8" - 1 3/4" thick standard door | 1 |  | 1 Year | 897.35 | 0.15 | 762.7475
15463 | Salto | AB668G62PM38-WK | XS4 ANSI electronic RF wireless SVN escutcheon, BLE / Mifare / DESFire deadbolt privacy w/ key override function, with keypad, G lever, unhanded, satin brass finish, for use with 1 3/8" - 1 3/4" thick standard door | 1 |  | 1 Year | 960.2 | 0.15 | 816.17
15464 | Salto | AB668G62PM48--- | XS4 ANSI electronic wire-free SVN escutcheon, BLE / Mifare / DESFire deadbolt privacy w/ key override function, G lever, unhanded, satin brass finish, for use with 1 3/4" - 2 1/4" thick door | 1 |  | 1 Year | 712.15 | 0.15 | 605.3275
15465 | Salto | AB668G62PM48-A- | XS4 ANSI electronic AMOK wire-free SVN escutcheon, BLE / Mifare / DESFire deadbolt privacy w/ key override function, G lever, unhanded, satin brass finish, for use with 1 3/4" - 2 1/4" thick door | 1 |  | 1 Year | 841.15 | 0.15 | 714.9775
15466 | Salto | AB668G62PM48--K | XS4 ANSI electronic wire-free SVN escutcheon, BLE / Mifare / DESFire deadbolt privacy w/ key override function, with keypad, G lever, unhanded, satin brass finish, for use with 1 3/4" - 2 1/4" thick door | 1 |  | 1 Year | 775 | 0.15 | 658.75
15467 | Salto | AB668G62PM48-W- | XS4 ANSI electronic RF wireless SVN escutcheon, BLE / Mifare / DESFire deadbolt privacy w/ key override function, G lever, unhanded, satin brass finish, for use with 1 3/4" - 2 1/4" thick door | 1 |  | 1 Year | 897.35 | 0.15 | 762.7475
15468 | Salto | AB668G62PM48-WK | XS4 ANSI electronic RF wireless SVN escutcheon, BLE / Mifare / DESFire deadbolt privacy w/ key override function, with keypad, G lever, unhanded, satin brass finish, for use with 1 3/4" - 2 1/4" thick door | 1 |  | 1 Year | 960.2 | 0.15 | 816.17
15469 | Salto | AB668G63BC38--- | XS4 ANSI electronic wire-free SVN escutcheon, BLE / Mifare / DESFire deadbolt privacy w/ key override function, G lever, unhanded, BioCote antimicrobial finish, for use with 1 3/8" - 1 3/4" thick standard door | 1 |  | 1 Year | 764.15 | 0.15 | 649.5275
15470 | Salto | AB668G63BC38-A- | XS4 ANSI electronic AMOK wire-free SVN escutcheon, BLE / Mifare / DESFire deadbolt privacy w/ key override function, G lever, unhanded, BioCote antimicrobial finish, for use with 1 3/8" - 1 3/4" thick standard door | 1 |  | 1 Year | 893.15 | 0.15 | 759.1775
15471 | Salto | AB668G63BC38--K | XS4 ANSI electronic wire-free SVN escutcheon, BLE / Mifare / DESFire deadbolt privacy w/ key override function, with keypad, G lever, unhanded, BioCote antimicrobial finish, for use with 1 3/8" - 1 3/4" thick standard door | 1 |  | 1 Year | 827 | 0.15 | 702.95
15472 | Salto | AB668G63BC38-W- | XS4 ANSI electronic RF wireless SVN escutcheon, BLE / Mifare / DESFire deadbolt privacy w/ key override function, G lever, unhanded, BioCote antimicrobial finish, for use with 1 3/8" - 1 3/4" thick standard door | 1 |  | 1 Year | 949.35 | 0.15 | 806.9475
15473 | Salto | AB668G63BC38-WK | XS4 ANSI electronic RF wireless SVN escutcheon, BLE / Mifare / DESFire deadbolt privacy w/ key override function, with keypad, G lever, unhanded, BioCote antimicrobial finish, for use with 1 3/8" - 1 3/4" thick standard door | 1 |  | 1 Year | 1012.2 | 0.15 | 860.37
15474 | Salto | AB668G63BC48--- | XS4 ANSI electronic wire-free SVN escutcheon, BLE / Mifare / DESFire deadbolt privacy w/ key override function, G lever, unhanded, BioCote antimicrobial finish, for use with 1 3/4" - 2 1/4" thick door | 1 |  | 1 Year | 764.15 | 0.15 | 649.5275
15475 | Salto | AB668G63BC48-A- | XS4 ANSI electronic AMOK wire-free SVN escutcheon, BLE / Mifare / DESFire deadbolt privacy w/ key override function, G lever, unhanded, BioCote antimicrobial finish, for use with 1 3/4" - 2 1/4" thick door | 1 |  | 1 Year | 893.15 | 0.15 | 759.1775
15476 | Salto | AB668G63BC48--K | XS4 ANSI electronic wire-free SVN escutcheon, BLE / Mifare / DESFire deadbolt privacy w/ key override function, with keypad, G lever, unhanded, BioCote antimicrobial finish, for use with 1 3/4" - 2 1/4" thick door | 1 |  | 1 Year | 827 | 0.15 | 702.95
15477 | Salto | AB668G63BC48-W- | XS4 ANSI electronic RF wireless SVN escutcheon, BLE / Mifare / DESFire deadbolt privacy w/ key override function, G lever, unhanded, BioCote antimicrobial finish, for use with 1 3/4" - 2 1/4" thick door | 1 |  | 1 Year | 949.35 | 0.15 | 806.9475
15478 | Salto | AB668G63BC48-WK | XS4 ANSI electronic RF wireless SVN escutcheon, BLE / Mifare / DESFire deadbolt privacy w/ key override function, with keypad, G lever, unhanded, BioCote antimicrobial finish, for use with 1 3/4" - 2 1/4" thick door | 1 |  | 1 Year | 1012.2 | 0.15 | 860.37
15479 | Salto | AB668G63IM38--- | XS4 ANSI electronic wire-free SVN escutcheon, BLE / Mifare / DESFire deadbolt privacy w/ key override function, G lever, unhanded, satin stainless finish, for use with 1 3/8" - 1 3/4" thick standard door | 1 |  | 1 Year | 712.15 | 0.15 | 605.3275
15480 | Salto | AB668G63IM38-A- | XS4 ANSI electronic AMOK wire-free SVN escutcheon, BLE / Mifare / DESFire deadbolt privacy w/ key override function, G lever, unhanded, satin stainless finish, for use with 1 3/8" - 1 3/4" thick standard door | 1 |  | 1 Year | 841.15 | 0.15 | 714.9775
15481 | Salto | AB668G63IM38--K | XS4 ANSI electronic wire-free SVN escutcheon, BLE / Mifare / DESFire deadbolt privacy w/ key override function, with keypad, G lever, unhanded, satin stainless finish, for use with 1 3/8" - 1 3/4" thick standard door | 1 |  | 1 Year | 775 | 0.15 | 658.75
15482 | Salto | AB668G63IM38-W- | XS4 ANSI electronic RF wireless SVN escutcheon, BLE / Mifare / DESFire deadbolt privacy w/ key override function, G lever, unhanded, satin stainless finish, for use with 1 3/8" - 1 3/4" thick standard door | 1 |  | 1 Year | 897.35 | 0.15 | 762.7475
15483 | Salto | AB668G63IM38-WK | XS4 ANSI electronic RF wireless SVN escutcheon, BLE / Mifare / DESFire deadbolt privacy w/ key override function, with keypad, G lever, unhanded, satin stainless finish, for use with 1 3/8" - 1 3/4" thick standard door | 1 |  | 1 Year | 960.2 | 0.15 | 816.17
15484 | Salto | AB668G63IM48--- | XS4 ANSI electronic wire-free SVN escutcheon, BLE / Mifare / DESFire deadbolt privacy w/ key override function, G lever, unhanded, satin stainless finish, for use with 1 3/4" - 2 1/4" thick door | 1 |  | 1 Year | 712.15 | 0.15 | 605.3275
15485 | Salto | AB668G63IM48-A- | XS4 ANSI electronic AMOK wire-free SVN escutcheon, BLE / Mifare / DESFire deadbolt privacy w/ key override function, G lever, unhanded, satin stainless finish, for use with 1 3/4" - 2 1/4" thick door | 1 |  | 1 Year | 841.15 | 0.15 | 714.9775
15486 | Salto | AB668G63IM48--K | XS4 ANSI electronic wire-free SVN escutcheon, BLE / Mifare / DESFire deadbolt privacy w/ key override function, with keypad, G lever, unhanded, satin stainless finish, for use with 1 3/4" - 2 1/4" thick door | 1 |  | 1 Year | 775 | 0.15 | 658.75
15487 | Salto | AB668G63IM48-W- | XS4 ANSI electronic RF wireless SVN escutcheon, BLE / Mifare / DESFire deadbolt privacy w/ key override function, G lever, unhanded, satin stainless finish, for use with 1 3/4" - 2 1/4" thick door | 1 |  | 1 Year | 897.35 | 0.15 | 762.7475
15488 | Salto | AB668G63IM48-WK | XS4 ANSI electronic RF wireless SVN escutcheon, BLE / Mifare / DESFire deadbolt privacy w/ key override function, with keypad, G lever, unhanded, satin stainless finish, for use with 1 3/4" - 2 1/4" thick door | 1 |  | 1 Year | 960.2 | 0.15 | 816.17
15489 | Salto | AB668G63PM38--- | XS4 ANSI electronic wire-free SVN escutcheon, BLE / Mifare / DESFire deadbolt privacy w/ key override function, G lever, unhanded, satin brass finish, for use with 1 3/8" - 1 3/4" thick standard door | 1 |  | 1 Year | 712.15 | 0.15 | 605.3275
15490 | Salto | AB668G63PM38-A- | XS4 ANSI electronic AMOK wire-free SVN escutcheon, BLE / Mifare / DESFire deadbolt privacy w/ key override function, G lever, unhanded, satin brass finish, for use with 1 3/8" - 1 3/4" thick standard door | 1 |  | 1 Year | 841.15 | 0.15 | 714.9775
15491 | Salto | AB668G63PM38--K | XS4 ANSI electronic wire-free SVN escutcheon, BLE / Mifare / DESFire deadbolt privacy w/ key override function, with keypad, G lever, unhanded, satin brass finish, for use with 1 3/8" - 1 3/4" thick standard door | 1 |  | 1 Year | 775 | 0.15 | 658.75
15492 | Salto | AB668G63PM38-W- | XS4 ANSI electronic RF wireless SVN escutcheon, BLE / Mifare / DESFire deadbolt privacy w/ key override function, G lever, unhanded, satin brass finish, for use with 1 3/8" - 1 3/4" thick standard door | 1 |  | 1 Year | 897.35 | 0.15 | 762.7475
15493 | Salto | AB668G63PM38-WK | XS4 ANSI electronic RF wireless SVN escutcheon, BLE / Mifare / DESFire deadbolt privacy w/ key override function, with keypad, G lever, unhanded, satin brass finish, for use with 1 3/8" - 1 3/4" thick standard door | 1 |  | 1 Year | 960.2 | 0.15 | 816.17
15494 | Salto | AB668G63PM48--- | XS4 ANSI electronic wire-free SVN escutcheon, BLE / Mifare / DESFire deadbolt privacy w/ key override function, G lever, unhanded, satin brass finish, for use with 1 3/4" - 2 1/4" thick door | 1 |  | 1 Year | 712.15 | 0.15 | 605.3275
15495 | Salto | AB668G63PM48-A- | XS4 ANSI electronic AMOK wire-free SVN escutcheon, BLE / Mifare / DESFire deadbolt privacy w/ key override function, G lever, unhanded, satin brass finish, for use with 1 3/4" - 2 1/4" thick door | 1 |  | 1 Year | 841.15 | 0.15 | 714.9775
15496 | Salto | AB668G63PM48--K | XS4 ANSI electronic wire-free SVN escutcheon, BLE / Mifare / DESFire deadbolt privacy w/ key override function, with keypad, G lever, unhanded, satin brass finish, for use with 1 3/4" - 2 1/4" thick door | 1 |  | 1 Year | 775 | 0.15 | 658.75
15497 | Salto | AB668G63PM48-W- | XS4 ANSI electronic RF wireless SVN escutcheon, BLE / Mifare / DESFire deadbolt privacy w/ key override function, G lever, unhanded, satin brass finish, for use with 1 3/4" - 2 1/4" thick door | 1 |  | 1 Year | 897.35 | 0.15 | 762.7475
15498 | Salto | AB668G63PM48-WK | XS4 ANSI electronic RF wireless SVN escutcheon, BLE / Mifare / DESFire deadbolt privacy w/ key override function, with keypad, G lever, unhanded, satin brass finish, for use with 1 3/4" - 2 1/4" thick door | 1 |  | 1 Year | 960.2 | 0.15 | 816.17
15499 | Salto | AB668J61BC38--- | XS4 ANSI electronic wire-free SVN escutcheon, BLE / Mifare / DESFire deadbolt privacy w/ key override function, J lever, unhanded, BioCote antimicrobial finish, for use with 1 3/8" - 1 3/4" thick standard door | 1 |  | 1 Year | 774.35 | 0.15 | 658.1975
15500 | Salto | AB668J61BC38-A- | XS4 ANSI electronic AMOK wire-free SVN escutcheon, BLE / Mifare / DESFire deadbolt privacy w/ key override function, J lever, unhanded, BioCote antimicrobial finish, for use with 1 3/8" - 1 3/4" thick standard door | 1 |  | 1 Year | 903.35 | 0.15 | 767.8475
15501 | Salto | AB668J61BC38--K | XS4 ANSI electronic wire-free SVN escutcheon, BLE / Mifare / DESFire deadbolt privacy w/ key override function, with keypad, J lever, unhanded, BioCote antimicrobial finish, for use with 1 3/8" - 1 3/4" thick standard door | 1 |  | 1 Year | 837.2 | 0.15 | 711.62
15502 | Salto | AB668J61BC38-W- | XS4 ANSI electronic RF wireless SVN escutcheon, BLE / Mifare / DESFire deadbolt privacy w/ key override function, J lever, unhanded, BioCote antimicrobial finish, for use with 1 3/8" - 1 3/4" thick standard door | 1 |  | 1 Year | 959.55 | 0.15 | 815.6175
15503 | Salto | AB668J61BC38-WK | XS4 ANSI electronic RF wireless SVN escutcheon, BLE / Mifare / DESFire deadbolt privacy w/ key override function, with keypad, J lever, unhanded, BioCote antimicrobial finish, for use with 1 3/8" - 1 3/4" thick standard door | 1 |  | 1 Year | 1022.4 | 0.15 | 869.04
15504 | Salto | AB668J61BC48--- | XS4 ANSI electronic wire-free SVN escutcheon, BLE / Mifare / DESFire deadbolt privacy w/ key override function, J lever, unhanded, BioCote antimicrobial finish, for use with 1 3/4" - 2 1/4" thick door | 1 |  | 1 Year | 774.35 | 0.15 | 658.1975
15505 | Salto | AB668J61BC48-A- | XS4 ANSI electronic AMOK wire-free SVN escutcheon, BLE / Mifare / DESFire deadbolt privacy w/ key override function, J lever, unhanded, BioCote antimicrobial finish, for use with 1 3/4" - 2 1/4" thick door | 1 |  | 1 Year | 903.35 | 0.15 | 767.8475
15506 | Salto | AB668J61BC48--K | XS4 ANSI electronic wire-free SVN escutcheon, BLE / Mifare / DESFire deadbolt privacy w/ key override function, with keypad, J lever, unhanded, BioCote antimicrobial finish, for use with 1 3/4" - 2 1/4" thick door | 1 |  | 1 Year | 837.2 | 0.15 | 711.62
15507 | Salto | AB668J61BC48-W- | XS4 ANSI electronic RF wireless SVN escutcheon, BLE / Mifare / DESFire deadbolt privacy w/ key override function, J lever, unhanded, BioCote antimicrobial finish, for use with 1 3/4" - 2 1/4" thick door | 1 |  | 1 Year | 959.55 | 0.15 | 815.6175
15508 | Salto | AB668J61BC48-WK | XS4 ANSI electronic RF wireless SVN escutcheon, BLE / Mifare / DESFire deadbolt privacy w/ key override function, with keypad, J lever, unhanded, BioCote antimicrobial finish, for use with 1 3/4" - 2 1/4" thick door | 1 |  | 1 Year | 1022.4 | 0.15 | 869.04
15509 | Salto | AB668J61IA38--- | XS4 ANSI electronic wire-free SVN escutcheon, BLE / Mifare / DESFire deadbolt privacy w/ key override function, J lever, unhanded, antique brass finish, for use with 1 3/8" - 1 3/4" thick standard door | 1 |  | 1 Year | 774.35 | 0.15 | 658.1975
15510 | Salto | AB668J61IA38-A- | XS4 ANSI electronic AMOK wire-free SVN escutcheon, BLE / Mifare / DESFire deadbolt privacy w/ key override function, J lever, unhanded, antique brass finish, for use with 1 3/8" - 1 3/4" thick standard door | 1 |  | 1 Year | 903.35 | 0.15 | 767.8475
15511 | Salto | AB668J61IA38--K | XS4 ANSI electronic wire-free SVN escutcheon, BLE / Mifare / DESFire deadbolt privacy w/ key override function, with keypad, J lever, unhanded, antique brass finish, for use with 1 3/8" - 1 3/4" thick standard door | 1 |  | 1 Year | 837.2 | 0.15 | 711.62
15512 | Salto | AB668J61IA38-W- | XS4 ANSI electronic RF wireless SVN escutcheon, BLE / Mifare / DESFire deadbolt privacy w/ key override function, J lever, unhanded, antique brass finish, for use with 1 3/8" - 1 3/4" thick standard door | 1 |  | 1 Year | 959.55 | 0.15 | 815.6175
15513 | Salto | AB668J61IA38-WK | XS4 ANSI electronic RF wireless SVN escutcheon, BLE / Mifare / DESFire deadbolt privacy w/ key override function, with keypad, J lever, unhanded, antique brass finish, for use with 1 3/8" - 1 3/4" thick standard door | 1 |  | 1 Year | 1022.4 | 0.15 | 869.04
15514 | Salto | AB668J61IA48--- | XS4 ANSI electronic wire-free SVN escutcheon, BLE / Mifare / DESFire deadbolt privacy w/ key override function, J lever, unhanded, antique brass finish, for use with 1 3/4" - 2 1/4" thick door | 1 |  | 1 Year | 774.35 | 0.15 | 658.1975
15515 | Salto | AB668J61IA48-A- | XS4 ANSI electronic AMOK wire-free SVN escutcheon, BLE / Mifare / DESFire deadbolt privacy w/ key override function, J lever, unhanded, antique brass finish, for use with 1 3/4" - 2 1/4" thick door | 1 |  | 1 Year | 903.35 | 0.15 | 767.8475
15516 | Salto | AB668J61IA48--K | XS4 ANSI electronic wire-free SVN escutcheon, BLE / Mifare / DESFire deadbolt privacy w/ key override function, with keypad, J lever, unhanded, antique brass finish, for use with 1 3/4" - 2 1/4" thick door | 1 |  | 1 Year | 837.2 | 0.15 | 711.62
15517 | Salto | AB668J61IA48-W- | XS4 ANSI electronic RF wireless SVN escutcheon, BLE / Mifare / DESFire deadbolt privacy w/ key override function, J lever, unhanded, antique brass finish, for use with 1 3/4" - 2 1/4" thick door | 1 |  | 1 Year | 959.55 | 0.15 | 815.6175
15518 | Salto | AB668J61IA48-WK | XS4 ANSI electronic RF wireless SVN escutcheon, BLE / Mifare / DESFire deadbolt privacy w/ key override function, with keypad, J lever, unhanded, antique brass finish, for use with 1 3/4" - 2 1/4" thick door | 1 |  | 1 Year | 1022.4 | 0.15 | 869.04
15519 | Salto | AB668J61IM38--- | XS4 ANSI electronic wire-free SVN escutcheon, BLE / Mifare / DESFire deadbolt privacy w/ key override function, J lever, unhanded, satin stainless finish, for use with 1 3/8" - 1 3/4" thick standard door | 1 |  | 1 Year | 722.35 | 0.15 | 613.9975
15520 | Salto | AB668J61IM38-A- | XS4 ANSI electronic AMOK wire-free SVN escutcheon, BLE / Mifare / DESFire deadbolt privacy w/ key override function, J lever, unhanded, satin stainless finish, for use with 1 3/8" - 1 3/4" thick standard door | 1 |  | 1 Year | 851.35 | 0.15 | 723.6475
15521 | Salto | AB668J61IM38--K | XS4 ANSI electronic wire-free SVN escutcheon, BLE / Mifare / DESFire deadbolt privacy w/ key override function, with keypad, J lever, unhanded, satin stainless finish, for use with 1 3/8" - 1 3/4" thick standard door | 1 |  | 1 Year | 785.2 | 0.15 | 667.42
15522 | Salto | AB668J61IM38-W- | XS4 ANSI electronic RF wireless SVN escutcheon, BLE / Mifare / DESFire deadbolt privacy w/ key override function, J lever, unhanded, satin stainless finish, for use with 1 3/8" - 1 3/4" thick standard door | 1 |  | 1 Year | 907.55 | 0.15 | 771.4175
15523 | Salto | AB668J61IM38-WK | XS4 ANSI electronic RF wireless SVN escutcheon, BLE / Mifare / DESFire deadbolt privacy w/ key override function, with keypad, J lever, unhanded, satin stainless finish, for use with 1 3/8" - 1 3/4" thick standard door | 1 |  | 1 Year | 970.4 | 0.15 | 824.84
15524 | Salto | AB668J61IM48--- | XS4 ANSI electronic wire-free SVN escutcheon, BLE / Mifare / DESFire deadbolt privacy w/ key override function, J lever, unhanded, satin stainless finish, for use with 1 3/4" - 2 1/4" thick door | 1 |  | 1 Year | 722.35 | 0.15 | 613.9975
15525 | Salto | AB668J61IM48-A- | XS4 ANSI electronic AMOK wire-free SVN escutcheon, BLE / Mifare / DESFire deadbolt privacy w/ key override function, J lever, unhanded, satin stainless finish, for use with 1 3/4" - 2 1/4" thick door | 1 |  | 1 Year | 851.35 | 0.15 | 723.6475
15526 | Salto | AB668J61IM48--K | XS4 ANSI electronic wire-free SVN escutcheon, BLE / Mifare / DESFire deadbolt privacy w/ key override function, with keypad, J lever, unhanded, satin stainless finish, for use with 1 3/4" - 2 1/4" thick door | 1 |  | 1 Year | 785.2 | 0.15 | 667.42
15527 | Salto | AB668J61IM48-W- | XS4 ANSI electronic RF wireless SVN escutcheon, BLE / Mifare / DESFire deadbolt privacy w/ key override function, J lever, unhanded, satin stainless finish, for use with 1 3/4" - 2 1/4" thick door | 1 |  | 1 Year | 907.55 | 0.15 | 771.4175
15528 | Salto | AB668J61IM48-WK | XS4 ANSI electronic RF wireless SVN escutcheon, BLE / Mifare / DESFire deadbolt privacy w/ key override function, with keypad, J lever, unhanded, satin stainless finish, for use with 1 3/4" - 2 1/4" thick door | 1 |  | 1 Year | 970.4 | 0.15 | 824.84
15529 | Salto | AB668J61NE38--- | XS4 ANSI electronic wire-free SVN escutcheon, BLE / Mifare / DESFire deadbolt privacy w/ key override function, J lever, unhanded, black chromium finish, for use with 1 3/8" - 1 3/4" thick standard door | 1 |  | 1 Year | 757.05 | 0.15 | 643.4925
15530 | Salto | AB668J61NE38-A- | XS4 ANSI electronic AMOK wire-free SVN escutcheon, BLE / Mifare / DESFire deadbolt privacy w/ key override function, J lever, unhanded, black chromium finish, for use with 1 3/8" - 1 3/4" thick standard door | 1 |  | 1 Year | 886.05 | 0.15 | 753.1425
15531 | Salto | AB668J61NE38--K | XS4 ANSI electronic wire-free SVN escutcheon, BLE / Mifare / DESFire deadbolt privacy w/ key override function, with keypad, J lever, unhanded, black chromium finish, for use with 1 3/8" - 1 3/4" thick standard door | 1 |  | 1 Year | 819.9 | 0.15 | 696.915
15532 | Salto | AB668J61NE38-W- | XS4 ANSI electronic RF wireless SVN escutcheon, BLE / Mifare / DESFire deadbolt privacy w/ key override function, J lever, unhanded, black chromium finish, for use with 1 3/8" - 1 3/4" thick standard door | 1 |  | 1 Year | 942.25 | 0.15 | 800.9125
15533 | Salto | AB668J61NE38-WK | XS4 ANSI electronic RF wireless SVN escutcheon, BLE / Mifare / DESFire deadbolt privacy w/ key override function, with keypad, J lever, unhanded, black chromium finish, for use with 1 3/8" - 1 3/4" thick standard door | 1 |  | 1 Year | 1005.1 | 0.15 | 854.335
15534 | Salto | AB668J61NE48--- | XS4 ANSI electronic wire-free SVN escutcheon, BLE / Mifare / DESFire deadbolt privacy w/ key override function, J lever, unhanded, black chromium finish, for use with 1 3/4" - 2 1/4" thick door | 1 |  | 1 Year | 757.05 | 0.15 | 643.4925
15535 | Salto | AB668J61NE48-A- | XS4 ANSI electronic AMOK wire-free SVN escutcheon, BLE / Mifare / DESFire deadbolt privacy w/ key override function, J lever, unhanded, black chromium finish, for use with 1 3/4" - 2 1/4" thick door | 1 |  | 1 Year | 886.05 | 0.15 | 753.1425
15536 | Salto | AB668J61NE48--K | XS4 ANSI electronic wire-free SVN escutcheon, BLE / Mifare / DESFire deadbolt privacy w/ key override function, with keypad, J lever, unhanded, black chromium finish, for use with 1 3/4" - 2 1/4" thick door | 1 |  | 1 Year | 819.9 | 0.15 | 696.915
15537 | Salto | AB668J61NE48-W- | XS4 ANSI electronic RF wireless SVN escutcheon, BLE / Mifare / DESFire deadbolt privacy w/ key override function, J lever, unhanded, black chromium finish, for use with 1 3/4" - 2 1/4" thick door | 1 |  | 1 Year | 942.25 | 0.15 | 800.9125
15538 | Salto | AB668J61NE48-WK | XS4 ANSI electronic RF wireless SVN escutcheon, BLE / Mifare / DESFire deadbolt privacy w/ key override function, with keypad, J lever, unhanded, black chromium finish, for use with 1 3/4" - 2 1/4" thick door | 1 |  | 1 Year | 1005.1 | 0.15 | 854.335
15539 | Salto | AB668J61PM38--- | XS4 ANSI electronic wire-free SVN escutcheon, BLE / Mifare / DESFire deadbolt privacy w/ key override function, J lever, unhanded, satin brass finish, for use with 1 3/8" - 1 3/4" thick standard door | 1 |  | 1 Year | 722.35 | 0.15 | 613.9975
15540 | Salto | AB668J61PM38-A- | XS4 ANSI electronic AMOK wire-free SVN escutcheon, BLE / Mifare / DESFire deadbolt privacy w/ key override function, J lever, unhanded, satin brass finish, for use with 1 3/8" - 1 3/4" thick standard door | 1 |  | 1 Year | 851.35 | 0.15 | 723.6475
15541 | Salto | AB668J61PM38--K | XS4 ANSI electronic wire-free SVN escutcheon, BLE / Mifare / DESFire deadbolt privacy w/ key override function, with keypad, J lever, unhanded, satin brass finish, for use with 1 3/8" - 1 3/4" thick standard door | 1 |  | 1 Year | 785.2 | 0.15 | 667.42
15542 | Salto | AB668J61PM38-W- | XS4 ANSI electronic RF wireless SVN escutcheon, BLE / Mifare / DESFire deadbolt privacy w/ key override function, J lever, unhanded, satin brass finish, for use with 1 3/8" - 1 3/4" thick standard door | 1 |  | 1 Year | 907.55 | 0.15 | 771.4175
15543 | Salto | AB668J61PM38-WK | XS4 ANSI electronic RF wireless SVN escutcheon, BLE / Mifare / DESFire deadbolt privacy w/ key override function, with keypad, J lever, unhanded, satin brass finish, for use with 1 3/8" - 1 3/4" thick standard door | 1 |  | 1 Year | 970.4 | 0.15 | 824.84
15544 | Salto | AB668J61PM48--- | XS4 ANSI electronic wire-free SVN escutcheon, BLE / Mifare / DESFire deadbolt privacy w/ key override function, J lever, unhanded, satin brass finish, for use with 1 3/4" - 2 1/4" thick door | 1 |  | 1 Year | 722.35 | 0.15 | 613.9975
15545 | Salto | AB668J61PM48-A- | XS4 ANSI electronic AMOK wire-free SVN escutcheon, BLE / Mifare / DESFire deadbolt privacy w/ key override function, J lever, unhanded, satin brass finish, for use with 1 3/4" - 2 1/4" thick door | 1 |  | 1 Year | 851.35 | 0.15 | 723.6475
15546 | Salto | AB668J61PM48--K | XS4 ANSI electronic wire-free SVN escutcheon, BLE / Mifare / DESFire deadbolt privacy w/ key override function, with keypad, J lever, unhanded, satin brass finish, for use with 1 3/4" - 2 1/4" thick door | 1 |  | 1 Year | 785.2 | 0.15 | 667.42
15547 | Salto | AB668J61PM48-W- | XS4 ANSI electronic RF wireless SVN escutcheon, BLE / Mifare / DESFire deadbolt privacy w/ key override function, J lever, unhanded, satin brass finish, for use with 1 3/4" - 2 1/4" thick door | 1 |  | 1 Year | 907.55 | 0.15 | 771.4175
15548 | Salto | AB668J61PM48-WK | XS4 ANSI electronic RF wireless SVN escutcheon, BLE / Mifare / DESFire deadbolt privacy w/ key override function, with keypad, J lever, unhanded, satin brass finish, for use with 1 3/4" - 2 1/4" thick door | 1 |  | 1 Year | 970.4 | 0.15 | 824.84
15549 | Salto | AB668J62BC38--- | XS4 ANSI electronic wire-free SVN escutcheon, BLE / Mifare / DESFire deadbolt privacy w/ key override function, J lever, unhanded, BioCote antimicrobial finish, for use with 1 3/8" - 1 3/4" thick standard door | 1 |  | 1 Year | 774.35 | 0.15 | 658.1975
15550 | Salto | AB668J62BC38-A- | XS4 ANSI electronic AMOK wire-free SVN escutcheon, BLE / Mifare / DESFire deadbolt privacy w/ key override function, J lever, unhanded, BioCote antimicrobial finish, for use with 1 3/8" - 1 3/4" thick standard door | 1 |  | 1 Year | 903.35 | 0.15 | 767.8475
15551 | Salto | AB668J62BC38--K | XS4 ANSI electronic wire-free SVN escutcheon, BLE / Mifare / DESFire deadbolt privacy w/ key override function, with keypad, J lever, unhanded, BioCote antimicrobial finish, for use with 1 3/8" - 1 3/4" thick standard door | 1 |  | 1 Year | 837.2 | 0.15 | 711.62
15552 | Salto | AB668J62BC38-W- | XS4 ANSI electronic RF wireless SVN escutcheon, BLE / Mifare / DESFire deadbolt privacy w/ key override function, J lever, unhanded, BioCote antimicrobial finish, for use with 1 3/8" - 1 3/4" thick standard door | 1 |  | 1 Year | 959.55 | 0.15 | 815.6175
15553 | Salto | AB668J62BC38-WK | XS4 ANSI electronic RF wireless SVN escutcheon, BLE / Mifare / DESFire deadbolt privacy w/ key override function, with keypad, J lever, unhanded, BioCote antimicrobial finish, for use with 1 3/8" - 1 3/4" thick standard door | 1 |  | 1 Year | 1022.4 | 0.15 | 869.04
15554 | Salto | AB668J62BC48--- | XS4 ANSI electronic wire-free SVN escutcheon, BLE / Mifare / DESFire deadbolt privacy w/ key override function, J lever, unhanded, BioCote antimicrobial finish, for use with 1 3/4" - 2 1/4" thick door | 1 |  | 1 Year | 774.35 | 0.15 | 658.1975
15555 | Salto | AB668J62BC48-A- | XS4 ANSI electronic AMOK wire-free SVN escutcheon, BLE / Mifare / DESFire deadbolt privacy w/ key override function, J lever, unhanded, BioCote antimicrobial finish, for use with 1 3/4" - 2 1/4" thick door | 1 |  | 1 Year | 903.35 | 0.15 | 767.8475
15556 | Salto | AB668J62BC48--K | XS4 ANSI electronic wire-free SVN escutcheon, BLE / Mifare / DESFire deadbolt privacy w/ key override function, with keypad, J lever, unhanded, BioCote antimicrobial finish, for use with 1 3/4" - 2 1/4" thick door | 1 |  | 1 Year | 837.2 | 0.15 | 711.62
15557 | Salto | AB668J62BC48-W- | XS4 ANSI electronic RF wireless SVN escutcheon, BLE / Mifare / DESFire deadbolt privacy w/ key override function, J lever, unhanded, BioCote antimicrobial finish, for use with 1 3/4" - 2 1/4" thick door | 1 |  | 1 Year | 959.55 | 0.15 | 815.6175
15558 | Salto | AB668J62BC48-WK | XS4 ANSI electronic RF wireless SVN escutcheon, BLE / Mifare / DESFire deadbolt privacy w/ key override function, with keypad, J lever, unhanded, BioCote antimicrobial finish, for use with 1 3/4" - 2 1/4" thick door | 1 |  | 1 Year | 1022.4 | 0.15 | 869.04
15559 | Salto | AB668J62IA38--- | XS4 ANSI electronic wire-free SVN escutcheon, BLE / Mifare / DESFire deadbolt privacy w/ key override function, J lever, unhanded, antique brass finish, for use with 1 3/8" - 1 3/4" thick standard door | 1 |  | 1 Year | 774.35 | 0.15 | 658.1975
15560 | Salto | AB668J62IA38-A- | XS4 ANSI electronic AMOK wire-free SVN escutcheon, BLE / Mifare / DESFire deadbolt privacy w/ key override function, J lever, unhanded, antique brass finish, for use with 1 3/8" - 1 3/4" thick standard door | 1 |  | 1 Year | 903.35 | 0.15 | 767.8475
15561 | Salto | AB668J62IA38--K | XS4 ANSI electronic wire-free SVN escutcheon, BLE / Mifare / DESFire deadbolt privacy w/ key override function, with keypad, J lever, unhanded, antique brass finish, for use with 1 3/8" - 1 3/4" thick standard door | 1 |  | 1 Year | 837.2 | 0.15 | 711.62
15562 | Salto | AB668J62IA38-W- | XS4 ANSI electronic RF wireless SVN escutcheon, BLE / Mifare / DESFire deadbolt privacy w/ key override function, J lever, unhanded, antique brass finish, for use with 1 3/8" - 1 3/4" thick standard door | 1 |  | 1 Year | 959.55 | 0.15 | 815.6175
15563 | Salto | AB668J62IA38-WK | XS4 ANSI electronic RF wireless SVN escutcheon, BLE / Mifare / DESFire deadbolt privacy w/ key override function, with keypad, J lever, unhanded, antique brass finish, for use with 1 3/8" - 1 3/4" thick standard door | 1 |  | 1 Year | 1022.4 | 0.15 | 869.04
15564 | Salto | AB668J62IA48--- | XS4 ANSI electronic wire-free SVN escutcheon, BLE / Mifare / DESFire deadbolt privacy w/ key override function, J lever, unhanded, antique brass finish, for use with 1 3/4" - 2 1/4" thick door | 1 |  | 1 Year | 774.35 | 0.15 | 658.1975
15565 | Salto | AB668J62IA48-A- | XS4 ANSI electronic AMOK wire-free SVN escutcheon, BLE / Mifare / DESFire deadbolt privacy w/ key override function, J lever, unhanded, antique brass finish, for use with 1 3/4" - 2 1/4" thick door | 1 |  | 1 Year | 903.35 | 0.15 | 767.8475
15566 | Salto | AB668J62IA48--K | XS4 ANSI electronic wire-free SVN escutcheon, BLE / Mifare / DESFire deadbolt privacy w/ key override function, with keypad, J lever, unhanded, antique brass finish, for use with 1 3/4" - 2 1/4" thick door | 1 |  | 1 Year | 837.2 | 0.15 | 711.62
15567 | Salto | AB668J62IA48-W- | XS4 ANSI electronic RF wireless SVN escutcheon, BLE / Mifare / DESFire deadbolt privacy w/ key override function, J lever, unhanded, antique brass finish, for use with 1 3/4" - 2 1/4" thick door | 1 |  | 1 Year | 959.55 | 0.15 | 815.6175
15568 | Salto | AB668J62IA48-WK | XS4 ANSI electronic RF wireless SVN escutcheon, BLE / Mifare / DESFire deadbolt privacy w/ key override function, with keypad, J lever, unhanded, antique brass finish, for use with 1 3/4" - 2 1/4" thick door | 1 |  | 1 Year | 1022.4 | 0.15 | 869.04
15569 | Salto | AB668J62IM38--- | XS4 ANSI electronic wire-free SVN escutcheon, BLE / Mifare / DESFire deadbolt privacy w/ key override function, J lever, unhanded, satin stainless finish, for use with 1 3/8" - 1 3/4" thick standard door | 1 |  | 1 Year | 722.35 | 0.15 | 613.9975
15570 | Salto | AB668J62IM38-A- | XS4 ANSI electronic AMOK wire-free SVN escutcheon, BLE / Mifare / DESFire deadbolt privacy w/ key override function, J lever, unhanded, satin stainless finish, for use with 1 3/8" - 1 3/4" thick standard door | 1 |  | 1 Year | 851.35 | 0.15 | 723.6475
15571 | Salto | AB668J62IM38--K | XS4 ANSI electronic wire-free SVN escutcheon, BLE / Mifare / DESFire deadbolt privacy w/ key override function, with keypad, J lever, unhanded, satin stainless finish, for use with 1 3/8" - 1 3/4" thick standard door | 1 |  | 1 Year | 785.2 | 0.15 | 667.42
15572 | Salto | AB668J62IM38-W- | XS4 ANSI electronic RF wireless SVN escutcheon, BLE / Mifare / DESFire deadbolt privacy w/ key override function, J lever, unhanded, satin stainless finish, for use with 1 3/8" - 1 3/4" thick standard door | 1 |  | 1 Year | 907.55 | 0.15 | 771.4175
15573 | Salto | AB668J62IM38-WK | XS4 ANSI electronic RF wireless SVN escutcheon, BLE / Mifare / DESFire deadbolt privacy w/ key override function, with keypad, J lever, unhanded, satin stainless finish, for use with 1 3/8" - 1 3/4" thick standard door | 1 |  | 1 Year | 970.4 | 0.15 | 824.84
15574 | Salto | AB668J62IM48--- | XS4 ANSI electronic wire-free SVN escutcheon, BLE / Mifare / DESFire deadbolt privacy w/ key override function, J lever, unhanded, satin stainless finish, for use with 1 3/4" - 2 1/4" thick door | 1 |  | 1 Year | 722.35 | 0.15 | 613.9975
15575 | Salto | AB668J62IM48-A- | XS4 ANSI electronic AMOK wire-free SVN escutcheon, BLE / Mifare / DESFire deadbolt privacy w/ key override function, J lever, unhanded, satin stainless finish, for use with 1 3/4" - 2 1/4" thick door | 1 |  | 1 Year | 851.35 | 0.15 | 723.6475
15576 | Salto | AB668J62IM48--K | XS4 ANSI electronic wire-free SVN escutcheon, BLE / Mifare / DESFire deadbolt privacy w/ key override function, with keypad, J lever, unhanded, satin stainless finish, for use with 1 3/4" - 2 1/4" thick door | 1 |  | 1 Year | 785.2 | 0.15 | 667.42
15577 | Salto | AB668J62IM48-W- | XS4 ANSI electronic RF wireless SVN escutcheon, BLE / Mifare / DESFire deadbolt privacy w/ key override function, J lever, unhanded, satin stainless finish, for use with 1 3/4" - 2 1/4" thick door | 1 |  | 1 Year | 907.55 | 0.15 | 771.4175
15578 | Salto | AB668J62IM48-WK | XS4 ANSI electronic RF wireless SVN escutcheon, BLE / Mifare / DESFire deadbolt privacy w/ key override function, with keypad, J lever, unhanded, satin stainless finish, for use with 1 3/4" - 2 1/4" thick door | 1 |  | 1 Year | 970.4 | 0.15 | 824.84
15579 | Salto | AB668J62NE38--- | XS4 ANSI electronic wire-free SVN escutcheon, BLE / Mifare / DESFire deadbolt privacy w/ key override function, J lever, unhanded, black chromium finish, for use with 1 3/8" - 1 3/4" thick standard door | 1 |  | 1 Year | 757.05 | 0.15 | 643.4925
15580 | Salto | AB668J62NE38-A- | XS4 ANSI electronic AMOK wire-free SVN escutcheon, BLE / Mifare / DESFire deadbolt privacy w/ key override function, J lever, unhanded, black chromium finish, for use with 1 3/8" - 1 3/4" thick standard door | 1 |  | 1 Year | 886.05 | 0.15 | 753.1425
15581 | Salto | AB668J62NE38--K | XS4 ANSI electronic wire-free SVN escutcheon, BLE / Mifare / DESFire deadbolt privacy w/ key override function, with keypad, J lever, unhanded, black chromium finish, for use with 1 3/8" - 1 3/4" thick standard door | 1 |  | 1 Year | 819.9 | 0.15 | 696.915
15582 | Salto | AB668J62NE38-W- | XS4 ANSI electronic RF wireless SVN escutcheon, BLE / Mifare / DESFire deadbolt privacy w/ key override function, J lever, unhanded, black chromium finish, for use with 1 3/8" - 1 3/4" thick standard door | 1 |  | 1 Year | 942.25 | 0.15 | 800.9125
15583 | Salto | AB668J62NE38-WK | XS4 ANSI electronic RF wireless SVN escutcheon, BLE / Mifare / DESFire deadbolt privacy w/ key override function, with keypad, J lever, unhanded, black chromium finish, for use with 1 3/8" - 1 3/4" thick standard door | 1 |  | 1 Year | 1005.1 | 0.15 | 854.335
15584 | Salto | AB668J62NE48--- | XS4 ANSI electronic wire-free SVN escutcheon, BLE / Mifare / DESFire deadbolt privacy w/ key override function, J lever, unhanded, black chromium finish, for use with 1 3/4" - 2 1/4" thick door | 1 |  | 1 Year | 757.05 | 0.15 | 643.4925
15585 | Salto | AB668J62NE48-A- | XS4 ANSI electronic AMOK wire-free SVN escutcheon, BLE / Mifare / DESFire deadbolt privacy w/ key override function, J lever, unhanded, black chromium finish, for use with 1 3/4" - 2 1/4" thick door | 1 |  | 1 Year | 886.05 | 0.15 | 753.1425
15586 | Salto | AB668J62NE48--K | XS4 ANSI electronic wire-free SVN escutcheon, BLE / Mifare / DESFire deadbolt privacy w/ key override function, with keypad, J lever, unhanded, black chromium finish, for use with 1 3/4" - 2 1/4" thick door | 1 |  | 1 Year | 819.9 | 0.15 | 696.915
15587 | Salto | AB668J62NE48-W- | XS4 ANSI electronic RF wireless SVN escutcheon, BLE / Mifare / DESFire deadbolt privacy w/ key override function, J lever, unhanded, black chromium finish, for use with 1 3/4" - 2 1/4" thick door | 1 |  | 1 Year | 942.25 | 0.15 | 800.9125
15588 | Salto | AB668J62NE48-WK | XS4 ANSI electronic RF wireless SVN escutcheon, BLE / Mifare / DESFire deadbolt privacy w/ key override function, with keypad, J lever, unhanded, black chromium finish, for use with 1 3/4" - 2 1/4" thick door | 1 |  | 1 Year | 1005.1 | 0.15 | 854.335
15589 | Salto | AB668J62PM38--- | XS4 ANSI electronic wire-free SVN escutcheon, BLE / Mifare / DESFire deadbolt privacy w/ key override function, J lever, unhanded, satin brass finish, for use with 1 3/8" - 1 3/4" thick standard door | 1 |  | 1 Year | 722.35 | 0.15 | 613.9975
15590 | Salto | AB668J62PM38-A- | XS4 ANSI electronic AMOK wire-free SVN escutcheon, BLE / Mifare / DESFire deadbolt privacy w/ key override function, J lever, unhanded, satin brass finish, for use with 1 3/8" - 1 3/4" thick standard door | 1 |  | 1 Year | 851.35 | 0.15 | 723.6475
15591 | Salto | AB668J62PM38--K | XS4 ANSI electronic wire-free SVN escutcheon, BLE / Mifare / DESFire deadbolt privacy w/ key override function, with keypad, J lever, unhanded, satin brass finish, for use with 1 3/8" - 1 3/4" thick standard door | 1 |  | 1 Year | 785.2 | 0.15 | 667.42
15592 | Salto | AB668J62PM38-W- | XS4 ANSI electronic RF wireless SVN escutcheon, BLE / Mifare / DESFire deadbolt privacy w/ key override function, J lever, unhanded, satin brass finish, for use with 1 3/8" - 1 3/4" thick standard door | 1 |  | 1 Year | 907.55 | 0.15 | 771.4175
15593 | Salto | AB668J62PM38-WK | XS4 ANSI electronic RF wireless SVN escutcheon, BLE / Mifare / DESFire deadbolt privacy w/ key override function, with keypad, J lever, unhanded, satin brass finish, for use with 1 3/8" - 1 3/4" thick standard door | 1 |  | 1 Year | 970.4 | 0.15 | 824.84
15594 | Salto | AB668J62PM48--- | XS4 ANSI electronic wire-free SVN escutcheon, BLE / Mifare / DESFire deadbolt privacy w/ key override function, J lever, unhanded, satin brass finish, for use with 1 3/4" - 2 1/4" thick door | 1 |  | 1 Year | 722.35 | 0.15 | 613.9975
15595 | Salto | AB668J62PM48-A- | XS4 ANSI electronic AMOK wire-free SVN escutcheon, BLE / Mifare / DESFire deadbolt privacy w/ key override function, J lever, unhanded, satin brass finish, for use with 1 3/4" - 2 1/4" thick door | 1 |  | 1 Year | 851.35 | 0.15 | 723.6475
15596 | Salto | AB668J62PM48--K | XS4 ANSI electronic wire-free SVN escutcheon, BLE / Mifare / DESFire deadbolt privacy w/ key override function, with keypad, J lever, unhanded, satin brass finish, for use with 1 3/4" - 2 1/4" thick door | 1 |  | 1 Year | 785.2 | 0.15 | 667.42
15597 | Salto | AB668J62PM48-W- | XS4 ANSI electronic RF wireless SVN escutcheon, BLE / Mifare / DESFire deadbolt privacy w/ key override function, J lever, unhanded, satin brass finish, for use with 1 3/4" - 2 1/4" thick door | 1 |  | 1 Year | 907.55 | 0.15 | 771.4175
15598 | Salto | AB668J62PM48-WK | XS4 ANSI electronic RF wireless SVN escutcheon, BLE / Mifare / DESFire deadbolt privacy w/ key override function, with keypad, J lever, unhanded, satin brass finish, for use with 1 3/4" - 2 1/4" thick door | 1 |  | 1 Year | 970.4 | 0.15 | 824.84
15599 | Salto | AB668J63BC38--- | XS4 ANSI electronic wire-free SVN escutcheon, BLE / Mifare / DESFire deadbolt privacy w/ key override function, J lever, unhanded, BioCote antimicrobial finish, for use with 1 3/8" - 1 3/4" thick standard door | 1 |  | 1 Year | 774.35 | 0.15 | 658.1975
15600 | Salto | AB668J63BC38-A- | XS4 ANSI electronic AMOK wire-free SVN escutcheon, BLE / Mifare / DESFire deadbolt privacy w/ key override function, J lever, unhanded, BioCote antimicrobial finish, for use with 1 3/8" - 1 3/4" thick standard door | 1 |  | 1 Year | 903.35 | 0.15 | 767.8475
15601 | Salto | AB668J63BC38--K | XS4 ANSI electronic wire-free SVN escutcheon, BLE / Mifare / DESFire deadbolt privacy w/ key override function, with keypad, J lever, unhanded, BioCote antimicrobial finish, for use with 1 3/8" - 1 3/4" thick standard door | 1 |  | 1 Year | 837.2 | 0.15 | 711.62
15602 | Salto | AB668J63BC38-W- | XS4 ANSI electronic RF wireless SVN escutcheon, BLE / Mifare / DESFire deadbolt privacy w/ key override function, J lever, unhanded, BioCote antimicrobial finish, for use with 1 3/8" - 1 3/4" thick standard door | 1 |  | 1 Year | 959.55 | 0.15 | 815.6175
15603 | Salto | AB668J63BC38-WK | XS4 ANSI electronic RF wireless SVN escutcheon, BLE / Mifare / DESFire deadbolt privacy w/ key override function, with keypad, J lever, unhanded, BioCote antimicrobial finish, for use with 1 3/8" - 1 3/4" thick standard door | 1 |  | 1 Year | 1022.4 | 0.15 | 869.04
15604 | Salto | AB668J63BC48--- | XS4 ANSI electronic wire-free SVN escutcheon, BLE / Mifare / DESFire deadbolt privacy w/ key override function, J lever, unhanded, BioCote antimicrobial finish, for use with 1 3/4" - 2 1/4" thick door | 1 |  | 1 Year | 774.35 | 0.15 | 658.1975
15605 | Salto | AB668J63BC48-A- | XS4 ANSI electronic AMOK wire-free SVN escutcheon, BLE / Mifare / DESFire deadbolt privacy w/ key override function, J lever, unhanded, BioCote antimicrobial finish, for use with 1 3/4" - 2 1/4" thick door | 1 |  | 1 Year | 903.35 | 0.15 | 767.8475
15606 | Salto | AB668J63BC48--K | XS4 ANSI electronic wire-free SVN escutcheon, BLE / Mifare / DESFire deadbolt privacy w/ key override function, with keypad, J lever, unhanded, BioCote antimicrobial finish, for use with 1 3/4" - 2 1/4" thick door | 1 |  | 1 Year | 837.2 | 0.15 | 711.62
15607 | Salto | AB668J63BC48-W- | XS4 ANSI electronic RF wireless SVN escutcheon, BLE / Mifare / DESFire deadbolt privacy w/ key override function, J lever, unhanded, BioCote antimicrobial finish, for use with 1 3/4" - 2 1/4" thick door | 1 |  | 1 Year | 959.55 | 0.15 | 815.6175
15608 | Salto | AB668J63BC48-WK | XS4 ANSI electronic RF wireless SVN escutcheon, BLE / Mifare / DESFire deadbolt privacy w/ key override function, with keypad, J lever, unhanded, BioCote antimicrobial finish, for use with 1 3/4" - 2 1/4" thick door | 1 |  | 1 Year | 1022.4 | 0.15 | 869.04
15609 | Salto | AB668J63IA38--- | XS4 ANSI electronic wire-free SVN escutcheon, BLE / Mifare / DESFire deadbolt privacy w/ key override function, J lever, unhanded, antique brass finish, for use with 1 3/8" - 1 3/4" thick standard door | 1 |  | 1 Year | 774.35 | 0.15 | 658.1975
15610 | Salto | AB668J63IA38-A- | XS4 ANSI electronic AMOK wire-free SVN escutcheon, BLE / Mifare / DESFire deadbolt privacy w/ key override function, J lever, unhanded, antique brass finish, for use with 1 3/8" - 1 3/4" thick standard door | 1 |  | 1 Year | 903.35 | 0.15 | 767.8475
15611 | Salto | AB668J63IA38--K | XS4 ANSI electronic wire-free SVN escutcheon, BLE / Mifare / DESFire deadbolt privacy w/ key override function, with keypad, J lever, unhanded, antique brass finish, for use with 1 3/8" - 1 3/4" thick standard door | 1 |  | 1 Year | 837.2 | 0.15 | 711.62
15612 | Salto | AB668J63IA38-W- | XS4 ANSI electronic RF wireless SVN escutcheon, BLE / Mifare / DESFire deadbolt privacy w/ key override function, J lever, unhanded, antique brass finish, for use with 1 3/8" - 1 3/4" thick standard door | 1 |  | 1 Year | 959.55 | 0.15 | 815.6175
15613 | Salto | AB668J63IA38-WK | XS4 ANSI electronic RF wireless SVN escutcheon, BLE / Mifare / DESFire deadbolt privacy w/ key override function, with keypad, J lever, unhanded, antique brass finish, for use with 1 3/8" - 1 3/4" thick standard door | 1 |  | 1 Year | 1022.4 | 0.15 | 869.04
15614 | Salto | AB668J63IA48--- | XS4 ANSI electronic wire-free SVN escutcheon, BLE / Mifare / DESFire deadbolt privacy w/ key override function, J lever, unhanded, antique brass finish, for use with 1 3/4" - 2 1/4" thick door | 1 |  | 1 Year | 774.35 | 0.15 | 658.1975
15615 | Salto | AB668J63IA48-A- | XS4 ANSI electronic AMOK wire-free SVN escutcheon, BLE / Mifare / DESFire deadbolt privacy w/ key override function, J lever, unhanded, antique brass finish, for use with 1 3/4" - 2 1/4" thick door | 1 |  | 1 Year | 903.35 | 0.15 | 767.8475
15616 | Salto | AB668J63IA48--K | XS4 ANSI electronic wire-free SVN escutcheon, BLE / Mifare / DESFire deadbolt privacy w/ key override function, with keypad, J lever, unhanded, antique brass finish, for use with 1 3/4" - 2 1/4" thick door | 1 |  | 1 Year | 837.2 | 0.15 | 711.62
15617 | Salto | AB668J63IA48-W- | XS4 ANSI electronic RF wireless SVN escutcheon, BLE / Mifare / DESFire deadbolt privacy w/ key override function, J lever, unhanded, antique brass finish, for use with 1 3/4" - 2 1/4" thick door | 1 |  | 1 Year | 959.55 | 0.15 | 815.6175
15618 | Salto | AB668J63IA48-WK | XS4 ANSI electronic RF wireless SVN escutcheon, BLE / Mifare / DESFire deadbolt privacy w/ key override function, with keypad, J lever, unhanded, antique brass finish, for use with 1 3/4" - 2 1/4" thick door | 1 |  | 1 Year | 1022.4 | 0.15 | 869.04
15619 | Salto | AB668J63IM38--- | XS4 ANSI electronic wire-free SVN escutcheon, BLE / Mifare / DESFire deadbolt privacy w/ key override function, J lever, unhanded, satin stainless finish, for use with 1 3/8" - 1 3/4" thick standard door | 1 |  | 1 Year | 722.35 | 0.15 | 613.9975
15620 | Salto | AB668J63IM38-A- | XS4 ANSI electronic AMOK wire-free SVN escutcheon, BLE / Mifare / DESFire deadbolt privacy w/ key override function, J lever, unhanded, satin stainless finish, for use with 1 3/8" - 1 3/4" thick standard door | 1 |  | 1 Year | 851.35 | 0.15 | 723.6475
15621 | Salto | AB668J63IM38--K | XS4 ANSI electronic wire-free SVN escutcheon, BLE / Mifare / DESFire deadbolt privacy w/ key override function, with keypad, J lever, unhanded, satin stainless finish, for use with 1 3/8" - 1 3/4" thick standard door | 1 |  | 1 Year | 785.2 | 0.15 | 667.42
15622 | Salto | AB668J63IM38-W- | XS4 ANSI electronic RF wireless SVN escutcheon, BLE / Mifare / DESFire deadbolt privacy w/ key override function, J lever, unhanded, satin stainless finish, for use with 1 3/8" - 1 3/4" thick standard door | 1 |  | 1 Year | 907.55 | 0.15 | 771.4175
15623 | Salto | AB668J63IM38-WK | XS4 ANSI electronic RF wireless SVN escutcheon, BLE / Mifare / DESFire deadbolt privacy w/ key override function, with keypad, J lever, unhanded, satin stainless finish, for use with 1 3/8" - 1 3/4" thick standard door | 1 |  | 1 Year | 970.4 | 0.15 | 824.84
15624 | Salto | AB668J63IM48--- | XS4 ANSI electronic wire-free SVN escutcheon, BLE / Mifare / DESFire deadbolt privacy w/ key override function, J lever, unhanded, satin stainless finish, for use with 1 3/4" - 2 1/4" thick door | 1 |  | 1 Year | 722.35 | 0.15 | 613.9975
15625 | Salto | AB668J63IM48-A- | XS4 ANSI electronic AMOK wire-free SVN escutcheon, BLE / Mifare / DESFire deadbolt privacy w/ key override function, J lever, unhanded, satin stainless finish, for use with 1 3/4" - 2 1/4" thick door | 1 |  | 1 Year | 851.35 | 0.15 | 723.6475
15626 | Salto | AB668J63IM48--K | XS4 ANSI electronic wire-free SVN escutcheon, BLE / Mifare / DESFire deadbolt privacy w/ key override function, with keypad, J lever, unhanded, satin stainless finish, for use with 1 3/4" - 2 1/4" thick door | 1 |  | 1 Year | 785.2 | 0.15 | 667.42
15627 | Salto | AB668J63IM48-W- | XS4 ANSI electronic RF wireless SVN escutcheon, BLE / Mifare / DESFire deadbolt privacy w/ key override function, J lever, unhanded, satin stainless finish, for use with 1 3/4" - 2 1/4" thick door | 1 |  | 1 Year | 907.55 | 0.15 | 771.4175
15628 | Salto | AB668J63IM48-WK | XS4 ANSI electronic RF wireless SVN escutcheon, BLE / Mifare / DESFire deadbolt privacy w/ key override function, with keypad, J lever, unhanded, satin stainless finish, for use with 1 3/4" - 2 1/4" thick door | 1 |  | 1 Year | 970.4 | 0.15 | 824.84
15629 | Salto | AB668J63NE38--- | XS4 ANSI electronic wire-free SVN escutcheon, BLE / Mifare / DESFire deadbolt privacy w/ key override function, J lever, unhanded, black chromium finish, for use with 1 3/8" - 1 3/4" thick standard door | 1 |  | 1 Year | 757.05 | 0.15 | 643.4925
15630 | Salto | AB668J63NE38-A- | XS4 ANSI electronic AMOK wire-free SVN escutcheon, BLE / Mifare / DESFire deadbolt privacy w/ key override function, J lever, unhanded, black chromium finish, for use with 1 3/8" - 1 3/4" thick standard door | 1 |  | 1 Year | 886.05 | 0.15 | 753.1425
15631 | Salto | AB668J63NE38--K | XS4 ANSI electronic wire-free SVN escutcheon, BLE / Mifare / DESFire deadbolt privacy w/ key override function, with keypad, J lever, unhanded, black chromium finish, for use with 1 3/8" - 1 3/4" thick standard door | 1 |  | 1 Year | 819.9 | 0.15 | 696.915
15632 | Salto | AB668J63NE38-W- | XS4 ANSI electronic RF wireless SVN escutcheon, BLE / Mifare / DESFire deadbolt privacy w/ key override function, J lever, unhanded, black chromium finish, for use with 1 3/8" - 1 3/4" thick standard door | 1 |  | 1 Year | 942.25 | 0.15 | 800.9125
15633 | Salto | AB668J63NE38-WK | XS4 ANSI electronic RF wireless SVN escutcheon, BLE / Mifare / DESFire deadbolt privacy w/ key override function, with keypad, J lever, unhanded, black chromium finish, for use with 1 3/8" - 1 3/4" thick standard door | 1 |  | 1 Year | 1005.1 | 0.15 | 854.335
15634 | Salto | AB668J63NE48--- | XS4 ANSI electronic wire-free SVN escutcheon, BLE / Mifare / DESFire deadbolt privacy w/ key override function, J lever, unhanded, black chromium finish, for use with 1 3/4" - 2 1/4" thick door | 1 |  | 1 Year | 757.05 | 0.15 | 643.4925
15635 | Salto | AB668J63NE48-A- | XS4 ANSI electronic AMOK wire-free SVN escutcheon, BLE / Mifare / DESFire deadbolt privacy w/ key override function, J lever, unhanded, black chromium finish, for use with 1 3/4" - 2 1/4" thick door | 1 |  | 1 Year | 886.05 | 0.15 | 753.1425
15636 | Salto | AB668J63NE48--K | XS4 ANSI electronic wire-free SVN escutcheon, BLE / Mifare / DESFire deadbolt privacy w/ key override function, with keypad, J lever, unhanded, black chromium finish, for use with 1 3/4" - 2 1/4" thick door | 1 |  | 1 Year | 819.9 | 0.15 | 696.915
15637 | Salto | AB668J63NE48-W- | XS4 ANSI electronic RF wireless SVN escutcheon, BLE / Mifare / DESFire deadbolt privacy w/ key override function, J lever, unhanded, black chromium finish, for use with 1 3/4" - 2 1/4" thick door | 1 |  | 1 Year | 942.25 | 0.15 | 800.9125
15638 | Salto | AB668J63NE48-WK | XS4 ANSI electronic RF wireless SVN escutcheon, BLE / Mifare / DESFire deadbolt privacy w/ key override function, with keypad, J lever, unhanded, black chromium finish, for use with 1 3/4" - 2 1/4" thick door | 1 |  | 1 Year | 1005.1 | 0.15 | 854.335
15639 | Salto | AB668J63PM38--- | XS4 ANSI electronic wire-free SVN escutcheon, BLE / Mifare / DESFire deadbolt privacy w/ key override function, J lever, unhanded, satin brass finish, for use with 1 3/8" - 1 3/4" thick standard door | 1 |  | 1 Year | 722.35 | 0.15 | 613.9975
15640 | Salto | AB668J63PM38-A- | XS4 ANSI electronic AMOK wire-free SVN escutcheon, BLE / Mifare / DESFire deadbolt privacy w/ key override function, J lever, unhanded, satin brass finish, for use with 1 3/8" - 1 3/4" thick standard door | 1 |  | 1 Year | 851.35 | 0.15 | 723.6475
15641 | Salto | AB668J63PM38--K | XS4 ANSI electronic wire-free SVN escutcheon, BLE / Mifare / DESFire deadbolt privacy w/ key override function, with keypad, J lever, unhanded, satin brass finish, for use with 1 3/8" - 1 3/4" thick standard door | 1 |  | 1 Year | 785.2 | 0.15 | 667.42
15642 | Salto | AB668J63PM38-W- | XS4 ANSI electronic RF wireless SVN escutcheon, BLE / Mifare / DESFire deadbolt privacy w/ key override function, J lever, unhanded, satin brass finish, for use with 1 3/8" - 1 3/4" thick standard door | 1 |  | 1 Year | 907.55 | 0.15 | 771.4175
15643 | Salto | AB668J63PM38-WK | XS4 ANSI electronic RF wireless SVN escutcheon, BLE / Mifare / DESFire deadbolt privacy w/ key override function, with keypad, J lever, unhanded, satin brass finish, for use with 1 3/8" - 1 3/4" thick standard door | 1 |  | 1 Year | 970.4 | 0.15 | 824.84
15644 | Salto | AB668J63PM48--- | XS4 ANSI electronic wire-free SVN escutcheon, BLE / Mifare / DESFire deadbolt privacy w/ key override function, J lever, unhanded, satin brass finish, for use with 1 3/4" - 2 1/4" thick door | 1 |  | 1 Year | 722.35 | 0.15 | 613.9975
15645 | Salto | AB668J63PM48-A- | XS4 ANSI electronic AMOK wire-free SVN escutcheon, BLE / Mifare / DESFire deadbolt privacy w/ key override function, J lever, unhanded, satin brass finish, for use with 1 3/4" - 2 1/4" thick door | 1 |  | 1 Year | 851.35 | 0.15 | 723.6475
15646 | Salto | AB668J63PM48--K | XS4 ANSI electronic wire-free SVN escutcheon, BLE / Mifare / DESFire deadbolt privacy w/ key override function, with keypad, J lever, unhanded, satin brass finish, for use with 1 3/4" - 2 1/4" thick door | 1 |  | 1 Year | 785.2 | 0.15 | 667.42
15647 | Salto | AB668J63PM48-W- | XS4 ANSI electronic RF wireless SVN escutcheon, BLE / Mifare / DESFire deadbolt privacy w/ key override function, J lever, unhanded, satin brass finish, for use with 1 3/4" - 2 1/4" thick door | 1 |  | 1 Year | 907.55 | 0.15 | 771.4175
15648 | Salto | AB668J63PM48-WK | XS4 ANSI electronic RF wireless SVN escutcheon, BLE / Mifare / DESFire deadbolt privacy w/ key override function, with keypad, J lever, unhanded, satin brass finish, for use with 1 3/4" - 2 1/4" thick door | 1 |  | 1 Year | 970.4 | 0.15 | 824.84
15649 | Salto | AB668K61IM38L-- | XS4 ANSI electronic wire-free SVN escutcheon, BLE / Mifare / DESFire deadbolt privacy w/ key override function, K lever, left handed, satin stainless finish, for use with 1 3/8" - 1 3/4" thick standard door | 1 |  | 1 Year | 722.35 | 0.15 | 613.9975
15650 | Salto | AB668K61IM38LA- | XS4 ANSI electronic AMOK wire-free SVN escutcheon, BLE / Mifare / DESFire deadbolt privacy w/ key override function, K lever, left handed, satin stainless finish, for use with 1 3/8" - 1 3/4" thick standard door | 1 |  | 1 Year | 851.35 | 0.15 | 723.6475
15651 | Salto | AB668K61IM38L-K | XS4 ANSI electronic wire-free SVN escutcheon, BLE / Mifare / DESFire deadbolt privacy w/ key override function, with keypad, K lever, left handed, satin stainless finish, for use with 1 3/8" - 1 3/4" thick standard door | 1 |  | 1 Year | 785.2 | 0.15 | 667.42
15652 | Salto | AB668K61IM38LW- | XS4 ANSI electronic RF wireless SVN escutcheon, BLE / Mifare / DESFire deadbolt privacy w/ key override function, K lever, left handed, satin stainless finish, for use with 1 3/8" - 1 3/4" thick standard door | 1 |  | 1 Year | 907.55 | 0.15 | 771.4175
15653 | Salto | AB668K61IM38LWK | XS4 ANSI electronic RF wireless SVN escutcheon, BLE / Mifare / DESFire deadbolt privacy w/ key override function, with keypad, K lever, left handed, satin stainless finish, for use with 1 3/8" - 1 3/4" thick standard door | 1 |  | 1 Year | 970.4 | 0.15 | 824.84
15654 | Salto | AB668K61IM38R-- | XS4 ANSI electronic wire-free SVN escutcheon, BLE / Mifare / DESFire deadbolt privacy w/ key override function, K lever, right handed, satin stainless finish, for use with 1 3/8" - 1 3/4" thick standard door | 1 |  | 1 Year | 722.35 | 0.15 | 613.9975
15655 | Salto | AB668K61IM38RA- | XS4 ANSI electronic AMOK wire-free SVN escutcheon, BLE / Mifare / DESFire deadbolt privacy w/ key override function, K lever, right handed, satin stainless finish, for use with 1 3/8" - 1 3/4" thick standard door | 1 |  | 1 Year | 851.35 | 0.15 | 723.6475
15656 | Salto | AB668K61IM38R-K | XS4 ANSI electronic wire-free SVN escutcheon, BLE / Mifare / DESFire deadbolt privacy w/ key override function, with keypad, K lever, right handed, satin stainless finish, for use with 1 3/8" - 1 3/4" thick standard door | 1 |  | 1 Year | 785.2 | 0.15 | 667.42
15657 | Salto | AB668K61IM38RW- | XS4 ANSI electronic RF wireless SVN escutcheon, BLE / Mifare / DESFire deadbolt privacy w/ key override function, K lever, right handed, satin stainless finish, for use with 1 3/8" - 1 3/4" thick standard door | 1 |  | 1 Year | 907.55 | 0.15 | 771.4175
15658 | Salto | AB668K61IM38RWK | XS4 ANSI electronic RF wireless SVN escutcheon, BLE / Mifare / DESFire deadbolt privacy w/ key override function, with keypad, K lever, right handed, satin stainless finish, for use with 1 3/8" - 1 3/4" thick standard door | 1 |  | 1 Year | 970.4 | 0.15 | 824.84
15659 | Salto | AB668K61IM48L-- | XS4 ANSI electronic wire-free SVN escutcheon, BLE / Mifare / DESFire deadbolt privacy w/ key override function, K lever, left handed, satin stainless finish, for use with 1 3/4" - 2 1/4" thick door | 1 |  | 1 Year | 722.35 | 0.15 | 613.9975
15660 | Salto | AB668K61IM48LA- | XS4 ANSI electronic AMOK wire-free SVN escutcheon, BLE / Mifare / DESFire deadbolt privacy w/ key override function, K lever, left handed, satin stainless finish, for use with 1 3/4" - 2 1/4" thick door | 1 |  | 1 Year | 851.35 | 0.15 | 723.6475
15661 | Salto | AB668K61IM48L-K | XS4 ANSI electronic wire-free SVN escutcheon, BLE / Mifare / DESFire deadbolt privacy w/ key override function, with keypad, K lever, left handed, satin stainless finish, for use with 1 3/4" - 2 1/4" thick door | 1 |  | 1 Year | 785.2 | 0.15 | 667.42
15662 | Salto | AB668K61IM48LW- | XS4 ANSI electronic RF wireless SVN escutcheon, BLE / Mifare / DESFire deadbolt privacy w/ key override function, K lever, left handed, satin stainless finish, for use with 1 3/4" - 2 1/4" thick door | 1 |  | 1 Year | 907.55 | 0.15 | 771.4175
15663 | Salto | AB668K61IM48LWK | XS4 ANSI electronic RF wireless SVN escutcheon, BLE / Mifare / DESFire deadbolt privacy w/ key override function, with keypad, K lever, left handed, satin stainless finish, for use with 1 3/4" - 2 1/4" thick door | 1 |  | 1 Year | 970.4 | 0.15 | 824.84
15664 | Salto | AB668K61IM48R-- | XS4 ANSI electronic wire-free SVN escutcheon, BLE / Mifare / DESFire deadbolt privacy w/ key override function, K lever, right handed, satin stainless finish, for use with 1 3/4" - 2 1/4" thick door | 1 |  | 1 Year | 722.35 | 0.15 | 613.9975
15665 | Salto | AB668K61IM48RA- | XS4 ANSI electronic AMOK wire-free SVN escutcheon, BLE / Mifare / DESFire deadbolt privacy w/ key override function, K lever, right handed, satin stainless finish, for use with 1 3/4" - 2 1/4" thick door | 1 |  | 1 Year | 851.35 | 0.15 | 723.6475
15666 | Salto | AB668K61IM48R-K | XS4 ANSI electronic wire-free SVN escutcheon, BLE / Mifare / DESFire deadbolt privacy w/ key override function, with keypad, K lever, right handed, satin stainless finish, for use with 1 3/4" - 2 1/4" thick door | 1 |  | 1 Year | 785.2 | 0.15 | 667.42
15667 | Salto | AB668K61IM48RW- | XS4 ANSI electronic RF wireless SVN escutcheon, BLE / Mifare / DESFire deadbolt privacy w/ key override function, K lever, right handed, satin stainless finish, for use with 1 3/4" - 2 1/4" thick door | 1 |  | 1 Year | 907.55 | 0.15 | 771.4175
15668 | Salto | AB668K61IM48RWK | XS4 ANSI electronic RF wireless SVN escutcheon, BLE / Mifare / DESFire deadbolt privacy w/ key override function, with keypad, K lever, right handed, satin stainless finish, for use with 1 3/4" - 2 1/4" thick door | 1 |  | 1 Year | 970.4 | 0.15 | 824.84
15669 | Salto | AB668K61IP38L-- | XS4 ANSI electronic wire-free SVN escutcheon, BLE / Mifare / DESFire deadbolt privacy w/ key override function, K lever, left handed, bright stainless steel finish, for use with 1 3/8" - 1 3/4" thick standard door | 1 |  | 1 Year | 738.65 | 0.15 | 627.8525
15670 | Salto | AB668K61IP38LA- | XS4 ANSI electronic AMOK wire-free SVN escutcheon, BLE / Mifare / DESFire deadbolt privacy w/ key override function, K lever, left handed, bright stainless steel finish, for use with 1 3/8" - 1 3/4" thick standard door | 1 |  | 1 Year | 867.65 | 0.15 | 737.5025
15671 | Salto | AB668K61IP38L-K | XS4 ANSI electronic wire-free SVN escutcheon, BLE / Mifare / DESFire deadbolt privacy w/ key override function, with keypad, K lever, left handed, bright stainless steel finish, for use with 1 3/8" - 1 3/4" thick standard door | 1 |  | 1 Year | 801.5 | 0.15 | 681.275
15672 | Salto | AB668K61IP38LW- | XS4 ANSI electronic RF wireless SVN escutcheon, BLE / Mifare / DESFire deadbolt privacy w/ key override function, K lever, left handed, bright stainless steel finish, for use with 1 3/8" - 1 3/4" thick standard door | 1 |  | 1 Year | 923.85 | 0.15 | 785.2725
15673 | Salto | AB668K61IP38LWK | XS4 ANSI electronic RF wireless SVN escutcheon, BLE / Mifare / DESFire deadbolt privacy w/ key override function, with keypad, K lever, left handed, bright stainless steel finish, for use with 1 3/8" - 1 3/4" thick standard door | 1 |  | 1 Year | 986.7 | 0.15 | 838.695
15674 | Salto | AB668K61IP38R-- | XS4 ANSI electronic wire-free SVN escutcheon, BLE / Mifare / DESFire deadbolt privacy w/ key override function, K lever, right handed, bright stainless steel finish, for use with 1 3/8" - 1 3/4" thick standard door | 1 |  | 1 Year | 738.65 | 0.15 | 627.8525
15675 | Salto | AB668K61IP38RA- | XS4 ANSI electronic AMOK wire-free SVN escutcheon, BLE / Mifare / DESFire deadbolt privacy w/ key override function, K lever, right handed, bright stainless steel finish, for use with 1 3/8" - 1 3/4" thick standard door | 1 |  | 1 Year | 867.65 | 0.15 | 737.5025
15676 | Salto | AB668K61IP38R-K | XS4 ANSI electronic wire-free SVN escutcheon, BLE / Mifare / DESFire deadbolt privacy w/ key override function, with keypad, K lever, right handed, bright stainless steel finish, for use with 1 3/8" - 1 3/4" thick standard door | 1 |  | 1 Year | 801.5 | 0.15 | 681.275
15677 | Salto | AB668K61IP38RW- | XS4 ANSI electronic RF wireless SVN escutcheon, BLE / Mifare / DESFire deadbolt privacy w/ key override function, K lever, right handed, bright stainless steel finish, for use with 1 3/8" - 1 3/4" thick standard door | 1 |  | 1 Year | 923.85 | 0.15 | 785.2725
15678 | Salto | AB668K61IP38RWK | XS4 ANSI electronic RF wireless SVN escutcheon, BLE / Mifare / DESFire deadbolt privacy w/ key override function, with keypad, K lever, right handed, bright stainless steel finish, for use with 1 3/8" - 1 3/4" thick standard door | 1 |  | 1 Year | 986.7 | 0.15 | 838.695
15679 | Salto | AB668K61IP48L-- | XS4 ANSI electronic wire-free SVN escutcheon, BLE / Mifare / DESFire deadbolt privacy w/ key override function, K lever, left handed, bright stainless steel finish, for use with 1 3/4" - 2 1/4" thick door | 1 |  | 1 Year | 738.65 | 0.15 | 627.8525
15680 | Salto | AB668K61IP48LA- | XS4 ANSI electronic AMOK wire-free SVN escutcheon, BLE / Mifare / DESFire deadbolt privacy w/ key override function, K lever, left handed, bright stainless steel finish, for use with 1 3/4" - 2 1/4" thick door | 1 |  | 1 Year | 867.65 | 0.15 | 737.5025
15681 | Salto | AB668K61IP48L-K | XS4 ANSI electronic wire-free SVN escutcheon, BLE / Mifare / DESFire deadbolt privacy w/ key override function, with keypad, K lever, left handed, bright stainless steel finish, for use with 1 3/4" - 2 1/4" thick door | 1 |  | 1 Year | 801.5 | 0.15 | 681.275
15682 | Salto | AB668K61IP48LW- | XS4 ANSI electronic RF wireless SVN escutcheon, BLE / Mifare / DESFire deadbolt privacy w/ key override function, K lever, left handed, bright stainless steel finish, for use with 1 3/4" - 2 1/4" thick door | 1 |  | 1 Year | 923.85 | 0.15 | 785.2725
15683 | Salto | AB668K61IP48LWK | XS4 ANSI electronic RF wireless SVN escutcheon, BLE / Mifare / DESFire deadbolt privacy w/ key override function, with keypad, K lever, left handed, bright stainless steel finish, for use with 1 3/4" - 2 1/4" thick door | 1 |  | 1 Year | 986.7 | 0.15 | 838.695
15684 | Salto | AB668K61IP48R-- | XS4 ANSI electronic wire-free SVN escutcheon, BLE / Mifare / DESFire deadbolt privacy w/ key override function, K lever, right handed, bright stainless steel finish, for use with 1 3/4" - 2 1/4" thick door | 1 |  | 1 Year | 738.65 | 0.15 | 627.8525
15685 | Salto | AB668K61IP48RA- | XS4 ANSI electronic AMOK wire-free SVN escutcheon, BLE / Mifare / DESFire deadbolt privacy w/ key override function, K lever, right handed, bright stainless steel finish, for use with 1 3/4" - 2 1/4" thick door | 1 |  | 1 Year | 867.65 | 0.15 | 737.5025
15686 | Salto | AB668K61IP48R-K | XS4 ANSI electronic wire-free SVN escutcheon, BLE / Mifare / DESFire deadbolt privacy w/ key override function, with keypad, K lever, right handed, bright stainless steel finish, for use with 1 3/4" - 2 1/4" thick door | 1 |  | 1 Year | 801.5 | 0.15 | 681.275
15687 | Salto | AB668K61IP48RW- | XS4 ANSI electronic RF wireless SVN escutcheon, BLE / Mifare / DESFire deadbolt privacy w/ key override function, K lever, right handed, bright stainless steel finish, for use with 1 3/4" - 2 1/4" thick door | 1 |  | 1 Year | 923.85 | 0.15 | 785.2725
15688 | Salto | AB668K61IP48RWK | XS4 ANSI electronic RF wireless SVN escutcheon, BLE / Mifare / DESFire deadbolt privacy w/ key override function, with keypad, K lever, right handed, bright stainless steel finish, for use with 1 3/4" - 2 1/4" thick door | 1 |  | 1 Year | 986.7 | 0.15 | 838.695
15689 | Salto | AB668K61PP38L-- | XS4 ANSI electronic wire-free SVN escutcheon, BLE / Mifare / DESFire deadbolt privacy w/ key override function, K lever, left handed, bright brass finish, for use with 1 3/8" - 1 3/4" thick standard door | 1 |  | 1 Year | 738.65 | 0.15 | 627.8525
15690 | Salto | AB668K61PP38LA- | XS4 ANSI electronic AMOK wire-free SVN escutcheon, BLE / Mifare / DESFire deadbolt privacy w/ key override function, K lever, left handed, bright brass finish, for use with 1 3/8" - 1 3/4" thick standard door | 1 |  | 1 Year | 867.65 | 0.15 | 737.5025
15691 | Salto | AB668K61PP38L-K | XS4 ANSI electronic wire-free SVN escutcheon, BLE / Mifare / DESFire deadbolt privacy w/ key override function, with keypad, K lever, left handed, bright brass finish, for use with 1 3/8" - 1 3/4" thick standard door | 1 |  | 1 Year | 801.5 | 0.15 | 681.275
15692 | Salto | AB668K61PP38LW- | XS4 ANSI electronic RF wireless SVN escutcheon, BLE / Mifare / DESFire deadbolt privacy w/ key override function, K lever, left handed, bright brass finish, for use with 1 3/8" - 1 3/4" thick standard door | 1 |  | 1 Year | 923.85 | 0.15 | 785.2725
15693 | Salto | AB668K61PP38LWK | XS4 ANSI electronic RF wireless SVN escutcheon, BLE / Mifare / DESFire deadbolt privacy w/ key override function, with keypad, K lever, left handed, bright brass finish, for use with 1 3/8" - 1 3/4" thick standard door | 1 |  | 1 Year | 986.7 | 0.15 | 838.695
15694 | Salto | AB668K61PP38R-- | XS4 ANSI electronic wire-free SVN escutcheon, BLE / Mifare / DESFire deadbolt privacy w/ key override function, K lever, right handed, bright brass finish, for use with 1 3/8" - 1 3/4" thick standard door | 1 |  | 1 Year | 738.65 | 0.15 | 627.8525
15695 | Salto | AB668K61PP38RA- | XS4 ANSI electronic AMOK wire-free SVN escutcheon, BLE / Mifare / DESFire deadbolt privacy w/ key override function, K lever, right handed, bright brass finish, for use with 1 3/8" - 1 3/4" thick standard door | 1 |  | 1 Year | 867.65 | 0.15 | 737.5025
15696 | Salto | AB668K61PP38R-K | XS4 ANSI electronic wire-free SVN escutcheon, BLE / Mifare / DESFire deadbolt privacy w/ key override function, with keypad, K lever, right handed, bright brass finish, for use with 1 3/8" - 1 3/4" thick standard door | 1 |  | 1 Year | 801.5 | 0.15 | 681.275
15697 | Salto | AB668K61PP38RW- | XS4 ANSI electronic RF wireless SVN escutcheon, BLE / Mifare / DESFire deadbolt privacy w/ key override function, K lever, right handed, bright brass finish, for use with 1 3/8" - 1 3/4" thick standard door | 1 |  | 1 Year | 923.85 | 0.15 | 785.2725
15698 | Salto | AB668K61PP38RWK | XS4 ANSI electronic RF wireless SVN escutcheon, BLE / Mifare / DESFire deadbolt privacy w/ key override function, with keypad, K lever, right handed, bright brass finish, for use with 1 3/8" - 1 3/4" thick standard door | 1 |  | 1 Year | 986.7 | 0.15 | 838.695
15699 | Salto | AB668K61PP48L-- | XS4 ANSI electronic wire-free SVN escutcheon, BLE / Mifare / DESFire deadbolt privacy w/ key override function, K lever, left handed, bright brass finish, for use with 1 3/4" - 2 1/4" thick door | 1 |  | 1 Year | 738.65 | 0.15 | 627.8525
15700 | Salto | AB668K61PP48LA- | XS4 ANSI electronic AMOK wire-free SVN escutcheon, BLE / Mifare / DESFire deadbolt privacy w/ key override function, K lever, left handed, bright brass finish, for use with 1 3/4" - 2 1/4" thick door | 1 |  | 1 Year | 867.65 | 0.15 | 737.5025
15701 | Salto | AB668K61PP48L-K | XS4 ANSI electronic wire-free SVN escutcheon, BLE / Mifare / DESFire deadbolt privacy w/ key override function, with keypad, K lever, left handed, bright brass finish, for use with 1 3/4" - 2 1/4" thick door | 1 |  | 1 Year | 801.5 | 0.15 | 681.275
15702 | Salto | AB668K61PP48LW- | XS4 ANSI electronic RF wireless SVN escutcheon, BLE / Mifare / DESFire deadbolt privacy w/ key override function, K lever, left handed, bright brass finish, for use with 1 3/4" - 2 1/4" thick door | 1 |  | 1 Year | 923.85 | 0.15 | 785.2725
15703 | Salto | AB668K61PP48LWK | XS4 ANSI electronic RF wireless SVN escutcheon, BLE / Mifare / DESFire deadbolt privacy w/ key override function, with keypad, K lever, left handed, bright brass finish, for use with 1 3/4" - 2 1/4" thick door | 1 |  | 1 Year | 986.7 | 0.15 | 838.695
15704 | Salto | AB668K61PP48R-- | XS4 ANSI electronic wire-free SVN escutcheon, BLE / Mifare / DESFire deadbolt privacy w/ key override function, K lever, right handed, bright brass finish, for use with 1 3/4" - 2 1/4" thick door | 1 |  | 1 Year | 738.65 | 0.15 | 627.8525
15705 | Salto | AB668K61PP48RA- | XS4 ANSI electronic AMOK wire-free SVN escutcheon, BLE / Mifare / DESFire deadbolt privacy w/ key override function, K lever, right handed, bright brass finish, for use with 1 3/4" - 2 1/4" thick door | 1 |  | 1 Year | 867.65 | 0.15 | 737.5025
15706 | Salto | AB668K61PP48R-K | XS4 ANSI electronic wire-free SVN escutcheon, BLE / Mifare / DESFire deadbolt privacy w/ key override function, with keypad, K lever, right handed, bright brass finish, for use with 1 3/4" - 2 1/4" thick door | 1 |  | 1 Year | 801.5 | 0.15 | 681.275
15707 | Salto | AB668K61PP48RW- | XS4 ANSI electronic RF wireless SVN escutcheon, BLE / Mifare / DESFire deadbolt privacy w/ key override function, K lever, right handed, bright brass finish, for use with 1 3/4" - 2 1/4" thick door | 1 |  | 1 Year | 923.85 | 0.15 | 785.2725
15708 | Salto | AB668K61PP48RWK | XS4 ANSI electronic RF wireless SVN escutcheon, BLE / Mifare / DESFire deadbolt privacy w/ key override function, with keypad, K lever, right handed, bright brass finish, for use with 1 3/4" - 2 1/4" thick door | 1 |  | 1 Year | 986.7 | 0.15 | 838.695
15709 | Salto | AB668K62IM38L-- | XS4 ANSI electronic wire-free SVN escutcheon, BLE / Mifare / DESFire deadbolt privacy w/ key override function, K lever, left handed, satin stainless finish, for use with 1 3/8" - 1 3/4" thick standard door | 1 |  | 1 Year | 722.35 | 0.15 | 613.9975
15710 | Salto | AB668K62IM38LA- | XS4 ANSI electronic AMOK wire-free SVN escutcheon, BLE / Mifare / DESFire deadbolt privacy w/ key override function, K lever, left handed, satin stainless finish, for use with 1 3/8" - 1 3/4" thick standard door | 1 |  | 1 Year | 851.35 | 0.15 | 723.6475
15711 | Salto | AB668K62IM38L-K | XS4 ANSI electronic wire-free SVN escutcheon, BLE / Mifare / DESFire deadbolt privacy w/ key override function, with keypad, K lever, left handed, satin stainless finish, for use with 1 3/8" - 1 3/4" thick standard door | 1 |  | 1 Year | 785.2 | 0.15 | 667.42
15712 | Salto | AB668K62IM38LW- | XS4 ANSI electronic RF wireless SVN escutcheon, BLE / Mifare / DESFire deadbolt privacy w/ key override function, K lever, left handed, satin stainless finish, for use with 1 3/8" - 1 3/4" thick standard door | 1 |  | 1 Year | 907.55 | 0.15 | 771.4175
15713 | Salto | AB668K62IM38LWK | XS4 ANSI electronic RF wireless SVN escutcheon, BLE / Mifare / DESFire deadbolt privacy w/ key override function, with keypad, K lever, left handed, satin stainless finish, for use with 1 3/8" - 1 3/4" thick standard door | 1 |  | 1 Year | 970.4 | 0.15 | 824.84
15714 | Salto | AB668K62IM38R-- | XS4 ANSI electronic wire-free SVN escutcheon, BLE / Mifare / DESFire deadbolt privacy w/ key override function, K lever, right handed, satin stainless finish, for use with 1 3/8" - 1 3/4" thick standard door | 1 |  | 1 Year | 722.35 | 0.15 | 613.9975
15715 | Salto | AB668K62IM38RA- | XS4 ANSI electronic AMOK wire-free SVN escutcheon, BLE / Mifare / DESFire deadbolt privacy w/ key override function, K lever, right handed, satin stainless finish, for use with 1 3/8" - 1 3/4" thick standard door | 1 |  | 1 Year | 851.35 | 0.15 | 723.6475
15716 | Salto | AB668K62IM38R-K | XS4 ANSI electronic wire-free SVN escutcheon, BLE / Mifare / DESFire deadbolt privacy w/ key override function, with keypad, K lever, right handed, satin stainless finish, for use with 1 3/8" - 1 3/4" thick standard door | 1 |  | 1 Year | 785.2 | 0.15 | 667.42
15717 | Salto | AB668K62IM38RW- | XS4 ANSI electronic RF wireless SVN escutcheon, BLE / Mifare / DESFire deadbolt privacy w/ key override function, K lever, right handed, satin stainless finish, for use with 1 3/8" - 1 3/4" thick standard door | 1 |  | 1 Year | 907.55 | 0.15 | 771.4175
15718 | Salto | AB668K62IM38RWK | XS4 ANSI electronic RF wireless SVN escutcheon, BLE / Mifare / DESFire deadbolt privacy w/ key override function, with keypad, K lever, right handed, satin stainless finish, for use with 1 3/8" - 1 3/4" thick standard door | 1 |  | 1 Year | 970.4 | 0.15 | 824.84
15719 | Salto | AB668K62IM48L-- | XS4 ANSI electronic wire-free SVN escutcheon, BLE / Mifare / DESFire deadbolt privacy w/ key override function, K lever, left handed, satin stainless finish, for use with 1 3/4" - 2 1/4" thick door | 1 |  | 1 Year | 722.35 | 0.15 | 613.9975
15720 | Salto | AB668K62IM48LA- | XS4 ANSI electronic AMOK wire-free SVN escutcheon, BLE / Mifare / DESFire deadbolt privacy w/ key override function, K lever, left handed, satin stainless finish, for use with 1 3/4" - 2 1/4" thick door | 1 |  | 1 Year | 851.35 | 0.15 | 723.6475
15721 | Salto | AB668K62IM48L-K | XS4 ANSI electronic wire-free SVN escutcheon, BLE / Mifare / DESFire deadbolt privacy w/ key override function, with keypad, K lever, left handed, satin stainless finish, for use with 1 3/4" - 2 1/4" thick door | 1 |  | 1 Year | 785.2 | 0.15 | 667.42
15722 | Salto | AB668K62IM48LW- | XS4 ANSI electronic RF wireless SVN escutcheon, BLE / Mifare / DESFire deadbolt privacy w/ key override function, K lever, left handed, satin stainless finish, for use with 1 3/4" - 2 1/4" thick door | 1 |  | 1 Year | 907.55 | 0.15 | 771.4175
15723 | Salto | AB668K62IM48LWK | XS4 ANSI electronic RF wireless SVN escutcheon, BLE / Mifare / DESFire deadbolt privacy w/ key override function, with keypad, K lever, left handed, satin stainless finish, for use with 1 3/4" - 2 1/4" thick door | 1 |  | 1 Year | 970.4 | 0.15 | 824.84
15724 | Salto | AB668K62IM48R-- | XS4 ANSI electronic wire-free SVN escutcheon, BLE / Mifare / DESFire deadbolt privacy w/ key override function, K lever, right handed, satin stainless finish, for use with 1 3/4" - 2 1/4" thick door | 1 |  | 1 Year | 722.35 | 0.15 | 613.9975
15725 | Salto | AB668K62IM48RA- | XS4 ANSI electronic AMOK wire-free SVN escutcheon, BLE / Mifare / DESFire deadbolt privacy w/ key override function, K lever, right handed, satin stainless finish, for use with 1 3/4" - 2 1/4" thick door | 1 |  | 1 Year | 851.35 | 0.15 | 723.6475
15726 | Salto | AB668K62IM48R-K | XS4 ANSI electronic wire-free SVN escutcheon, BLE / Mifare / DESFire deadbolt privacy w/ key override function, with keypad, K lever, right handed, satin stainless finish, for use with 1 3/4" - 2 1/4" thick door | 1 |  | 1 Year | 785.2 | 0.15 | 667.42
15727 | Salto | AB668K62IM48RW- | XS4 ANSI electronic RF wireless SVN escutcheon, BLE / Mifare / DESFire deadbolt privacy w/ key override function, K lever, right handed, satin stainless finish, for use with 1 3/4" - 2 1/4" thick door | 1 |  | 1 Year | 907.55 | 0.15 | 771.4175
15728 | Salto | AB668K62IM48RWK | XS4 ANSI electronic RF wireless SVN escutcheon, BLE / Mifare / DESFire deadbolt privacy w/ key override function, with keypad, K lever, right handed, satin stainless finish, for use with 1 3/4" - 2 1/4" thick door | 1 |  | 1 Year | 970.4 | 0.15 | 824.84
15729 | Salto | AB668K62IP38L-- | XS4 ANSI electronic wire-free SVN escutcheon, BLE / Mifare / DESFire deadbolt privacy w/ key override function, K lever, left handed, bright stainless steel finish, for use with 1 3/8" - 1 3/4" thick standard door | 1 |  | 1 Year | 738.65 | 0.15 | 627.8525
15730 | Salto | AB668K62IP38LA- | XS4 ANSI electronic AMOK wire-free SVN escutcheon, BLE / Mifare / DESFire deadbolt privacy w/ key override function, K lever, left handed, bright stainless steel finish, for use with 1 3/8" - 1 3/4" thick standard door | 1 |  | 1 Year | 867.65 | 0.15 | 737.5025
15731 | Salto | AB668K62IP38L-K | XS4 ANSI electronic wire-free SVN escutcheon, BLE / Mifare / DESFire deadbolt privacy w/ key override function, with keypad, K lever, left handed, bright stainless steel finish, for use with 1 3/8" - 1 3/4" thick standard door | 1 |  | 1 Year | 801.5 | 0.15 | 681.275
15732 | Salto | AB668K62IP38LW- | XS4 ANSI electronic RF wireless SVN escutcheon, BLE / Mifare / DESFire deadbolt privacy w/ key override function, K lever, left handed, bright stainless steel finish, for use with 1 3/8" - 1 3/4" thick standard door | 1 |  | 1 Year | 923.85 | 0.15 | 785.2725
15733 | Salto | AB668K62IP38LWK | XS4 ANSI electronic RF wireless SVN escutcheon, BLE / Mifare / DESFire deadbolt privacy w/ key override function, with keypad, K lever, left handed, bright stainless steel finish, for use with 1 3/8" - 1 3/4" thick standard door | 1 |  | 1 Year | 986.7 | 0.15 | 838.695
15734 | Salto | AB668K62IP38R-- | XS4 ANSI electronic wire-free SVN escutcheon, BLE / Mifare / DESFire deadbolt privacy w/ key override function, K lever, right handed, bright stainless steel finish, for use with 1 3/8" - 1 3/4" thick standard door | 1 |  | 1 Year | 738.65 | 0.15 | 627.8525
15735 | Salto | AB668K62IP38RA- | XS4 ANSI electronic AMOK wire-free SVN escutcheon, BLE / Mifare / DESFire deadbolt privacy w/ key override function, K lever, right handed, bright stainless steel finish, for use with 1 3/8" - 1 3/4" thick standard door | 1 |  | 1 Year | 867.65 | 0.15 | 737.5025
15736 | Salto | AB668K62IP38R-K | XS4 ANSI electronic wire-free SVN escutcheon, BLE / Mifare / DESFire deadbolt privacy w/ key override function, with keypad, K lever, right handed, bright stainless steel finish, for use with 1 3/8" - 1 3/4" thick standard door | 1 |  | 1 Year | 801.5 | 0.15 | 681.275
15737 | Salto | AB668K62IP38RW- | XS4 ANSI electronic RF wireless SVN escutcheon, BLE / Mifare / DESFire deadbolt privacy w/ key override function, K lever, right handed, bright stainless steel finish, for use with 1 3/8" - 1 3/4" thick standard door | 1 |  | 1 Year | 923.85 | 0.15 | 785.2725
15738 | Salto | AB668K62IP38RWK | XS4 ANSI electronic RF wireless SVN escutcheon, BLE / Mifare / DESFire deadbolt privacy w/ key override function, with keypad, K lever, right handed, bright stainless steel finish, for use with 1 3/8" - 1 3/4" thick standard door | 1 |  | 1 Year | 986.7 | 0.15 | 838.695
15739 | Salto | AB668K62IP48L-- | XS4 ANSI electronic wire-free SVN escutcheon, BLE / Mifare / DESFire deadbolt privacy w/ key override function, K lever, left handed, bright stainless steel finish, for use with 1 3/4" - 2 1/4" thick door | 1 |  | 1 Year | 738.65 | 0.15 | 627.8525
15740 | Salto | AB668K62IP48LA- | XS4 ANSI electronic AMOK wire-free SVN escutcheon, BLE / Mifare / DESFire deadbolt privacy w/ key override function, K lever, left handed, bright stainless steel finish, for use with 1 3/4" - 2 1/4" thick door | 1 |  | 1 Year | 867.65 | 0.15 | 737.5025
15741 | Salto | AB668K62IP48L-K | XS4 ANSI electronic wire-free SVN escutcheon, BLE / Mifare / DESFire deadbolt privacy w/ key override function, with keypad, K lever, left handed, bright stainless steel finish, for use with 1 3/4" - 2 1/4" thick door | 1 |  | 1 Year | 801.5 | 0.15 | 681.275
15742 | Salto | AB668K62IP48LW- | XS4 ANSI electronic RF wireless SVN escutcheon, BLE / Mifare / DESFire deadbolt privacy w/ key override function, K lever, left handed, bright stainless steel finish, for use with 1 3/4" - 2 1/4" thick door | 1 |  | 1 Year | 923.85 | 0.15 | 785.2725
15743 | Salto | AB668K62IP48LWK | XS4 ANSI electronic RF wireless SVN escutcheon, BLE / Mifare / DESFire deadbolt privacy w/ key override function, with keypad, K lever, left handed, bright stainless steel finish, for use with 1 3/4" - 2 1/4" thick door | 1 |  | 1 Year | 986.7 | 0.15 | 838.695
15744 | Salto | AB668K62IP48R-- | XS4 ANSI electronic wire-free SVN escutcheon, BLE / Mifare / DESFire deadbolt privacy w/ key override function, K lever, right handed, bright stainless steel finish, for use with 1 3/4" - 2 1/4" thick door | 1 |  | 1 Year | 738.65 | 0.15 | 627.8525
15745 | Salto | AB668K62IP48RA- | XS4 ANSI electronic AMOK wire-free SVN escutcheon, BLE / Mifare / DESFire deadbolt privacy w/ key override function, K lever, right handed, bright stainless steel finish, for use with 1 3/4" - 2 1/4" thick door | 1 |  | 1 Year | 867.65 | 0.15 | 737.5025
15746 | Salto | AB668K62IP48R-K | XS4 ANSI electronic wire-free SVN escutcheon, BLE / Mifare / DESFire deadbolt privacy w/ key override function, with keypad, K lever, right handed, bright stainless steel finish, for use with 1 3/4" - 2 1/4" thick door | 1 |  | 1 Year | 801.5 | 0.15 | 681.275
15747 | Salto | AB668K62IP48RW- | XS4 ANSI electronic RF wireless SVN escutcheon, BLE / Mifare / DESFire deadbolt privacy w/ key override function, K lever, right handed, bright stainless steel finish, for use with 1 3/4" - 2 1/4" thick door | 1 |  | 1 Year | 923.85 | 0.15 | 785.2725
15748 | Salto | AB668K62IP48RWK | XS4 ANSI electronic RF wireless SVN escutcheon, BLE / Mifare / DESFire deadbolt privacy w/ key override function, with keypad, K lever, right handed, bright stainless steel finish, for use with 1 3/4" - 2 1/4" thick door | 1 |  | 1 Year | 986.7 | 0.15 | 838.695
15749 | Salto | AB668K62PP38L-- | XS4 ANSI electronic wire-free SVN escutcheon, BLE / Mifare / DESFire deadbolt privacy w/ key override function, K lever, left handed, bright brass finish, for use with 1 3/8" - 1 3/4" thick standard door | 1 |  | 1 Year | 738.65 | 0.15 | 627.8525
15750 | Salto | AB668K62PP38LA- | XS4 ANSI electronic AMOK wire-free SVN escutcheon, BLE / Mifare / DESFire deadbolt privacy w/ key override function, K lever, left handed, bright brass finish, for use with 1 3/8" - 1 3/4" thick standard door | 1 |  | 1 Year | 867.65 | 0.15 | 737.5025
15751 | Salto | AB668K62PP38L-K | XS4 ANSI electronic wire-free SVN escutcheon, BLE / Mifare / DESFire deadbolt privacy w/ key override function, with keypad, K lever, left handed, bright brass finish, for use with 1 3/8" - 1 3/4" thick standard door | 1 |  | 1 Year | 801.5 | 0.15 | 681.275
15752 | Salto | AB668K62PP38LW- | XS4 ANSI electronic RF wireless SVN escutcheon, BLE / Mifare / DESFire deadbolt privacy w/ key override function, K lever, left handed, bright brass finish, for use with 1 3/8" - 1 3/4" thick standard door | 1 |  | 1 Year | 923.85 | 0.15 | 785.2725
15753 | Salto | AB668K62PP38LWK | XS4 ANSI electronic RF wireless SVN escutcheon, BLE / Mifare / DESFire deadbolt privacy w/ key override function, with keypad, K lever, left handed, bright brass finish, for use with 1 3/8" - 1 3/4" thick standard door | 1 |  | 1 Year | 986.7 | 0.15 | 838.695
15754 | Salto | AB668K62PP38R-- | XS4 ANSI electronic wire-free SVN escutcheon, BLE / Mifare / DESFire deadbolt privacy w/ key override function, K lever, right handed, bright brass finish, for use with 1 3/8" - 1 3/4" thick standard door | 1 |  | 1 Year | 738.65 | 0.15 | 627.8525
15755 | Salto | AB668K62PP38RA- | XS4 ANSI electronic AMOK wire-free SVN escutcheon, BLE / Mifare / DESFire deadbolt privacy w/ key override function, K lever, right handed, bright brass finish, for use with 1 3/8" - 1 3/4" thick standard door | 1 |  | 1 Year | 867.65 | 0.15 | 737.5025
15756 | Salto | AB668K62PP38R-K | XS4 ANSI electronic wire-free SVN escutcheon, BLE / Mifare / DESFire deadbolt privacy w/ key override function, with keypad, K lever, right handed, bright brass finish, for use with 1 3/8" - 1 3/4" thick standard door | 1 |  | 1 Year | 801.5 | 0.15 | 681.275
15757 | Salto | AB668K62PP38RW- | XS4 ANSI electronic RF wireless SVN escutcheon, BLE / Mifare / DESFire deadbolt privacy w/ key override function, K lever, right handed, bright brass finish, for use with 1 3/8" - 1 3/4" thick standard door | 1 |  | 1 Year | 923.85 | 0.15 | 785.2725
15758 | Salto | AB668K62PP38RWK | XS4 ANSI electronic RF wireless SVN escutcheon, BLE / Mifare / DESFire deadbolt privacy w/ key override function, with keypad, K lever, right handed, bright brass finish, for use with 1 3/8" - 1 3/4" thick standard door | 1 |  | 1 Year | 986.7 | 0.15 | 838.695
15759 | Salto | AB668K62PP48L-- | XS4 ANSI electronic wire-free SVN escutcheon, BLE / Mifare / DESFire deadbolt privacy w/ key override function, K lever, left handed, bright brass finish, for use with 1 3/4" - 2 1/4" thick door | 1 |  | 1 Year | 738.65 | 0.15 | 627.8525
15760 | Salto | AB668K62PP48LA- | XS4 ANSI electronic AMOK wire-free SVN escutcheon, BLE / Mifare / DESFire deadbolt privacy w/ key override function, K lever, left handed, bright brass finish, for use with 1 3/4" - 2 1/4" thick door | 1 |  | 1 Year | 867.65 | 0.15 | 737.5025
15761 | Salto | AB668K62PP48L-K | XS4 ANSI electronic wire-free SVN escutcheon, BLE / Mifare / DESFire deadbolt privacy w/ key override function, with keypad, K lever, left handed, bright brass finish, for use with 1 3/4" - 2 1/4" thick door | 1 |  | 1 Year | 801.5 | 0.15 | 681.275
15762 | Salto | AB668K62PP48LW- | XS4 ANSI electronic RF wireless SVN escutcheon, BLE / Mifare / DESFire deadbolt privacy w/ key override function, K lever, left handed, bright brass finish, for use with 1 3/4" - 2 1/4" thick door | 1 |  | 1 Year | 923.85 | 0.15 | 785.2725
15763 | Salto | AB668K62PP48LWK | XS4 ANSI electronic RF wireless SVN escutcheon, BLE / Mifare / DESFire deadbolt privacy w/ key override function, with keypad, K lever, left handed, bright brass finish, for use with 1 3/4" - 2 1/4" thick door | 1 |  | 1 Year | 986.7 | 0.15 | 838.695
15764 | Salto | AB668K62PP48R-- | XS4 ANSI electronic wire-free SVN escutcheon, BLE / Mifare / DESFire deadbolt privacy w/ key override function, K lever, right handed, bright brass finish, for use with 1 3/4" - 2 1/4" thick door | 1 |  | 1 Year | 738.65 | 0.15 | 627.8525
15765 | Salto | AB668K62PP48RA- | XS4 ANSI electronic AMOK wire-free SVN escutcheon, BLE / Mifare / DESFire deadbolt privacy w/ key override function, K lever, right handed, bright brass finish, for use with 1 3/4" - 2 1/4" thick door | 1 |  | 1 Year | 867.65 | 0.15 | 737.5025
15766 | Salto | AB668K62PP48R-K | XS4 ANSI electronic wire-free SVN escutcheon, BLE / Mifare / DESFire deadbolt privacy w/ key override function, with keypad, K lever, right handed, bright brass finish, for use with 1 3/4" - 2 1/4" thick door | 1 |  | 1 Year | 801.5 | 0.15 | 681.275
15767 | Salto | AB668K62PP48RW- | XS4 ANSI electronic RF wireless SVN escutcheon, BLE / Mifare / DESFire deadbolt privacy w/ key override function, K lever, right handed, bright brass finish, for use with 1 3/4" - 2 1/4" thick door | 1 |  | 1 Year | 923.85 | 0.15 | 785.2725
15768 | Salto | AB668K62PP48RWK | XS4 ANSI electronic RF wireless SVN escutcheon, BLE / Mifare / DESFire deadbolt privacy w/ key override function, with keypad, K lever, right handed, bright brass finish, for use with 1 3/4" - 2 1/4" thick door | 1 |  | 1 Year | 986.7 | 0.15 | 838.695
15769 | Salto | AB668K63IM38L-- | XS4 ANSI electronic wire-free SVN escutcheon, BLE / Mifare / DESFire deadbolt privacy w/ key override function, K lever, left handed, satin stainless finish, for use with 1 3/8" - 1 3/4" thick standard door | 1 |  | 1 Year | 722.35 | 0.15 | 613.9975
15770 | Salto | AB668K63IM38LA- | XS4 ANSI electronic AMOK wire-free SVN escutcheon, BLE / Mifare / DESFire deadbolt privacy w/ key override function, K lever, left handed, satin stainless finish, for use with 1 3/8" - 1 3/4" thick standard door | 1 |  | 1 Year | 851.35 | 0.15 | 723.6475
15771 | Salto | AB668K63IM38L-K | XS4 ANSI electronic wire-free SVN escutcheon, BLE / Mifare / DESFire deadbolt privacy w/ key override function, with keypad, K lever, left handed, satin stainless finish, for use with 1 3/8" - 1 3/4" thick standard door | 1 |  | 1 Year | 785.2 | 0.15 | 667.42
15772 | Salto | AB668K63IM38LW- | XS4 ANSI electronic RF wireless SVN escutcheon, BLE / Mifare / DESFire deadbolt privacy w/ key override function, K lever, left handed, satin stainless finish, for use with 1 3/8" - 1 3/4" thick standard door | 1 |  | 1 Year | 907.55 | 0.15 | 771.4175
15773 | Salto | AB668K63IM38LWK | XS4 ANSI electronic RF wireless SVN escutcheon, BLE / Mifare / DESFire deadbolt privacy w/ key override function, with keypad, K lever, left handed, satin stainless finish, for use with 1 3/8" - 1 3/4" thick standard door | 1 |  | 1 Year | 970.4 | 0.15 | 824.84
15774 | Salto | AB668K63IM38R-- | XS4 ANSI electronic wire-free SVN escutcheon, BLE / Mifare / DESFire deadbolt privacy w/ key override function, K lever, right handed, satin stainless finish, for use with 1 3/8" - 1 3/4" thick standard door | 1 |  | 1 Year | 722.35 | 0.15 | 613.9975
15775 | Salto | AB668K63IM38RA- | XS4 ANSI electronic AMOK wire-free SVN escutcheon, BLE / Mifare / DESFire deadbolt privacy w/ key override function, K lever, right handed, satin stainless finish, for use with 1 3/8" - 1 3/4" thick standard door | 1 |  | 1 Year | 851.35 | 0.15 | 723.6475
15776 | Salto | AB668K63IM38R-K | XS4 ANSI electronic wire-free SVN escutcheon, BLE / Mifare / DESFire deadbolt privacy w/ key override function, with keypad, K lever, right handed, satin stainless finish, for use with 1 3/8" - 1 3/4" thick standard door | 1 |  | 1 Year | 785.2 | 0.15 | 667.42
15777 | Salto | AB668K63IM38RW- | XS4 ANSI electronic RF wireless SVN escutcheon, BLE / Mifare / DESFire deadbolt privacy w/ key override function, K lever, right handed, satin stainless finish, for use with 1 3/8" - 1 3/4" thick standard door | 1 |  | 1 Year | 907.55 | 0.15 | 771.4175
15778 | Salto | AB668K63IM38RWK | XS4 ANSI electronic RF wireless SVN escutcheon, BLE / Mifare / DESFire deadbolt privacy w/ key override function, with keypad, K lever, right handed, satin stainless finish, for use with 1 3/8" - 1 3/4" thick standard door | 1 |  | 1 Year | 970.4 | 0.15 | 824.84
15779 | Salto | AB668K63IM48L-- | XS4 ANSI electronic wire-free SVN escutcheon, BLE / Mifare / DESFire deadbolt privacy w/ key override function, K lever, left handed, satin stainless finish, for use with 1 3/4" - 2 1/4" thick door | 1 |  | 1 Year | 722.35 | 0.15 | 613.9975
15780 | Salto | AB668K63IM48LA- | XS4 ANSI electronic AMOK wire-free SVN escutcheon, BLE / Mifare / DESFire deadbolt privacy w/ key override function, K lever, left handed, satin stainless finish, for use with 1 3/4" - 2 1/4" thick door | 1 |  | 1 Year | 851.35 | 0.15 | 723.6475
15781 | Salto | AB668K63IM48L-K | XS4 ANSI electronic wire-free SVN escutcheon, BLE / Mifare / DESFire deadbolt privacy w/ key override function, with keypad, K lever, left handed, satin stainless finish, for use with 1 3/4" - 2 1/4" thick door | 1 |  | 1 Year | 785.2 | 0.15 | 667.42
15782 | Salto | AB668K63IM48LW- | XS4 ANSI electronic RF wireless SVN escutcheon, BLE / Mifare / DESFire deadbolt privacy w/ key override function, K lever, left handed, satin stainless finish, for use with 1 3/4" - 2 1/4" thick door | 1 |  | 1 Year | 907.55 | 0.15 | 771.4175
15783 | Salto | AB668K63IM48LWK | XS4 ANSI electronic RF wireless SVN escutcheon, BLE / Mifare / DESFire deadbolt privacy w/ key override function, with keypad, K lever, left handed, satin stainless finish, for use with 1 3/4" - 2 1/4" thick door | 1 |  | 1 Year | 970.4 | 0.15 | 824.84
15784 | Salto | AB668K63IM48R-- | XS4 ANSI electronic wire-free SVN escutcheon, BLE / Mifare / DESFire deadbolt privacy w/ key override function, K lever, right handed, satin stainless finish, for use with 1 3/4" - 2 1/4" thick door | 1 |  | 1 Year | 722.35 | 0.15 | 613.9975
15785 | Salto | AB668K63IM48RA- | XS4 ANSI electronic AMOK wire-free SVN escutcheon, BLE / Mifare / DESFire deadbolt privacy w/ key override function, K lever, right handed, satin stainless finish, for use with 1 3/4" - 2 1/4" thick door | 1 |  | 1 Year | 851.35 | 0.15 | 723.6475
15786 | Salto | AB668K63IM48R-K | XS4 ANSI electronic wire-free SVN escutcheon, BLE / Mifare / DESFire deadbolt privacy w/ key override function, with keypad, K lever, right handed, satin stainless finish, for use with 1 3/4" - 2 1/4" thick door | 1 |  | 1 Year | 785.2 | 0.15 | 667.42
15787 | Salto | AB668K63IM48RW- | XS4 ANSI electronic RF wireless SVN escutcheon, BLE / Mifare / DESFire deadbolt privacy w/ key override function, K lever, right handed, satin stainless finish, for use with 1 3/4" - 2 1/4" thick door | 1 |  | 1 Year | 907.55 | 0.15 | 771.4175
15788 | Salto | AB668K63IM48RWK | XS4 ANSI electronic RF wireless SVN escutcheon, BLE / Mifare / DESFire deadbolt privacy w/ key override function, with keypad, K lever, right handed, satin stainless finish, for use with 1 3/4" - 2 1/4" thick door | 1 |  | 1 Year | 970.4 | 0.15 | 824.84
15789 | Salto | AB668K63IP38L-- | XS4 ANSI electronic wire-free SVN escutcheon, BLE / Mifare / DESFire deadbolt privacy w/ key override function, K lever, left handed, bright stainless steel finish, for use with 1 3/8" - 1 3/4" thick standard door | 1 |  | 1 Year | 738.65 | 0.15 | 627.8525
15790 | Salto | AB668K63IP38LA- | XS4 ANSI electronic AMOK wire-free SVN escutcheon, BLE / Mifare / DESFire deadbolt privacy w/ key override function, K lever, left handed, bright stainless steel finish, for use with 1 3/8" - 1 3/4" thick standard door | 1 |  | 1 Year | 867.65 | 0.15 | 737.5025
15791 | Salto | AB668K63IP38L-K | XS4 ANSI electronic wire-free SVN escutcheon, BLE / Mifare / DESFire deadbolt privacy w/ key override function, with keypad, K lever, left handed, bright stainless steel finish, for use with 1 3/8" - 1 3/4" thick standard door | 1 |  | 1 Year | 801.5 | 0.15 | 681.275
15792 | Salto | AB668K63IP38LW- | XS4 ANSI electronic RF wireless SVN escutcheon, BLE / Mifare / DESFire deadbolt privacy w/ key override function, K lever, left handed, bright stainless steel finish, for use with 1 3/8" - 1 3/4" thick standard door | 1 |  | 1 Year | 923.85 | 0.15 | 785.2725
15793 | Salto | AB668K63IP38LWK | XS4 ANSI electronic RF wireless SVN escutcheon, BLE / Mifare / DESFire deadbolt privacy w/ key override function, with keypad, K lever, left handed, bright stainless steel finish, for use with 1 3/8" - 1 3/4" thick standard door | 1 |  | 1 Year | 986.7 | 0.15 | 838.695
15794 | Salto | AB668K63IP38R-- | XS4 ANSI electronic wire-free SVN escutcheon, BLE / Mifare / DESFire deadbolt privacy w/ key override function, K lever, right handed, bright stainless steel finish, for use with 1 3/8" - 1 3/4" thick standard door | 1 |  | 1 Year | 738.65 | 0.15 | 627.8525
15795 | Salto | AB668K63IP38RA- | XS4 ANSI electronic AMOK wire-free SVN escutcheon, BLE / Mifare / DESFire deadbolt privacy w/ key override function, K lever, right handed, bright stainless steel finish, for use with 1 3/8" - 1 3/4" thick standard door | 1 |  | 1 Year | 867.65 | 0.15 | 737.5025
15796 | Salto | AB668K63IP38R-K | XS4 ANSI electronic wire-free SVN escutcheon, BLE / Mifare / DESFire deadbolt privacy w/ key override function, with keypad, K lever, right handed, bright stainless steel finish, for use with 1 3/8" - 1 3/4" thick standard door | 1 |  | 1 Year | 801.5 | 0.15 | 681.275
15797 | Salto | AB668K63IP38RW- | XS4 ANSI electronic RF wireless SVN escutcheon, BLE / Mifare / DESFire deadbolt privacy w/ key override function, K lever, right handed, bright stainless steel finish, for use with 1 3/8" - 1 3/4" thick standard door | 1 |  | 1 Year | 923.85 | 0.15 | 785.2725
15798 | Salto | AB668K63IP38RWK | XS4 ANSI electronic RF wireless SVN escutcheon, BLE / Mifare / DESFire deadbolt privacy w/ key override function, with keypad, K lever, right handed, bright stainless steel finish, for use with 1 3/8" - 1 3/4" thick standard door | 1 |  | 1 Year | 986.7 | 0.15 | 838.695
15799 | Salto | AB668K63IP48L-- | XS4 ANSI electronic wire-free SVN escutcheon, BLE / Mifare / DESFire deadbolt privacy w/ key override function, K lever, left handed, bright stainless steel finish, for use with 1 3/4" - 2 1/4" thick door | 1 |  | 1 Year | 738.65 | 0.15 | 627.8525
15800 | Salto | AB668K63IP48LA- | XS4 ANSI electronic AMOK wire-free SVN escutcheon, BLE / Mifare / DESFire deadbolt privacy w/ key override function, K lever, left handed, bright stainless steel finish, for use with 1 3/4" - 2 1/4" thick door | 1 |  | 1 Year | 867.65 | 0.15 | 737.5025
15801 | Salto | AB668K63IP48L-K | XS4 ANSI electronic wire-free SVN escutcheon, BLE / Mifare / DESFire deadbolt privacy w/ key override function, with keypad, K lever, left handed, bright stainless steel finish, for use with 1 3/4" - 2 1/4" thick door | 1 |  | 1 Year | 801.5 | 0.15 | 681.275
15802 | Salto | AB668K63IP48LW- | XS4 ANSI electronic RF wireless SVN escutcheon, BLE / Mifare / DESFire deadbolt privacy w/ key override function, K lever, left handed, bright stainless steel finish, for use with 1 3/4" - 2 1/4" thick door | 1 |  | 1 Year | 923.85 | 0.15 | 785.2725
15803 | Salto | AB668K63IP48LWK | XS4 ANSI electronic RF wireless SVN escutcheon, BLE / Mifare / DESFire deadbolt privacy w/ key override function, with keypad, K lever, left handed, bright stainless steel finish, for use with 1 3/4" - 2 1/4" thick door | 1 |  | 1 Year | 986.7 | 0.15 | 838.695
15804 | Salto | AB668K63IP48R-- | XS4 ANSI electronic wire-free SVN escutcheon, BLE / Mifare / DESFire deadbolt privacy w/ key override function, K lever, right handed, bright stainless steel finish, for use with 1 3/4" - 2 1/4" thick door | 1 |  | 1 Year | 738.65 | 0.15 | 627.8525
15805 | Salto | AB668K63IP48RA- | XS4 ANSI electronic AMOK wire-free SVN escutcheon, BLE / Mifare / DESFire deadbolt privacy w/ key override function, K lever, right handed, bright stainless steel finish, for use with 1 3/4" - 2 1/4" thick door | 1 |  | 1 Year | 867.65 | 0.15 | 737.5025
15806 | Salto | AB668K63IP48R-K | XS4 ANSI electronic wire-free SVN escutcheon, BLE / Mifare / DESFire deadbolt privacy w/ key override function, with keypad, K lever, right handed, bright stainless steel finish, for use with 1 3/4" - 2 1/4" thick door | 1 |  | 1 Year | 801.5 | 0.15 | 681.275
15807 | Salto | AB668K63IP48RW- | XS4 ANSI electronic RF wireless SVN escutcheon, BLE / Mifare / DESFire deadbolt privacy w/ key override function, K lever, right handed, bright stainless steel finish, for use with 1 3/4" - 2 1/4" thick door | 1 |  | 1 Year | 923.85 | 0.15 | 785.2725
15808 | Salto | AB668K63IP48RWK | XS4 ANSI electronic RF wireless SVN escutcheon, BLE / Mifare / DESFire deadbolt privacy w/ key override function, with keypad, K lever, right handed, bright stainless steel finish, for use with 1 3/4" - 2 1/4" thick door | 1 |  | 1 Year | 986.7 | 0.15 | 838.695
15809 | Salto | AB668K63PP38L-- | XS4 ANSI electronic wire-free SVN escutcheon, BLE / Mifare / DESFire deadbolt privacy w/ key override function, K lever, left handed, bright brass finish, for use with 1 3/8" - 1 3/4" thick standard door | 1 |  | 1 Year | 738.65 | 0.15 | 627.8525
15810 | Salto | AB668K63PP38LA- | XS4 ANSI electronic AMOK wire-free SVN escutcheon, BLE / Mifare / DESFire deadbolt privacy w/ key override function, K lever, left handed, bright brass finish, for use with 1 3/8" - 1 3/4" thick standard door | 1 |  | 1 Year | 867.65 | 0.15 | 737.5025
15811 | Salto | AB668K63PP38L-K | XS4 ANSI electronic wire-free SVN escutcheon, BLE / Mifare / DESFire deadbolt privacy w/ key override function, with keypad, K lever, left handed, bright brass finish, for use with 1 3/8" - 1 3/4" thick standard door | 1 |  | 1 Year | 801.5 | 0.15 | 681.275
15812 | Salto | AB668K63PP38LW- | XS4 ANSI electronic RF wireless SVN escutcheon, BLE / Mifare / DESFire deadbolt privacy w/ key override function, K lever, left handed, bright brass finish, for use with 1 3/8" - 1 3/4" thick standard door | 1 |  | 1 Year | 923.85 | 0.15 | 785.2725
15813 | Salto | AB668K63PP38LWK | XS4 ANSI electronic RF wireless SVN escutcheon, BLE / Mifare / DESFire deadbolt privacy w/ key override function, with keypad, K lever, left handed, bright brass finish, for use with 1 3/8" - 1 3/4" thick standard door | 1 |  | 1 Year | 986.7 | 0.15 | 838.695
15814 | Salto | AB668K63PP38R-- | XS4 ANSI electronic wire-free SVN escutcheon, BLE / Mifare / DESFire deadbolt privacy w/ key override function, K lever, right handed, bright brass finish, for use with 1 3/8" - 1 3/4" thick standard door | 1 |  | 1 Year | 738.65 | 0.15 | 627.8525
15815 | Salto | AB668K63PP38RA- | XS4 ANSI electronic AMOK wire-free SVN escutcheon, BLE / Mifare / DESFire deadbolt privacy w/ key override function, K lever, right handed, bright brass finish, for use with 1 3/8" - 1 3/4" thick standard door | 1 |  | 1 Year | 867.65 | 0.15 | 737.5025
15816 | Salto | AB668K63PP38R-K | XS4 ANSI electronic wire-free SVN escutcheon, BLE / Mifare / DESFire deadbolt privacy w/ key override function, with keypad, K lever, right handed, bright brass finish, for use with 1 3/8" - 1 3/4" thick standard door | 1 |  | 1 Year | 801.5 | 0.15 | 681.275
15817 | Salto | AB668K63PP38RW- | XS4 ANSI electronic RF wireless SVN escutcheon, BLE / Mifare / DESFire deadbolt privacy w/ key override function, K lever, right handed, bright brass finish, for use with 1 3/8" - 1 3/4" thick standard door | 1 |  | 1 Year | 923.85 | 0.15 | 785.2725
15818 | Salto | AB668K63PP38RWK | XS4 ANSI electronic RF wireless SVN escutcheon, BLE / Mifare / DESFire deadbolt privacy w/ key override function, with keypad, K lever, right handed, bright brass finish, for use with 1 3/8" - 1 3/4" thick standard door | 1 |  | 1 Year | 986.7 | 0.15 | 838.695
15819 | Salto | AB668K63PP48L-- | XS4 ANSI electronic wire-free SVN escutcheon, BLE / Mifare / DESFire deadbolt privacy w/ key override function, K lever, left handed, bright brass finish, for use with 1 3/4" - 2 1/4" thick door | 1 |  | 1 Year | 738.65 | 0.15 | 627.8525
15820 | Salto | AB668K63PP48LA- | XS4 ANSI electronic AMOK wire-free SVN escutcheon, BLE / Mifare / DESFire deadbolt privacy w/ key override function, K lever, left handed, bright brass finish, for use with 1 3/4" - 2 1/4" thick door | 1 |  | 1 Year | 867.65 | 0.15 | 737.5025
15821 | Salto | AB668K63PP48L-K | XS4 ANSI electronic wire-free SVN escutcheon, BLE / Mifare / DESFire deadbolt privacy w/ key override function, with keypad, K lever, left handed, bright brass finish, for use with 1 3/4" - 2 1/4" thick door | 1 |  | 1 Year | 801.5 | 0.15 | 681.275
15822 | Salto | AB668K63PP48LW- | XS4 ANSI electronic RF wireless SVN escutcheon, BLE / Mifare / DESFire deadbolt privacy w/ key override function, K lever, left handed, bright brass finish, for use with 1 3/4" - 2 1/4" thick door | 1 |  | 1 Year | 923.85 | 0.15 | 785.2725
15823 | Salto | AB668K63PP48LWK | XS4 ANSI electronic RF wireless SVN escutcheon, BLE / Mifare / DESFire deadbolt privacy w/ key override function, with keypad, K lever, left handed, bright brass finish, for use with 1 3/4" - 2 1/4" thick door | 1 |  | 1 Year | 986.7 | 0.15 | 838.695
15824 | Salto | AB668K63PP48R-- | XS4 ANSI electronic wire-free SVN escutcheon, BLE / Mifare / DESFire deadbolt privacy w/ key override function, K lever, right handed, bright brass finish, for use with 1 3/4" - 2 1/4" thick door | 1 |  | 1 Year | 738.65 | 0.15 | 627.8525
15825 | Salto | AB668K63PP48RA- | XS4 ANSI electronic AMOK wire-free SVN escutcheon, BLE / Mifare / DESFire deadbolt privacy w/ key override function, K lever, right handed, bright brass finish, for use with 1 3/4" - 2 1/4" thick door | 1 |  | 1 Year | 867.65 | 0.15 | 737.5025
15826 | Salto | AB668K63PP48R-K | XS4 ANSI electronic wire-free SVN escutcheon, BLE / Mifare / DESFire deadbolt privacy w/ key override function, with keypad, K lever, right handed, bright brass finish, for use with 1 3/4" - 2 1/4" thick door | 1 |  | 1 Year | 801.5 | 0.15 | 681.275
15827 | Salto | AB668K63PP48RW- | XS4 ANSI electronic RF wireless SVN escutcheon, BLE / Mifare / DESFire deadbolt privacy w/ key override function, K lever, right handed, bright brass finish, for use with 1 3/4" - 2 1/4" thick door | 1 |  | 1 Year | 923.85 | 0.15 | 785.2725
15828 | Salto | AB668K63PP48RWK | XS4 ANSI electronic RF wireless SVN escutcheon, BLE / Mifare / DESFire deadbolt privacy w/ key override function, with keypad, K lever, right handed, bright brass finish, for use with 1 3/4" - 2 1/4" thick door | 1 |  | 1 Year | 986.7 | 0.15 | 838.695
15829 | Salto | AB668L61BC38--- | XS4 ANSI electronic wire-free SVN escutcheon, BLE / Mifare / DESFire deadbolt privacy w/ key override function, L lever, unhanded, BioCote antimicrobial finish, for use with 1 3/8" - 1 3/4" thick standard door | 1 |  | 1 Year | 764.15 | 0.15 | 649.5275
15830 | Salto | AB668L61BC38-A- | XS4 ANSI electronic AMOK wire-free SVN escutcheon, BLE / Mifare / DESFire deadbolt privacy w/ key override function, L lever, unhanded, BioCote antimicrobial finish, for use with 1 3/8" - 1 3/4" thick standard door | 1 |  | 1 Year | 893.15 | 0.15 | 759.1775
15831 | Salto | AB668L61BC38--K | XS4 ANSI electronic wire-free SVN escutcheon, BLE / Mifare / DESFire deadbolt privacy w/ key override function, with keypad, L lever, unhanded, BioCote antimicrobial finish, for use with 1 3/8" - 1 3/4" thick standard door | 1 |  | 1 Year | 827 | 0.15 | 702.95
15832 | Salto | AB668L61BC38-W- | XS4 ANSI electronic RF wireless SVN escutcheon, BLE / Mifare / DESFire deadbolt privacy w/ key override function, L lever, unhanded, BioCote antimicrobial finish, for use with 1 3/8" - 1 3/4" thick standard door | 1 |  | 1 Year | 949.35 | 0.15 | 806.9475
15833 | Salto | AB668L61BC38-WK | XS4 ANSI electronic RF wireless SVN escutcheon, BLE / Mifare / DESFire deadbolt privacy w/ key override function, with keypad, L lever, unhanded, BioCote antimicrobial finish, for use with 1 3/8" - 1 3/4" thick standard door | 1 |  | 1 Year | 1012.2 | 0.15 | 860.37
15834 | Salto | AB668L61BC48--- | XS4 ANSI electronic wire-free SVN escutcheon, BLE / Mifare / DESFire deadbolt privacy w/ key override function, L lever, unhanded, BioCote antimicrobial finish, for use with 1 3/4" - 2 1/4" thick door | 1 |  | 1 Year | 764.15 | 0.15 | 649.5275
15835 | Salto | AB668L61BC48-A- | XS4 ANSI electronic AMOK wire-free SVN escutcheon, BLE / Mifare / DESFire deadbolt privacy w/ key override function, L lever, unhanded, BioCote antimicrobial finish, for use with 1 3/4" - 2 1/4" thick door | 1 |  | 1 Year | 893.15 | 0.15 | 759.1775
15836 | Salto | AB668L61BC48--K | XS4 ANSI electronic wire-free SVN escutcheon, BLE / Mifare / DESFire deadbolt privacy w/ key override function, with keypad, L lever, unhanded, BioCote antimicrobial finish, for use with 1 3/4" - 2 1/4" thick door | 1 |  | 1 Year | 827 | 0.15 | 702.95
15837 | Salto | AB668L61BC48-W- | XS4 ANSI electronic RF wireless SVN escutcheon, BLE / Mifare / DESFire deadbolt privacy w/ key override function, L lever, unhanded, BioCote antimicrobial finish, for use with 1 3/4" - 2 1/4" thick door | 1 |  | 1 Year | 949.35 | 0.15 | 806.9475
15838 | Salto | AB668L61BC48-WK | XS4 ANSI electronic RF wireless SVN escutcheon, BLE / Mifare / DESFire deadbolt privacy w/ key override function, with keypad, L lever, unhanded, BioCote antimicrobial finish, for use with 1 3/4" - 2 1/4" thick door | 1 |  | 1 Year | 1012.2 | 0.15 | 860.37
15839 | Salto | AB668L61IA38--- | XS4 ANSI electronic wire-free SVN escutcheon, BLE / Mifare / DESFire deadbolt privacy w/ key override function, L lever, unhanded, antique brass finish, for use with 1 3/8" - 1 3/4" thick standard door | 1 |  | 1 Year | 764.15 | 0.15 | 649.5275
15840 | Salto | AB668L61IA38-A- | XS4 ANSI electronic AMOK wire-free SVN escutcheon, BLE / Mifare / DESFire deadbolt privacy w/ key override function, L lever, unhanded, antique brass finish, for use with 1 3/8" - 1 3/4" thick standard door | 1 |  | 1 Year | 893.15 | 0.15 | 759.1775
15841 | Salto | AB668L61IA38--K | XS4 ANSI electronic wire-free SVN escutcheon, BLE / Mifare / DESFire deadbolt privacy w/ key override function, with keypad, L lever, unhanded, antique brass finish, for use with 1 3/8" - 1 3/4" thick standard door | 1 |  | 1 Year | 827 | 0.15 | 702.95
15842 | Salto | AB668L61IA38-W- | XS4 ANSI electronic RF wireless SVN escutcheon, BLE / Mifare / DESFire deadbolt privacy w/ key override function, L lever, unhanded, antique brass finish, for use with 1 3/8" - 1 3/4" thick standard door | 1 |  | 1 Year | 949.35 | 0.15 | 806.9475
15843 | Salto | AB668L61IA38-WK | XS4 ANSI electronic RF wireless SVN escutcheon, BLE / Mifare / DESFire deadbolt privacy w/ key override function, with keypad, L lever, unhanded, antique brass finish, for use with 1 3/8" - 1 3/4" thick standard door | 1 |  | 1 Year | 1012.2 | 0.15 | 860.37
15844 | Salto | AB668L61IA48--- | XS4 ANSI electronic wire-free SVN escutcheon, BLE / Mifare / DESFire deadbolt privacy w/ key override function, L lever, unhanded, antique brass finish, for use with 1 3/4" - 2 1/4" thick door | 1 |  | 1 Year | 764.15 | 0.15 | 649.5275
15845 | Salto | AB668L61IA48-A- | XS4 ANSI electronic AMOK wire-free SVN escutcheon, BLE / Mifare / DESFire deadbolt privacy w/ key override function, L lever, unhanded, antique brass finish, for use with 1 3/4" - 2 1/4" thick door | 1 |  | 1 Year | 893.15 | 0.15 | 759.1775
15846 | Salto | AB668L61IA48--K | XS4 ANSI electronic wire-free SVN escutcheon, BLE / Mifare / DESFire deadbolt privacy w/ key override function, with keypad, L lever, unhanded, antique brass finish, for use with 1 3/4" - 2 1/4" thick door | 1 |  | 1 Year | 827 | 0.15 | 702.95
15847 | Salto | AB668L61IA48-W- | XS4 ANSI electronic RF wireless SVN escutcheon, BLE / Mifare / DESFire deadbolt privacy w/ key override function, L lever, unhanded, antique brass finish, for use with 1 3/4" - 2 1/4" thick door | 1 |  | 1 Year | 949.35 | 0.15 | 806.9475
15848 | Salto | AB668L61IA48-WK | XS4 ANSI electronic RF wireless SVN escutcheon, BLE / Mifare / DESFire deadbolt privacy w/ key override function, with keypad, L lever, unhanded, antique brass finish, for use with 1 3/4" - 2 1/4" thick door | 1 |  | 1 Year | 1012.2 | 0.15 | 860.37
15849 | Salto | AB668L61IM38--- | XS4 ANSI electronic wire-free SVN escutcheon, BLE / Mifare / DESFire deadbolt privacy w/ key override function, L lever, unhanded, satin stainless finish, for use with 1 3/8" - 1 3/4" thick standard door | 1 |  | 1 Year | 712.15 | 0.15 | 605.3275
15850 | Salto | AB668L61IM38-A- | XS4 ANSI electronic AMOK wire-free SVN escutcheon, BLE / Mifare / DESFire deadbolt privacy w/ key override function, L lever, unhanded, satin stainless finish, for use with 1 3/8" - 1 3/4" thick standard door | 1 |  | 1 Year | 841.15 | 0.15 | 714.9775
15851 | Salto | AB668L61IM38--K | XS4 ANSI electronic wire-free SVN escutcheon, BLE / Mifare / DESFire deadbolt privacy w/ key override function, with keypad, L lever, unhanded, satin stainless finish, for use with 1 3/8" - 1 3/4" thick standard door | 1 |  | 1 Year | 775 | 0.15 | 658.75
15852 | Salto | AB668L61IM38-W- | XS4 ANSI electronic RF wireless SVN escutcheon, BLE / Mifare / DESFire deadbolt privacy w/ key override function, L lever, unhanded, satin stainless finish, for use with 1 3/8" - 1 3/4" thick standard door | 1 |  | 1 Year | 897.35 | 0.15 | 762.7475
15853 | Salto | AB668L61IM38-WK | XS4 ANSI electronic RF wireless SVN escutcheon, BLE / Mifare / DESFire deadbolt privacy w/ key override function, with keypad, L lever, unhanded, satin stainless finish, for use with 1 3/8" - 1 3/4" thick standard door | 1 |  | 1 Year | 960.2 | 0.15 | 816.17
15854 | Salto | AB668L61IM48--- | XS4 ANSI electronic wire-free SVN escutcheon, BLE / Mifare / DESFire deadbolt privacy w/ key override function, L lever, unhanded, satin stainless finish, for use with 1 3/4" - 2 1/4" thick door | 1 |  | 1 Year | 712.15 | 0.15 | 605.3275
15855 | Salto | AB668L61IM48-A- | XS4 ANSI electronic AMOK wire-free SVN escutcheon, BLE / Mifare / DESFire deadbolt privacy w/ key override function, L lever, unhanded, satin stainless finish, for use with 1 3/4" - 2 1/4" thick door | 1 |  | 1 Year | 841.15 | 0.15 | 714.9775
15856 | Salto | AB668L61IM48--K | XS4 ANSI electronic wire-free SVN escutcheon, BLE / Mifare / DESFire deadbolt privacy w/ key override function, with keypad, L lever, unhanded, satin stainless finish, for use with 1 3/4" - 2 1/4" thick door | 1 |  | 1 Year | 775 | 0.15 | 658.75
15857 | Salto | AB668L61IM48-W- | XS4 ANSI electronic RF wireless SVN escutcheon, BLE / Mifare / DESFire deadbolt privacy w/ key override function, L lever, unhanded, satin stainless finish, for use with 1 3/4" - 2 1/4" thick door | 1 |  | 1 Year | 897.35 | 0.15 | 762.7475
15858 | Salto | AB668L61IM48-WK | XS4 ANSI electronic RF wireless SVN escutcheon, BLE / Mifare / DESFire deadbolt privacy w/ key override function, with keypad, L lever, unhanded, satin stainless finish, for use with 1 3/4" - 2 1/4" thick door | 1 |  | 1 Year | 960.2 | 0.15 | 816.17
15859 | Salto | AB668L61IP38--- | XS4 ANSI electronic wire-free SVN escutcheon, BLE / Mifare / DESFire deadbolt privacy w/ key override function, L lever, unhanded, bright stainless steel finish, for use with 1 3/8" - 1 3/4" thick standard door | 1 |  | 1 Year | 728.45 | 0.15 | 619.1825
15860 | Salto | AB668L61IP38-A- | XS4 ANSI electronic AMOK wire-free SVN escutcheon, BLE / Mifare / DESFire deadbolt privacy w/ key override function, L lever, unhanded, bright stainless steel finish, for use with 1 3/8" - 1 3/4" thick standard door | 1 |  | 1 Year | 857.45 | 0.15 | 728.8325
15861 | Salto | AB668L61IP38--K | XS4 ANSI electronic wire-free SVN escutcheon, BLE / Mifare / DESFire deadbolt privacy w/ key override function, with keypad, L lever, unhanded, bright stainless steel finish, for use with 1 3/8" - 1 3/4" thick standard door | 1 |  | 1 Year | 791.3 | 0.15 | 672.605
15862 | Salto | AB668L61IP38-W- | XS4 ANSI electronic RF wireless SVN escutcheon, BLE / Mifare / DESFire deadbolt privacy w/ key override function, L lever, unhanded, bright stainless steel finish, for use with 1 3/8" - 1 3/4" thick standard door | 1 |  | 1 Year | 913.65 | 0.15 | 776.6025
15863 | Salto | AB668L61IP38-WK | XS4 ANSI electronic RF wireless SVN escutcheon, BLE / Mifare / DESFire deadbolt privacy w/ key override function, with keypad, L lever, unhanded, bright stainless steel finish, for use with 1 3/8" - 1 3/4" thick standard door | 1 |  | 1 Year | 976.5 | 0.15 | 830.025
15864 | Salto | AB668L61IP48--- | XS4 ANSI electronic wire-free SVN escutcheon, BLE / Mifare / DESFire deadbolt privacy w/ key override function, L lever, unhanded, bright stainless steel finish, for use with 1 3/4" - 2 1/4" thick door | 1 |  | 1 Year | 728.45 | 0.15 | 619.1825
15865 | Salto | AB668L61IP48-A- | XS4 ANSI electronic AMOK wire-free SVN escutcheon, BLE / Mifare / DESFire deadbolt privacy w/ key override function, L lever, unhanded, bright stainless steel finish, for use with 1 3/4" - 2 1/4" thick door | 1 |  | 1 Year | 857.45 | 0.15 | 728.8325
15866 | Salto | AB668L61IP48--K | XS4 ANSI electronic wire-free SVN escutcheon, BLE / Mifare / DESFire deadbolt privacy w/ key override function, with keypad, L lever, unhanded, bright stainless steel finish, for use with 1 3/4" - 2 1/4" thick door | 1 |  | 1 Year | 791.3 | 0.15 | 672.605
15867 | Salto | AB668L61IP48-W- | XS4 ANSI electronic RF wireless SVN escutcheon, BLE / Mifare / DESFire deadbolt privacy w/ key override function, L lever, unhanded, bright stainless steel finish, for use with 1 3/4" - 2 1/4" thick door | 1 |  | 1 Year | 913.65 | 0.15 | 776.6025
15868 | Salto | AB668L61IP48-WK | XS4 ANSI electronic RF wireless SVN escutcheon, BLE / Mifare / DESFire deadbolt privacy w/ key override function, with keypad, L lever, unhanded, bright stainless steel finish, for use with 1 3/4" - 2 1/4" thick door | 1 |  | 1 Year | 976.5 | 0.15 | 830.025
15869 | Salto | AB668L61NE38--- | XS4 ANSI electronic wire-free SVN escutcheon, BLE / Mifare / DESFire deadbolt privacy w/ key override function, L lever, unhanded, black chromium finish, for use with 1 3/8" - 1 3/4" thick standard door | 1 |  | 1 Year | 746.85 | 0.15 | 634.8225
15870 | Salto | AB668L61NE38-A- | XS4 ANSI electronic AMOK wire-free SVN escutcheon, BLE / Mifare / DESFire deadbolt privacy w/ key override function, L lever, unhanded, black chromium finish, for use with 1 3/8" - 1 3/4" thick standard door | 1 |  | 1 Year | 875.85 | 0.15 | 744.4725
15871 | Salto | AB668L61NE38--K | XS4 ANSI electronic wire-free SVN escutcheon, BLE / Mifare / DESFire deadbolt privacy w/ key override function, with keypad, L lever, unhanded, black chromium finish, for use with 1 3/8" - 1 3/4" thick standard door | 1 |  | 1 Year | 809.7 | 0.15 | 688.245
15872 | Salto | AB668L61NE38-W- | XS4 ANSI electronic RF wireless SVN escutcheon, BLE / Mifare / DESFire deadbolt privacy w/ key override function, L lever, unhanded, black chromium finish, for use with 1 3/8" - 1 3/4" thick standard door | 1 |  | 1 Year | 932.05 | 0.15 | 792.2425
15873 | Salto | AB668L61NE38-WK | XS4 ANSI electronic RF wireless SVN escutcheon, BLE / Mifare / DESFire deadbolt privacy w/ key override function, with keypad, L lever, unhanded, black chromium finish, for use with 1 3/8" - 1 3/4" thick standard door | 1 |  | 1 Year | 994.9 | 0.15 | 845.665
15874 | Salto | AB668L61NE48--- | XS4 ANSI electronic wire-free SVN escutcheon, BLE / Mifare / DESFire deadbolt privacy w/ key override function, L lever, unhanded, black chromium finish, for use with 1 3/4" - 2 1/4" thick door | 1 |  | 1 Year | 746.85 | 0.15 | 634.8225
15875 | Salto | AB668L61NE48-A- | XS4 ANSI electronic AMOK wire-free SVN escutcheon, BLE / Mifare / DESFire deadbolt privacy w/ key override function, L lever, unhanded, black chromium finish, for use with 1 3/4" - 2 1/4" thick door | 1 |  | 1 Year | 875.85 | 0.15 | 744.4725
15876 | Salto | AB668L61NE48--K | XS4 ANSI electronic wire-free SVN escutcheon, BLE / Mifare / DESFire deadbolt privacy w/ key override function, with keypad, L lever, unhanded, black chromium finish, for use with 1 3/4" - 2 1/4" thick door | 1 |  | 1 Year | 809.7 | 0.15 | 688.245
15877 | Salto | AB668L61NE48-W- | XS4 ANSI electronic RF wireless SVN escutcheon, BLE / Mifare / DESFire deadbolt privacy w/ key override function, L lever, unhanded, black chromium finish, for use with 1 3/4" - 2 1/4" thick door | 1 |  | 1 Year | 932.05 | 0.15 | 792.2425
15878 | Salto | AB668L61NE48-WK | XS4 ANSI electronic RF wireless SVN escutcheon, BLE / Mifare / DESFire deadbolt privacy w/ key override function, with keypad, L lever, unhanded, black chromium finish, for use with 1 3/4" - 2 1/4" thick door | 1 |  | 1 Year | 994.9 | 0.15 | 845.665
15879 | Salto | AB668L61PM38--- | XS4 ANSI electronic wire-free SVN escutcheon, BLE / Mifare / DESFire deadbolt privacy w/ key override function, L lever, unhanded, satin brass finish, for use with 1 3/8" - 1 3/4" thick standard door | 1 |  | 1 Year | 712.15 | 0.15 | 605.3275
15880 | Salto | AB668L61PM38-A- | XS4 ANSI electronic AMOK wire-free SVN escutcheon, BLE / Mifare / DESFire deadbolt privacy w/ key override function, L lever, unhanded, satin brass finish, for use with 1 3/8" - 1 3/4" thick standard door | 1 |  | 1 Year | 841.15 | 0.15 | 714.9775
15881 | Salto | AB668L61PM38--K | XS4 ANSI electronic wire-free SVN escutcheon, BLE / Mifare / DESFire deadbolt privacy w/ key override function, with keypad, L lever, unhanded, satin brass finish, for use with 1 3/8" - 1 3/4" thick standard door | 1 |  | 1 Year | 775 | 0.15 | 658.75
15882 | Salto | AB668L61PM38-W- | XS4 ANSI electronic RF wireless SVN escutcheon, BLE / Mifare / DESFire deadbolt privacy w/ key override function, L lever, unhanded, satin brass finish, for use with 1 3/8" - 1 3/4" thick standard door | 1 |  | 1 Year | 897.35 | 0.15 | 762.7475
15883 | Salto | AB668L61PM38-WK | XS4 ANSI electronic RF wireless SVN escutcheon, BLE / Mifare / DESFire deadbolt privacy w/ key override function, with keypad, L lever, unhanded, satin brass finish, for use with 1 3/8" - 1 3/4" thick standard door | 1 |  | 1 Year | 960.2 | 0.15 | 816.17
15884 | Salto | AB668L61PM48--- | XS4 ANSI electronic wire-free SVN escutcheon, BLE / Mifare / DESFire deadbolt privacy w/ key override function, L lever, unhanded, satin brass finish, for use with 1 3/4" - 2 1/4" thick door | 1 |  | 1 Year | 712.15 | 0.15 | 605.3275
15885 | Salto | AB668L61PM48-A- | XS4 ANSI electronic AMOK wire-free SVN escutcheon, BLE / Mifare / DESFire deadbolt privacy w/ key override function, L lever, unhanded, satin brass finish, for use with 1 3/4" - 2 1/4" thick door | 1 |  | 1 Year | 841.15 | 0.15 | 714.9775
15886 | Salto | AB668L61PM48--K | XS4 ANSI electronic wire-free SVN escutcheon, BLE / Mifare / DESFire deadbolt privacy w/ key override function, with keypad, L lever, unhanded, satin brass finish, for use with 1 3/4" - 2 1/4" thick door | 1 |  | 1 Year | 775 | 0.15 | 658.75
15887 | Salto | AB668L61PM48-W- | XS4 ANSI electronic RF wireless SVN escutcheon, BLE / Mifare / DESFire deadbolt privacy w/ key override function, L lever, unhanded, satin brass finish, for use with 1 3/4" - 2 1/4" thick door | 1 |  | 1 Year | 897.35 | 0.15 | 762.7475
15888 | Salto | AB668L61PM48-WK | XS4 ANSI electronic RF wireless SVN escutcheon, BLE / Mifare / DESFire deadbolt privacy w/ key override function, with keypad, L lever, unhanded, satin brass finish, for use with 1 3/4" - 2 1/4" thick door | 1 |  | 1 Year | 960.2 | 0.15 | 816.17
15889 | Salto | AB668L61PP38--- | XS4 ANSI electronic wire-free SVN escutcheon, BLE / Mifare / DESFire deadbolt privacy w/ key override function, L lever, unhanded, bright brass finish, for use with 1 3/8" - 1 3/4" thick standard door | 1 |  | 1 Year | 728.45 | 0.15 | 619.1825
15890 | Salto | AB668L61PP38-A- | XS4 ANSI electronic AMOK wire-free SVN escutcheon, BLE / Mifare / DESFire deadbolt privacy w/ key override function, L lever, unhanded, bright brass finish, for use with 1 3/8" - 1 3/4" thick standard door | 1 |  | 1 Year | 857.45 | 0.15 | 728.8325
15891 | Salto | AB668L61PP38--K | XS4 ANSI electronic wire-free SVN escutcheon, BLE / Mifare / DESFire deadbolt privacy w/ key override function, with keypad, L lever, unhanded, bright brass finish, for use with 1 3/8" - 1 3/4" thick standard door | 1 |  | 1 Year | 791.3 | 0.15 | 672.605
15892 | Salto | AB668L61PP38-W- | XS4 ANSI electronic RF wireless SVN escutcheon, BLE / Mifare / DESFire deadbolt privacy w/ key override function, L lever, unhanded, bright brass finish, for use with 1 3/8" - 1 3/4" thick standard door | 1 |  | 1 Year | 913.65 | 0.15 | 776.6025
15893 | Salto | AB668L61PP38-WK | XS4 ANSI electronic RF wireless SVN escutcheon, BLE / Mifare / DESFire deadbolt privacy w/ key override function, with keypad, L lever, unhanded, bright brass finish, for use with 1 3/8" - 1 3/4" thick standard door | 1 |  | 1 Year | 976.5 | 0.15 | 830.025
15894 | Salto | AB668L61PP48--- | XS4 ANSI electronic wire-free SVN escutcheon, BLE / Mifare / DESFire deadbolt privacy w/ key override function, L lever, unhanded, bright brass finish, for use with 1 3/4" - 2 1/4" thick door | 1 |  | 1 Year | 728.45 | 0.15 | 619.1825
15895 | Salto | AB668L61PP48-A- | XS4 ANSI electronic AMOK wire-free SVN escutcheon, BLE / Mifare / DESFire deadbolt privacy w/ key override function, L lever, unhanded, bright brass finish, for use with 1 3/4" - 2 1/4" thick door | 1 |  | 1 Year | 857.45 | 0.15 | 728.8325
15896 | Salto | AB668L61PP48--K | XS4 ANSI electronic wire-free SVN escutcheon, BLE / Mifare / DESFire deadbolt privacy w/ key override function, with keypad, L lever, unhanded, bright brass finish, for use with 1 3/4" - 2 1/4" thick door | 1 |  | 1 Year | 791.3 | 0.15 | 672.605
15897 | Salto | AB668L61PP48-W- | XS4 ANSI electronic RF wireless SVN escutcheon, BLE / Mifare / DESFire deadbolt privacy w/ key override function, L lever, unhanded, bright brass finish, for use with 1 3/4" - 2 1/4" thick door | 1 |  | 1 Year | 913.65 | 0.15 | 776.6025
15898 | Salto | AB668L61PP48-WK | XS4 ANSI electronic RF wireless SVN escutcheon, BLE / Mifare / DESFire deadbolt privacy w/ key override function, with keypad, L lever, unhanded, bright brass finish, for use with 1 3/4" - 2 1/4" thick door | 1 |  | 1 Year | 976.5 | 0.15 | 830.025
15899 | Salto | AB668L62BC38--- | XS4 ANSI electronic wire-free SVN escutcheon, BLE / Mifare / DESFire deadbolt privacy w/ key override function, L lever, unhanded, BioCote antimicrobial finish, for use with 1 3/8" - 1 3/4" thick standard door | 1 |  | 1 Year | 764.15 | 0.15 | 649.5275
15900 | Salto | AB668L62BC38-A- | XS4 ANSI electronic AMOK wire-free SVN escutcheon, BLE / Mifare / DESFire deadbolt privacy w/ key override function, L lever, unhanded, BioCote antimicrobial finish, for use with 1 3/8" - 1 3/4" thick standard door | 1 |  | 1 Year | 893.15 | 0.15 | 759.1775
15901 | Salto | AB668L62BC38--K | XS4 ANSI electronic wire-free SVN escutcheon, BLE / Mifare / DESFire deadbolt privacy w/ key override function, with keypad, L lever, unhanded, BioCote antimicrobial finish, for use with 1 3/8" - 1 3/4" thick standard door | 1 |  | 1 Year | 827 | 0.15 | 702.95
15902 | Salto | AB668L62BC38-W- | XS4 ANSI electronic RF wireless SVN escutcheon, BLE / Mifare / DESFire deadbolt privacy w/ key override function, L lever, unhanded, BioCote antimicrobial finish, for use with 1 3/8" - 1 3/4" thick standard door | 1 |  | 1 Year | 949.35 | 0.15 | 806.9475
15903 | Salto | AB668L62BC38-WK | XS4 ANSI electronic RF wireless SVN escutcheon, BLE / Mifare / DESFire deadbolt privacy w/ key override function, with keypad, L lever, unhanded, BioCote antimicrobial finish, for use with 1 3/8" - 1 3/4" thick standard door | 1 |  | 1 Year | 1012.2 | 0.15 | 860.37
15904 | Salto | AB668L62BC48--- | XS4 ANSI electronic wire-free SVN escutcheon, BLE / Mifare / DESFire deadbolt privacy w/ key override function, L lever, unhanded, BioCote antimicrobial finish, for use with 1 3/4" - 2 1/4" thick door | 1 |  | 1 Year | 764.15 | 0.15 | 649.5275
15905 | Salto | AB668L62BC48-A- | XS4 ANSI electronic AMOK wire-free SVN escutcheon, BLE / Mifare / DESFire deadbolt privacy w/ key override function, L lever, unhanded, BioCote antimicrobial finish, for use with 1 3/4" - 2 1/4" thick door | 1 |  | 1 Year | 893.15 | 0.15 | 759.1775
15906 | Salto | AB668L62BC48--K | XS4 ANSI electronic wire-free SVN escutcheon, BLE / Mifare / DESFire deadbolt privacy w/ key override function, with keypad, L lever, unhanded, BioCote antimicrobial finish, for use with 1 3/4" - 2 1/4" thick door | 1 |  | 1 Year | 827 | 0.15 | 702.95
15907 | Salto | AB668L62BC48-W- | XS4 ANSI electronic RF wireless SVN escutcheon, BLE / Mifare / DESFire deadbolt privacy w/ key override function, L lever, unhanded, BioCote antimicrobial finish, for use with 1 3/4" - 2 1/4" thick door | 1 |  | 1 Year | 949.35 | 0.15 | 806.9475
15908 | Salto | AB668L62BC48-WK | XS4 ANSI electronic RF wireless SVN escutcheon, BLE / Mifare / DESFire deadbolt privacy w/ key override function, with keypad, L lever, unhanded, BioCote antimicrobial finish, for use with 1 3/4" - 2 1/4" thick door | 1 |  | 1 Year | 1012.2 | 0.15 | 860.37
15909 | Salto | AB668L62IA38--- | XS4 ANSI electronic wire-free SVN escutcheon, BLE / Mifare / DESFire deadbolt privacy w/ key override function, L lever, unhanded, antique brass finish, for use with 1 3/8" - 1 3/4" thick standard door | 1 |  | 1 Year | 764.15 | 0.15 | 649.5275
15910 | Salto | AB668L62IA38-A- | XS4 ANSI electronic AMOK wire-free SVN escutcheon, BLE / Mifare / DESFire deadbolt privacy w/ key override function, L lever, unhanded, antique brass finish, for use with 1 3/8" - 1 3/4" thick standard door | 1 |  | 1 Year | 893.15 | 0.15 | 759.1775
15911 | Salto | AB668L62IA38--K | XS4 ANSI electronic wire-free SVN escutcheon, BLE / Mifare / DESFire deadbolt privacy w/ key override function, with keypad, L lever, unhanded, antique brass finish, for use with 1 3/8" - 1 3/4" thick standard door | 1 |  | 1 Year | 827 | 0.15 | 702.95
15912 | Salto | AB668L62IA38-W- | XS4 ANSI electronic RF wireless SVN escutcheon, BLE / Mifare / DESFire deadbolt privacy w/ key override function, L lever, unhanded, antique brass finish, for use with 1 3/8" - 1 3/4" thick standard door | 1 |  | 1 Year | 949.35 | 0.15 | 806.9475
15913 | Salto | AB668L62IA38-WK | XS4 ANSI electronic RF wireless SVN escutcheon, BLE / Mifare / DESFire deadbolt privacy w/ key override function, with keypad, L lever, unhanded, antique brass finish, for use with 1 3/8" - 1 3/4" thick standard door | 1 |  | 1 Year | 1012.2 | 0.15 | 860.37
15914 | Salto | AB668L62IA48--- | XS4 ANSI electronic wire-free SVN escutcheon, BLE / Mifare / DESFire deadbolt privacy w/ key override function, L lever, unhanded, antique brass finish, for use with 1 3/4" - 2 1/4" thick door | 1 |  | 1 Year | 764.15 | 0.15 | 649.5275
15915 | Salto | AB668L62IA48-A- | XS4 ANSI electronic AMOK wire-free SVN escutcheon, BLE / Mifare / DESFire deadbolt privacy w/ key override function, L lever, unhanded, antique brass finish, for use with 1 3/4" - 2 1/4" thick door | 1 |  | 1 Year | 893.15 | 0.15 | 759.1775
15916 | Salto | AB668L62IA48--K | XS4 ANSI electronic wire-free SVN escutcheon, BLE / Mifare / DESFire deadbolt privacy w/ key override function, with keypad, L lever, unhanded, antique brass finish, for use with 1 3/4" - 2 1/4" thick door | 1 |  | 1 Year | 827 | 0.15 | 702.95
15917 | Salto | AB668L62IA48-W- | XS4 ANSI electronic RF wireless SVN escutcheon, BLE / Mifare / DESFire deadbolt privacy w/ key override function, L lever, unhanded, antique brass finish, for use with 1 3/4" - 2 1/4" thick door | 1 |  | 1 Year | 949.35 | 0.15 | 806.9475
15918 | Salto | AB668L62IA48-WK | XS4 ANSI electronic RF wireless SVN escutcheon, BLE / Mifare / DESFire deadbolt privacy w/ key override function, with keypad, L lever, unhanded, antique brass finish, for use with 1 3/4" - 2 1/4" thick door | 1 |  | 1 Year | 1012.2 | 0.15 | 860.37
15919 | Salto | AB668L62IM38--- | XS4 ANSI electronic wire-free SVN escutcheon, BLE / Mifare / DESFire deadbolt privacy w/ key override function, L lever, unhanded, satin stainless finish, for use with 1 3/8" - 1 3/4" thick standard door | 1 |  | 1 Year | 712.15 | 0.15 | 605.3275
15920 | Salto | AB668L62IM38-A- | XS4 ANSI electronic AMOK wire-free SVN escutcheon, BLE / Mifare / DESFire deadbolt privacy w/ key override function, L lever, unhanded, satin stainless finish, for use with 1 3/8" - 1 3/4" thick standard door | 1 |  | 1 Year | 841.15 | 0.15 | 714.9775
15921 | Salto | AB668L62IM38--K | XS4 ANSI electronic wire-free SVN escutcheon, BLE / Mifare / DESFire deadbolt privacy w/ key override function, with keypad, L lever, unhanded, satin stainless finish, for use with 1 3/8" - 1 3/4" thick standard door | 1 |  | 1 Year | 775 | 0.15 | 658.75
15922 | Salto | AB668L62IM38-W- | XS4 ANSI electronic RF wireless SVN escutcheon, BLE / Mifare / DESFire deadbolt privacy w/ key override function, L lever, unhanded, satin stainless finish, for use with 1 3/8" - 1 3/4" thick standard door | 1 |  | 1 Year | 897.35 | 0.15 | 762.7475
15923 | Salto | AB668L62IM38-WK | XS4 ANSI electronic RF wireless SVN escutcheon, BLE / Mifare / DESFire deadbolt privacy w/ key override function, with keypad, L lever, unhanded, satin stainless finish, for use with 1 3/8" - 1 3/4" thick standard door | 1 |  | 1 Year | 960.2 | 0.15 | 816.17
15924 | Salto | AB668L62IM48--- | XS4 ANSI electronic wire-free SVN escutcheon, BLE / Mifare / DESFire deadbolt privacy w/ key override function, L lever, unhanded, satin stainless finish, for use with 1 3/4" - 2 1/4" thick door | 1 |  | 1 Year | 712.15 | 0.15 | 605.3275
15925 | Salto | AB668L62IM48-A- | XS4 ANSI electronic AMOK wire-free SVN escutcheon, BLE / Mifare / DESFire deadbolt privacy w/ key override function, L lever, unhanded, satin stainless finish, for use with 1 3/4" - 2 1/4" thick door | 1 |  | 1 Year | 841.15 | 0.15 | 714.9775
15926 | Salto | AB668L62IM48--K | XS4 ANSI electronic wire-free SVN escutcheon, BLE / Mifare / DESFire deadbolt privacy w/ key override function, with keypad, L lever, unhanded, satin stainless finish, for use with 1 3/4" - 2 1/4" thick door | 1 |  | 1 Year | 775 | 0.15 | 658.75
15927 | Salto | AB668L62IM48-W- | XS4 ANSI electronic RF wireless SVN escutcheon, BLE / Mifare / DESFire deadbolt privacy w/ key override function, L lever, unhanded, satin stainless finish, for use with 1 3/4" - 2 1/4" thick door | 1 |  | 1 Year | 897.35 | 0.15 | 762.7475
15928 | Salto | AB668L62IM48-WK | XS4 ANSI electronic RF wireless SVN escutcheon, BLE / Mifare / DESFire deadbolt privacy w/ key override function, with keypad, L lever, unhanded, satin stainless finish, for use with 1 3/4" - 2 1/4" thick door | 1 |  | 1 Year | 960.2 | 0.15 | 816.17
15929 | Salto | AB668L62IP38--- | XS4 ANSI electronic wire-free SVN escutcheon, BLE / Mifare / DESFire deadbolt privacy w/ key override function, L lever, unhanded, bright stainless steel finish, for use with 1 3/8" - 1 3/4" thick standard door | 1 |  | 1 Year | 728.45 | 0.15 | 619.1825
15930 | Salto | AB668L62IP38-A- | XS4 ANSI electronic AMOK wire-free SVN escutcheon, BLE / Mifare / DESFire deadbolt privacy w/ key override function, L lever, unhanded, bright stainless steel finish, for use with 1 3/8" - 1 3/4" thick standard door | 1 |  | 1 Year | 857.45 | 0.15 | 728.8325
15931 | Salto | AB668L62IP38--K | XS4 ANSI electronic wire-free SVN escutcheon, BLE / Mifare / DESFire deadbolt privacy w/ key override function, with keypad, L lever, unhanded, bright stainless steel finish, for use with 1 3/8" - 1 3/4" thick standard door | 1 |  | 1 Year | 791.3 | 0.15 | 672.605
15932 | Salto | AB668L62IP38-W- | XS4 ANSI electronic RF wireless SVN escutcheon, BLE / Mifare / DESFire deadbolt privacy w/ key override function, L lever, unhanded, bright stainless steel finish, for use with 1 3/8" - 1 3/4" thick standard door | 1 |  | 1 Year | 913.65 | 0.15 | 776.6025
15933 | Salto | AB668L62IP38-WK | XS4 ANSI electronic RF wireless SVN escutcheon, BLE / Mifare / DESFire deadbolt privacy w/ key override function, with keypad, L lever, unhanded, bright stainless steel finish, for use with 1 3/8" - 1 3/4" thick standard door | 1 |  | 1 Year | 976.5 | 0.15 | 830.025
15934 | Salto | AB668L62IP48--- | XS4 ANSI electronic wire-free SVN escutcheon, BLE / Mifare / DESFire deadbolt privacy w/ key override function, L lever, unhanded, bright stainless steel finish, for use with 1 3/4" - 2 1/4" thick door | 1 |  | 1 Year | 728.45 | 0.15 | 619.1825
15935 | Salto | AB668L62IP48-A- | XS4 ANSI electronic AMOK wire-free SVN escutcheon, BLE / Mifare / DESFire deadbolt privacy w/ key override function, L lever, unhanded, bright stainless steel finish, for use with 1 3/4" - 2 1/4" thick door | 1 |  | 1 Year | 857.45 | 0.15 | 728.8325
15936 | Salto | AB668L62IP48--K | XS4 ANSI electronic wire-free SVN escutcheon, BLE / Mifare / DESFire deadbolt privacy w/ key override function, with keypad, L lever, unhanded, bright stainless steel finish, for use with 1 3/4" - 2 1/4" thick door | 1 |  | 1 Year | 791.3 | 0.15 | 672.605
15937 | Salto | AB668L62IP48-W- | XS4 ANSI electronic RF wireless SVN escutcheon, BLE / Mifare / DESFire deadbolt privacy w/ key override function, L lever, unhanded, bright stainless steel finish, for use with 1 3/4" - 2 1/4" thick door | 1 |  | 1 Year | 913.65 | 0.15 | 776.6025
15938 | Salto | AB668L62IP48-WK | XS4 ANSI electronic RF wireless SVN escutcheon, BLE / Mifare / DESFire deadbolt privacy w/ key override function, with keypad, L lever, unhanded, bright stainless steel finish, for use with 1 3/4" - 2 1/4" thick door | 1 |  | 1 Year | 976.5 | 0.15 | 830.025
15939 | Salto | AB668L62NE38--- | XS4 ANSI electronic wire-free SVN escutcheon, BLE / Mifare / DESFire deadbolt privacy w/ key override function, L lever, unhanded, black chromium finish, for use with 1 3/8" - 1 3/4" thick standard door | 1 |  | 1 Year | 746.85 | 0.15 | 634.8225
15940 | Salto | AB668L62NE38-A- | XS4 ANSI electronic AMOK wire-free SVN escutcheon, BLE / Mifare / DESFire deadbolt privacy w/ key override function, L lever, unhanded, black chromium finish, for use with 1 3/8" - 1 3/4" thick standard door | 1 |  | 1 Year | 875.85 | 0.15 | 744.4725
15941 | Salto | AB668L62NE38--K | XS4 ANSI electronic wire-free SVN escutcheon, BLE / Mifare / DESFire deadbolt privacy w/ key override function, with keypad, L lever, unhanded, black chromium finish, for use with 1 3/8" - 1 3/4" thick standard door | 1 |  | 1 Year | 809.7 | 0.15 | 688.245
15942 | Salto | AB668L62NE38-W- | XS4 ANSI electronic RF wireless SVN escutcheon, BLE / Mifare / DESFire deadbolt privacy w/ key override function, L lever, unhanded, black chromium finish, for use with 1 3/8" - 1 3/4" thick standard door | 1 |  | 1 Year | 932.05 | 0.15 | 792.2425
15943 | Salto | AB668L62NE38-WK | XS4 ANSI electronic RF wireless SVN escutcheon, BLE / Mifare / DESFire deadbolt privacy w/ key override function, with keypad, L lever, unhanded, black chromium finish, for use with 1 3/8" - 1 3/4" thick standard door | 1 |  | 1 Year | 994.9 | 0.15 | 845.665
15944 | Salto | AB668L62NE48--- | XS4 ANSI electronic wire-free SVN escutcheon, BLE / Mifare / DESFire deadbolt privacy w/ key override function, L lever, unhanded, black chromium finish, for use with 1 3/4" - 2 1/4" thick door | 1 |  | 1 Year | 746.85 | 0.15 | 634.8225
15945 | Salto | AB668L62NE48-A- | XS4 ANSI electronic AMOK wire-free SVN escutcheon, BLE / Mifare / DESFire deadbolt privacy w/ key override function, L lever, unhanded, black chromium finish, for use with 1 3/4" - 2 1/4" thick door | 1 |  | 1 Year | 875.85 | 0.15 | 744.4725
15946 | Salto | AB668L62NE48--K | XS4 ANSI electronic wire-free SVN escutcheon, BLE / Mifare / DESFire deadbolt privacy w/ key override function, with keypad, L lever, unhanded, black chromium finish, for use with 1 3/4" - 2 1/4" thick door | 1 |  | 1 Year | 809.7 | 0.15 | 688.245
15947 | Salto | AB668L62NE48-W- | XS4 ANSI electronic RF wireless SVN escutcheon, BLE / Mifare / DESFire deadbolt privacy w/ key override function, L lever, unhanded, black chromium finish, for use with 1 3/4" - 2 1/4" thick door | 1 |  | 1 Year | 932.05 | 0.15 | 792.2425
15948 | Salto | AB668L62NE48-WK | XS4 ANSI electronic RF wireless SVN escutcheon, BLE / Mifare / DESFire deadbolt privacy w/ key override function, with keypad, L lever, unhanded, black chromium finish, for use with 1 3/4" - 2 1/4" thick door | 1 |  | 1 Year | 994.9 | 0.15 | 845.665
15949 | Salto | AB668L62PM38--- | XS4 ANSI electronic wire-free SVN escutcheon, BLE / Mifare / DESFire deadbolt privacy w/ key override function, L lever, unhanded, satin brass finish, for use with 1 3/8" - 1 3/4" thick standard door | 1 |  | 1 Year | 712.15 | 0.15 | 605.3275
15950 | Salto | AB668L62PM38-A- | XS4 ANSI electronic AMOK wire-free SVN escutcheon, BLE / Mifare / DESFire deadbolt privacy w/ key override function, L lever, unhanded, satin brass finish, for use with 1 3/8" - 1 3/4" thick standard door | 1 |  | 1 Year | 841.15 | 0.15 | 714.9775
15951 | Salto | AB668L62PM38--K | XS4 ANSI electronic wire-free SVN escutcheon, BLE / Mifare / DESFire deadbolt privacy w/ key override function, with keypad, L lever, unhanded, satin brass finish, for use with 1 3/8" - 1 3/4" thick standard door | 1 |  | 1 Year | 775 | 0.15 | 658.75
15952 | Salto | AB668L62PM38-W- | XS4 ANSI electronic RF wireless SVN escutcheon, BLE / Mifare / DESFire deadbolt privacy w/ key override function, L lever, unhanded, satin brass finish, for use with 1 3/8" - 1 3/4" thick standard door | 1 |  | 1 Year | 897.35 | 0.15 | 762.7475
15953 | Salto | AB668L62PM38-WK | XS4 ANSI electronic RF wireless SVN escutcheon, BLE / Mifare / DESFire deadbolt privacy w/ key override function, with keypad, L lever, unhanded, satin brass finish, for use with 1 3/8" - 1 3/4" thick standard door | 1 |  | 1 Year | 960.2 | 0.15 | 816.17
15954 | Salto | AB668L62PM48--- | XS4 ANSI electronic wire-free SVN escutcheon, BLE / Mifare / DESFire deadbolt privacy w/ key override function, L lever, unhanded, satin brass finish, for use with 1 3/4" - 2 1/4" thick door | 1 |  | 1 Year | 712.15 | 0.15 | 605.3275
15955 | Salto | AB668L62PM48-A- | XS4 ANSI electronic AMOK wire-free SVN escutcheon, BLE / Mifare / DESFire deadbolt privacy w/ key override function, L lever, unhanded, satin brass finish, for use with 1 3/4" - 2 1/4" thick door | 1 |  | 1 Year | 841.15 | 0.15 | 714.9775
15956 | Salto | AB668L62PM48--K | XS4 ANSI electronic wire-free SVN escutcheon, BLE / Mifare / DESFire deadbolt privacy w/ key override function, with keypad, L lever, unhanded, satin brass finish, for use with 1 3/4" - 2 1/4" thick door | 1 |  | 1 Year | 775 | 0.15 | 658.75
15957 | Salto | AB668L62PM48-W- | XS4 ANSI electronic RF wireless SVN escutcheon, BLE / Mifare / DESFire deadbolt privacy w/ key override function, L lever, unhanded, satin brass finish, for use with 1 3/4" - 2 1/4" thick door | 1 |  | 1 Year | 897.35 | 0.15 | 762.7475
15958 | Salto | AB668L62PM48-WK | XS4 ANSI electronic RF wireless SVN escutcheon, BLE / Mifare / DESFire deadbolt privacy w/ key override function, with keypad, L lever, unhanded, satin brass finish, for use with 1 3/4" - 2 1/4" thick door | 1 |  | 1 Year | 960.2 | 0.15 | 816.17
15959 | Salto | AB668L62PP38--- | XS4 ANSI electronic wire-free SVN escutcheon, BLE / Mifare / DESFire deadbolt privacy w/ key override function, L lever, unhanded, bright brass finish, for use with 1 3/8" - 1 3/4" thick standard door | 1 |  | 1 Year | 728.45 | 0.15 | 619.1825
15960 | Salto | AB668L62PP38-A- | XS4 ANSI electronic AMOK wire-free SVN escutcheon, BLE / Mifare / DESFire deadbolt privacy w/ key override function, L lever, unhanded, bright brass finish, for use with 1 3/8" - 1 3/4" thick standard door | 1 |  | 1 Year | 857.45 | 0.15 | 728.8325
15961 | Salto | AB668L62PP38--K | XS4 ANSI electronic wire-free SVN escutcheon, BLE / Mifare / DESFire deadbolt privacy w/ key override function, with keypad, L lever, unhanded, bright brass finish, for use with 1 3/8" - 1 3/4" thick standard door | 1 |  | 1 Year | 791.3 | 0.15 | 672.605
15962 | Salto | AB668L62PP38-W- | XS4 ANSI electronic RF wireless SVN escutcheon, BLE / Mifare / DESFire deadbolt privacy w/ key override function, L lever, unhanded, bright brass finish, for use with 1 3/8" - 1 3/4" thick standard door | 1 |  | 1 Year | 913.65 | 0.15 | 776.6025
15963 | Salto | AB668L62PP38-WK | XS4 ANSI electronic RF wireless SVN escutcheon, BLE / Mifare / DESFire deadbolt privacy w/ key override function, with keypad, L lever, unhanded, bright brass finish, for use with 1 3/8" - 1 3/4" thick standard door | 1 |  | 1 Year | 976.5 | 0.15 | 830.025
15964 | Salto | AB668L62PP48--- | XS4 ANSI electronic wire-free SVN escutcheon, BLE / Mifare / DESFire deadbolt privacy w/ key override function, L lever, unhanded, bright brass finish, for use with 1 3/4" - 2 1/4" thick door | 1 |  | 1 Year | 728.45 | 0.15 | 619.1825
15965 | Salto | AB668L62PP48-A- | XS4 ANSI electronic AMOK wire-free SVN escutcheon, BLE / Mifare / DESFire deadbolt privacy w/ key override function, L lever, unhanded, bright brass finish, for use with 1 3/4" - 2 1/4" thick door | 1 |  | 1 Year | 857.45 | 0.15 | 728.8325
15966 | Salto | AB668L62PP48--K | XS4 ANSI electronic wire-free SVN escutcheon, BLE / Mifare / DESFire deadbolt privacy w/ key override function, with keypad, L lever, unhanded, bright brass finish, for use with 1 3/4" - 2 1/4" thick door | 1 |  | 1 Year | 791.3 | 0.15 | 672.605
15967 | Salto | AB668L62PP48-W- | XS4 ANSI electronic RF wireless SVN escutcheon, BLE / Mifare / DESFire deadbolt privacy w/ key override function, L lever, unhanded, bright brass finish, for use with 1 3/4" - 2 1/4" thick door | 1 |  | 1 Year | 913.65 | 0.15 | 776.6025
15968 | Salto | AB668L62PP48-WK | XS4 ANSI electronic RF wireless SVN escutcheon, BLE / Mifare / DESFire deadbolt privacy w/ key override function, with keypad, L lever, unhanded, bright brass finish, for use with 1 3/4" - 2 1/4" thick door | 1 |  | 1 Year | 976.5 | 0.15 | 830.025
15969 | Salto | AB668L63BC38--- | XS4 ANSI electronic wire-free SVN escutcheon, BLE / Mifare / DESFire deadbolt privacy w/ key override function, L lever, unhanded, BioCote antimicrobial finish, for use with 1 3/8" - 1 3/4" thick standard door | 1 |  | 1 Year | 764.15 | 0.15 | 649.5275
15970 | Salto | AB668L63BC38-A- | XS4 ANSI electronic AMOK wire-free SVN escutcheon, BLE / Mifare / DESFire deadbolt privacy w/ key override function, L lever, unhanded, BioCote antimicrobial finish, for use with 1 3/8" - 1 3/4" thick standard door | 1 |  | 1 Year | 893.15 | 0.15 | 759.1775
15971 | Salto | AB668L63BC38--K | XS4 ANSI electronic wire-free SVN escutcheon, BLE / Mifare / DESFire deadbolt privacy w/ key override function, with keypad, L lever, unhanded, BioCote antimicrobial finish, for use with 1 3/8" - 1 3/4" thick standard door | 1 |  | 1 Year | 827 | 0.15 | 702.95
15972 | Salto | AB668L63BC38-W- | XS4 ANSI electronic RF wireless SVN escutcheon, BLE / Mifare / DESFire deadbolt privacy w/ key override function, L lever, unhanded, BioCote antimicrobial finish, for use with 1 3/8" - 1 3/4" thick standard door | 1 |  | 1 Year | 949.35 | 0.15 | 806.9475
15973 | Salto | AB668L63BC38-WK | XS4 ANSI electronic RF wireless SVN escutcheon, BLE / Mifare / DESFire deadbolt privacy w/ key override function, with keypad, L lever, unhanded, BioCote antimicrobial finish, for use with 1 3/8" - 1 3/4" thick standard door | 1 |  | 1 Year | 1012.2 | 0.15 | 860.37
15974 | Salto | AB668L63BC48--- | XS4 ANSI electronic wire-free SVN escutcheon, BLE / Mifare / DESFire deadbolt privacy w/ key override function, L lever, unhanded, BioCote antimicrobial finish, for use with 1 3/4" - 2 1/4" thick door | 1 |  | 1 Year | 764.15 | 0.15 | 649.5275
15975 | Salto | AB668L63BC48-A- | XS4 ANSI electronic AMOK wire-free SVN escutcheon, BLE / Mifare / DESFire deadbolt privacy w/ key override function, L lever, unhanded, BioCote antimicrobial finish, for use with 1 3/4" - 2 1/4" thick door | 1 |  | 1 Year | 893.15 | 0.15 | 759.1775
15976 | Salto | AB668L63BC48--K | XS4 ANSI electronic wire-free SVN escutcheon, BLE / Mifare / DESFire deadbolt privacy w/ key override function, with keypad, L lever, unhanded, BioCote antimicrobial finish, for use with 1 3/4" - 2 1/4" thick door | 1 |  | 1 Year | 827 | 0.15 | 702.95
15977 | Salto | AB668L63BC48-W- | XS4 ANSI electronic RF wireless SVN escutcheon, BLE / Mifare / DESFire deadbolt privacy w/ key override function, L lever, unhanded, BioCote antimicrobial finish, for use with 1 3/4" - 2 1/4" thick door | 1 |  | 1 Year | 949.35 | 0.15 | 806.9475
15978 | Salto | AB668L63BC48-WK | XS4 ANSI electronic RF wireless SVN escutcheon, BLE / Mifare / DESFire deadbolt privacy w/ key override function, with keypad, L lever, unhanded, BioCote antimicrobial finish, for use with 1 3/4" - 2 1/4" thick door | 1 |  | 1 Year | 1012.2 | 0.15 | 860.37
15979 | Salto | AB668L63IA38--- | XS4 ANSI electronic wire-free SVN escutcheon, BLE / Mifare / DESFire deadbolt privacy w/ key override function, L lever, unhanded, antique brass finish, for use with 1 3/8" - 1 3/4" thick standard door | 1 |  | 1 Year | 764.15 | 0.15 | 649.5275
15980 | Salto | AB668L63IA38-A- | XS4 ANSI electronic AMOK wire-free SVN escutcheon, BLE / Mifare / DESFire deadbolt privacy w/ key override function, L lever, unhanded, antique brass finish, for use with 1 3/8" - 1 3/4" thick standard door | 1 |  | 1 Year | 893.15 | 0.15 | 759.1775
15981 | Salto | AB668L63IA38--K | XS4 ANSI electronic wire-free SVN escutcheon, BLE / Mifare / DESFire deadbolt privacy w/ key override function, with keypad, L lever, unhanded, antique brass finish, for use with 1 3/8" - 1 3/4" thick standard door | 1 |  | 1 Year | 827 | 0.15 | 702.95
15982 | Salto | AB668L63IA38-W- | XS4 ANSI electronic RF wireless SVN escutcheon, BLE / Mifare / DESFire deadbolt privacy w/ key override function, L lever, unhanded, antique brass finish, for use with 1 3/8" - 1 3/4" thick standard door | 1 |  | 1 Year | 949.35 | 0.15 | 806.9475
15983 | Salto | AB668L63IA38-WK | XS4 ANSI electronic RF wireless SVN escutcheon, BLE / Mifare / DESFire deadbolt privacy w/ key override function, with keypad, L lever, unhanded, antique brass finish, for use with 1 3/8" - 1 3/4" thick standard door | 1 |  | 1 Year | 1012.2 | 0.15 | 860.37
15984 | Salto | AB668L63IA48--- | XS4 ANSI electronic wire-free SVN escutcheon, BLE / Mifare / DESFire deadbolt privacy w/ key override function, L lever, unhanded, antique brass finish, for use with 1 3/4" - 2 1/4" thick door | 1 |  | 1 Year | 764.15 | 0.15 | 649.5275
15985 | Salto | AB668L63IA48-A- | XS4 ANSI electronic AMOK wire-free SVN escutcheon, BLE / Mifare / DESFire deadbolt privacy w/ key override function, L lever, unhanded, antique brass finish, for use with 1 3/4" - 2 1/4" thick door | 1 |  | 1 Year | 893.15 | 0.15 | 759.1775
15986 | Salto | AB668L63IA48--K | XS4 ANSI electronic wire-free SVN escutcheon, BLE / Mifare / DESFire deadbolt privacy w/ key override function, with keypad, L lever, unhanded, antique brass finish, for use with 1 3/4" - 2 1/4" thick door | 1 |  | 1 Year | 827 | 0.15 | 702.95
15987 | Salto | AB668L63IA48-W- | XS4 ANSI electronic RF wireless SVN escutcheon, BLE / Mifare / DESFire deadbolt privacy w/ key override function, L lever, unhanded, antique brass finish, for use with 1 3/4" - 2 1/4" thick door | 1 |  | 1 Year | 949.35 | 0.15 | 806.9475
15988 | Salto | AB668L63IA48-WK | XS4 ANSI electronic RF wireless SVN escutcheon, BLE / Mifare / DESFire deadbolt privacy w/ key override function, with keypad, L lever, unhanded, antique brass finish, for use with 1 3/4" - 2 1/4" thick door | 1 |  | 1 Year | 1012.2 | 0.15 | 860.37
15989 | Salto | AB668L63IM38--- | XS4 ANSI electronic wire-free SVN escutcheon, BLE / Mifare / DESFire deadbolt privacy w/ key override function, L lever, unhanded, satin stainless finish, for use with 1 3/8" - 1 3/4" thick standard door | 1 |  | 1 Year | 712.15 | 0.15 | 605.3275
15990 | Salto | AB668L63IM38-A- | XS4 ANSI electronic AMOK wire-free SVN escutcheon, BLE / Mifare / DESFire deadbolt privacy w/ key override function, L lever, unhanded, satin stainless finish, for use with 1 3/8" - 1 3/4" thick standard door | 1 |  | 1 Year | 841.15 | 0.15 | 714.9775
15991 | Salto | AB668L63IM38--K | XS4 ANSI electronic wire-free SVN escutcheon, BLE / Mifare / DESFire deadbolt privacy w/ key override function, with keypad, L lever, unhanded, satin stainless finish, for use with 1 3/8" - 1 3/4" thick standard door | 1 |  | 1 Year | 775 | 0.15 | 658.75
15992 | Salto | AB668L63IM38-W- | XS4 ANSI electronic RF wireless SVN escutcheon, BLE / Mifare / DESFire deadbolt privacy w/ key override function, L lever, unhanded, satin stainless finish, for use with 1 3/8" - 1 3/4" thick standard door | 1 |  | 1 Year | 897.35 | 0.15 | 762.7475
15993 | Salto | AB668L63IM38-WK | XS4 ANSI electronic RF wireless SVN escutcheon, BLE / Mifare / DESFire deadbolt privacy w/ key override function, with keypad, L lever, unhanded, satin stainless finish, for use with 1 3/8" - 1 3/4" thick standard door | 1 |  | 1 Year | 960.2 | 0.15 | 816.17
15994 | Salto | AB668L63IM48--- | XS4 ANSI electronic wire-free SVN escutcheon, BLE / Mifare / DESFire deadbolt privacy w/ key override function, L lever, unhanded, satin stainless finish, for use with 1 3/4" - 2 1/4" thick door | 1 |  | 1 Year | 712.15 | 0.15 | 605.3275
15995 | Salto | AB668L63IM48-A- | XS4 ANSI electronic AMOK wire-free SVN escutcheon, BLE / Mifare / DESFire deadbolt privacy w/ key override function, L lever, unhanded, satin stainless finish, for use with 1 3/4" - 2 1/4" thick door | 1 |  | 1 Year | 841.15 | 0.15 | 714.9775
15996 | Salto | AB668L63IM48--K | XS4 ANSI electronic wire-free SVN escutcheon, BLE / Mifare / DESFire deadbolt privacy w/ key override function, with keypad, L lever, unhanded, satin stainless finish, for use with 1 3/4" - 2 1/4" thick door | 1 |  | 1 Year | 775 | 0.15 | 658.75
15997 | Salto | AB668L63IM48-W- | XS4 ANSI electronic RF wireless SVN escutcheon, BLE / Mifare / DESFire deadbolt privacy w/ key override function, L lever, unhanded, satin stainless finish, for use with 1 3/4" - 2 1/4" thick door | 1 |  | 1 Year | 897.35 | 0.15 | 762.7475
15998 | Salto | AB668L63IM48-WK | XS4 ANSI electronic RF wireless SVN escutcheon, BLE / Mifare / DESFire deadbolt privacy w/ key override function, with keypad, L lever, unhanded, satin stainless finish, for use with 1 3/4" - 2 1/4" thick door | 1 |  | 1 Year | 960.2 | 0.15 | 816.17
15999 | Salto | AB668L63IP38--- | XS4 ANSI electronic wire-free SVN escutcheon, BLE / Mifare / DESFire deadbolt privacy w/ key override function, L lever, unhanded, bright stainless steel finish, for use with 1 3/8" - 1 3/4" thick standard door | 1 |  | 1 Year | 728.45 | 0.15 | 619.1825
16000 | Salto | AB668L63IP38-A- | XS4 ANSI electronic AMOK wire-free SVN escutcheon, BLE / Mifare / DESFire deadbolt privacy w/ key override function, L lever, unhanded, bright stainless steel finish, for use with 1 3/8" - 1 3/4" thick standard door | 1 |  | 1 Year | 857.45 | 0.15 | 728.8325
16001 | Salto | AB668L63IP38--K | XS4 ANSI electronic wire-free SVN escutcheon, BLE / Mifare / DESFire deadbolt privacy w/ key override function, with keypad, L lever, unhanded, bright stainless steel finish, for use with 1 3/8" - 1 3/4" thick standard door | 1 |  | 1 Year | 791.3 | 0.15 | 672.605
16002 | Salto | AB668L63IP38-W- | XS4 ANSI electronic RF wireless SVN escutcheon, BLE / Mifare / DESFire deadbolt privacy w/ key override function, L lever, unhanded, bright stainless steel finish, for use with 1 3/8" - 1 3/4" thick standard door | 1 |  | 1 Year | 913.65 | 0.15 | 776.6025
16003 | Salto | AB668L63IP38-WK | XS4 ANSI electronic RF wireless SVN escutcheon, BLE / Mifare / DESFire deadbolt privacy w/ key override function, with keypad, L lever, unhanded, bright stainless steel finish, for use with 1 3/8" - 1 3/4" thick standard door | 1 |  | 1 Year | 976.5 | 0.15 | 830.025
16004 | Salto | AB668L63IP48--- | XS4 ANSI electronic wire-free SVN escutcheon, BLE / Mifare / DESFire deadbolt privacy w/ key override function, L lever, unhanded, bright stainless steel finish, for use with 1 3/4" - 2 1/4" thick door | 1 |  | 1 Year | 728.45 | 0.15 | 619.1825
16005 | Salto | AB668L63IP48-A- | XS4 ANSI electronic AMOK wire-free SVN escutcheon, BLE / Mifare / DESFire deadbolt privacy w/ key override function, L lever, unhanded, bright stainless steel finish, for use with 1 3/4" - 2 1/4" thick door | 1 |  | 1 Year | 857.45 | 0.15 | 728.8325
16006 | Salto | AB668L63IP48--K | XS4 ANSI electronic wire-free SVN escutcheon, BLE / Mifare / DESFire deadbolt privacy w/ key override function, with keypad, L lever, unhanded, bright stainless steel finish, for use with 1 3/4" - 2 1/4" thick door | 1 |  | 1 Year | 791.3 | 0.15 | 672.605
16007 | Salto | AB668L63IP48-W- | XS4 ANSI electronic RF wireless SVN escutcheon, BLE / Mifare / DESFire deadbolt privacy w/ key override function, L lever, unhanded, bright stainless steel finish, for use with 1 3/4" - 2 1/4" thick door | 1 |  | 1 Year | 913.65 | 0.15 | 776.6025
16008 | Salto | AB668L63IP48-WK | XS4 ANSI electronic RF wireless SVN escutcheon, BLE / Mifare / DESFire deadbolt privacy w/ key override function, with keypad, L lever, unhanded, bright stainless steel finish, for use with 1 3/4" - 2 1/4" thick door | 1 |  | 1 Year | 976.5 | 0.15 | 830.025
16009 | Salto | AB668L63NE38--- | XS4 ANSI electronic wire-free SVN escutcheon, BLE / Mifare / DESFire deadbolt privacy w/ key override function, L lever, unhanded, black chromium finish, for use with 1 3/8" - 1 3/4" thick standard door | 1 |  | 1 Year | 746.85 | 0.15 | 634.8225
16010 | Salto | AB668L63NE38-A- | XS4 ANSI electronic AMOK wire-free SVN escutcheon, BLE / Mifare / DESFire deadbolt privacy w/ key override function, L lever, unhanded, black chromium finish, for use with 1 3/8" - 1 3/4" thick standard door | 1 |  | 1 Year | 875.85 | 0.15 | 744.4725
16011 | Salto | AB668L63NE38--K | XS4 ANSI electronic wire-free SVN escutcheon, BLE / Mifare / DESFire deadbolt privacy w/ key override function, with keypad, L lever, unhanded, black chromium finish, for use with 1 3/8" - 1 3/4" thick standard door | 1 |  | 1 Year | 809.7 | 0.15 | 688.245
16012 | Salto | AB668L63NE38-W- | XS4 ANSI electronic RF wireless SVN escutcheon, BLE / Mifare / DESFire deadbolt privacy w/ key override function, L lever, unhanded, black chromium finish, for use with 1 3/8" - 1 3/4" thick standard door | 1 |  | 1 Year | 932.05 | 0.15 | 792.2425
16013 | Salto | AB668L63NE38-WK | XS4 ANSI electronic RF wireless SVN escutcheon, BLE / Mifare / DESFire deadbolt privacy w/ key override function, with keypad, L lever, unhanded, black chromium finish, for use with 1 3/8" - 1 3/4" thick standard door | 1 |  | 1 Year | 994.9 | 0.15 | 845.665
16014 | Salto | AB668L63NE48--- | XS4 ANSI electronic wire-free SVN escutcheon, BLE / Mifare / DESFire deadbolt privacy w/ key override function, L lever, unhanded, black chromium finish, for use with 1 3/4" - 2 1/4" thick door | 1 |  | 1 Year | 746.85 | 0.15 | 634.8225
16015 | Salto | AB668L63NE48-A- | XS4 ANSI electronic AMOK wire-free SVN escutcheon, BLE / Mifare / DESFire deadbolt privacy w/ key override function, L lever, unhanded, black chromium finish, for use with 1 3/4" - 2 1/4" thick door | 1 |  | 1 Year | 875.85 | 0.15 | 744.4725
16016 | Salto | AB668L63NE48--K | XS4 ANSI electronic wire-free SVN escutcheon, BLE / Mifare / DESFire deadbolt privacy w/ key override function, with keypad, L lever, unhanded, black chromium finish, for use with 1 3/4" - 2 1/4" thick door | 1 |  | 1 Year | 809.7 | 0.15 | 688.245
16017 | Salto | AB668L63NE48-W- | XS4 ANSI electronic RF wireless SVN escutcheon, BLE / Mifare / DESFire deadbolt privacy w/ key override function, L lever, unhanded, black chromium finish, for use with 1 3/4" - 2 1/4" thick door | 1 |  | 1 Year | 932.05 | 0.15 | 792.2425
16018 | Salto | AB668L63NE48-WK | XS4 ANSI electronic RF wireless SVN escutcheon, BLE / Mifare / DESFire deadbolt privacy w/ key override function, with keypad, L lever, unhanded, black chromium finish, for use with 1 3/4" - 2 1/4" thick door | 1 |  | 1 Year | 994.9 | 0.15 | 845.665
16019 | Salto | AB668L63PM38--- | XS4 ANSI electronic wire-free SVN escutcheon, BLE / Mifare / DESFire deadbolt privacy w/ key override function, L lever, unhanded, satin brass finish, for use with 1 3/8" - 1 3/4" thick standard door | 1 |  | 1 Year | 712.15 | 0.15 | 605.3275
16020 | Salto | AB668L63PM38-A- | XS4 ANSI electronic AMOK wire-free SVN escutcheon, BLE / Mifare / DESFire deadbolt privacy w/ key override function, L lever, unhanded, satin brass finish, for use with 1 3/8" - 1 3/4" thick standard door | 1 |  | 1 Year | 841.15 | 0.15 | 714.9775
16021 | Salto | AB668L63PM38--K | XS4 ANSI electronic wire-free SVN escutcheon, BLE / Mifare / DESFire deadbolt privacy w/ key override function, with keypad, L lever, unhanded, satin brass finish, for use with 1 3/8" - 1 3/4" thick standard door | 1 |  | 1 Year | 775 | 0.15 | 658.75
16022 | Salto | AB668L63PM38-W- | XS4 ANSI electronic RF wireless SVN escutcheon, BLE / Mifare / DESFire deadbolt privacy w/ key override function, L lever, unhanded, satin brass finish, for use with 1 3/8" - 1 3/4" thick standard door | 1 |  | 1 Year | 897.35 | 0.15 | 762.7475
16023 | Salto | AB668L63PM38-WK | XS4 ANSI electronic RF wireless SVN escutcheon, BLE / Mifare / DESFire deadbolt privacy w/ key override function, with keypad, L lever, unhanded, satin brass finish, for use with 1 3/8" - 1 3/4" thick standard door | 1 |  | 1 Year | 960.2 | 0.15 | 816.17
16024 | Salto | AB668L63PM48--- | XS4 ANSI electronic wire-free SVN escutcheon, BLE / Mifare / DESFire deadbolt privacy w/ key override function, L lever, unhanded, satin brass finish, for use with 1 3/4" - 2 1/4" thick door | 1 |  | 1 Year | 712.15 | 0.15 | 605.3275
16025 | Salto | AB668L63PM48-A- | XS4 ANSI electronic AMOK wire-free SVN escutcheon, BLE / Mifare / DESFire deadbolt privacy w/ key override function, L lever, unhanded, satin brass finish, for use with 1 3/4" - 2 1/4" thick door | 1 |  | 1 Year | 841.15 | 0.15 | 714.9775
16026 | Salto | AB668L63PM48--K | XS4 ANSI electronic wire-free SVN escutcheon, BLE / Mifare / DESFire deadbolt privacy w/ key override function, with keypad, L lever, unhanded, satin brass finish, for use with 1 3/4" - 2 1/4" thick door | 1 |  | 1 Year | 775 | 0.15 | 658.75
16027 | Salto | AB668L63PM48-W- | XS4 ANSI electronic RF wireless SVN escutcheon, BLE / Mifare / DESFire deadbolt privacy w/ key override function, L lever, unhanded, satin brass finish, for use with 1 3/4" - 2 1/4" thick door | 1 |  | 1 Year | 897.35 | 0.15 | 762.7475
16028 | Salto | AB668L63PM48-WK | XS4 ANSI electronic RF wireless SVN escutcheon, BLE / Mifare / DESFire deadbolt privacy w/ key override function, with keypad, L lever, unhanded, satin brass finish, for use with 1 3/4" - 2 1/4" thick door | 1 |  | 1 Year | 960.2 | 0.15 | 816.17
16029 | Salto | AB668L63PP38--- | XS4 ANSI electronic wire-free SVN escutcheon, BLE / Mifare / DESFire deadbolt privacy w/ key override function, L lever, unhanded, bright brass finish, for use with 1 3/8" - 1 3/4" thick standard door | 1 |  | 1 Year | 728.45 | 0.15 | 619.1825
16030 | Salto | AB668L63PP38-A- | XS4 ANSI electronic AMOK wire-free SVN escutcheon, BLE / Mifare / DESFire deadbolt privacy w/ key override function, L lever, unhanded, bright brass finish, for use with 1 3/8" - 1 3/4" thick standard door | 1 |  | 1 Year | 857.45 | 0.15 | 728.8325
16031 | Salto | AB668L63PP38--K | XS4 ANSI electronic wire-free SVN escutcheon, BLE / Mifare / DESFire deadbolt privacy w/ key override function, with keypad, L lever, unhanded, bright brass finish, for use with 1 3/8" - 1 3/4" thick standard door | 1 |  | 1 Year | 791.3 | 0.15 | 672.605
16032 | Salto | AB668L63PP38-W- | XS4 ANSI electronic RF wireless SVN escutcheon, BLE / Mifare / DESFire deadbolt privacy w/ key override function, L lever, unhanded, bright brass finish, for use with 1 3/8" - 1 3/4" thick standard door | 1 |  | 1 Year | 913.65 | 0.15 | 776.6025
16033 | Salto | AB668L63PP38-WK | XS4 ANSI electronic RF wireless SVN escutcheon, BLE / Mifare / DESFire deadbolt privacy w/ key override function, with keypad, L lever, unhanded, bright brass finish, for use with 1 3/8" - 1 3/4" thick standard door | 1 |  | 1 Year | 976.5 | 0.15 | 830.025
16034 | Salto | AB668L63PP48--- | XS4 ANSI electronic wire-free SVN escutcheon, BLE / Mifare / DESFire deadbolt privacy w/ key override function, L lever, unhanded, bright brass finish, for use with 1 3/4" - 2 1/4" thick door | 1 |  | 1 Year | 728.45 | 0.15 | 619.1825
16035 | Salto | AB668L63PP48-A- | XS4 ANSI electronic AMOK wire-free SVN escutcheon, BLE / Mifare / DESFire deadbolt privacy w/ key override function, L lever, unhanded, bright brass finish, for use with 1 3/4" - 2 1/4" thick door | 1 |  | 1 Year | 857.45 | 0.15 | 728.8325
16036 | Salto | AB668L63PP48--K | XS4 ANSI electronic wire-free SVN escutcheon, BLE / Mifare / DESFire deadbolt privacy w/ key override function, with keypad, L lever, unhanded, bright brass finish, for use with 1 3/4" - 2 1/4" thick door | 1 |  | 1 Year | 791.3 | 0.15 | 672.605
16037 | Salto | AB668L63PP48-W- | XS4 ANSI electronic RF wireless SVN escutcheon, BLE / Mifare / DESFire deadbolt privacy w/ key override function, L lever, unhanded, bright brass finish, for use with 1 3/4" - 2 1/4" thick door | 1 |  | 1 Year | 913.65 | 0.15 | 776.6025
16038 | Salto | AB668L63PP48-WK | XS4 ANSI electronic RF wireless SVN escutcheon, BLE / Mifare / DESFire deadbolt privacy w/ key override function, with keypad, L lever, unhanded, bright brass finish, for use with 1 3/4" - 2 1/4" thick door | 1 |  | 1 Year | 976.5 | 0.15 | 830.025
16039 | Salto | AB668N61BC38--- | XS4 ANSI electronic wire-free SVN escutcheon, BLE / Mifare / DESFire deadbolt privacy w/ key override function, N lever, unhanded, BioCote antimicrobial finish, for use with 1 3/8" - 1 3/4" thick standard door | 1 |  | 1 Year | 764.15 | 0.15 | 649.5275
16040 | Salto | AB668N61BC38-A- | XS4 ANSI electronic AMOK wire-free SVN escutcheon, BLE / Mifare / DESFire deadbolt privacy w/ key override function, N lever, unhanded, BioCote antimicrobial finish, for use with 1 3/8" - 1 3/4" thick standard door | 1 |  | 1 Year | 893.15 | 0.15 | 759.1775
16041 | Salto | AB668N61BC38--K | XS4 ANSI electronic wire-free SVN escutcheon, BLE / Mifare / DESFire deadbolt privacy w/ key override function, with keypad, N lever, unhanded, BioCote antimicrobial finish, for use with 1 3/8" - 1 3/4" thick standard door | 1 |  | 1 Year | 827 | 0.15 | 702.95
16042 | Salto | AB668N61BC38-W- | XS4 ANSI electronic RF wireless SVN escutcheon, BLE / Mifare / DESFire deadbolt privacy w/ key override function, N lever, unhanded, BioCote antimicrobial finish, for use with 1 3/8" - 1 3/4" thick standard door | 1 |  | 1 Year | 949.35 | 0.15 | 806.9475
16043 | Salto | AB668N61BC38-WK | XS4 ANSI electronic RF wireless SVN escutcheon, BLE / Mifare / DESFire deadbolt privacy w/ key override function, with keypad, N lever, unhanded, BioCote antimicrobial finish, for use with 1 3/8" - 1 3/4" thick standard door | 1 |  | 1 Year | 1012.2 | 0.15 | 860.37
16044 | Salto | AB668N61BC48--- | XS4 ANSI electronic wire-free SVN escutcheon, BLE / Mifare / DESFire deadbolt privacy w/ key override function, N lever, unhanded, BioCote antimicrobial finish, for use with 1 3/4" - 2 1/4" thick door | 1 |  | 1 Year | 764.15 | 0.15 | 649.5275
16045 | Salto | AB668N61BC48-A- | XS4 ANSI electronic AMOK wire-free SVN escutcheon, BLE / Mifare / DESFire deadbolt privacy w/ key override function, N lever, unhanded, BioCote antimicrobial finish, for use with 1 3/4" - 2 1/4" thick door | 1 |  | 1 Year | 893.15 | 0.15 | 759.1775
16046 | Salto | AB668N61BC48--K | XS4 ANSI electronic wire-free SVN escutcheon, BLE / Mifare / DESFire deadbolt privacy w/ key override function, with keypad, N lever, unhanded, BioCote antimicrobial finish, for use with 1 3/4" - 2 1/4" thick door | 1 |  | 1 Year | 827 | 0.15 | 702.95
16047 | Salto | AB668N61BC48-W- | XS4 ANSI electronic RF wireless SVN escutcheon, BLE / Mifare / DESFire deadbolt privacy w/ key override function, N lever, unhanded, BioCote antimicrobial finish, for use with 1 3/4" - 2 1/4" thick door | 1 |  | 1 Year | 949.35 | 0.15 | 806.9475
16048 | Salto | AB668N61BC48-WK | XS4 ANSI electronic RF wireless SVN escutcheon, BLE / Mifare / DESFire deadbolt privacy w/ key override function, with keypad, N lever, unhanded, BioCote antimicrobial finish, for use with 1 3/4" - 2 1/4" thick door | 1 |  | 1 Year | 1012.2 | 0.15 | 860.37
16049 | Salto | AB668N61IM38--- | XS4 ANSI electronic wire-free SVN escutcheon, BLE / Mifare / DESFire deadbolt privacy w/ key override function, N lever, unhanded, satin stainless finish, for use with 1 3/8" - 1 3/4" thick standard door | 1 |  | 1 Year | 712.15 | 0.15 | 605.3275
16050 | Salto | AB668N61IM38-A- | XS4 ANSI electronic AMOK wire-free SVN escutcheon, BLE / Mifare / DESFire deadbolt privacy w/ key override function, N lever, unhanded, satin stainless finish, for use with 1 3/8" - 1 3/4" thick standard door | 1 |  | 1 Year | 841.15 | 0.15 | 714.9775
16051 | Salto | AB668N61IM38--K | XS4 ANSI electronic wire-free SVN escutcheon, BLE / Mifare / DESFire deadbolt privacy w/ key override function, with keypad, N lever, unhanded, satin stainless finish, for use with 1 3/8" - 1 3/4" thick standard door | 1 |  | 1 Year | 775 | 0.15 | 658.75
16052 | Salto | AB668N61IM38-W- | XS4 ANSI electronic RF wireless SVN escutcheon, BLE / Mifare / DESFire deadbolt privacy w/ key override function, N lever, unhanded, satin stainless finish, for use with 1 3/8" - 1 3/4" thick standard door | 1 |  | 1 Year | 897.35 | 0.15 | 762.7475
16053 | Salto | AB668N61IM38-WK | XS4 ANSI electronic RF wireless SVN escutcheon, BLE / Mifare / DESFire deadbolt privacy w/ key override function, with keypad, N lever, unhanded, satin stainless finish, for use with 1 3/8" - 1 3/4" thick standard door | 1 |  | 1 Year | 960.2 | 0.15 | 816.17
16054 | Salto | AB668N61IM48--- | XS4 ANSI electronic wire-free SVN escutcheon, BLE / Mifare / DESFire deadbolt privacy w/ key override function, N lever, unhanded, satin stainless finish, for use with 1 3/4" - 2 1/4" thick door | 1 |  | 1 Year | 712.15 | 0.15 | 605.3275
16055 | Salto | AB668N61IM48-A- | XS4 ANSI electronic AMOK wire-free SVN escutcheon, BLE / Mifare / DESFire deadbolt privacy w/ key override function, N lever, unhanded, satin stainless finish, for use with 1 3/4" - 2 1/4" thick door | 1 |  | 1 Year | 841.15 | 0.15 | 714.9775
16056 | Salto | AB668N61IM48--K | XS4 ANSI electronic wire-free SVN escutcheon, BLE / Mifare / DESFire deadbolt privacy w/ key override function, with keypad, N lever, unhanded, satin stainless finish, for use with 1 3/4" - 2 1/4" thick door | 1 |  | 1 Year | 775 | 0.15 | 658.75
16057 | Salto | AB668N61IM48-W- | XS4 ANSI electronic RF wireless SVN escutcheon, BLE / Mifare / DESFire deadbolt privacy w/ key override function, N lever, unhanded, satin stainless finish, for use with 1 3/4" - 2 1/4" thick door | 1 |  | 1 Year | 897.35 | 0.15 | 762.7475
16058 | Salto | AB668N61IM48-WK | XS4 ANSI electronic RF wireless SVN escutcheon, BLE / Mifare / DESFire deadbolt privacy w/ key override function, with keypad, N lever, unhanded, satin stainless finish, for use with 1 3/4" - 2 1/4" thick door | 1 |  | 1 Year | 960.2 | 0.15 | 816.17
16059 | Salto | AB668N61PM38--- | XS4 ANSI electronic wire-free SVN escutcheon, BLE / Mifare / DESFire deadbolt privacy w/ key override function, N lever, unhanded, satin brass finish, for use with 1 3/8" - 1 3/4" thick standard door | 1 |  | 1 Year | 712.15 | 0.15 | 605.3275
16060 | Salto | AB668N61PM38-A- | XS4 ANSI electronic AMOK wire-free SVN escutcheon, BLE / Mifare / DESFire deadbolt privacy w/ key override function, N lever, unhanded, satin brass finish, for use with 1 3/8" - 1 3/4" thick standard door | 1 |  | 1 Year | 841.15 | 0.15 | 714.9775
16061 | Salto | AB668N61PM38--K | XS4 ANSI electronic wire-free SVN escutcheon, BLE / Mifare / DESFire deadbolt privacy w/ key override function, with keypad, N lever, unhanded, satin brass finish, for use with 1 3/8" - 1 3/4" thick standard door | 1 |  | 1 Year | 775 | 0.15 | 658.75
16062 | Salto | AB668N61PM38-W- | XS4 ANSI electronic RF wireless SVN escutcheon, BLE / Mifare / DESFire deadbolt privacy w/ key override function, N lever, unhanded, satin brass finish, for use with 1 3/8" - 1 3/4" thick standard door | 1 |  | 1 Year | 897.35 | 0.15 | 762.7475
16063 | Salto | AB668N61PM38-WK | XS4 ANSI electronic RF wireless SVN escutcheon, BLE / Mifare / DESFire deadbolt privacy w/ key override function, with keypad, N lever, unhanded, satin brass finish, for use with 1 3/8" - 1 3/4" thick standard door | 1 |  | 1 Year | 960.2 | 0.15 | 816.17
16064 | Salto | AB668N61PM48--- | XS4 ANSI electronic wire-free SVN escutcheon, BLE / Mifare / DESFire deadbolt privacy w/ key override function, N lever, unhanded, satin brass finish, for use with 1 3/4" - 2 1/4" thick door | 1 |  | 1 Year | 712.15 | 0.15 | 605.3275
16065 | Salto | AB668N61PM48-A- | XS4 ANSI electronic AMOK wire-free SVN escutcheon, BLE / Mifare / DESFire deadbolt privacy w/ key override function, N lever, unhanded, satin brass finish, for use with 1 3/4" - 2 1/4" thick door | 1 |  | 1 Year | 841.15 | 0.15 | 714.9775
16066 | Salto | AB668N61PM48--K | XS4 ANSI electronic wire-free SVN escutcheon, BLE / Mifare / DESFire deadbolt privacy w/ key override function, with keypad, N lever, unhanded, satin brass finish, for use with 1 3/4" - 2 1/4" thick door | 1 |  | 1 Year | 775 | 0.15 | 658.75
16067 | Salto | AB668N61PM48-W- | XS4 ANSI electronic RF wireless SVN escutcheon, BLE / Mifare / DESFire deadbolt privacy w/ key override function, N lever, unhanded, satin brass finish, for use with 1 3/4" - 2 1/4" thick door | 1 |  | 1 Year | 897.35 | 0.15 | 762.7475
16068 | Salto | AB668N61PM48-WK | XS4 ANSI electronic RF wireless SVN escutcheon, BLE / Mifare / DESFire deadbolt privacy w/ key override function, with keypad, N lever, unhanded, satin brass finish, for use with 1 3/4" - 2 1/4" thick door | 1 |  | 1 Year | 960.2 | 0.15 | 816.17
16069 | Salto | AB668N62BC38--- | XS4 ANSI electronic wire-free SVN escutcheon, BLE / Mifare / DESFire deadbolt privacy w/ key override function, N lever, unhanded, BioCote antimicrobial finish, for use with 1 3/8" - 1 3/4" thick standard door | 1 |  | 1 Year | 764.15 | 0.15 | 649.5275
16070 | Salto | AB668N62BC38-A- | XS4 ANSI electronic AMOK wire-free SVN escutcheon, BLE / Mifare / DESFire deadbolt privacy w/ key override function, N lever, unhanded, BioCote antimicrobial finish, for use with 1 3/8" - 1 3/4" thick standard door | 1 |  | 1 Year | 893.15 | 0.15 | 759.1775
16071 | Salto | AB668N62BC38--K | XS4 ANSI electronic wire-free SVN escutcheon, BLE / Mifare / DESFire deadbolt privacy w/ key override function, with keypad, N lever, unhanded, BioCote antimicrobial finish, for use with 1 3/8" - 1 3/4" thick standard door | 1 |  | 1 Year | 827 | 0.15 | 702.95
16072 | Salto | AB668N62BC38-W- | XS4 ANSI electronic RF wireless SVN escutcheon, BLE / Mifare / DESFire deadbolt privacy w/ key override function, N lever, unhanded, BioCote antimicrobial finish, for use with 1 3/8" - 1 3/4" thick standard door | 1 |  | 1 Year | 949.35 | 0.15 | 806.9475
16073 | Salto | AB668N62BC38-WK | XS4 ANSI electronic RF wireless SVN escutcheon, BLE / Mifare / DESFire deadbolt privacy w/ key override function, with keypad, N lever, unhanded, BioCote antimicrobial finish, for use with 1 3/8" - 1 3/4" thick standard door | 1 |  | 1 Year | 1012.2 | 0.15 | 860.37
16074 | Salto | AB668N62BC48--- | XS4 ANSI electronic wire-free SVN escutcheon, BLE / Mifare / DESFire deadbolt privacy w/ key override function, N lever, unhanded, BioCote antimicrobial finish, for use with 1 3/4" - 2 1/4" thick door | 1 |  | 1 Year | 764.15 | 0.15 | 649.5275
16075 | Salto | AB668N62BC48-A- | XS4 ANSI electronic AMOK wire-free SVN escutcheon, BLE / Mifare / DESFire deadbolt privacy w/ key override function, N lever, unhanded, BioCote antimicrobial finish, for use with 1 3/4" - 2 1/4" thick door | 1 |  | 1 Year | 893.15 | 0.15 | 759.1775
16076 | Salto | AB668N62BC48--K | XS4 ANSI electronic wire-free SVN escutcheon, BLE / Mifare / DESFire deadbolt privacy w/ key override function, with keypad, N lever, unhanded, BioCote antimicrobial finish, for use with 1 3/4" - 2 1/4" thick door | 1 |  | 1 Year | 827 | 0.15 | 702.95
16077 | Salto | AB668N62BC48-W- | XS4 ANSI electronic RF wireless SVN escutcheon, BLE / Mifare / DESFire deadbolt privacy w/ key override function, N lever, unhanded, BioCote antimicrobial finish, for use with 1 3/4" - 2 1/4" thick door | 1 |  | 1 Year | 949.35 | 0.15 | 806.9475
16078 | Salto | AB668N62BC48-WK | XS4 ANSI electronic RF wireless SVN escutcheon, BLE / Mifare / DESFire deadbolt privacy w/ key override function, with keypad, N lever, unhanded, BioCote antimicrobial finish, for use with 1 3/4" - 2 1/4" thick door | 1 |  | 1 Year | 1012.2 | 0.15 | 860.37
16079 | Salto | AB668N62IM38--- | XS4 ANSI electronic wire-free SVN escutcheon, BLE / Mifare / DESFire deadbolt privacy w/ key override function, N lever, unhanded, satin stainless finish, for use with 1 3/8" - 1 3/4" thick standard door | 1 |  | 1 Year | 712.15 | 0.15 | 605.3275
16080 | Salto | AB668N62IM38-A- | XS4 ANSI electronic AMOK wire-free SVN escutcheon, BLE / Mifare / DESFire deadbolt privacy w/ key override function, N lever, unhanded, satin stainless finish, for use with 1 3/8" - 1 3/4" thick standard door | 1 |  | 1 Year | 841.15 | 0.15 | 714.9775
16081 | Salto | AB668N62IM38--K | XS4 ANSI electronic wire-free SVN escutcheon, BLE / Mifare / DESFire deadbolt privacy w/ key override function, with keypad, N lever, unhanded, satin stainless finish, for use with 1 3/8" - 1 3/4" thick standard door | 1 |  | 1 Year | 775 | 0.15 | 658.75
16082 | Salto | AB668N62IM38-W- | XS4 ANSI electronic RF wireless SVN escutcheon, BLE / Mifare / DESFire deadbolt privacy w/ key override function, N lever, unhanded, satin stainless finish, for use with 1 3/8" - 1 3/4" thick standard door | 1 |  | 1 Year | 897.35 | 0.15 | 762.7475
16083 | Salto | AB668N62IM38-WK | XS4 ANSI electronic RF wireless SVN escutcheon, BLE / Mifare / DESFire deadbolt privacy w/ key override function, with keypad, N lever, unhanded, satin stainless finish, for use with 1 3/8" - 1 3/4" thick standard door | 1 |  | 1 Year | 960.2 | 0.15 | 816.17
16084 | Salto | AB668N62IM48--- | XS4 ANSI electronic wire-free SVN escutcheon, BLE / Mifare / DESFire deadbolt privacy w/ key override function, N lever, unhanded, satin stainless finish, for use with 1 3/4" - 2 1/4" thick door | 1 |  | 1 Year | 712.15 | 0.15 | 605.3275
16085 | Salto | AB668N62IM48-A- | XS4 ANSI electronic AMOK wire-free SVN escutcheon, BLE / Mifare / DESFire deadbolt privacy w/ key override function, N lever, unhanded, satin stainless finish, for use with 1 3/4" - 2 1/4" thick door | 1 |  | 1 Year | 841.15 | 0.15 | 714.9775
16086 | Salto | AB668N62IM48--K | XS4 ANSI electronic wire-free SVN escutcheon, BLE / Mifare / DESFire deadbolt privacy w/ key override function, with keypad, N lever, unhanded, satin stainless finish, for use with 1 3/4" - 2 1/4" thick door | 1 |  | 1 Year | 775 | 0.15 | 658.75
16087 | Salto | AB668N62IM48-W- | XS4 ANSI electronic RF wireless SVN escutcheon, BLE / Mifare / DESFire deadbolt privacy w/ key override function, N lever, unhanded, satin stainless finish, for use with 1 3/4" - 2 1/4" thick door | 1 |  | 1 Year | 897.35 | 0.15 | 762.7475
16088 | Salto | AB668N62IM48-WK | XS4 ANSI electronic RF wireless SVN escutcheon, BLE / Mifare / DESFire deadbolt privacy w/ key override function, with keypad, N lever, unhanded, satin stainless finish, for use with 1 3/4" - 2 1/4" thick door | 1 |  | 1 Year | 960.2 | 0.15 | 816.17
16089 | Salto | AB668N62PM38--- | XS4 ANSI electronic wire-free SVN escutcheon, BLE / Mifare / DESFire deadbolt privacy w/ key override function, N lever, unhanded, satin brass finish, for use with 1 3/8" - 1 3/4" thick standard door | 1 |  | 1 Year | 712.15 | 0.15 | 605.3275
16090 | Salto | AB668N62PM38-A- | XS4 ANSI electronic AMOK wire-free SVN escutcheon, BLE / Mifare / DESFire deadbolt privacy w/ key override function, N lever, unhanded, satin brass finish, for use with 1 3/8" - 1 3/4" thick standard door | 1 |  | 1 Year | 841.15 | 0.15 | 714.9775
16091 | Salto | AB668N62PM38--K | XS4 ANSI electronic wire-free SVN escutcheon, BLE / Mifare / DESFire deadbolt privacy w/ key override function, with keypad, N lever, unhanded, satin brass finish, for use with 1 3/8" - 1 3/4" thick standard door | 1 |  | 1 Year | 775 | 0.15 | 658.75
16092 | Salto | AB668N62PM38-W- | XS4 ANSI electronic RF wireless SVN escutcheon, BLE / Mifare / DESFire deadbolt privacy w/ key override function, N lever, unhanded, satin brass finish, for use with 1 3/8" - 1 3/4" thick standard door | 1 |  | 1 Year | 897.35 | 0.15 | 762.7475
16093 | Salto | AB668N62PM38-WK | XS4 ANSI electronic RF wireless SVN escutcheon, BLE / Mifare / DESFire deadbolt privacy w/ key override function, with keypad, N lever, unhanded, satin brass finish, for use with 1 3/8" - 1 3/4" thick standard door | 1 |  | 1 Year | 960.2 | 0.15 | 816.17
16094 | Salto | AB668N62PM48--- | XS4 ANSI electronic wire-free SVN escutcheon, BLE / Mifare / DESFire deadbolt privacy w/ key override function, N lever, unhanded, satin brass finish, for use with 1 3/4" - 2 1/4" thick door | 1 |  | 1 Year | 712.15 | 0.15 | 605.3275
16095 | Salto | AB668N62PM48-A- | XS4 ANSI electronic AMOK wire-free SVN escutcheon, BLE / Mifare / DESFire deadbolt privacy w/ key override function, N lever, unhanded, satin brass finish, for use with 1 3/4" - 2 1/4" thick door | 1 |  | 1 Year | 841.15 | 0.15 | 714.9775
16096 | Salto | AB668N62PM48--K | XS4 ANSI electronic wire-free SVN escutcheon, BLE / Mifare / DESFire deadbolt privacy w/ key override function, with keypad, N lever, unhanded, satin brass finish, for use with 1 3/4" - 2 1/4" thick door | 1 |  | 1 Year | 775 | 0.15 | 658.75
16097 | Salto | AB668N62PM48-W- | XS4 ANSI electronic RF wireless SVN escutcheon, BLE / Mifare / DESFire deadbolt privacy w/ key override function, N lever, unhanded, satin brass finish, for use with 1 3/4" - 2 1/4" thick door | 1 |  | 1 Year | 897.35 | 0.15 | 762.7475
16098 | Salto | AB668N62PM48-WK | XS4 ANSI electronic RF wireless SVN escutcheon, BLE / Mifare / DESFire deadbolt privacy w/ key override function, with keypad, N lever, unhanded, satin brass finish, for use with 1 3/4" - 2 1/4" thick door | 1 |  | 1 Year | 960.2 | 0.15 | 816.17
16099 | Salto | AB668N63BC38--- | XS4 ANSI electronic wire-free SVN escutcheon, BLE / Mifare / DESFire deadbolt privacy w/ key override function, N lever, unhanded, BioCote antimicrobial finish, for use with 1 3/8" - 1 3/4" thick standard door | 1 |  | 1 Year | 764.15 | 0.15 | 649.5275
16100 | Salto | AB668N63BC38-A- | XS4 ANSI electronic AMOK wire-free SVN escutcheon, BLE / Mifare / DESFire deadbolt privacy w/ key override function, N lever, unhanded, BioCote antimicrobial finish, for use with 1 3/8" - 1 3/4" thick standard door | 1 |  | 1 Year | 893.15 | 0.15 | 759.1775
16101 | Salto | AB668N63BC38--K | XS4 ANSI electronic wire-free SVN escutcheon, BLE / Mifare / DESFire deadbolt privacy w/ key override function, with keypad, N lever, unhanded, BioCote antimicrobial finish, for use with 1 3/8" - 1 3/4" thick standard door | 1 |  | 1 Year | 827 | 0.15 | 702.95
16102 | Salto | AB668N63BC38-W- | XS4 ANSI electronic RF wireless SVN escutcheon, BLE / Mifare / DESFire deadbolt privacy w/ key override function, N lever, unhanded, BioCote antimicrobial finish, for use with 1 3/8" - 1 3/4" thick standard door | 1 |  | 1 Year | 949.35 | 0.15 | 806.9475
16103 | Salto | AB668N63BC38-WK | XS4 ANSI electronic RF wireless SVN escutcheon, BLE / Mifare / DESFire deadbolt privacy w/ key override function, with keypad, N lever, unhanded, BioCote antimicrobial finish, for use with 1 3/8" - 1 3/4" thick standard door | 1 |  | 1 Year | 1012.2 | 0.15 | 860.37
16104 | Salto | AB668N63BC48--- | XS4 ANSI electronic wire-free SVN escutcheon, BLE / Mifare / DESFire deadbolt privacy w/ key override function, N lever, unhanded, BioCote antimicrobial finish, for use with 1 3/4" - 2 1/4" thick door | 1 |  | 1 Year | 764.15 | 0.15 | 649.5275
16105 | Salto | AB668N63BC48-A- | XS4 ANSI electronic AMOK wire-free SVN escutcheon, BLE / Mifare / DESFire deadbolt privacy w/ key override function, N lever, unhanded, BioCote antimicrobial finish, for use with 1 3/4" - 2 1/4" thick door | 1 |  | 1 Year | 893.15 | 0.15 | 759.1775
16106 | Salto | AB668N63BC48--K | XS4 ANSI electronic wire-free SVN escutcheon, BLE / Mifare / DESFire deadbolt privacy w/ key override function, with keypad, N lever, unhanded, BioCote antimicrobial finish, for use with 1 3/4" - 2 1/4" thick door | 1 |  | 1 Year | 827 | 0.15 | 702.95
16107 | Salto | AB668N63BC48-W- | XS4 ANSI electronic RF wireless SVN escutcheon, BLE / Mifare / DESFire deadbolt privacy w/ key override function, N lever, unhanded, BioCote antimicrobial finish, for use with 1 3/4" - 2 1/4" thick door | 1 |  | 1 Year | 949.35 | 0.15 | 806.9475
16108 | Salto | AB668N63BC48-WK | XS4 ANSI electronic RF wireless SVN escutcheon, BLE / Mifare / DESFire deadbolt privacy w/ key override function, with keypad, N lever, unhanded, BioCote antimicrobial finish, for use with 1 3/4" - 2 1/4" thick door | 1 |  | 1 Year | 1012.2 | 0.15 | 860.37
16109 | Salto | AB668N63IM38--- | XS4 ANSI electronic wire-free SVN escutcheon, BLE / Mifare / DESFire deadbolt privacy w/ key override function, N lever, unhanded, satin stainless finish, for use with 1 3/8" - 1 3/4" thick standard door | 1 |  | 1 Year | 712.15 | 0.15 | 605.3275
16110 | Salto | AB668N63IM38-A- | XS4 ANSI electronic AMOK wire-free SVN escutcheon, BLE / Mifare / DESFire deadbolt privacy w/ key override function, N lever, unhanded, satin stainless finish, for use with 1 3/8" - 1 3/4" thick standard door | 1 |  | 1 Year | 841.15 | 0.15 | 714.9775
16111 | Salto | AB668N63IM38--K | XS4 ANSI electronic wire-free SVN escutcheon, BLE / Mifare / DESFire deadbolt privacy w/ key override function, with keypad, N lever, unhanded, satin stainless finish, for use with 1 3/8" - 1 3/4" thick standard door | 1 |  | 1 Year | 775 | 0.15 | 658.75
16112 | Salto | AB668N63IM38-W- | XS4 ANSI electronic RF wireless SVN escutcheon, BLE / Mifare / DESFire deadbolt privacy w/ key override function, N lever, unhanded, satin stainless finish, for use with 1 3/8" - 1 3/4" thick standard door | 1 |  | 1 Year | 897.35 | 0.15 | 762.7475
16113 | Salto | AB668N63IM38-WK | XS4 ANSI electronic RF wireless SVN escutcheon, BLE / Mifare / DESFire deadbolt privacy w/ key override function, with keypad, N lever, unhanded, satin stainless finish, for use with 1 3/8" - 1 3/4" thick standard door | 1 |  | 1 Year | 960.2 | 0.15 | 816.17
16114 | Salto | AB668N63IM48--- | XS4 ANSI electronic wire-free SVN escutcheon, BLE / Mifare / DESFire deadbolt privacy w/ key override function, N lever, unhanded, satin stainless finish, for use with 1 3/4" - 2 1/4" thick door | 1 |  | 1 Year | 712.15 | 0.15 | 605.3275
16115 | Salto | AB668N63IM48-A- | XS4 ANSI electronic AMOK wire-free SVN escutcheon, BLE / Mifare / DESFire deadbolt privacy w/ key override function, N lever, unhanded, satin stainless finish, for use with 1 3/4" - 2 1/4" thick door | 1 |  | 1 Year | 841.15 | 0.15 | 714.9775
16116 | Salto | AB668N63IM48--K | XS4 ANSI electronic wire-free SVN escutcheon, BLE / Mifare / DESFire deadbolt privacy w/ key override function, with keypad, N lever, unhanded, satin stainless finish, for use with 1 3/4" - 2 1/4" thick door | 1 |  | 1 Year | 775 | 0.15 | 658.75
16117 | Salto | AB668N63IM48-W- | XS4 ANSI electronic RF wireless SVN escutcheon, BLE / Mifare / DESFire deadbolt privacy w/ key override function, N lever, unhanded, satin stainless finish, for use with 1 3/4" - 2 1/4" thick door | 1 |  | 1 Year | 897.35 | 0.15 | 762.7475
16118 | Salto | AB668N63IM48-WK | XS4 ANSI electronic RF wireless SVN escutcheon, BLE / Mifare / DESFire deadbolt privacy w/ key override function, with keypad, N lever, unhanded, satin stainless finish, for use with 1 3/4" - 2 1/4" thick door | 1 |  | 1 Year | 960.2 | 0.15 | 816.17
16119 | Salto | AB668N63PM38--- | XS4 ANSI electronic wire-free SVN escutcheon, BLE / Mifare / DESFire deadbolt privacy w/ key override function, N lever, unhanded, satin brass finish, for use with 1 3/8" - 1 3/4" thick standard door | 1 |  | 1 Year | 712.15 | 0.15 | 605.3275
16120 | Salto | AB668N63PM38-A- | XS4 ANSI electronic AMOK wire-free SVN escutcheon, BLE / Mifare / DESFire deadbolt privacy w/ key override function, N lever, unhanded, satin brass finish, for use with 1 3/8" - 1 3/4" thick standard door | 1 |  | 1 Year | 841.15 | 0.15 | 714.9775
16121 | Salto | AB668N63PM38--K | XS4 ANSI electronic wire-free SVN escutcheon, BLE / Mifare / DESFire deadbolt privacy w/ key override function, with keypad, N lever, unhanded, satin brass finish, for use with 1 3/8" - 1 3/4" thick standard door | 1 |  | 1 Year | 775 | 0.15 | 658.75
16122 | Salto | AB668N63PM38-W- | XS4 ANSI electronic RF wireless SVN escutcheon, BLE / Mifare / DESFire deadbolt privacy w/ key override function, N lever, unhanded, satin brass finish, for use with 1 3/8" - 1 3/4" thick standard door | 1 |  | 1 Year | 897.35 | 0.15 | 762.7475
16123 | Salto | AB668N63PM38-WK | XS4 ANSI electronic RF wireless SVN escutcheon, BLE / Mifare / DESFire deadbolt privacy w/ key override function, with keypad, N lever, unhanded, satin brass finish, for use with 1 3/8" - 1 3/4" thick standard door | 1 |  | 1 Year | 960.2 | 0.15 | 816.17
16124 | Salto | AB668N63PM48--- | XS4 ANSI electronic wire-free SVN escutcheon, BLE / Mifare / DESFire deadbolt privacy w/ key override function, N lever, unhanded, satin brass finish, for use with 1 3/4" - 2 1/4" thick door | 1 |  | 1 Year | 712.15 | 0.15 | 605.3275
16125 | Salto | AB668N63PM48-A- | XS4 ANSI electronic AMOK wire-free SVN escutcheon, BLE / Mifare / DESFire deadbolt privacy w/ key override function, N lever, unhanded, satin brass finish, for use with 1 3/4" - 2 1/4" thick door | 1 |  | 1 Year | 841.15 | 0.15 | 714.9775
16126 | Salto | AB668N63PM48--K | XS4 ANSI electronic wire-free SVN escutcheon, BLE / Mifare / DESFire deadbolt privacy w/ key override function, with keypad, N lever, unhanded, satin brass finish, for use with 1 3/4" - 2 1/4" thick door | 1 |  | 1 Year | 775 | 0.15 | 658.75
16127 | Salto | AB668N63PM48-W- | XS4 ANSI electronic RF wireless SVN escutcheon, BLE / Mifare / DESFire deadbolt privacy w/ key override function, N lever, unhanded, satin brass finish, for use with 1 3/4" - 2 1/4" thick door | 1 |  | 1 Year | 897.35 | 0.15 | 762.7475
16128 | Salto | AB668N63PM48-WK | XS4 ANSI electronic RF wireless SVN escutcheon, BLE / Mifare / DESFire deadbolt privacy w/ key override function, with keypad, N lever, unhanded, satin brass finish, for use with 1 3/4" - 2 1/4" thick door | 1 |  | 1 Year | 960.2 | 0.15 | 816.17
16129 | Salto | AB668O61IA38L-- | XS4 ANSI electronic wire-free SVN escutcheon, BLE / Mifare / DESFire deadbolt privacy w/ key override function, O lever, left handed, antique brass finish, for use with 1 3/8" - 1 3/4" thick standard door | 1 |  | 1 Year | 774.35 | 0.15 | 658.1975
16130 | Salto | AB668O61IA38LA- | XS4 ANSI electronic AMOK wire-free SVN escutcheon, BLE / Mifare / DESFire deadbolt privacy w/ key override function, O lever, left handed, antique brass finish, for use with 1 3/8" - 1 3/4" thick standard door | 1 |  | 1 Year | 903.35 | 0.15 | 767.8475
16131 | Salto | AB668O61IA38L-K | XS4 ANSI electronic wire-free SVN escutcheon, BLE / Mifare / DESFire deadbolt privacy w/ key override function, with keypad, O lever, left handed, antique brass finish, for use with 1 3/8" - 1 3/4" thick standard door | 1 |  | 1 Year | 837.2 | 0.15 | 711.62
16132 | Salto | AB668O61IA38LW- | XS4 ANSI electronic RF wireless SVN escutcheon, BLE / Mifare / DESFire deadbolt privacy w/ key override function, O lever, left handed, antique brass finish, for use with 1 3/8" - 1 3/4" thick standard door | 1 |  | 1 Year | 959.55 | 0.15 | 815.6175
16133 | Salto | AB668O61IA38LWK | XS4 ANSI electronic RF wireless SVN escutcheon, BLE / Mifare / DESFire deadbolt privacy w/ key override function, with keypad, O lever, left handed, antique brass finish, for use with 1 3/8" - 1 3/4" thick standard door | 1 |  | 1 Year | 1022.4 | 0.15 | 869.04
16134 | Salto | AB668O61IA38R-- | XS4 ANSI electronic wire-free SVN escutcheon, BLE / Mifare / DESFire deadbolt privacy w/ key override function, O lever, right handed, antique brass finish, for use with 1 3/8" - 1 3/4" thick standard door | 1 |  | 1 Year | 774.35 | 0.15 | 658.1975
16135 | Salto | AB668O61IA38RA- | XS4 ANSI electronic AMOK wire-free SVN escutcheon, BLE / Mifare / DESFire deadbolt privacy w/ key override function, O lever, right handed, antique brass finish, for use with 1 3/8" - 1 3/4" thick standard door | 1 |  | 1 Year | 903.35 | 0.15 | 767.8475
16136 | Salto | AB668O61IA38R-K | XS4 ANSI electronic wire-free SVN escutcheon, BLE / Mifare / DESFire deadbolt privacy w/ key override function, with keypad, O lever, right handed, antique brass finish, for use with 1 3/8" - 1 3/4" thick standard door | 1 |  | 1 Year | 837.2 | 0.15 | 711.62
16137 | Salto | AB668O61IA38RW- | XS4 ANSI electronic RF wireless SVN escutcheon, BLE / Mifare / DESFire deadbolt privacy w/ key override function, O lever, right handed, antique brass finish, for use with 1 3/8" - 1 3/4" thick standard door | 1 |  | 1 Year | 959.55 | 0.15 | 815.6175
16138 | Salto | AB668O61IA38RWK | XS4 ANSI electronic RF wireless SVN escutcheon, BLE / Mifare / DESFire deadbolt privacy w/ key override function, with keypad, O lever, right handed, antique brass finish, for use with 1 3/8" - 1 3/4" thick standard door | 1 |  | 1 Year | 1022.4 | 0.15 | 869.04
16139 | Salto | AB668O61IA48L-- | XS4 ANSI electronic wire-free SVN escutcheon, BLE / Mifare / DESFire deadbolt privacy w/ key override function, O lever, left handed, antique brass finish, for use with 1 3/4" - 2 1/4" thick door | 1 |  | 1 Year | 774.35 | 0.15 | 658.1975
16140 | Salto | AB668O61IA48LA- | XS4 ANSI electronic AMOK wire-free SVN escutcheon, BLE / Mifare / DESFire deadbolt privacy w/ key override function, O lever, left handed, antique brass finish, for use with 1 3/4" - 2 1/4" thick door | 1 |  | 1 Year | 903.35 | 0.15 | 767.8475
16141 | Salto | AB668O61IA48L-K | XS4 ANSI electronic wire-free SVN escutcheon, BLE / Mifare / DESFire deadbolt privacy w/ key override function, with keypad, O lever, left handed, antique brass finish, for use with 1 3/4" - 2 1/4" thick door | 1 |  | 1 Year | 837.2 | 0.15 | 711.62
16142 | Salto | AB668O61IA48LW- | XS4 ANSI electronic RF wireless SVN escutcheon, BLE / Mifare / DESFire deadbolt privacy w/ key override function, O lever, left handed, antique brass finish, for use with 1 3/4" - 2 1/4" thick door | 1 |  | 1 Year | 959.55 | 0.15 | 815.6175
16143 | Salto | AB668O61IA48LWK | XS4 ANSI electronic RF wireless SVN escutcheon, BLE / Mifare / DESFire deadbolt privacy w/ key override function, with keypad, O lever, left handed, antique brass finish, for use with 1 3/4" - 2 1/4" thick door | 1 |  | 1 Year | 1022.4 | 0.15 | 869.04
16144 | Salto | AB668O61IA48R-- | XS4 ANSI electronic wire-free SVN escutcheon, BLE / Mifare / DESFire deadbolt privacy w/ key override function, O lever, right handed, antique brass finish, for use with 1 3/4" - 2 1/4" thick door | 1 |  | 1 Year | 774.35 | 0.15 | 658.1975
16145 | Salto | AB668O61IA48RA- | XS4 ANSI electronic AMOK wire-free SVN escutcheon, BLE / Mifare / DESFire deadbolt privacy w/ key override function, O lever, right handed, antique brass finish, for use with 1 3/4" - 2 1/4" thick door | 1 |  | 1 Year | 903.35 | 0.15 | 767.8475
16146 | Salto | AB668O61IA48R-K | XS4 ANSI electronic wire-free SVN escutcheon, BLE / Mifare / DESFire deadbolt privacy w/ key override function, with keypad, O lever, right handed, antique brass finish, for use with 1 3/4" - 2 1/4" thick door | 1 |  | 1 Year | 837.2 | 0.15 | 711.62
16147 | Salto | AB668O61IA48RW- | XS4 ANSI electronic RF wireless SVN escutcheon, BLE / Mifare / DESFire deadbolt privacy w/ key override function, O lever, right handed, antique brass finish, for use with 1 3/4" - 2 1/4" thick door | 1 |  | 1 Year | 959.55 | 0.15 | 815.6175
16148 | Salto | AB668O61IA48RWK | XS4 ANSI electronic RF wireless SVN escutcheon, BLE / Mifare / DESFire deadbolt privacy w/ key override function, with keypad, O lever, right handed, antique brass finish, for use with 1 3/4" - 2 1/4" thick door | 1 |  | 1 Year | 1022.4 | 0.15 | 869.04
16149 | Salto | AB668O61IM38L-- | XS4 ANSI electronic wire-free SVN escutcheon, BLE / Mifare / DESFire deadbolt privacy w/ key override function, O lever, left handed, satin stainless finish, for use with 1 3/8" - 1 3/4" thick standard door | 1 |  | 1 Year | 722.35 | 0.15 | 613.9975
16150 | Salto | AB668O61IM38LA- | XS4 ANSI electronic AMOK wire-free SVN escutcheon, BLE / Mifare / DESFire deadbolt privacy w/ key override function, O lever, left handed, satin stainless finish, for use with 1 3/8" - 1 3/4" thick standard door | 1 |  | 1 Year | 851.35 | 0.15 | 723.6475
16151 | Salto | AB668O61IM38L-K | XS4 ANSI electronic wire-free SVN escutcheon, BLE / Mifare / DESFire deadbolt privacy w/ key override function, with keypad, O lever, left handed, satin stainless finish, for use with 1 3/8" - 1 3/4" thick standard door | 1 |  | 1 Year | 785.2 | 0.15 | 667.42
16152 | Salto | AB668O61IM38LW- | XS4 ANSI electronic RF wireless SVN escutcheon, BLE / Mifare / DESFire deadbolt privacy w/ key override function, O lever, left handed, satin stainless finish, for use with 1 3/8" - 1 3/4" thick standard door | 1 |  | 1 Year | 907.55 | 0.15 | 771.4175
16153 | Salto | AB668O61IM38LWK | XS4 ANSI electronic RF wireless SVN escutcheon, BLE / Mifare / DESFire deadbolt privacy w/ key override function, with keypad, O lever, left handed, satin stainless finish, for use with 1 3/8" - 1 3/4" thick standard door | 1 |  | 1 Year | 970.4 | 0.15 | 824.84
16154 | Salto | AB668O61IM38R-- | XS4 ANSI electronic wire-free SVN escutcheon, BLE / Mifare / DESFire deadbolt privacy w/ key override function, O lever, right handed, satin stainless finish, for use with 1 3/8" - 1 3/4" thick standard door | 1 |  | 1 Year | 722.35 | 0.15 | 613.9975
16155 | Salto | AB668O61IM38RA- | XS4 ANSI electronic AMOK wire-free SVN escutcheon, BLE / Mifare / DESFire deadbolt privacy w/ key override function, O lever, right handed, satin stainless finish, for use with 1 3/8" - 1 3/4" thick standard door | 1 |  | 1 Year | 851.35 | 0.15 | 723.6475
16156 | Salto | AB668O61IM38R-K | XS4 ANSI electronic wire-free SVN escutcheon, BLE / Mifare / DESFire deadbolt privacy w/ key override function, with keypad, O lever, right handed, satin stainless finish, for use with 1 3/8" - 1 3/4" thick standard door | 1 |  | 1 Year | 785.2 | 0.15 | 667.42
16157 | Salto | AB668O61IM38RW- | XS4 ANSI electronic RF wireless SVN escutcheon, BLE / Mifare / DESFire deadbolt privacy w/ key override function, O lever, right handed, satin stainless finish, for use with 1 3/8" - 1 3/4" thick standard door | 1 |  | 1 Year | 907.55 | 0.15 | 771.4175
16158 | Salto | AB668O61IM38RWK | XS4 ANSI electronic RF wireless SVN escutcheon, BLE / Mifare / DESFire deadbolt privacy w/ key override function, with keypad, O lever, right handed, satin stainless finish, for use with 1 3/8" - 1 3/4" thick standard door | 1 |  | 1 Year | 970.4 | 0.15 | 824.84
16159 | Salto | AB668O61IM48L-- | XS4 ANSI electronic wire-free SVN escutcheon, BLE / Mifare / DESFire deadbolt privacy w/ key override function, O lever, left handed, satin stainless finish, for use with 1 3/4" - 2 1/4" thick door | 1 |  | 1 Year | 722.35 | 0.15 | 613.9975
16160 | Salto | AB668O61IM48LA- | XS4 ANSI electronic AMOK wire-free SVN escutcheon, BLE / Mifare / DESFire deadbolt privacy w/ key override function, O lever, left handed, satin stainless finish, for use with 1 3/4" - 2 1/4" thick door | 1 |  | 1 Year | 851.35 | 0.15 | 723.6475
16161 | Salto | AB668O61IM48L-K | XS4 ANSI electronic wire-free SVN escutcheon, BLE / Mifare / DESFire deadbolt privacy w/ key override function, with keypad, O lever, left handed, satin stainless finish, for use with 1 3/4" - 2 1/4" thick door | 1 |  | 1 Year | 785.2 | 0.15 | 667.42
16162 | Salto | AB668O61IM48LW- | XS4 ANSI electronic RF wireless SVN escutcheon, BLE / Mifare / DESFire deadbolt privacy w/ key override function, O lever, left handed, satin stainless finish, for use with 1 3/4" - 2 1/4" thick door | 1 |  | 1 Year | 907.55 | 0.15 | 771.4175
16163 | Salto | AB668O61IM48LWK | XS4 ANSI electronic RF wireless SVN escutcheon, BLE / Mifare / DESFire deadbolt privacy w/ key override function, with keypad, O lever, left handed, satin stainless finish, for use with 1 3/4" - 2 1/4" thick door | 1 |  | 1 Year | 970.4 | 0.15 | 824.84
16164 | Salto | AB668O61IM48R-- | XS4 ANSI electronic wire-free SVN escutcheon, BLE / Mifare / DESFire deadbolt privacy w/ key override function, O lever, right handed, satin stainless finish, for use with 1 3/4" - 2 1/4" thick door | 1 |  | 1 Year | 722.35 | 0.15 | 613.9975
16165 | Salto | AB668O61IM48RA- | XS4 ANSI electronic AMOK wire-free SVN escutcheon, BLE / Mifare / DESFire deadbolt privacy w/ key override function, O lever, right handed, satin stainless finish, for use with 1 3/4" - 2 1/4" thick door | 1 |  | 1 Year | 851.35 | 0.15 | 723.6475
16166 | Salto | AB668O61IM48R-K | XS4 ANSI electronic wire-free SVN escutcheon, BLE / Mifare / DESFire deadbolt privacy w/ key override function, with keypad, O lever, right handed, satin stainless finish, for use with 1 3/4" - 2 1/4" thick door | 1 |  | 1 Year | 785.2 | 0.15 | 667.42
16167 | Salto | AB668O61IM48RW- | XS4 ANSI electronic RF wireless SVN escutcheon, BLE / Mifare / DESFire deadbolt privacy w/ key override function, O lever, right handed, satin stainless finish, for use with 1 3/4" - 2 1/4" thick door | 1 |  | 1 Year | 907.55 | 0.15 | 771.4175
16168 | Salto | AB668O61IM48RWK | XS4 ANSI electronic RF wireless SVN escutcheon, BLE / Mifare / DESFire deadbolt privacy w/ key override function, with keypad, O lever, right handed, satin stainless finish, for use with 1 3/4" - 2 1/4" thick door | 1 |  | 1 Year | 970.4 | 0.15 | 824.84
16169 | Salto | AB668O61IP38L-- | XS4 ANSI electronic wire-free SVN escutcheon, BLE / Mifare / DESFire deadbolt privacy w/ key override function, O lever, left handed, bright stainless steel finish, for use with 1 3/8" - 1 3/4" thick standard door | 1 |  | 1 Year | 738.65 | 0.15 | 627.8525
16170 | Salto | AB668O61IP38LA- | XS4 ANSI electronic AMOK wire-free SVN escutcheon, BLE / Mifare / DESFire deadbolt privacy w/ key override function, O lever, left handed, bright stainless steel finish, for use with 1 3/8" - 1 3/4" thick standard door | 1 |  | 1 Year | 867.65 | 0.15 | 737.5025
16171 | Salto | AB668O61IP38L-K | XS4 ANSI electronic wire-free SVN escutcheon, BLE / Mifare / DESFire deadbolt privacy w/ key override function, with keypad, O lever, left handed, bright stainless steel finish, for use with 1 3/8" - 1 3/4" thick standard door | 1 |  | 1 Year | 801.5 | 0.15 | 681.275
16172 | Salto | AB668O61IP38LW- | XS4 ANSI electronic RF wireless SVN escutcheon, BLE / Mifare / DESFire deadbolt privacy w/ key override function, O lever, left handed, bright stainless steel finish, for use with 1 3/8" - 1 3/4" thick standard door | 1 |  | 1 Year | 923.85 | 0.15 | 785.2725
16173 | Salto | AB668O61IP38LWK | XS4 ANSI electronic RF wireless SVN escutcheon, BLE / Mifare / DESFire deadbolt privacy w/ key override function, with keypad, O lever, left handed, bright stainless steel finish, for use with 1 3/8" - 1 3/4" thick standard door | 1 |  | 1 Year | 986.7 | 0.15 | 838.695
16174 | Salto | AB668O61IP38R-- | XS4 ANSI electronic wire-free SVN escutcheon, BLE / Mifare / DESFire deadbolt privacy w/ key override function, O lever, right handed, bright stainless steel finish, for use with 1 3/8" - 1 3/4" thick standard door | 1 |  | 1 Year | 738.65 | 0.15 | 627.8525
16175 | Salto | AB668O61IP38RA- | XS4 ANSI electronic AMOK wire-free SVN escutcheon, BLE / Mifare / DESFire deadbolt privacy w/ key override function, O lever, right handed, bright stainless steel finish, for use with 1 3/8" - 1 3/4" thick standard door | 1 |  | 1 Year | 867.65 | 0.15 | 737.5025
16176 | Salto | AB668O61IP38R-K | XS4 ANSI electronic wire-free SVN escutcheon, BLE / Mifare / DESFire deadbolt privacy w/ key override function, with keypad, O lever, right handed, bright stainless steel finish, for use with 1 3/8" - 1 3/4" thick standard door | 1 |  | 1 Year | 801.5 | 0.15 | 681.275
16177 | Salto | AB668O61IP38RW- | XS4 ANSI electronic RF wireless SVN escutcheon, BLE / Mifare / DESFire deadbolt privacy w/ key override function, O lever, right handed, bright stainless steel finish, for use with 1 3/8" - 1 3/4" thick standard door | 1 |  | 1 Year | 923.85 | 0.15 | 785.2725
16178 | Salto | AB668O61IP38RWK | XS4 ANSI electronic RF wireless SVN escutcheon, BLE / Mifare / DESFire deadbolt privacy w/ key override function, with keypad, O lever, right handed, bright stainless steel finish, for use with 1 3/8" - 1 3/4" thick standard door | 1 |  | 1 Year | 986.7 | 0.15 | 838.695
16179 | Salto | AB668O61IP48L-- | XS4 ANSI electronic wire-free SVN escutcheon, BLE / Mifare / DESFire deadbolt privacy w/ key override function, O lever, left handed, bright stainless steel finish, for use with 1 3/4" - 2 1/4" thick door | 1 |  | 1 Year | 738.65 | 0.15 | 627.8525
16180 | Salto | AB668O61IP48LA- | XS4 ANSI electronic AMOK wire-free SVN escutcheon, BLE / Mifare / DESFire deadbolt privacy w/ key override function, O lever, left handed, bright stainless steel finish, for use with 1 3/4" - 2 1/4" thick door | 1 |  | 1 Year | 867.65 | 0.15 | 737.5025
16181 | Salto | AB668O61IP48L-K | XS4 ANSI electronic wire-free SVN escutcheon, BLE / Mifare / DESFire deadbolt privacy w/ key override function, with keypad, O lever, left handed, bright stainless steel finish, for use with 1 3/4" - 2 1/4" thick door | 1 |  | 1 Year | 801.5 | 0.15 | 681.275
16182 | Salto | AB668O61IP48LW- | XS4 ANSI electronic RF wireless SVN escutcheon, BLE / Mifare / DESFire deadbolt privacy w/ key override function, O lever, left handed, bright stainless steel finish, for use with 1 3/4" - 2 1/4" thick door | 1 |  | 1 Year | 923.85 | 0.15 | 785.2725
16183 | Salto | AB668O61IP48LWK | XS4 ANSI electronic RF wireless SVN escutcheon, BLE / Mifare / DESFire deadbolt privacy w/ key override function, with keypad, O lever, left handed, bright stainless steel finish, for use with 1 3/4" - 2 1/4" thick door | 1 |  | 1 Year | 986.7 | 0.15 | 838.695
16184 | Salto | AB668O61IP48R-- | XS4 ANSI electronic wire-free SVN escutcheon, BLE / Mifare / DESFire deadbolt privacy w/ key override function, O lever, right handed, bright stainless steel finish, for use with 1 3/4" - 2 1/4" thick door | 1 |  | 1 Year | 738.65 | 0.15 | 627.8525
16185 | Salto | AB668O61IP48RA- | XS4 ANSI electronic AMOK wire-free SVN escutcheon, BLE / Mifare / DESFire deadbolt privacy w/ key override function, O lever, right handed, bright stainless steel finish, for use with 1 3/4" - 2 1/4" thick door | 1 |  | 1 Year | 867.65 | 0.15 | 737.5025
16186 | Salto | AB668O61IP48R-K | XS4 ANSI electronic wire-free SVN escutcheon, BLE / Mifare / DESFire deadbolt privacy w/ key override function, with keypad, O lever, right handed, bright stainless steel finish, for use with 1 3/4" - 2 1/4" thick door | 1 |  | 1 Year | 801.5 | 0.15 | 681.275
16187 | Salto | AB668O61IP48RW- | XS4 ANSI electronic RF wireless SVN escutcheon, BLE / Mifare / DESFire deadbolt privacy w/ key override function, O lever, right handed, bright stainless steel finish, for use with 1 3/4" - 2 1/4" thick door | 1 |  | 1 Year | 923.85 | 0.15 | 785.2725
16188 | Salto | AB668O61IP48RWK | XS4 ANSI electronic RF wireless SVN escutcheon, BLE / Mifare / DESFire deadbolt privacy w/ key override function, with keypad, O lever, right handed, bright stainless steel finish, for use with 1 3/4" - 2 1/4" thick door | 1 |  | 1 Year | 986.7 | 0.15 | 838.695
16189 | Salto | AB668O61NE38L-- | XS4 ANSI electronic wire-free SVN escutcheon, BLE / Mifare / DESFire deadbolt privacy w/ key override function, O lever, left handed, black chromium finish, for use with 1 3/8" - 1 3/4" thick standard door | 1 |  | 1 Year | 757.05 | 0.15 | 643.4925
16190 | Salto | AB668O61NE38LA- | XS4 ANSI electronic AMOK wire-free SVN escutcheon, BLE / Mifare / DESFire deadbolt privacy w/ key override function, O lever, left handed, black chromium finish, for use with 1 3/8" - 1 3/4" thick standard door | 1 |  | 1 Year | 886.05 | 0.15 | 753.1425
16191 | Salto | AB668O61NE38L-K | XS4 ANSI electronic wire-free SVN escutcheon, BLE / Mifare / DESFire deadbolt privacy w/ key override function, with keypad, O lever, left handed, black chromium finish, for use with 1 3/8" - 1 3/4" thick standard door | 1 |  | 1 Year | 819.9 | 0.15 | 696.915
16192 | Salto | AB668O61NE38LW- | XS4 ANSI electronic RF wireless SVN escutcheon, BLE / Mifare / DESFire deadbolt privacy w/ key override function, O lever, left handed, black chromium finish, for use with 1 3/8" - 1 3/4" thick standard door | 1 |  | 1 Year | 942.25 | 0.15 | 800.9125
16193 | Salto | AB668O61NE38LWK | XS4 ANSI electronic RF wireless SVN escutcheon, BLE / Mifare / DESFire deadbolt privacy w/ key override function, with keypad, O lever, left handed, black chromium finish, for use with 1 3/8" - 1 3/4" thick standard door | 1 |  | 1 Year | 1005.1 | 0.15 | 854.335
16194 | Salto | AB668O61NE38R-- | XS4 ANSI electronic wire-free SVN escutcheon, BLE / Mifare / DESFire deadbolt privacy w/ key override function, O lever, right handed, black chromium finish, for use with 1 3/8" - 1 3/4" thick standard door | 1 |  | 1 Year | 757.05 | 0.15 | 643.4925
16195 | Salto | AB668O61NE38RA- | XS4 ANSI electronic AMOK wire-free SVN escutcheon, BLE / Mifare / DESFire deadbolt privacy w/ key override function, O lever, right handed, black chromium finish, for use with 1 3/8" - 1 3/4" thick standard door | 1 |  | 1 Year | 886.05 | 0.15 | 753.1425
16196 | Salto | AB668O61NE38R-K | XS4 ANSI electronic wire-free SVN escutcheon, BLE / Mifare / DESFire deadbolt privacy w/ key override function, with keypad, O lever, right handed, black chromium finish, for use with 1 3/8" - 1 3/4" thick standard door | 1 |  | 1 Year | 819.9 | 0.15 | 696.915
16197 | Salto | AB668O61NE38RW- | XS4 ANSI electronic RF wireless SVN escutcheon, BLE / Mifare / DESFire deadbolt privacy w/ key override function, O lever, right handed, black chromium finish, for use with 1 3/8" - 1 3/4" thick standard door | 1 |  | 1 Year | 942.25 | 0.15 | 800.9125
16198 | Salto | AB668O61NE38RWK | XS4 ANSI electronic RF wireless SVN escutcheon, BLE / Mifare / DESFire deadbolt privacy w/ key override function, with keypad, O lever, right handed, black chromium finish, for use with 1 3/8" - 1 3/4" thick standard door | 1 |  | 1 Year | 1005.1 | 0.15 | 854.335
16199 | Salto | AB668O61NE48L-- | XS4 ANSI electronic wire-free SVN escutcheon, BLE / Mifare / DESFire deadbolt privacy w/ key override function, O lever, left handed, black chromium finish, for use with 1 3/4" - 2 1/4" thick door | 1 |  | 1 Year | 757.05 | 0.15 | 643.4925
16200 | Salto | AB668O61NE48LA- | XS4 ANSI electronic AMOK wire-free SVN escutcheon, BLE / Mifare / DESFire deadbolt privacy w/ key override function, O lever, left handed, black chromium finish, for use with 1 3/4" - 2 1/4" thick door | 1 |  | 1 Year | 886.05 | 0.15 | 753.1425
16201 | Salto | AB668O61NE48L-K | XS4 ANSI electronic wire-free SVN escutcheon, BLE / Mifare / DESFire deadbolt privacy w/ key override function, with keypad, O lever, left handed, black chromium finish, for use with 1 3/4" - 2 1/4" thick door | 1 |  | 1 Year | 819.9 | 0.15 | 696.915
16202 | Salto | AB668O61NE48LW- | XS4 ANSI electronic RF wireless SVN escutcheon, BLE / Mifare / DESFire deadbolt privacy w/ key override function, O lever, left handed, black chromium finish, for use with 1 3/4" - 2 1/4" thick door | 1 |  | 1 Year | 942.25 | 0.15 | 800.9125
16203 | Salto | AB668O61NE48LWK | XS4 ANSI electronic RF wireless SVN escutcheon, BLE / Mifare / DESFire deadbolt privacy w/ key override function, with keypad, O lever, left handed, black chromium finish, for use with 1 3/4" - 2 1/4" thick door | 1 |  | 1 Year | 1005.1 | 0.15 | 854.335
16204 | Salto | AB668O61NE48R-- | XS4 ANSI electronic wire-free SVN escutcheon, BLE / Mifare / DESFire deadbolt privacy w/ key override function, O lever, right handed, black chromium finish, for use with 1 3/4" - 2 1/4" thick door | 1 |  | 1 Year | 757.05 | 0.15 | 643.4925
16205 | Salto | AB668O61NE48RA- | XS4 ANSI electronic AMOK wire-free SVN escutcheon, BLE / Mifare / DESFire deadbolt privacy w/ key override function, O lever, right handed, black chromium finish, for use with 1 3/4" - 2 1/4" thick door | 1 |  | 1 Year | 886.05 | 0.15 | 753.1425
16206 | Salto | AB668O61NE48R-K | XS4 ANSI electronic wire-free SVN escutcheon, BLE / Mifare / DESFire deadbolt privacy w/ key override function, with keypad, O lever, right handed, black chromium finish, for use with 1 3/4" - 2 1/4" thick door | 1 |  | 1 Year | 819.9 | 0.15 | 696.915
16207 | Salto | AB668O61NE48RW- | XS4 ANSI electronic RF wireless SVN escutcheon, BLE / Mifare / DESFire deadbolt privacy w/ key override function, O lever, right handed, black chromium finish, for use with 1 3/4" - 2 1/4" thick door | 1 |  | 1 Year | 942.25 | 0.15 | 800.9125
16208 | Salto | AB668O61NE48RWK | XS4 ANSI electronic RF wireless SVN escutcheon, BLE / Mifare / DESFire deadbolt privacy w/ key override function, with keypad, O lever, right handed, black chromium finish, for use with 1 3/4" - 2 1/4" thick door | 1 |  | 1 Year | 1005.1 | 0.15 | 854.335
16209 | Salto | AB668O61PM38L-- | XS4 ANSI electronic wire-free SVN escutcheon, BLE / Mifare / DESFire deadbolt privacy w/ key override function, O lever, left handed, satin brass finish, for use with 1 3/8" - 1 3/4" thick standard door | 1 |  | 1 Year | 722.35 | 0.15 | 613.9975
16210 | Salto | AB668O61PM38LA- | XS4 ANSI electronic AMOK wire-free SVN escutcheon, BLE / Mifare / DESFire deadbolt privacy w/ key override function, O lever, left handed, satin brass finish, for use with 1 3/8" - 1 3/4" thick standard door | 1 |  | 1 Year | 851.35 | 0.15 | 723.6475
16211 | Salto | AB668O61PM38L-K | XS4 ANSI electronic wire-free SVN escutcheon, BLE / Mifare / DESFire deadbolt privacy w/ key override function, with keypad, O lever, left handed, satin brass finish, for use with 1 3/8" - 1 3/4" thick standard door | 1 |  | 1 Year | 785.2 | 0.15 | 667.42
16212 | Salto | AB668O61PM38LW- | XS4 ANSI electronic RF wireless SVN escutcheon, BLE / Mifare / DESFire deadbolt privacy w/ key override function, O lever, left handed, satin brass finish, for use with 1 3/8" - 1 3/4" thick standard door | 1 |  | 1 Year | 907.55 | 0.15 | 771.4175
16213 | Salto | AB668O61PM38LWK | XS4 ANSI electronic RF wireless SVN escutcheon, BLE / Mifare / DESFire deadbolt privacy w/ key override function, with keypad, O lever, left handed, satin brass finish, for use with 1 3/8" - 1 3/4" thick standard door | 1 |  | 1 Year | 970.4 | 0.15 | 824.84
16214 | Salto | AB668O61PM38R-- | XS4 ANSI electronic wire-free SVN escutcheon, BLE / Mifare / DESFire deadbolt privacy w/ key override function, O lever, right handed, satin brass finish, for use with 1 3/8" - 1 3/4" thick standard door | 1 |  | 1 Year | 722.35 | 0.15 | 613.9975
16215 | Salto | AB668O61PM38RA- | XS4 ANSI electronic AMOK wire-free SVN escutcheon, BLE / Mifare / DESFire deadbolt privacy w/ key override function, O lever, right handed, satin brass finish, for use with 1 3/8" - 1 3/4" thick standard door | 1 |  | 1 Year | 851.35 | 0.15 | 723.6475
16216 | Salto | AB668O61PM38R-K | XS4 ANSI electronic wire-free SVN escutcheon, BLE / Mifare / DESFire deadbolt privacy w/ key override function, with keypad, O lever, right handed, satin brass finish, for use with 1 3/8" - 1 3/4" thick standard door | 1 |  | 1 Year | 785.2 | 0.15 | 667.42
16217 | Salto | AB668O61PM38RW- | XS4 ANSI electronic RF wireless SVN escutcheon, BLE / Mifare / DESFire deadbolt privacy w/ key override function, O lever, right handed, satin brass finish, for use with 1 3/8" - 1 3/4" thick standard door | 1 |  | 1 Year | 907.55 | 0.15 | 771.4175
16218 | Salto | AB668O61PM38RWK | XS4 ANSI electronic RF wireless SVN escutcheon, BLE / Mifare / DESFire deadbolt privacy w/ key override function, with keypad, O lever, right handed, satin brass finish, for use with 1 3/8" - 1 3/4" thick standard door | 1 |  | 1 Year | 970.4 | 0.15 | 824.84
16219 | Salto | AB668O61PM48L-- | XS4 ANSI electronic wire-free SVN escutcheon, BLE / Mifare / DESFire deadbolt privacy w/ key override function, O lever, left handed, satin brass finish, for use with 1 3/4" - 2 1/4" thick door | 1 |  | 1 Year | 722.35 | 0.15 | 613.9975
16220 | Salto | AB668O61PM48LA- | XS4 ANSI electronic AMOK wire-free SVN escutcheon, BLE / Mifare / DESFire deadbolt privacy w/ key override function, O lever, left handed, satin brass finish, for use with 1 3/4" - 2 1/4" thick door | 1 |  | 1 Year | 851.35 | 0.15 | 723.6475
16221 | Salto | AB668O61PM48L-K | XS4 ANSI electronic wire-free SVN escutcheon, BLE / Mifare / DESFire deadbolt privacy w/ key override function, with keypad, O lever, left handed, satin brass finish, for use with 1 3/4" - 2 1/4" thick door | 1 |  | 1 Year | 785.2 | 0.15 | 667.42
16222 | Salto | AB668O61PM48LW- | XS4 ANSI electronic RF wireless SVN escutcheon, BLE / Mifare / DESFire deadbolt privacy w/ key override function, O lever, left handed, satin brass finish, for use with 1 3/4" - 2 1/4" thick door | 1 |  | 1 Year | 907.55 | 0.15 | 771.4175
16223 | Salto | AB668O61PM48LWK | XS4 ANSI electronic RF wireless SVN escutcheon, BLE / Mifare / DESFire deadbolt privacy w/ key override function, with keypad, O lever, left handed, satin brass finish, for use with 1 3/4" - 2 1/4" thick door | 1 |  | 1 Year | 970.4 | 0.15 | 824.84
16224 | Salto | AB668O61PM48R-- | XS4 ANSI electronic wire-free SVN escutcheon, BLE / Mifare / DESFire deadbolt privacy w/ key override function, O lever, right handed, satin brass finish, for use with 1 3/4" - 2 1/4" thick door | 1 |  | 1 Year | 722.35 | 0.15 | 613.9975
16225 | Salto | AB668O61PM48RA- | XS4 ANSI electronic AMOK wire-free SVN escutcheon, BLE / Mifare / DESFire deadbolt privacy w/ key override function, O lever, right handed, satin brass finish, for use with 1 3/4" - 2 1/4" thick door | 1 |  | 1 Year | 851.35 | 0.15 | 723.6475
16226 | Salto | AB668O61PM48R-K | XS4 ANSI electronic wire-free SVN escutcheon, BLE / Mifare / DESFire deadbolt privacy w/ key override function, with keypad, O lever, right handed, satin brass finish, for use with 1 3/4" - 2 1/4" thick door | 1 |  | 1 Year | 785.2 | 0.15 | 667.42
16227 | Salto | AB668O61PM48RW- | XS4 ANSI electronic RF wireless SVN escutcheon, BLE / Mifare / DESFire deadbolt privacy w/ key override function, O lever, right handed, satin brass finish, for use with 1 3/4" - 2 1/4" thick door | 1 |  | 1 Year | 907.55 | 0.15 | 771.4175
16228 | Salto | AB668O61PM48RWK | XS4 ANSI electronic RF wireless SVN escutcheon, BLE / Mifare / DESFire deadbolt privacy w/ key override function, with keypad, O lever, right handed, satin brass finish, for use with 1 3/4" - 2 1/4" thick door | 1 |  | 1 Year | 970.4 | 0.15 | 824.84
16229 | Salto | AB668O61PP38L-- | XS4 ANSI electronic wire-free SVN escutcheon, BLE / Mifare / DESFire deadbolt privacy w/ key override function, O lever, left handed, bright brass finish, for use with 1 3/8" - 1 3/4" thick standard door | 1 |  | 1 Year | 738.65 | 0.15 | 627.8525
16230 | Salto | AB668O61PP38LA- | XS4 ANSI electronic AMOK wire-free SVN escutcheon, BLE / Mifare / DESFire deadbolt privacy w/ key override function, O lever, left handed, bright brass finish, for use with 1 3/8" - 1 3/4" thick standard door | 1 |  | 1 Year | 867.65 | 0.15 | 737.5025
16231 | Salto | AB668O61PP38L-K | XS4 ANSI electronic wire-free SVN escutcheon, BLE / Mifare / DESFire deadbolt privacy w/ key override function, with keypad, O lever, left handed, bright brass finish, for use with 1 3/8" - 1 3/4" thick standard door | 1 |  | 1 Year | 801.5 | 0.15 | 681.275
16232 | Salto | AB668O61PP38LW- | XS4 ANSI electronic RF wireless SVN escutcheon, BLE / Mifare / DESFire deadbolt privacy w/ key override function, O lever, left handed, bright brass finish, for use with 1 3/8" - 1 3/4" thick standard door | 1 |  | 1 Year | 923.85 | 0.15 | 785.2725
16233 | Salto | AB668O61PP38LWK | XS4 ANSI electronic RF wireless SVN escutcheon, BLE / Mifare / DESFire deadbolt privacy w/ key override function, with keypad, O lever, left handed, bright brass finish, for use with 1 3/8" - 1 3/4" thick standard door | 1 |  | 1 Year | 986.7 | 0.15 | 838.695
16234 | Salto | AB668O61PP38R-- | XS4 ANSI electronic wire-free SVN escutcheon, BLE / Mifare / DESFire deadbolt privacy w/ key override function, O lever, right handed, bright brass finish, for use with 1 3/8" - 1 3/4" thick standard door | 1 |  | 1 Year | 738.65 | 0.15 | 627.8525
16235 | Salto | AB668O61PP38RA- | XS4 ANSI electronic AMOK wire-free SVN escutcheon, BLE / Mifare / DESFire deadbolt privacy w/ key override function, O lever, right handed, bright brass finish, for use with 1 3/8" - 1 3/4" thick standard door | 1 |  | 1 Year | 867.65 | 0.15 | 737.5025
16236 | Salto | AB668O61PP38R-K | XS4 ANSI electronic wire-free SVN escutcheon, BLE / Mifare / DESFire deadbolt privacy w/ key override function, with keypad, O lever, right handed, bright brass finish, for use with 1 3/8" - 1 3/4" thick standard door | 1 |  | 1 Year | 801.5 | 0.15 | 681.275
16237 | Salto | AB668O61PP38RW- | XS4 ANSI electronic RF wireless SVN escutcheon, BLE / Mifare / DESFire deadbolt privacy w/ key override function, O lever, right handed, bright brass finish, for use with 1 3/8" - 1 3/4" thick standard door | 1 |  | 1 Year | 923.85 | 0.15 | 785.2725
16238 | Salto | AB668O61PP38RWK | XS4 ANSI electronic RF wireless SVN escutcheon, BLE / Mifare / DESFire deadbolt privacy w/ key override function, with keypad, O lever, right handed, bright brass finish, for use with 1 3/8" - 1 3/4" thick standard door | 1 |  | 1 Year | 986.7 | 0.15 | 838.695
16239 | Salto | AB668O61PP48L-- | XS4 ANSI electronic wire-free SVN escutcheon, BLE / Mifare / DESFire deadbolt privacy w/ key override function, O lever, left handed, bright brass finish, for use with 1 3/4" - 2 1/4" thick door | 1 |  | 1 Year | 738.65 | 0.15 | 627.8525
16240 | Salto | AB668O61PP48LA- | XS4 ANSI electronic AMOK wire-free SVN escutcheon, BLE / Mifare / DESFire deadbolt privacy w/ key override function, O lever, left handed, bright brass finish, for use with 1 3/4" - 2 1/4" thick door | 1 |  | 1 Year | 867.65 | 0.15 | 737.5025
16241 | Salto | AB668O61PP48L-K | XS4 ANSI electronic wire-free SVN escutcheon, BLE / Mifare / DESFire deadbolt privacy w/ key override function, with keypad, O lever, left handed, bright brass finish, for use with 1 3/4" - 2 1/4" thick door | 1 |  | 1 Year | 801.5 | 0.15 | 681.275
16242 | Salto | AB668O61PP48LW- | XS4 ANSI electronic RF wireless SVN escutcheon, BLE / Mifare / DESFire deadbolt privacy w/ key override function, O lever, left handed, bright brass finish, for use with 1 3/4" - 2 1/4" thick door | 1 |  | 1 Year | 923.85 | 0.15 | 785.2725
16243 | Salto | AB668O61PP48LWK | XS4 ANSI electronic RF wireless SVN escutcheon, BLE / Mifare / DESFire deadbolt privacy w/ key override function, with keypad, O lever, left handed, bright brass finish, for use with 1 3/4" - 2 1/4" thick door | 1 |  | 1 Year | 986.7 | 0.15 | 838.695
16244 | Salto | AB668O61PP48R-- | XS4 ANSI electronic wire-free SVN escutcheon, BLE / Mifare / DESFire deadbolt privacy w/ key override function, O lever, right handed, bright brass finish, for use with 1 3/4" - 2 1/4" thick door | 1 |  | 1 Year | 738.65 | 0.15 | 627.8525
16245 | Salto | AB668O61PP48RA- | XS4 ANSI electronic AMOK wire-free SVN escutcheon, BLE / Mifare / DESFire deadbolt privacy w/ key override function, O lever, right handed, bright brass finish, for use with 1 3/4" - 2 1/4" thick door | 1 |  | 1 Year | 867.65 | 0.15 | 737.5025
16246 | Salto | AB668O61PP48R-K | XS4 ANSI electronic wire-free SVN escutcheon, BLE / Mifare / DESFire deadbolt privacy w/ key override function, with keypad, O lever, right handed, bright brass finish, for use with 1 3/4" - 2 1/4" thick door | 1 |  | 1 Year | 801.5 | 0.15 | 681.275
16247 | Salto | AB668O61PP48RW- | XS4 ANSI electronic RF wireless SVN escutcheon, BLE / Mifare / DESFire deadbolt privacy w/ key override function, O lever, right handed, bright brass finish, for use with 1 3/4" - 2 1/4" thick door | 1 |  | 1 Year | 923.85 | 0.15 | 785.2725
16248 | Salto | AB668O61PP48RWK | XS4 ANSI electronic RF wireless SVN escutcheon, BLE / Mifare / DESFire deadbolt privacy w/ key override function, with keypad, O lever, right handed, bright brass finish, for use with 1 3/4" - 2 1/4" thick door | 1 |  | 1 Year | 986.7 | 0.15 | 838.695
16249 | Salto | AB668O62IA38L-- | XS4 ANSI electronic wire-free SVN escutcheon, BLE / Mifare / DESFire deadbolt privacy w/ key override function, O lever, left handed, antique brass finish, for use with 1 3/8" - 1 3/4" thick standard door | 1 |  | 1 Year | 774.35 | 0.15 | 658.1975
16250 | Salto | AB668O62IA38LA- | XS4 ANSI electronic AMOK wire-free SVN escutcheon, BLE / Mifare / DESFire deadbolt privacy w/ key override function, O lever, left handed, antique brass finish, for use with 1 3/8" - 1 3/4" thick standard door | 1 |  | 1 Year | 903.35 | 0.15 | 767.8475
16251 | Salto | AB668O62IA38L-K | XS4 ANSI electronic wire-free SVN escutcheon, BLE / Mifare / DESFire deadbolt privacy w/ key override function, with keypad, O lever, left handed, antique brass finish, for use with 1 3/8" - 1 3/4" thick standard door | 1 |  | 1 Year | 837.2 | 0.15 | 711.62
16252 | Salto | AB668O62IA38LW- | XS4 ANSI electronic RF wireless SVN escutcheon, BLE / Mifare / DESFire deadbolt privacy w/ key override function, O lever, left handed, antique brass finish, for use with 1 3/8" - 1 3/4" thick standard door | 1 |  | 1 Year | 959.55 | 0.15 | 815.6175
16253 | Salto | AB668O62IA38LWK | XS4 ANSI electronic RF wireless SVN escutcheon, BLE / Mifare / DESFire deadbolt privacy w/ key override function, with keypad, O lever, left handed, antique brass finish, for use with 1 3/8" - 1 3/4" thick standard door | 1 |  | 1 Year | 1022.4 | 0.15 | 869.04
16254 | Salto | AB668O62IA38R-- | XS4 ANSI electronic wire-free SVN escutcheon, BLE / Mifare / DESFire deadbolt privacy w/ key override function, O lever, right handed, antique brass finish, for use with 1 3/8" - 1 3/4" thick standard door | 1 |  | 1 Year | 774.35 | 0.15 | 658.1975
16255 | Salto | AB668O62IA38RA- | XS4 ANSI electronic AMOK wire-free SVN escutcheon, BLE / Mifare / DESFire deadbolt privacy w/ key override function, O lever, right handed, antique brass finish, for use with 1 3/8" - 1 3/4" thick standard door | 1 |  | 1 Year | 903.35 | 0.15 | 767.8475
16256 | Salto | AB668O62IA38R-K | XS4 ANSI electronic wire-free SVN escutcheon, BLE / Mifare / DESFire deadbolt privacy w/ key override function, with keypad, O lever, right handed, antique brass finish, for use with 1 3/8" - 1 3/4" thick standard door | 1 |  | 1 Year | 837.2 | 0.15 | 711.62
16257 | Salto | AB668O62IA38RW- | XS4 ANSI electronic RF wireless SVN escutcheon, BLE / Mifare / DESFire deadbolt privacy w/ key override function, O lever, right handed, antique brass finish, for use with 1 3/8" - 1 3/4" thick standard door | 1 |  | 1 Year | 959.55 | 0.15 | 815.6175
16258 | Salto | AB668O62IA38RWK | XS4 ANSI electronic RF wireless SVN escutcheon, BLE / Mifare / DESFire deadbolt privacy w/ key override function, with keypad, O lever, right handed, antique brass finish, for use with 1 3/8" - 1 3/4" thick standard door | 1 |  | 1 Year | 1022.4 | 0.15 | 869.04
16259 | Salto | AB668O62IA48L-- | XS4 ANSI electronic wire-free SVN escutcheon, BLE / Mifare / DESFire deadbolt privacy w/ key override function, O lever, left handed, antique brass finish, for use with 1 3/4" - 2 1/4" thick door | 1 |  | 1 Year | 774.35 | 0.15 | 658.1975
16260 | Salto | AB668O62IA48LA- | XS4 ANSI electronic AMOK wire-free SVN escutcheon, BLE / Mifare / DESFire deadbolt privacy w/ key override function, O lever, left handed, antique brass finish, for use with 1 3/4" - 2 1/4" thick door | 1 |  | 1 Year | 903.35 | 0.15 | 767.8475
16261 | Salto | AB668O62IA48L-K | XS4 ANSI electronic wire-free SVN escutcheon, BLE / Mifare / DESFire deadbolt privacy w/ key override function, with keypad, O lever, left handed, antique brass finish, for use with 1 3/4" - 2 1/4" thick door | 1 |  | 1 Year | 837.2 | 0.15 | 711.62
16262 | Salto | AB668O62IA48LW- | XS4 ANSI electronic RF wireless SVN escutcheon, BLE / Mifare / DESFire deadbolt privacy w/ key override function, O lever, left handed, antique brass finish, for use with 1 3/4" - 2 1/4" thick door | 1 |  | 1 Year | 959.55 | 0.15 | 815.6175
16263 | Salto | AB668O62IA48LWK | XS4 ANSI electronic RF wireless SVN escutcheon, BLE / Mifare / DESFire deadbolt privacy w/ key override function, with keypad, O lever, left handed, antique brass finish, for use with 1 3/4" - 2 1/4" thick door | 1 |  | 1 Year | 1022.4 | 0.15 | 869.04
16264 | Salto | AB668O62IA48R-- | XS4 ANSI electronic wire-free SVN escutcheon, BLE / Mifare / DESFire deadbolt privacy w/ key override function, O lever, right handed, antique brass finish, for use with 1 3/4" - 2 1/4" thick door | 1 |  | 1 Year | 774.35 | 0.15 | 658.1975
16265 | Salto | AB668O62IA48RA- | XS4 ANSI electronic AMOK wire-free SVN escutcheon, BLE / Mifare / DESFire deadbolt privacy w/ key override function, O lever, right handed, antique brass finish, for use with 1 3/4" - 2 1/4" thick door | 1 |  | 1 Year | 903.35 | 0.15 | 767.8475
16266 | Salto | AB668O62IA48R-K | XS4 ANSI electronic wire-free SVN escutcheon, BLE / Mifare / DESFire deadbolt privacy w/ key override function, with keypad, O lever, right handed, antique brass finish, for use with 1 3/4" - 2 1/4" thick door | 1 |  | 1 Year | 837.2 | 0.15 | 711.62
16267 | Salto | AB668O62IA48RW- | XS4 ANSI electronic RF wireless SVN escutcheon, BLE / Mifare / DESFire deadbolt privacy w/ key override function, O lever, right handed, antique brass finish, for use with 1 3/4" - 2 1/4" thick door | 1 |  | 1 Year | 959.55 | 0.15 | 815.6175
16268 | Salto | AB668O62IA48RWK | XS4 ANSI electronic RF wireless SVN escutcheon, BLE / Mifare / DESFire deadbolt privacy w/ key override function, with keypad, O lever, right handed, antique brass finish, for use with 1 3/4" - 2 1/4" thick door | 1 |  | 1 Year | 1022.4 | 0.15 | 869.04
16269 | Salto | AB668O62IM38L-- | XS4 ANSI electronic wire-free SVN escutcheon, BLE / Mifare / DESFire deadbolt privacy w/ key override function, O lever, left handed, satin stainless finish, for use with 1 3/8" - 1 3/4" thick standard door | 1 |  | 1 Year | 722.35 | 0.15 | 613.9975
16270 | Salto | AB668O62IM38LA- | XS4 ANSI electronic AMOK wire-free SVN escutcheon, BLE / Mifare / DESFire deadbolt privacy w/ key override function, O lever, left handed, satin stainless finish, for use with 1 3/8" - 1 3/4" thick standard door | 1 |  | 1 Year | 851.35 | 0.15 | 723.6475
16271 | Salto | AB668O62IM38L-K | XS4 ANSI electronic wire-free SVN escutcheon, BLE / Mifare / DESFire deadbolt privacy w/ key override function, with keypad, O lever, left handed, satin stainless finish, for use with 1 3/8" - 1 3/4" thick standard door | 1 |  | 1 Year | 785.2 | 0.15 | 667.42
16272 | Salto | AB668O62IM38LW- | XS4 ANSI electronic RF wireless SVN escutcheon, BLE / Mifare / DESFire deadbolt privacy w/ key override function, O lever, left handed, satin stainless finish, for use with 1 3/8" - 1 3/4" thick standard door | 1 |  | 1 Year | 907.55 | 0.15 | 771.4175
16273 | Salto | AB668O62IM38LWK | XS4 ANSI electronic RF wireless SVN escutcheon, BLE / Mifare / DESFire deadbolt privacy w/ key override function, with keypad, O lever, left handed, satin stainless finish, for use with 1 3/8" - 1 3/4" thick standard door | 1 |  | 1 Year | 970.4 | 0.15 | 824.84
16274 | Salto | AB668O62IM38R-- | XS4 ANSI electronic wire-free SVN escutcheon, BLE / Mifare / DESFire deadbolt privacy w/ key override function, O lever, right handed, satin stainless finish, for use with 1 3/8" - 1 3/4" thick standard door | 1 |  | 1 Year | 722.35 | 0.15 | 613.9975
16275 | Salto | AB668O62IM38RA- | XS4 ANSI electronic AMOK wire-free SVN escutcheon, BLE / Mifare / DESFire deadbolt privacy w/ key override function, O lever, right handed, satin stainless finish, for use with 1 3/8" - 1 3/4" thick standard door | 1 |  | 1 Year | 851.35 | 0.15 | 723.6475
16276 | Salto | AB668O62IM38R-K | XS4 ANSI electronic wire-free SVN escutcheon, BLE / Mifare / DESFire deadbolt privacy w/ key override function, with keypad, O lever, right handed, satin stainless finish, for use with 1 3/8" - 1 3/4" thick standard door | 1 |  | 1 Year | 785.2 | 0.15 | 667.42
16277 | Salto | AB668O62IM38RW- | XS4 ANSI electronic RF wireless SVN escutcheon, BLE / Mifare / DESFire deadbolt privacy w/ key override function, O lever, right handed, satin stainless finish, for use with 1 3/8" - 1 3/4" thick standard door | 1 |  | 1 Year | 907.55 | 0.15 | 771.4175
16278 | Salto | AB668O62IM38RWK | XS4 ANSI electronic RF wireless SVN escutcheon, BLE / Mifare / DESFire deadbolt privacy w/ key override function, with keypad, O lever, right handed, satin stainless finish, for use with 1 3/8" - 1 3/4" thick standard door | 1 |  | 1 Year | 970.4 | 0.15 | 824.84
16279 | Salto | AB668O62IM48L-- | XS4 ANSI electronic wire-free SVN escutcheon, BLE / Mifare / DESFire deadbolt privacy w/ key override function, O lever, left handed, satin stainless finish, for use with 1 3/4" - 2 1/4" thick door | 1 |  | 1 Year | 722.35 | 0.15 | 613.9975
16280 | Salto | AB668O62IM48LA- | XS4 ANSI electronic AMOK wire-free SVN escutcheon, BLE / Mifare / DESFire deadbolt privacy w/ key override function, O lever, left handed, satin stainless finish, for use with 1 3/4" - 2 1/4" thick door | 1 |  | 1 Year | 851.35 | 0.15 | 723.6475
16281 | Salto | AB668O62IM48L-K | XS4 ANSI electronic wire-free SVN escutcheon, BLE / Mifare / DESFire deadbolt privacy w/ key override function, with keypad, O lever, left handed, satin stainless finish, for use with 1 3/4" - 2 1/4" thick door | 1 |  | 1 Year | 785.2 | 0.15 | 667.42
16282 | Salto | AB668O62IM48LW- | XS4 ANSI electronic RF wireless SVN escutcheon, BLE / Mifare / DESFire deadbolt privacy w/ key override function, O lever, left handed, satin stainless finish, for use with 1 3/4" - 2 1/4" thick door | 1 |  | 1 Year | 907.55 | 0.15 | 771.4175
16283 | Salto | AB668O62IM48LWK | XS4 ANSI electronic RF wireless SVN escutcheon, BLE / Mifare / DESFire deadbolt privacy w/ key override function, with keypad, O lever, left handed, satin stainless finish, for use with 1 3/4" - 2 1/4" thick door | 1 |  | 1 Year | 970.4 | 0.15 | 824.84
16284 | Salto | AB668O62IM48R-- | XS4 ANSI electronic wire-free SVN escutcheon, BLE / Mifare / DESFire deadbolt privacy w/ key override function, O lever, right handed, satin stainless finish, for use with 1 3/4" - 2 1/4" thick door | 1 |  | 1 Year | 722.35 | 0.15 | 613.9975
16285 | Salto | AB668O62IM48RA- | XS4 ANSI electronic AMOK wire-free SVN escutcheon, BLE / Mifare / DESFire deadbolt privacy w/ key override function, O lever, right handed, satin stainless finish, for use with 1 3/4" - 2 1/4" thick door | 1 |  | 1 Year | 851.35 | 0.15 | 723.6475
16286 | Salto | AB668O62IM48R-K | XS4 ANSI electronic wire-free SVN escutcheon, BLE / Mifare / DESFire deadbolt privacy w/ key override function, with keypad, O lever, right handed, satin stainless finish, for use with 1 3/4" - 2 1/4" thick door | 1 |  | 1 Year | 785.2 | 0.15 | 667.42
16287 | Salto | AB668O62IM48RW- | XS4 ANSI electronic RF wireless SVN escutcheon, BLE / Mifare / DESFire deadbolt privacy w/ key override function, O lever, right handed, satin stainless finish, for use with 1 3/4" - 2 1/4" thick door | 1 |  | 1 Year | 907.55 | 0.15 | 771.4175
16288 | Salto | AB668O62IM48RWK | XS4 ANSI electronic RF wireless SVN escutcheon, BLE / Mifare / DESFire deadbolt privacy w/ key override function, with keypad, O lever, right handed, satin stainless finish, for use with 1 3/4" - 2 1/4" thick door | 1 |  | 1 Year | 970.4 | 0.15 | 824.84
16289 | Salto | AB668O62IP38L-- | XS4 ANSI electronic wire-free SVN escutcheon, BLE / Mifare / DESFire deadbolt privacy w/ key override function, O lever, left handed, bright stainless steel finish, for use with 1 3/8" - 1 3/4" thick standard door | 1 |  | 1 Year | 738.65 | 0.15 | 627.8525
16290 | Salto | AB668O62IP38LA- | XS4 ANSI electronic AMOK wire-free SVN escutcheon, BLE / Mifare / DESFire deadbolt privacy w/ key override function, O lever, left handed, bright stainless steel finish, for use with 1 3/8" - 1 3/4" thick standard door | 1 |  | 1 Year | 867.65 | 0.15 | 737.5025
16291 | Salto | AB668O62IP38L-K | XS4 ANSI electronic wire-free SVN escutcheon, BLE / Mifare / DESFire deadbolt privacy w/ key override function, with keypad, O lever, left handed, bright stainless steel finish, for use with 1 3/8" - 1 3/4" thick standard door | 1 |  | 1 Year | 801.5 | 0.15 | 681.275
16292 | Salto | AB668O62IP38LW- | XS4 ANSI electronic RF wireless SVN escutcheon, BLE / Mifare / DESFire deadbolt privacy w/ key override function, O lever, left handed, bright stainless steel finish, for use with 1 3/8" - 1 3/4" thick standard door | 1 |  | 1 Year | 923.85 | 0.15 | 785.2725
16293 | Salto | AB668O62IP38LWK | XS4 ANSI electronic RF wireless SVN escutcheon, BLE / Mifare / DESFire deadbolt privacy w/ key override function, with keypad, O lever, left handed, bright stainless steel finish, for use with 1 3/8" - 1 3/4" thick standard door | 1 |  | 1 Year | 986.7 | 0.15 | 838.695
16294 | Salto | AB668O62IP38R-- | XS4 ANSI electronic wire-free SVN escutcheon, BLE / Mifare / DESFire deadbolt privacy w/ key override function, O lever, right handed, bright stainless steel finish, for use with 1 3/8" - 1 3/4" thick standard door | 1 |  | 1 Year | 738.65 | 0.15 | 627.8525
16295 | Salto | AB668O62IP38RA- | XS4 ANSI electronic AMOK wire-free SVN escutcheon, BLE / Mifare / DESFire deadbolt privacy w/ key override function, O lever, right handed, bright stainless steel finish, for use with 1 3/8" - 1 3/4" thick standard door | 1 |  | 1 Year | 867.65 | 0.15 | 737.5025
16296 | Salto | AB668O62IP38R-K | XS4 ANSI electronic wire-free SVN escutcheon, BLE / Mifare / DESFire deadbolt privacy w/ key override function, with keypad, O lever, right handed, bright stainless steel finish, for use with 1 3/8" - 1 3/4" thick standard door | 1 |  | 1 Year | 801.5 | 0.15 | 681.275
16297 | Salto | AB668O62IP38RW- | XS4 ANSI electronic RF wireless SVN escutcheon, BLE / Mifare / DESFire deadbolt privacy w/ key override function, O lever, right handed, bright stainless steel finish, for use with 1 3/8" - 1 3/4" thick standard door | 1 |  | 1 Year | 923.85 | 0.15 | 785.2725
16298 | Salto | AB668O62IP38RWK | XS4 ANSI electronic RF wireless SVN escutcheon, BLE / Mifare / DESFire deadbolt privacy w/ key override function, with keypad, O lever, right handed, bright stainless steel finish, for use with 1 3/8" - 1 3/4" thick standard door | 1 |  | 1 Year | 986.7 | 0.15 | 838.695
16299 | Salto | AB668O62IP48L-- | XS4 ANSI electronic wire-free SVN escutcheon, BLE / Mifare / DESFire deadbolt privacy w/ key override function, O lever, left handed, bright stainless steel finish, for use with 1 3/4" - 2 1/4" thick door | 1 |  | 1 Year | 738.65 | 0.15 | 627.8525
16300 | Salto | AB668O62IP48LA- | XS4 ANSI electronic AMOK wire-free SVN escutcheon, BLE / Mifare / DESFire deadbolt privacy w/ key override function, O lever, left handed, bright stainless steel finish, for use with 1 3/4" - 2 1/4" thick door | 1 |  | 1 Year | 867.65 | 0.15 | 737.5025
16301 | Salto | AB668O62IP48L-K | XS4 ANSI electronic wire-free SVN escutcheon, BLE / Mifare / DESFire deadbolt privacy w/ key override function, with keypad, O lever, left handed, bright stainless steel finish, for use with 1 3/4" - 2 1/4" thick door | 1 |  | 1 Year | 801.5 | 0.15 | 681.275
16302 | Salto | AB668O62IP48LW- | XS4 ANSI electronic RF wireless SVN escutcheon, BLE / Mifare / DESFire deadbolt privacy w/ key override function, O lever, left handed, bright stainless steel finish, for use with 1 3/4" - 2 1/4" thick door | 1 |  | 1 Year | 923.85 | 0.15 | 785.2725
16303 | Salto | AB668O62IP48LWK | XS4 ANSI electronic RF wireless SVN escutcheon, BLE / Mifare / DESFire deadbolt privacy w/ key override function, with keypad, O lever, left handed, bright stainless steel finish, for use with 1 3/4" - 2 1/4" thick door | 1 |  | 1 Year | 986.7 | 0.15 | 838.695
16304 | Salto | AB668O62IP48R-- | XS4 ANSI electronic wire-free SVN escutcheon, BLE / Mifare / DESFire deadbolt privacy w/ key override function, O lever, right handed, bright stainless steel finish, for use with 1 3/4" - 2 1/4" thick door | 1 |  | 1 Year | 738.65 | 0.15 | 627.8525
16305 | Salto | AB668O62IP48RA- | XS4 ANSI electronic AMOK wire-free SVN escutcheon, BLE / Mifare / DESFire deadbolt privacy w/ key override function, O lever, right handed, bright stainless steel finish, for use with 1 3/4" - 2 1/4" thick door | 1 |  | 1 Year | 867.65 | 0.15 | 737.5025
16306 | Salto | AB668O62IP48R-K | XS4 ANSI electronic wire-free SVN escutcheon, BLE / Mifare / DESFire deadbolt privacy w/ key override function, with keypad, O lever, right handed, bright stainless steel finish, for use with 1 3/4" - 2 1/4" thick door | 1 |  | 1 Year | 801.5 | 0.15 | 681.275
16307 | Salto | AB668O62IP48RW- | XS4 ANSI electronic RF wireless SVN escutcheon, BLE / Mifare / DESFire deadbolt privacy w/ key override function, O lever, right handed, bright stainless steel finish, for use with 1 3/4" - 2 1/4" thick door | 1 |  | 1 Year | 923.85 | 0.15 | 785.2725
16308 | Salto | AB668O62IP48RWK | XS4 ANSI electronic RF wireless SVN escutcheon, BLE / Mifare / DESFire deadbolt privacy w/ key override function, with keypad, O lever, right handed, bright stainless steel finish, for use with 1 3/4" - 2 1/4" thick door | 1 |  | 1 Year | 986.7 | 0.15 | 838.695
16309 | Salto | AB668O62NE38L-- | XS4 ANSI electronic wire-free SVN escutcheon, BLE / Mifare / DESFire deadbolt privacy w/ key override function, O lever, left handed, black chromium finish, for use with 1 3/8" - 1 3/4" thick standard door | 1 |  | 1 Year | 757.05 | 0.15 | 643.4925
16310 | Salto | AB668O62NE38LA- | XS4 ANSI electronic AMOK wire-free SVN escutcheon, BLE / Mifare / DESFire deadbolt privacy w/ key override function, O lever, left handed, black chromium finish, for use with 1 3/8" - 1 3/4" thick standard door | 1 |  | 1 Year | 886.05 | 0.15 | 753.1425
16311 | Salto | AB668O62NE38L-K | XS4 ANSI electronic wire-free SVN escutcheon, BLE / Mifare / DESFire deadbolt privacy w/ key override function, with keypad, O lever, left handed, black chromium finish, for use with 1 3/8" - 1 3/4" thick standard door | 1 |  | 1 Year | 819.9 | 0.15 | 696.915
16312 | Salto | AB668O62NE38LW- | XS4 ANSI electronic RF wireless SVN escutcheon, BLE / Mifare / DESFire deadbolt privacy w/ key override function, O lever, left handed, black chromium finish, for use with 1 3/8" - 1 3/4" thick standard door | 1 |  | 1 Year | 942.25 | 0.15 | 800.9125
16313 | Salto | AB668O62NE38LWK | XS4 ANSI electronic RF wireless SVN escutcheon, BLE / Mifare / DESFire deadbolt privacy w/ key override function, with keypad, O lever, left handed, black chromium finish, for use with 1 3/8" - 1 3/4" thick standard door | 1 |  | 1 Year | 1005.1 | 0.15 | 854.335
16314 | Salto | AB668O62NE38R-- | XS4 ANSI electronic wire-free SVN escutcheon, BLE / Mifare / DESFire deadbolt privacy w/ key override function, O lever, right handed, black chromium finish, for use with 1 3/8" - 1 3/4" thick standard door | 1 |  | 1 Year | 757.05 | 0.15 | 643.4925
16315 | Salto | AB668O62NE38RA- | XS4 ANSI electronic AMOK wire-free SVN escutcheon, BLE / Mifare / DESFire deadbolt privacy w/ key override function, O lever, right handed, black chromium finish, for use with 1 3/8" - 1 3/4" thick standard door | 1 |  | 1 Year | 886.05 | 0.15 | 753.1425
16316 | Salto | AB668O62NE38R-K | XS4 ANSI electronic wire-free SVN escutcheon, BLE / Mifare / DESFire deadbolt privacy w/ key override function, with keypad, O lever, right handed, black chromium finish, for use with 1 3/8" - 1 3/4" thick standard door | 1 |  | 1 Year | 819.9 | 0.15 | 696.915
16317 | Salto | AB668O62NE38RW- | XS4 ANSI electronic RF wireless SVN escutcheon, BLE / Mifare / DESFire deadbolt privacy w/ key override function, O lever, right handed, black chromium finish, for use with 1 3/8" - 1 3/4" thick standard door | 1 |  | 1 Year | 942.25 | 0.15 | 800.9125
16318 | Salto | AB668O62NE38RWK | XS4 ANSI electronic RF wireless SVN escutcheon, BLE / Mifare / DESFire deadbolt privacy w/ key override function, with keypad, O lever, right handed, black chromium finish, for use with 1 3/8" - 1 3/4" thick standard door | 1 |  | 1 Year | 1005.1 | 0.15 | 854.335
16319 | Salto | AB668O62NE48L-- | XS4 ANSI electronic wire-free SVN escutcheon, BLE / Mifare / DESFire deadbolt privacy w/ key override function, O lever, left handed, black chromium finish, for use with 1 3/4" - 2 1/4" thick door | 1 |  | 1 Year | 757.05 | 0.15 | 643.4925
16320 | Salto | AB668O62NE48LA- | XS4 ANSI electronic AMOK wire-free SVN escutcheon, BLE / Mifare / DESFire deadbolt privacy w/ key override function, O lever, left handed, black chromium finish, for use with 1 3/4" - 2 1/4" thick door | 1 |  | 1 Year | 886.05 | 0.15 | 753.1425
16321 | Salto | AB668O62NE48L-K | XS4 ANSI electronic wire-free SVN escutcheon, BLE / Mifare / DESFire deadbolt privacy w/ key override function, with keypad, O lever, left handed, black chromium finish, for use with 1 3/4" - 2 1/4" thick door | 1 |  | 1 Year | 819.9 | 0.15 | 696.915
16322 | Salto | AB668O62NE48LW- | XS4 ANSI electronic RF wireless SVN escutcheon, BLE / Mifare / DESFire deadbolt privacy w/ key override function, O lever, left handed, black chromium finish, for use with 1 3/4" - 2 1/4" thick door | 1 |  | 1 Year | 942.25 | 0.15 | 800.9125
16323 | Salto | AB668O62NE48LWK | XS4 ANSI electronic RF wireless SVN escutcheon, BLE / Mifare / DESFire deadbolt privacy w/ key override function, with keypad, O lever, left handed, black chromium finish, for use with 1 3/4" - 2 1/4" thick door | 1 |  | 1 Year | 1005.1 | 0.15 | 854.335
16324 | Salto | AB668O62NE48R-- | XS4 ANSI electronic wire-free SVN escutcheon, BLE / Mifare / DESFire deadbolt privacy w/ key override function, O lever, right handed, black chromium finish, for use with 1 3/4" - 2 1/4" thick door | 1 |  | 1 Year | 757.05 | 0.15 | 643.4925
16325 | Salto | AB668O62NE48RA- | XS4 ANSI electronic AMOK wire-free SVN escutcheon, BLE / Mifare / DESFire deadbolt privacy w/ key override function, O lever, right handed, black chromium finish, for use with 1 3/4" - 2 1/4" thick door | 1 |  | 1 Year | 886.05 | 0.15 | 753.1425
16326 | Salto | AB668O62NE48R-K | XS4 ANSI electronic wire-free SVN escutcheon, BLE / Mifare / DESFire deadbolt privacy w/ key override function, with keypad, O lever, right handed, black chromium finish, for use with 1 3/4" - 2 1/4" thick door | 1 |  | 1 Year | 819.9 | 0.15 | 696.915
16327 | Salto | AB668O62NE48RW- | XS4 ANSI electronic RF wireless SVN escutcheon, BLE / Mifare / DESFire deadbolt privacy w/ key override function, O lever, right handed, black chromium finish, for use with 1 3/4" - 2 1/4" thick door | 1 |  | 1 Year | 942.25 | 0.15 | 800.9125
16328 | Salto | AB668O62NE48RWK | XS4 ANSI electronic RF wireless SVN escutcheon, BLE / Mifare / DESFire deadbolt privacy w/ key override function, with keypad, O lever, right handed, black chromium finish, for use with 1 3/4" - 2 1/4" thick door | 1 |  | 1 Year | 1005.1 | 0.15 | 854.335
16329 | Salto | AB668O62PM38L-- | XS4 ANSI electronic wire-free SVN escutcheon, BLE / Mifare / DESFire deadbolt privacy w/ key override function, O lever, left handed, satin brass finish, for use with 1 3/8" - 1 3/4" thick standard door | 1 |  | 1 Year | 722.35 | 0.15 | 613.9975
16330 | Salto | AB668O62PM38LA- | XS4 ANSI electronic AMOK wire-free SVN escutcheon, BLE / Mifare / DESFire deadbolt privacy w/ key override function, O lever, left handed, satin brass finish, for use with 1 3/8" - 1 3/4" thick standard door | 1 |  | 1 Year | 851.35 | 0.15 | 723.6475
16331 | Salto | AB668O62PM38L-K | XS4 ANSI electronic wire-free SVN escutcheon, BLE / Mifare / DESFire deadbolt privacy w/ key override function, with keypad, O lever, left handed, satin brass finish, for use with 1 3/8" - 1 3/4" thick standard door | 1 |  | 1 Year | 785.2 | 0.15 | 667.42
16332 | Salto | AB668O62PM38LW- | XS4 ANSI electronic RF wireless SVN escutcheon, BLE / Mifare / DESFire deadbolt privacy w/ key override function, O lever, left handed, satin brass finish, for use with 1 3/8" - 1 3/4" thick standard door | 1 |  | 1 Year | 907.55 | 0.15 | 771.4175
16333 | Salto | AB668O62PM38LWK | XS4 ANSI electronic RF wireless SVN escutcheon, BLE / Mifare / DESFire deadbolt privacy w/ key override function, with keypad, O lever, left handed, satin brass finish, for use with 1 3/8" - 1 3/4" thick standard door | 1 |  | 1 Year | 970.4 | 0.15 | 824.84
16334 | Salto | AB668O62PM38R-- | XS4 ANSI electronic wire-free SVN escutcheon, BLE / Mifare / DESFire deadbolt privacy w/ key override function, O lever, right handed, satin brass finish, for use with 1 3/8" - 1 3/4" thick standard door | 1 |  | 1 Year | 722.35 | 0.15 | 613.9975
16335 | Salto | AB668O62PM38RA- | XS4 ANSI electronic AMOK wire-free SVN escutcheon, BLE / Mifare / DESFire deadbolt privacy w/ key override function, O lever, right handed, satin brass finish, for use with 1 3/8" - 1 3/4" thick standard door | 1 |  | 1 Year | 851.35 | 0.15 | 723.6475
16336 | Salto | AB668O62PM38R-K | XS4 ANSI electronic wire-free SVN escutcheon, BLE / Mifare / DESFire deadbolt privacy w/ key override function, with keypad, O lever, right handed, satin brass finish, for use with 1 3/8" - 1 3/4" thick standard door | 1 |  | 1 Year | 785.2 | 0.15 | 667.42
16337 | Salto | AB668O62PM38RW- | XS4 ANSI electronic RF wireless SVN escutcheon, BLE / Mifare / DESFire deadbolt privacy w/ key override function, O lever, right handed, satin brass finish, for use with 1 3/8" - 1 3/4" thick standard door | 1 |  | 1 Year | 907.55 | 0.15 | 771.4175
16338 | Salto | AB668O62PM38RWK | XS4 ANSI electronic RF wireless SVN escutcheon, BLE / Mifare / DESFire deadbolt privacy w/ key override function, with keypad, O lever, right handed, satin brass finish, for use with 1 3/8" - 1 3/4" thick standard door | 1 |  | 1 Year | 970.4 | 0.15 | 824.84
16339 | Salto | AB668O62PM48L-- | XS4 ANSI electronic wire-free SVN escutcheon, BLE / Mifare / DESFire deadbolt privacy w/ key override function, O lever, left handed, satin brass finish, for use with 1 3/4" - 2 1/4" thick door | 1 |  | 1 Year | 722.35 | 0.15 | 613.9975
16340 | Salto | AB668O62PM48LA- | XS4 ANSI electronic AMOK wire-free SVN escutcheon, BLE / Mifare / DESFire deadbolt privacy w/ key override function, O lever, left handed, satin brass finish, for use with 1 3/4" - 2 1/4" thick door | 1 |  | 1 Year | 851.35 | 0.15 | 723.6475
16341 | Salto | AB668O62PM48L-K | XS4 ANSI electronic wire-free SVN escutcheon, BLE / Mifare / DESFire deadbolt privacy w/ key override function, with keypad, O lever, left handed, satin brass finish, for use with 1 3/4" - 2 1/4" thick door | 1 |  | 1 Year | 785.2 | 0.15 | 667.42
16342 | Salto | AB668O62PM48LW- | XS4 ANSI electronic RF wireless SVN escutcheon, BLE / Mifare / DESFire deadbolt privacy w/ key override function, O lever, left handed, satin brass finish, for use with 1 3/4" - 2 1/4" thick door | 1 |  | 1 Year | 907.55 | 0.15 | 771.4175
16343 | Salto | AB668O62PM48LWK | XS4 ANSI electronic RF wireless SVN escutcheon, BLE / Mifare / DESFire deadbolt privacy w/ key override function, with keypad, O lever, left handed, satin brass finish, for use with 1 3/4" - 2 1/4" thick door | 1 |  | 1 Year | 970.4 | 0.15 | 824.84
16344 | Salto | AB668O62PM48R-- | XS4 ANSI electronic wire-free SVN escutcheon, BLE / Mifare / DESFire deadbolt privacy w/ key override function, O lever, right handed, satin brass finish, for use with 1 3/4" - 2 1/4" thick door | 1 |  | 1 Year | 722.35 | 0.15 | 613.9975
16345 | Salto | AB668O62PM48RA- | XS4 ANSI electronic AMOK wire-free SVN escutcheon, BLE / Mifare / DESFire deadbolt privacy w/ key override function, O lever, right handed, satin brass finish, for use with 1 3/4" - 2 1/4" thick door | 1 |  | 1 Year | 851.35 | 0.15 | 723.6475
16346 | Salto | AB668O62PM48R-K | XS4 ANSI electronic wire-free SVN escutcheon, BLE / Mifare / DESFire deadbolt privacy w/ key override function, with keypad, O lever, right handed, satin brass finish, for use with 1 3/4" - 2 1/4" thick door | 1 |  | 1 Year | 785.2 | 0.15 | 667.42
16347 | Salto | AB668O62PM48RW- | XS4 ANSI electronic RF wireless SVN escutcheon, BLE / Mifare / DESFire deadbolt privacy w/ key override function, O lever, right handed, satin brass finish, for use with 1 3/4" - 2 1/4" thick door | 1 |  | 1 Year | 907.55 | 0.15 | 771.4175
16348 | Salto | AB668O62PM48RWK | XS4 ANSI electronic RF wireless SVN escutcheon, BLE / Mifare / DESFire deadbolt privacy w/ key override function, with keypad, O lever, right handed, satin brass finish, for use with 1 3/4" - 2 1/4" thick door | 1 |  | 1 Year | 970.4 | 0.15 | 824.84
16349 | Salto | AB668O62PP38L-- | XS4 ANSI electronic wire-free SVN escutcheon, BLE / Mifare / DESFire deadbolt privacy w/ key override function, O lever, left handed, bright brass finish, for use with 1 3/8" - 1 3/4" thick standard door | 1 |  | 1 Year | 738.65 | 0.15 | 627.8525
16350 | Salto | AB668O62PP38LA- | XS4 ANSI electronic AMOK wire-free SVN escutcheon, BLE / Mifare / DESFire deadbolt privacy w/ key override function, O lever, left handed, bright brass finish, for use with 1 3/8" - 1 3/4" thick standard door | 1 |  | 1 Year | 867.65 | 0.15 | 737.5025
16351 | Salto | AB668O62PP38L-K | XS4 ANSI electronic wire-free SVN escutcheon, BLE / Mifare / DESFire deadbolt privacy w/ key override function, with keypad, O lever, left handed, bright brass finish, for use with 1 3/8" - 1 3/4" thick standard door | 1 |  | 1 Year | 801.5 | 0.15 | 681.275
16352 | Salto | AB668O62PP38LW- | XS4 ANSI electronic RF wireless SVN escutcheon, BLE / Mifare / DESFire deadbolt privacy w/ key override function, O lever, left handed, bright brass finish, for use with 1 3/8" - 1 3/4" thick standard door | 1 |  | 1 Year | 923.85 | 0.15 | 785.2725
16353 | Salto | AB668O62PP38LWK | XS4 ANSI electronic RF wireless SVN escutcheon, BLE / Mifare / DESFire deadbolt privacy w/ key override function, with keypad, O lever, left handed, bright brass finish, for use with 1 3/8" - 1 3/4" thick standard door | 1 |  | 1 Year | 986.7 | 0.15 | 838.695
16354 | Salto | AB668O62PP38R-- | XS4 ANSI electronic wire-free SVN escutcheon, BLE / Mifare / DESFire deadbolt privacy w/ key override function, O lever, right handed, bright brass finish, for use with 1 3/8" - 1 3/4" thick standard door | 1 |  | 1 Year | 738.65 | 0.15 | 627.8525
16355 | Salto | AB668O62PP38RA- | XS4 ANSI electronic AMOK wire-free SVN escutcheon, BLE / Mifare / DESFire deadbolt privacy w/ key override function, O lever, right handed, bright brass finish, for use with 1 3/8" - 1 3/4" thick standard door | 1 |  | 1 Year | 867.65 | 0.15 | 737.5025
16356 | Salto | AB668O62PP38R-K | XS4 ANSI electronic wire-free SVN escutcheon, BLE / Mifare / DESFire deadbolt privacy w/ key override function, with keypad, O lever, right handed, bright brass finish, for use with 1 3/8" - 1 3/4" thick standard door | 1 |  | 1 Year | 801.5 | 0.15 | 681.275
16357 | Salto | AB668O62PP38RW- | XS4 ANSI electronic RF wireless SVN escutcheon, BLE / Mifare / DESFire deadbolt privacy w/ key override function, O lever, right handed, bright brass finish, for use with 1 3/8" - 1 3/4" thick standard door | 1 |  | 1 Year | 923.85 | 0.15 | 785.2725
16358 | Salto | AB668O62PP38RWK | XS4 ANSI electronic RF wireless SVN escutcheon, BLE / Mifare / DESFire deadbolt privacy w/ key override function, with keypad, O lever, right handed, bright brass finish, for use with 1 3/8" - 1 3/4" thick standard door | 1 |  | 1 Year | 986.7 | 0.15 | 838.695
16359 | Salto | AB668O62PP48L-- | XS4 ANSI electronic wire-free SVN escutcheon, BLE / Mifare / DESFire deadbolt privacy w/ key override function, O lever, left handed, bright brass finish, for use with 1 3/4" - 2 1/4" thick door | 1 |  | 1 Year | 738.65 | 0.15 | 627.8525
16360 | Salto | AB668O62PP48LA- | XS4 ANSI electronic AMOK wire-free SVN escutcheon, BLE / Mifare / DESFire deadbolt privacy w/ key override function, O lever, left handed, bright brass finish, for use with 1 3/4" - 2 1/4" thick door | 1 |  | 1 Year | 867.65 | 0.15 | 737.5025
16361 | Salto | AB668O62PP48L-K | XS4 ANSI electronic wire-free SVN escutcheon, BLE / Mifare / DESFire deadbolt privacy w/ key override function, with keypad, O lever, left handed, bright brass finish, for use with 1 3/4" - 2 1/4" thick door | 1 |  | 1 Year | 801.5 | 0.15 | 681.275
16362 | Salto | AB668O62PP48LW- | XS4 ANSI electronic RF wireless SVN escutcheon, BLE / Mifare / DESFire deadbolt privacy w/ key override function, O lever, left handed, bright brass finish, for use with 1 3/4" - 2 1/4" thick door | 1 |  | 1 Year | 923.85 | 0.15 | 785.2725
16363 | Salto | AB668O62PP48LWK | XS4 ANSI electronic RF wireless SVN escutcheon, BLE / Mifare / DESFire deadbolt privacy w/ key override function, with keypad, O lever, left handed, bright brass finish, for use with 1 3/4" - 2 1/4" thick door | 1 |  | 1 Year | 986.7 | 0.15 | 838.695
16364 | Salto | AB668O62PP48R-- | XS4 ANSI electronic wire-free SVN escutcheon, BLE / Mifare / DESFire deadbolt privacy w/ key override function, O lever, right handed, bright brass finish, for use with 1 3/4" - 2 1/4" thick door | 1 |  | 1 Year | 738.65 | 0.15 | 627.8525
16365 | Salto | AB668O62PP48RA- | XS4 ANSI electronic AMOK wire-free SVN escutcheon, BLE / Mifare / DESFire deadbolt privacy w/ key override function, O lever, right handed, bright brass finish, for use with 1 3/4" - 2 1/4" thick door | 1 |  | 1 Year | 867.65 | 0.15 | 737.5025
16366 | Salto | AB668O62PP48R-K | XS4 ANSI electronic wire-free SVN escutcheon, BLE / Mifare / DESFire deadbolt privacy w/ key override function, with keypad, O lever, right handed, bright brass finish, for use with 1 3/4" - 2 1/4" thick door | 1 |  | 1 Year | 801.5 | 0.15 | 681.275
16367 | Salto | AB668O62PP48RW- | XS4 ANSI electronic RF wireless SVN escutcheon, BLE / Mifare / DESFire deadbolt privacy w/ key override function, O lever, right handed, bright brass finish, for use with 1 3/4" - 2 1/4" thick door | 1 |  | 1 Year | 923.85 | 0.15 | 785.2725
16368 | Salto | AB668O62PP48RWK | XS4 ANSI electronic RF wireless SVN escutcheon, BLE / Mifare / DESFire deadbolt privacy w/ key override function, with keypad, O lever, right handed, bright brass finish, for use with 1 3/4" - 2 1/4" thick door | 1 |  | 1 Year | 986.7 | 0.15 | 838.695
16369 | Salto | AB668O63IA38L-- | XS4 ANSI electronic wire-free SVN escutcheon, BLE / Mifare / DESFire deadbolt privacy w/ key override function, O lever, left handed, antique brass finish, for use with 1 3/8" - 1 3/4" thick standard door | 1 |  | 1 Year | 774.35 | 0.15 | 658.1975
16370 | Salto | AB668O63IA38LA- | XS4 ANSI electronic AMOK wire-free SVN escutcheon, BLE / Mifare / DESFire deadbolt privacy w/ key override function, O lever, left handed, antique brass finish, for use with 1 3/8" - 1 3/4" thick standard door | 1 |  | 1 Year | 903.35 | 0.15 | 767.8475
16371 | Salto | AB668O63IA38L-K | XS4 ANSI electronic wire-free SVN escutcheon, BLE / Mifare / DESFire deadbolt privacy w/ key override function, with keypad, O lever, left handed, antique brass finish, for use with 1 3/8" - 1 3/4" thick standard door | 1 |  | 1 Year | 837.2 | 0.15 | 711.62
16372 | Salto | AB668O63IA38LW- | XS4 ANSI electronic RF wireless SVN escutcheon, BLE / Mifare / DESFire deadbolt privacy w/ key override function, O lever, left handed, antique brass finish, for use with 1 3/8" - 1 3/4" thick standard door | 1 |  | 1 Year | 959.55 | 0.15 | 815.6175
16373 | Salto | AB668O63IA38LWK | XS4 ANSI electronic RF wireless SVN escutcheon, BLE / Mifare / DESFire deadbolt privacy w/ key override function, with keypad, O lever, left handed, antique brass finish, for use with 1 3/8" - 1 3/4" thick standard door | 1 |  | 1 Year | 1022.4 | 0.15 | 869.04
16374 | Salto | AB668O63IA38R-- | XS4 ANSI electronic wire-free SVN escutcheon, BLE / Mifare / DESFire deadbolt privacy w/ key override function, O lever, right handed, antique brass finish, for use with 1 3/8" - 1 3/4" thick standard door | 1 |  | 1 Year | 774.35 | 0.15 | 658.1975
16375 | Salto | AB668O63IA38RA- | XS4 ANSI electronic AMOK wire-free SVN escutcheon, BLE / Mifare / DESFire deadbolt privacy w/ key override function, O lever, right handed, antique brass finish, for use with 1 3/8" - 1 3/4" thick standard door | 1 |  | 1 Year | 903.35 | 0.15 | 767.8475
16376 | Salto | AB668O63IA38R-K | XS4 ANSI electronic wire-free SVN escutcheon, BLE / Mifare / DESFire deadbolt privacy w/ key override function, with keypad, O lever, right handed, antique brass finish, for use with 1 3/8" - 1 3/4" thick standard door | 1 |  | 1 Year | 837.2 | 0.15 | 711.62
16377 | Salto | AB668O63IA38RW- | XS4 ANSI electronic RF wireless SVN escutcheon, BLE / Mifare / DESFire deadbolt privacy w/ key override function, O lever, right handed, antique brass finish, for use with 1 3/8" - 1 3/4" thick standard door | 1 |  | 1 Year | 959.55 | 0.15 | 815.6175
16378 | Salto | AB668O63IA38RWK | XS4 ANSI electronic RF wireless SVN escutcheon, BLE / Mifare / DESFire deadbolt privacy w/ key override function, with keypad, O lever, right handed, antique brass finish, for use with 1 3/8" - 1 3/4" thick standard door | 1 |  | 1 Year | 1022.4 | 0.15 | 869.04
16379 | Salto | AB668O63IA48L-- | XS4 ANSI electronic wire-free SVN escutcheon, BLE / Mifare / DESFire deadbolt privacy w/ key override function, O lever, left handed, antique brass finish, for use with 1 3/4" - 2 1/4" thick door | 1 |  | 1 Year | 774.35 | 0.15 | 658.1975
16380 | Salto | AB668O63IA48LA- | XS4 ANSI electronic AMOK wire-free SVN escutcheon, BLE / Mifare / DESFire deadbolt privacy w/ key override function, O lever, left handed, antique brass finish, for use with 1 3/4" - 2 1/4" thick door | 1 |  | 1 Year | 903.35 | 0.15 | 767.8475
16381 | Salto | AB668O63IA48L-K | XS4 ANSI electronic wire-free SVN escutcheon, BLE / Mifare / DESFire deadbolt privacy w/ key override function, with keypad, O lever, left handed, antique brass finish, for use with 1 3/4" - 2 1/4" thick door | 1 |  | 1 Year | 837.2 | 0.15 | 711.62
16382 | Salto | AB668O63IA48LW- | XS4 ANSI electronic RF wireless SVN escutcheon, BLE / Mifare / DESFire deadbolt privacy w/ key override function, O lever, left handed, antique brass finish, for use with 1 3/4" - 2 1/4" thick door | 1 |  | 1 Year | 959.55 | 0.15 | 815.6175
16383 | Salto | AB668O63IA48LWK | XS4 ANSI electronic RF wireless SVN escutcheon, BLE / Mifare / DESFire deadbolt privacy w/ key override function, with keypad, O lever, left handed, antique brass finish, for use with 1 3/4" - 2 1/4" thick door | 1 |  | 1 Year | 1022.4 | 0.15 | 869.04
16384 | Salto | AB668O63IA48R-- | XS4 ANSI electronic wire-free SVN escutcheon, BLE / Mifare / DESFire deadbolt privacy w/ key override function, O lever, right handed, antique brass finish, for use with 1 3/4" - 2 1/4" thick door | 1 |  | 1 Year | 774.35 | 0.15 | 658.1975
16385 | Salto | AB668O63IA48RA- | XS4 ANSI electronic AMOK wire-free SVN escutcheon, BLE / Mifare / DESFire deadbolt privacy w/ key override function, O lever, right handed, antique brass finish, for use with 1 3/4" - 2 1/4" thick door | 1 |  | 1 Year | 903.35 | 0.15 | 767.8475
16386 | Salto | AB668O63IA48R-K | XS4 ANSI electronic wire-free SVN escutcheon, BLE / Mifare / DESFire deadbolt privacy w/ key override function, with keypad, O lever, right handed, antique brass finish, for use with 1 3/4" - 2 1/4" thick door | 1 |  | 1 Year | 837.2 | 0.15 | 711.62
16387 | Salto | AB668O63IA48RW- | XS4 ANSI electronic RF wireless SVN escutcheon, BLE / Mifare / DESFire deadbolt privacy w/ key override function, O lever, right handed, antique brass finish, for use with 1 3/4" - 2 1/4" thick door | 1 |  | 1 Year | 959.55 | 0.15 | 815.6175
16388 | Salto | AB668O63IA48RWK | XS4 ANSI electronic RF wireless SVN escutcheon, BLE / Mifare / DESFire deadbolt privacy w/ key override function, with keypad, O lever, right handed, antique brass finish, for use with 1 3/4" - 2 1/4" thick door | 1 |  | 1 Year | 1022.4 | 0.15 | 869.04
16389 | Salto | AB668O63IM38L-- | XS4 ANSI electronic wire-free SVN escutcheon, BLE / Mifare / DESFire deadbolt privacy w/ key override function, O lever, left handed, satin stainless finish, for use with 1 3/8" - 1 3/4" thick standard door | 1 |  | 1 Year | 722.35 | 0.15 | 613.9975
16390 | Salto | AB668O63IM38LA- | XS4 ANSI electronic AMOK wire-free SVN escutcheon, BLE / Mifare / DESFire deadbolt privacy w/ key override function, O lever, left handed, satin stainless finish, for use with 1 3/8" - 1 3/4" thick standard door | 1 |  | 1 Year | 851.35 | 0.15 | 723.6475
16391 | Salto | AB668O63IM38L-K | XS4 ANSI electronic wire-free SVN escutcheon, BLE / Mifare / DESFire deadbolt privacy w/ key override function, with keypad, O lever, left handed, satin stainless finish, for use with 1 3/8" - 1 3/4" thick standard door | 1 |  | 1 Year | 785.2 | 0.15 | 667.42
16392 | Salto | AB668O63IM38LW- | XS4 ANSI electronic RF wireless SVN escutcheon, BLE / Mifare / DESFire deadbolt privacy w/ key override function, O lever, left handed, satin stainless finish, for use with 1 3/8" - 1 3/4" thick standard door | 1 |  | 1 Year | 907.55 | 0.15 | 771.4175
16393 | Salto | AB668O63IM38LWK | XS4 ANSI electronic RF wireless SVN escutcheon, BLE / Mifare / DESFire deadbolt privacy w/ key override function, with keypad, O lever, left handed, satin stainless finish, for use with 1 3/8" - 1 3/4" thick standard door | 1 |  | 1 Year | 970.4 | 0.15 | 824.84
16394 | Salto | AB668O63IM38R-- | XS4 ANSI electronic wire-free SVN escutcheon, BLE / Mifare / DESFire deadbolt privacy w/ key override function, O lever, right handed, satin stainless finish, for use with 1 3/8" - 1 3/4" thick standard door | 1 |  | 1 Year | 722.35 | 0.15 | 613.9975
16395 | Salto | AB668O63IM38RA- | XS4 ANSI electronic AMOK wire-free SVN escutcheon, BLE / Mifare / DESFire deadbolt privacy w/ key override function, O lever, right handed, satin stainless finish, for use with 1 3/8" - 1 3/4" thick standard door | 1 |  | 1 Year | 851.35 | 0.15 | 723.6475
16396 | Salto | AB668O63IM38R-K | XS4 ANSI electronic wire-free SVN escutcheon, BLE / Mifare / DESFire deadbolt privacy w/ key override function, with keypad, O lever, right handed, satin stainless finish, for use with 1 3/8" - 1 3/4" thick standard door | 1 |  | 1 Year | 785.2 | 0.15 | 667.42
16397 | Salto | AB668O63IM38RW- | XS4 ANSI electronic RF wireless SVN escutcheon, BLE / Mifare / DESFire deadbolt privacy w/ key override function, O lever, right handed, satin stainless finish, for use with 1 3/8" - 1 3/4" thick standard door | 1 |  | 1 Year | 907.55 | 0.15 | 771.4175
16398 | Salto | AB668O63IM38RWK | XS4 ANSI electronic RF wireless SVN escutcheon, BLE / Mifare / DESFire deadbolt privacy w/ key override function, with keypad, O lever, right handed, satin stainless finish, for use with 1 3/8" - 1 3/4" thick standard door | 1 |  | 1 Year | 970.4 | 0.15 | 824.84
16399 | Salto | AB668O63IM48L-- | XS4 ANSI electronic wire-free SVN escutcheon, BLE / Mifare / DESFire deadbolt privacy w/ key override function, O lever, left handed, satin stainless finish, for use with 1 3/4" - 2 1/4" thick door | 1 |  | 1 Year | 722.35 | 0.15 | 613.9975
16400 | Salto | AB668O63IM48LA- | XS4 ANSI electronic AMOK wire-free SVN escutcheon, BLE / Mifare / DESFire deadbolt privacy w/ key override function, O lever, left handed, satin stainless finish, for use with 1 3/4" - 2 1/4" thick door | 1 |  | 1 Year | 851.35 | 0.15 | 723.6475
16401 | Salto | AB668O63IM48L-K | XS4 ANSI electronic wire-free SVN escutcheon, BLE / Mifare / DESFire deadbolt privacy w/ key override function, with keypad, O lever, left handed, satin stainless finish, for use with 1 3/4" - 2 1/4" thick door | 1 |  | 1 Year | 785.2 | 0.15 | 667.42
16402 | Salto | AB668O63IM48LW- | XS4 ANSI electronic RF wireless SVN escutcheon, BLE / Mifare / DESFire deadbolt privacy w/ key override function, O lever, left handed, satin stainless finish, for use with 1 3/4" - 2 1/4" thick door | 1 |  | 1 Year | 907.55 | 0.15 | 771.4175
16403 | Salto | AB668O63IM48LWK | XS4 ANSI electronic RF wireless SVN escutcheon, BLE / Mifare / DESFire deadbolt privacy w/ key override function, with keypad, O lever, left handed, satin stainless finish, for use with 1 3/4" - 2 1/4" thick door | 1 |  | 1 Year | 970.4 | 0.15 | 824.84
16404 | Salto | AB668O63IM48R-- | XS4 ANSI electronic wire-free SVN escutcheon, BLE / Mifare / DESFire deadbolt privacy w/ key override function, O lever, right handed, satin stainless finish, for use with 1 3/4" - 2 1/4" thick door | 1 |  | 1 Year | 722.35 | 0.15 | 613.9975
16405 | Salto | AB668O63IM48RA- | XS4 ANSI electronic AMOK wire-free SVN escutcheon, BLE / Mifare / DESFire deadbolt privacy w/ key override function, O lever, right handed, satin stainless finish, for use with 1 3/4" - 2 1/4" thick door | 1 |  | 1 Year | 851.35 | 0.15 | 723.6475
16406 | Salto | AB668O63IM48R-K | XS4 ANSI electronic wire-free SVN escutcheon, BLE / Mifare / DESFire deadbolt privacy w/ key override function, with keypad, O lever, right handed, satin stainless finish, for use with 1 3/4" - 2 1/4" thick door | 1 |  | 1 Year | 785.2 | 0.15 | 667.42
16407 | Salto | AB668O63IM48RW- | XS4 ANSI electronic RF wireless SVN escutcheon, BLE / Mifare / DESFire deadbolt privacy w/ key override function, O lever, right handed, satin stainless finish, for use with 1 3/4" - 2 1/4" thick door | 1 |  | 1 Year | 907.55 | 0.15 | 771.4175
16408 | Salto | AB668O63IM48RWK | XS4 ANSI electronic RF wireless SVN escutcheon, BLE / Mifare / DESFire deadbolt privacy w/ key override function, with keypad, O lever, right handed, satin stainless finish, for use with 1 3/4" - 2 1/4" thick door | 1 |  | 1 Year | 970.4 | 0.15 | 824.84
16409 | Salto | AB668O63IP38L-- | XS4 ANSI electronic wire-free SVN escutcheon, BLE / Mifare / DESFire deadbolt privacy w/ key override function, O lever, left handed, bright stainless steel finish, for use with 1 3/8" - 1 3/4" thick standard door | 1 |  | 1 Year | 738.65 | 0.15 | 627.8525
16410 | Salto | AB668O63IP38LA- | XS4 ANSI electronic AMOK wire-free SVN escutcheon, BLE / Mifare / DESFire deadbolt privacy w/ key override function, O lever, left handed, bright stainless steel finish, for use with 1 3/8" - 1 3/4" thick standard door | 1 |  | 1 Year | 867.65 | 0.15 | 737.5025
16411 | Salto | AB668O63IP38L-K | XS4 ANSI electronic wire-free SVN escutcheon, BLE / Mifare / DESFire deadbolt privacy w/ key override function, with keypad, O lever, left handed, bright stainless steel finish, for use with 1 3/8" - 1 3/4" thick standard door | 1 |  | 1 Year | 801.5 | 0.15 | 681.275
16412 | Salto | AB668O63IP38LW- | XS4 ANSI electronic RF wireless SVN escutcheon, BLE / Mifare / DESFire deadbolt privacy w/ key override function, O lever, left handed, bright stainless steel finish, for use with 1 3/8" - 1 3/4" thick standard door | 1 |  | 1 Year | 923.85 | 0.15 | 785.2725
16413 | Salto | AB668O63IP38LWK | XS4 ANSI electronic RF wireless SVN escutcheon, BLE / Mifare / DESFire deadbolt privacy w/ key override function, with keypad, O lever, left handed, bright stainless steel finish, for use with 1 3/8" - 1 3/4" thick standard door | 1 |  | 1 Year | 986.7 | 0.15 | 838.695
16414 | Salto | AB668O63IP38R-- | XS4 ANSI electronic wire-free SVN escutcheon, BLE / Mifare / DESFire deadbolt privacy w/ key override function, O lever, right handed, bright stainless steel finish, for use with 1 3/8" - 1 3/4" thick standard door | 1 |  | 1 Year | 738.65 | 0.15 | 627.8525
16415 | Salto | AB668O63IP38RA- | XS4 ANSI electronic AMOK wire-free SVN escutcheon, BLE / Mifare / DESFire deadbolt privacy w/ key override function, O lever, right handed, bright stainless steel finish, for use with 1 3/8" - 1 3/4" thick standard door | 1 |  | 1 Year | 867.65 | 0.15 | 737.5025
16416 | Salto | AB668O63IP38R-K | XS4 ANSI electronic wire-free SVN escutcheon, BLE / Mifare / DESFire deadbolt privacy w/ key override function, with keypad, O lever, right handed, bright stainless steel finish, for use with 1 3/8" - 1 3/4" thick standard door | 1 |  | 1 Year | 801.5 | 0.15 | 681.275
16417 | Salto | AB668O63IP38RW- | XS4 ANSI electronic RF wireless SVN escutcheon, BLE / Mifare / DESFire deadbolt privacy w/ key override function, O lever, right handed, bright stainless steel finish, for use with 1 3/8" - 1 3/4" thick standard door | 1 |  | 1 Year | 923.85 | 0.15 | 785.2725
16418 | Salto | AB668O63IP38RWK | XS4 ANSI electronic RF wireless SVN escutcheon, BLE / Mifare / DESFire deadbolt privacy w/ key override function, with keypad, O lever, right handed, bright stainless steel finish, for use with 1 3/8" - 1 3/4" thick standard door | 1 |  | 1 Year | 986.7 | 0.15 | 838.695
16419 | Salto | AB668O63IP48L-- | XS4 ANSI electronic wire-free SVN escutcheon, BLE / Mifare / DESFire deadbolt privacy w/ key override function, O lever, left handed, bright stainless steel finish, for use with 1 3/4" - 2 1/4" thick door | 1 |  | 1 Year | 738.65 | 0.15 | 627.8525
16420 | Salto | AB668O63IP48LA- | XS4 ANSI electronic AMOK wire-free SVN escutcheon, BLE / Mifare / DESFire deadbolt privacy w/ key override function, O lever, left handed, bright stainless steel finish, for use with 1 3/4" - 2 1/4" thick door | 1 |  | 1 Year | 867.65 | 0.15 | 737.5025
16421 | Salto | AB668O63IP48L-K | XS4 ANSI electronic wire-free SVN escutcheon, BLE / Mifare / DESFire deadbolt privacy w/ key override function, with keypad, O lever, left handed, bright stainless steel finish, for use with 1 3/4" - 2 1/4" thick door | 1 |  | 1 Year | 801.5 | 0.15 | 681.275
16422 | Salto | AB668O63IP48LW- | XS4 ANSI electronic RF wireless SVN escutcheon, BLE / Mifare / DESFire deadbolt privacy w/ key override function, O lever, left handed, bright stainless steel finish, for use with 1 3/4" - 2 1/4" thick door | 1 |  | 1 Year | 923.85 | 0.15 | 785.2725
16423 | Salto | AB668O63IP48LWK | XS4 ANSI electronic RF wireless SVN escutcheon, BLE / Mifare / DESFire deadbolt privacy w/ key override function, with keypad, O lever, left handed, bright stainless steel finish, for use with 1 3/4" - 2 1/4" thick door | 1 |  | 1 Year | 986.7 | 0.15 | 838.695
16424 | Salto | AB668O63IP48R-- | XS4 ANSI electronic wire-free SVN escutcheon, BLE / Mifare / DESFire deadbolt privacy w/ key override function, O lever, right handed, bright stainless steel finish, for use with 1 3/4" - 2 1/4" thick door | 1 |  | 1 Year | 738.65 | 0.15 | 627.8525
16425 | Salto | AB668O63IP48RA- | XS4 ANSI electronic AMOK wire-free SVN escutcheon, BLE / Mifare / DESFire deadbolt privacy w/ key override function, O lever, right handed, bright stainless steel finish, for use with 1 3/4" - 2 1/4" thick door | 1 |  | 1 Year | 867.65 | 0.15 | 737.5025
16426 | Salto | AB668O63IP48R-K | XS4 ANSI electronic wire-free SVN escutcheon, BLE / Mifare / DESFire deadbolt privacy w/ key override function, with keypad, O lever, right handed, bright stainless steel finish, for use with 1 3/4" - 2 1/4" thick door | 1 |  | 1 Year | 801.5 | 0.15 | 681.275
16427 | Salto | AB668O63IP48RW- | XS4 ANSI electronic RF wireless SVN escutcheon, BLE / Mifare / DESFire deadbolt privacy w/ key override function, O lever, right handed, bright stainless steel finish, for use with 1 3/4" - 2 1/4" thick door | 1 |  | 1 Year | 923.85 | 0.15 | 785.2725
16428 | Salto | AB668O63IP48RWK | XS4 ANSI electronic RF wireless SVN escutcheon, BLE / Mifare / DESFire deadbolt privacy w/ key override function, with keypad, O lever, right handed, bright stainless steel finish, for use with 1 3/4" - 2 1/4" thick door | 1 |  | 1 Year | 986.7 | 0.15 | 838.695
16429 | Salto | AB668O63NE38L-- | XS4 ANSI electronic wire-free SVN escutcheon, BLE / Mifare / DESFire deadbolt privacy w/ key override function, O lever, left handed, black chromium finish, for use with 1 3/8" - 1 3/4" thick standard door | 1 |  | 1 Year | 757.05 | 0.15 | 643.4925
16430 | Salto | AB668O63NE38LA- | XS4 ANSI electronic AMOK wire-free SVN escutcheon, BLE / Mifare / DESFire deadbolt privacy w/ key override function, O lever, left handed, black chromium finish, for use with 1 3/8" - 1 3/4" thick standard door | 1 |  | 1 Year | 886.05 | 0.15 | 753.1425
16431 | Salto | AB668O63NE38L-K | XS4 ANSI electronic wire-free SVN escutcheon, BLE / Mifare / DESFire deadbolt privacy w/ key override function, with keypad, O lever, left handed, black chromium finish, for use with 1 3/8" - 1 3/4" thick standard door | 1 |  | 1 Year | 819.9 | 0.15 | 696.915
16432 | Salto | AB668O63NE38LW- | XS4 ANSI electronic RF wireless SVN escutcheon, BLE / Mifare / DESFire deadbolt privacy w/ key override function, O lever, left handed, black chromium finish, for use with 1 3/8" - 1 3/4" thick standard door | 1 |  | 1 Year | 942.25 | 0.15 | 800.9125
16433 | Salto | AB668O63NE38LWK | XS4 ANSI electronic RF wireless SVN escutcheon, BLE / Mifare / DESFire deadbolt privacy w/ key override function, with keypad, O lever, left handed, black chromium finish, for use with 1 3/8" - 1 3/4" thick standard door | 1 |  | 1 Year | 1005.1 | 0.15 | 854.335
16434 | Salto | AB668O63NE38R-- | XS4 ANSI electronic wire-free SVN escutcheon, BLE / Mifare / DESFire deadbolt privacy w/ key override function, O lever, right handed, black chromium finish, for use with 1 3/8" - 1 3/4" thick standard door | 1 |  | 1 Year | 757.05 | 0.15 | 643.4925
16435 | Salto | AB668O63NE38RA- | XS4 ANSI electronic AMOK wire-free SVN escutcheon, BLE / Mifare / DESFire deadbolt privacy w/ key override function, O lever, right handed, black chromium finish, for use with 1 3/8" - 1 3/4" thick standard door | 1 |  | 1 Year | 886.05 | 0.15 | 753.1425
16436 | Salto | AB668O63NE38R-K | XS4 ANSI electronic wire-free SVN escutcheon, BLE / Mifare / DESFire deadbolt privacy w/ key override function, with keypad, O lever, right handed, black chromium finish, for use with 1 3/8" - 1 3/4" thick standard door | 1 |  | 1 Year | 819.9 | 0.15 | 696.915
16437 | Salto | AB668O63NE38RW- | XS4 ANSI electronic RF wireless SVN escutcheon, BLE / Mifare / DESFire deadbolt privacy w/ key override function, O lever, right handed, black chromium finish, for use with 1 3/8" - 1 3/4" thick standard door | 1 |  | 1 Year | 942.25 | 0.15 | 800.9125
16438 | Salto | AB668O63NE38RWK | XS4 ANSI electronic RF wireless SVN escutcheon, BLE / Mifare / DESFire deadbolt privacy w/ key override function, with keypad, O lever, right handed, black chromium finish, for use with 1 3/8" - 1 3/4" thick standard door | 1 |  | 1 Year | 1005.1 | 0.15 | 854.335
16439 | Salto | AB668O63NE48L-- | XS4 ANSI electronic wire-free SVN escutcheon, BLE / Mifare / DESFire deadbolt privacy w/ key override function, O lever, left handed, black chromium finish, for use with 1 3/4" - 2 1/4" thick door | 1 |  | 1 Year | 757.05 | 0.15 | 643.4925
16440 | Salto | AB668O63NE48LA- | XS4 ANSI electronic AMOK wire-free SVN escutcheon, BLE / Mifare / DESFire deadbolt privacy w/ key override function, O lever, left handed, black chromium finish, for use with 1 3/4" - 2 1/4" thick door | 1 |  | 1 Year | 886.05 | 0.15 | 753.1425
16441 | Salto | AB668O63NE48L-K | XS4 ANSI electronic wire-free SVN escutcheon, BLE / Mifare / DESFire deadbolt privacy w/ key override function, with keypad, O lever, left handed, black chromium finish, for use with 1 3/4" - 2 1/4" thick door | 1 |  | 1 Year | 819.9 | 0.15 | 696.915
16442 | Salto | AB668O63NE48LW- | XS4 ANSI electronic RF wireless SVN escutcheon, BLE / Mifare / DESFire deadbolt privacy w/ key override function, O lever, left handed, black chromium finish, for use with 1 3/4" - 2 1/4" thick door | 1 |  | 1 Year | 942.25 | 0.15 | 800.9125
16443 | Salto | AB668O63NE48LWK | XS4 ANSI electronic RF wireless SVN escutcheon, BLE / Mifare / DESFire deadbolt privacy w/ key override function, with keypad, O lever, left handed, black chromium finish, for use with 1 3/4" - 2 1/4" thick door | 1 |  | 1 Year | 1005.1 | 0.15 | 854.335
16444 | Salto | AB668O63NE48R-- | XS4 ANSI electronic wire-free SVN escutcheon, BLE / Mifare / DESFire deadbolt privacy w/ key override function, O lever, right handed, black chromium finish, for use with 1 3/4" - 2 1/4" thick door | 1 |  | 1 Year | 757.05 | 0.15 | 643.4925
16445 | Salto | AB668O63NE48RA- | XS4 ANSI electronic AMOK wire-free SVN escutcheon, BLE / Mifare / DESFire deadbolt privacy w/ key override function, O lever, right handed, black chromium finish, for use with 1 3/4" - 2 1/4" thick door | 1 |  | 1 Year | 886.05 | 0.15 | 753.1425
16446 | Salto | AB668O63NE48R-K | XS4 ANSI electronic wire-free SVN escutcheon, BLE / Mifare / DESFire deadbolt privacy w/ key override function, with keypad, O lever, right handed, black chromium finish, for use with 1 3/4" - 2 1/4" thick door | 1 |  | 1 Year | 819.9 | 0.15 | 696.915
16447 | Salto | AB668O63NE48RW- | XS4 ANSI electronic RF wireless SVN escutcheon, BLE / Mifare / DESFire deadbolt privacy w/ key override function, O lever, right handed, black chromium finish, for use with 1 3/4" - 2 1/4" thick door | 1 |  | 1 Year | 942.25 | 0.15 | 800.9125
16448 | Salto | AB668O63NE48RWK | XS4 ANSI electronic RF wireless SVN escutcheon, BLE / Mifare / DESFire deadbolt privacy w/ key override function, with keypad, O lever, right handed, black chromium finish, for use with 1 3/4" - 2 1/4" thick door | 1 |  | 1 Year | 1005.1 | 0.15 | 854.335
16449 | Salto | AB668O63PM38L-- | XS4 ANSI electronic wire-free SVN escutcheon, BLE / Mifare / DESFire deadbolt privacy w/ key override function, O lever, left handed, satin brass finish, for use with 1 3/8" - 1 3/4" thick standard door | 1 |  | 1 Year | 722.35 | 0.15 | 613.9975
16450 | Salto | AB668O63PM38LA- | XS4 ANSI electronic AMOK wire-free SVN escutcheon, BLE / Mifare / DESFire deadbolt privacy w/ key override function, O lever, left handed, satin brass finish, for use with 1 3/8" - 1 3/4" thick standard door | 1 |  | 1 Year | 851.35 | 0.15 | 723.6475
16451 | Salto | AB668O63PM38L-K | XS4 ANSI electronic wire-free SVN escutcheon, BLE / Mifare / DESFire deadbolt privacy w/ key override function, with keypad, O lever, left handed, satin brass finish, for use with 1 3/8" - 1 3/4" thick standard door | 1 |  | 1 Year | 785.2 | 0.15 | 667.42
16452 | Salto | AB668O63PM38LW- | XS4 ANSI electronic RF wireless SVN escutcheon, BLE / Mifare / DESFire deadbolt privacy w/ key override function, O lever, left handed, satin brass finish, for use with 1 3/8" - 1 3/4" thick standard door | 1 |  | 1 Year | 907.55 | 0.15 | 771.4175
16453 | Salto | AB668O63PM38LWK | XS4 ANSI electronic RF wireless SVN escutcheon, BLE / Mifare / DESFire deadbolt privacy w/ key override function, with keypad, O lever, left handed, satin brass finish, for use with 1 3/8" - 1 3/4" thick standard door | 1 |  | 1 Year | 970.4 | 0.15 | 824.84
16454 | Salto | AB668O63PM38R-- | XS4 ANSI electronic wire-free SVN escutcheon, BLE / Mifare / DESFire deadbolt privacy w/ key override function, O lever, right handed, satin brass finish, for use with 1 3/8" - 1 3/4" thick standard door | 1 |  | 1 Year | 722.35 | 0.15 | 613.9975
16455 | Salto | AB668O63PM38RA- | XS4 ANSI electronic AMOK wire-free SVN escutcheon, BLE / Mifare / DESFire deadbolt privacy w/ key override function, O lever, right handed, satin brass finish, for use with 1 3/8" - 1 3/4" thick standard door | 1 |  | 1 Year | 851.35 | 0.15 | 723.6475
16456 | Salto | AB668O63PM38R-K | XS4 ANSI electronic wire-free SVN escutcheon, BLE / Mifare / DESFire deadbolt privacy w/ key override function, with keypad, O lever, right handed, satin brass finish, for use with 1 3/8" - 1 3/4" thick standard door | 1 |  | 1 Year | 785.2 | 0.15 | 667.42
16457 | Salto | AB668O63PM38RW- | XS4 ANSI electronic RF wireless SVN escutcheon, BLE / Mifare / DESFire deadbolt privacy w/ key override function, O lever, right handed, satin brass finish, for use with 1 3/8" - 1 3/4" thick standard door | 1 |  | 1 Year | 907.55 | 0.15 | 771.4175
16458 | Salto | AB668O63PM38RWK | XS4 ANSI electronic RF wireless SVN escutcheon, BLE / Mifare / DESFire deadbolt privacy w/ key override function, with keypad, O lever, right handed, satin brass finish, for use with 1 3/8" - 1 3/4" thick standard door | 1 |  | 1 Year | 970.4 | 0.15 | 824.84
16459 | Salto | AB668O63PM48L-- | XS4 ANSI electronic wire-free SVN escutcheon, BLE / Mifare / DESFire deadbolt privacy w/ key override function, O lever, left handed, satin brass finish, for use with 1 3/4" - 2 1/4" thick door | 1 |  | 1 Year | 722.35 | 0.15 | 613.9975
16460 | Salto | AB668O63PM48LA- | XS4 ANSI electronic AMOK wire-free SVN escutcheon, BLE / Mifare / DESFire deadbolt privacy w/ key override function, O lever, left handed, satin brass finish, for use with 1 3/4" - 2 1/4" thick door | 1 |  | 1 Year | 851.35 | 0.15 | 723.6475
16461 | Salto | AB668O63PM48L-K | XS4 ANSI electronic wire-free SVN escutcheon, BLE / Mifare / DESFire deadbolt privacy w/ key override function, with keypad, O lever, left handed, satin brass finish, for use with 1 3/4" - 2 1/4" thick door | 1 |  | 1 Year | 785.2 | 0.15 | 667.42
16462 | Salto | AB668O63PM48LW- | XS4 ANSI electronic RF wireless SVN escutcheon, BLE / Mifare / DESFire deadbolt privacy w/ key override function, O lever, left handed, satin brass finish, for use with 1 3/4" - 2 1/4" thick door | 1 |  | 1 Year | 907.55 | 0.15 | 771.4175
16463 | Salto | AB668O63PM48LWK | XS4 ANSI electronic RF wireless SVN escutcheon, BLE / Mifare / DESFire deadbolt privacy w/ key override function, with keypad, O lever, left handed, satin brass finish, for use with 1 3/4" - 2 1/4" thick door | 1 |  | 1 Year | 970.4 | 0.15 | 824.84
16464 | Salto | AB668O63PM48R-- | XS4 ANSI electronic wire-free SVN escutcheon, BLE / Mifare / DESFire deadbolt privacy w/ key override function, O lever, right handed, satin brass finish, for use with 1 3/4" - 2 1/4" thick door | 1 |  | 1 Year | 722.35 | 0.15 | 613.9975
16465 | Salto | AB668O63PM48RA- | XS4 ANSI electronic AMOK wire-free SVN escutcheon, BLE / Mifare / DESFire deadbolt privacy w/ key override function, O lever, right handed, satin brass finish, for use with 1 3/4" - 2 1/4" thick door | 1 |  | 1 Year | 851.35 | 0.15 | 723.6475
16466 | Salto | AB668O63PM48R-K | XS4 ANSI electronic wire-free SVN escutcheon, BLE / Mifare / DESFire deadbolt privacy w/ key override function, with keypad, O lever, right handed, satin brass finish, for use with 1 3/4" - 2 1/4" thick door | 1 |  | 1 Year | 785.2 | 0.15 | 667.42
16467 | Salto | AB668O63PM48RW- | XS4 ANSI electronic RF wireless SVN escutcheon, BLE / Mifare / DESFire deadbolt privacy w/ key override function, O lever, right handed, satin brass finish, for use with 1 3/4" - 2 1/4" thick door | 1 |  | 1 Year | 907.55 | 0.15 | 771.4175
16468 | Salto | AB668O63PM48RWK | XS4 ANSI electronic RF wireless SVN escutcheon, BLE / Mifare / DESFire deadbolt privacy w/ key override function, with keypad, O lever, right handed, satin brass finish, for use with 1 3/4" - 2 1/4" thick door | 1 |  | 1 Year | 970.4 | 0.15 | 824.84
16469 | Salto | AB668O63PP38L-- | XS4 ANSI electronic wire-free SVN escutcheon, BLE / Mifare / DESFire deadbolt privacy w/ key override function, O lever, left handed, bright brass finish, for use with 1 3/8" - 1 3/4" thick standard door | 1 |  | 1 Year | 738.65 | 0.15 | 627.8525
16470 | Salto | AB668O63PP38LA- | XS4 ANSI electronic AMOK wire-free SVN escutcheon, BLE / Mifare / DESFire deadbolt privacy w/ key override function, O lever, left handed, bright brass finish, for use with 1 3/8" - 1 3/4" thick standard door | 1 |  | 1 Year | 867.65 | 0.15 | 737.5025
16471 | Salto | AB668O63PP38L-K | XS4 ANSI electronic wire-free SVN escutcheon, BLE / Mifare / DESFire deadbolt privacy w/ key override function, with keypad, O lever, left handed, bright brass finish, for use with 1 3/8" - 1 3/4" thick standard door | 1 |  | 1 Year | 801.5 | 0.15 | 681.275
16472 | Salto | AB668O63PP38LW- | XS4 ANSI electronic RF wireless SVN escutcheon, BLE / Mifare / DESFire deadbolt privacy w/ key override function, O lever, left handed, bright brass finish, for use with 1 3/8" - 1 3/4" thick standard door | 1 |  | 1 Year | 923.85 | 0.15 | 785.2725
16473 | Salto | AB668O63PP38LWK | XS4 ANSI electronic RF wireless SVN escutcheon, BLE / Mifare / DESFire deadbolt privacy w/ key override function, with keypad, O lever, left handed, bright brass finish, for use with 1 3/8" - 1 3/4" thick standard door | 1 |  | 1 Year | 986.7 | 0.15 | 838.695
16474 | Salto | AB668O63PP38R-- | XS4 ANSI electronic wire-free SVN escutcheon, BLE / Mifare / DESFire deadbolt privacy w/ key override function, O lever, right handed, bright brass finish, for use with 1 3/8" - 1 3/4" thick standard door | 1 |  | 1 Year | 738.65 | 0.15 | 627.8525
16475 | Salto | AB668O63PP38RA- | XS4 ANSI electronic AMOK wire-free SVN escutcheon, BLE / Mifare / DESFire deadbolt privacy w/ key override function, O lever, right handed, bright brass finish, for use with 1 3/8" - 1 3/4" thick standard door | 1 |  | 1 Year | 867.65 | 0.15 | 737.5025
16476 | Salto | AB668O63PP38R-K | XS4 ANSI electronic wire-free SVN escutcheon, BLE / Mifare / DESFire deadbolt privacy w/ key override function, with keypad, O lever, right handed, bright brass finish, for use with 1 3/8" - 1 3/4" thick standard door | 1 |  | 1 Year | 801.5 | 0.15 | 681.275
16477 | Salto | AB668O63PP38RW- | XS4 ANSI electronic RF wireless SVN escutcheon, BLE / Mifare / DESFire deadbolt privacy w/ key override function, O lever, right handed, bright brass finish, for use with 1 3/8" - 1 3/4" thick standard door | 1 |  | 1 Year | 923.85 | 0.15 | 785.2725
16478 | Salto | AB668O63PP38RWK | XS4 ANSI electronic RF wireless SVN escutcheon, BLE / Mifare / DESFire deadbolt privacy w/ key override function, with keypad, O lever, right handed, bright brass finish, for use with 1 3/8" - 1 3/4" thick standard door | 1 |  | 1 Year | 986.7 | 0.15 | 838.695
16479 | Salto | AB668O63PP48L-- | XS4 ANSI electronic wire-free SVN escutcheon, BLE / Mifare / DESFire deadbolt privacy w/ key override function, O lever, left handed, bright brass finish, for use with 1 3/4" - 2 1/4" thick door | 1 |  | 1 Year | 738.65 | 0.15 | 627.8525
16480 | Salto | AB668O63PP48LA- | XS4 ANSI electronic AMOK wire-free SVN escutcheon, BLE / Mifare / DESFire deadbolt privacy w/ key override function, O lever, left handed, bright brass finish, for use with 1 3/4" - 2 1/4" thick door | 1 |  | 1 Year | 867.65 | 0.15 | 737.5025
16481 | Salto | AB668O63PP48L-K | XS4 ANSI electronic wire-free SVN escutcheon, BLE / Mifare / DESFire deadbolt privacy w/ key override function, with keypad, O lever, left handed, bright brass finish, for use with 1 3/4" - 2 1/4" thick door | 1 |  | 1 Year | 801.5 | 0.15 | 681.275
16482 | Salto | AB668O63PP48LW- | XS4 ANSI electronic RF wireless SVN escutcheon, BLE / Mifare / DESFire deadbolt privacy w/ key override function, O lever, left handed, bright brass finish, for use with 1 3/4" - 2 1/4" thick door | 1 |  | 1 Year | 923.85 | 0.15 | 785.2725
16483 | Salto | AB668O63PP48LWK | XS4 ANSI electronic RF wireless SVN escutcheon, BLE / Mifare / DESFire deadbolt privacy w/ key override function, with keypad, O lever, left handed, bright brass finish, for use with 1 3/4" - 2 1/4" thick door | 1 |  | 1 Year | 986.7 | 0.15 | 838.695
16484 | Salto | AB668O63PP48R-- | XS4 ANSI electronic wire-free SVN escutcheon, BLE / Mifare / DESFire deadbolt privacy w/ key override function, O lever, right handed, bright brass finish, for use with 1 3/4" - 2 1/4" thick door | 1 |  | 1 Year | 738.65 | 0.15 | 627.8525
16485 | Salto | AB668O63PP48RA- | XS4 ANSI electronic AMOK wire-free SVN escutcheon, BLE / Mifare / DESFire deadbolt privacy w/ key override function, O lever, right handed, bright brass finish, for use with 1 3/4" - 2 1/4" thick door | 1 |  | 1 Year | 867.65 | 0.15 | 737.5025
16486 | Salto | AB668O63PP48R-K | XS4 ANSI electronic wire-free SVN escutcheon, BLE / Mifare / DESFire deadbolt privacy w/ key override function, with keypad, O lever, right handed, bright brass finish, for use with 1 3/4" - 2 1/4" thick door | 1 |  | 1 Year | 801.5 | 0.15 | 681.275
16487 | Salto | AB668O63PP48RW- | XS4 ANSI electronic RF wireless SVN escutcheon, BLE / Mifare / DESFire deadbolt privacy w/ key override function, O lever, right handed, bright brass finish, for use with 1 3/4" - 2 1/4" thick door | 1 |  | 1 Year | 923.85 | 0.15 | 785.2725
16488 | Salto | AB668O63PP48RWK | XS4 ANSI electronic RF wireless SVN escutcheon, BLE / Mifare / DESFire deadbolt privacy w/ key override function, with keypad, O lever, right handed, bright brass finish, for use with 1 3/4" - 2 1/4" thick door | 1 |  | 1 Year | 986.7 | 0.15 | 838.695
16489 | Salto | AB668W61BC38--- | XS4 ANSI electronic wire-free SVN escutcheon, BLE / Mifare / DESFire deadbolt privacy w/ key override function, W lever, unhanded, BioCote antimicrobial finish, for use with 1 3/8" - 1 3/4" thick standard door | 1 |  | 1 Year | 764.15 | 0.15 | 649.5275
16490 | Salto | AB668W61BC38-A- | XS4 ANSI electronic AMOK wire-free SVN escutcheon, BLE / Mifare / DESFire deadbolt privacy w/ key override function, W lever, unhanded, BioCote antimicrobial finish, for use with 1 3/8" - 1 3/4" thick standard door | 1 |  | 1 Year | 893.15 | 0.15 | 759.1775
16491 | Salto | AB668W61BC38--K | XS4 ANSI electronic wire-free SVN escutcheon, BLE / Mifare / DESFire deadbolt privacy w/ key override function, with keypad, W lever, unhanded, BioCote antimicrobial finish, for use with 1 3/8" - 1 3/4" thick standard door | 1 |  | 1 Year | 827 | 0.15 | 702.95
16492 | Salto | AB668W61BC38-W- | XS4 ANSI electronic RF wireless SVN escutcheon, BLE / Mifare / DESFire deadbolt privacy w/ key override function, W lever, unhanded, BioCote antimicrobial finish, for use with 1 3/8" - 1 3/4" thick standard door | 1 |  | 1 Year | 949.35 | 0.15 | 806.9475
16493 | Salto | AB668W61BC38-WK | XS4 ANSI electronic RF wireless SVN escutcheon, BLE / Mifare / DESFire deadbolt privacy w/ key override function, with keypad, W lever, unhanded, BioCote antimicrobial finish, for use with 1 3/8" - 1 3/4" thick standard door | 1 |  | 1 Year | 1012.2 | 0.15 | 860.37
16494 | Salto | AB668W61BC48--- | XS4 ANSI electronic wire-free SVN escutcheon, BLE / Mifare / DESFire deadbolt privacy w/ key override function, W lever, unhanded, BioCote antimicrobial finish, for use with 1 3/4" - 2 1/4" thick door | 1 |  | 1 Year | 764.15 | 0.15 | 649.5275
16495 | Salto | AB668W61BC48-A- | XS4 ANSI electronic AMOK wire-free SVN escutcheon, BLE / Mifare / DESFire deadbolt privacy w/ key override function, W lever, unhanded, BioCote antimicrobial finish, for use with 1 3/4" - 2 1/4" thick door | 1 |  | 1 Year | 893.15 | 0.15 | 759.1775
16496 | Salto | AB668W61BC48--K | XS4 ANSI electronic wire-free SVN escutcheon, BLE / Mifare / DESFire deadbolt privacy w/ key override function, with keypad, W lever, unhanded, BioCote antimicrobial finish, for use with 1 3/4" - 2 1/4" thick door | 1 |  | 1 Year | 827 | 0.15 | 702.95
16497 | Salto | AB668W61BC48-W- | XS4 ANSI electronic RF wireless SVN escutcheon, BLE / Mifare / DESFire deadbolt privacy w/ key override function, W lever, unhanded, BioCote antimicrobial finish, for use with 1 3/4" - 2 1/4" thick door | 1 |  | 1 Year | 949.35 | 0.15 | 806.9475
16498 | Salto | AB668W61BC48-WK | XS4 ANSI electronic RF wireless SVN escutcheon, BLE / Mifare / DESFire deadbolt privacy w/ key override function, with keypad, W lever, unhanded, BioCote antimicrobial finish, for use with 1 3/4" - 2 1/4" thick door | 1 |  | 1 Year | 1012.2 | 0.15 | 860.37
16499 | Salto | AB668W61IA38--- | XS4 ANSI electronic wire-free SVN escutcheon, BLE / Mifare / DESFire deadbolt privacy w/ key override function, W lever, unhanded, antique brass finish, for use with 1 3/8" - 1 3/4" thick standard door | 1 |  | 1 Year | 764.15 | 0.15 | 649.5275
16500 | Salto | AB668W61IA38-A- | XS4 ANSI electronic AMOK wire-free SVN escutcheon, BLE / Mifare / DESFire deadbolt privacy w/ key override function, W lever, unhanded, antique brass finish, for use with 1 3/8" - 1 3/4" thick standard door | 1 |  | 1 Year | 893.15 | 0.15 | 759.1775
16501 | Salto | AB668W61IA38--K | XS4 ANSI electronic wire-free SVN escutcheon, BLE / Mifare / DESFire deadbolt privacy w/ key override function, with keypad, W lever, unhanded, antique brass finish, for use with 1 3/8" - 1 3/4" thick standard door | 1 |  | 1 Year | 827 | 0.15 | 702.95
16502 | Salto | AB668W61IA38-W- | XS4 ANSI electronic RF wireless SVN escutcheon, BLE / Mifare / DESFire deadbolt privacy w/ key override function, W lever, unhanded, antique brass finish, for use with 1 3/8" - 1 3/4" thick standard door | 1 |  | 1 Year | 949.35 | 0.15 | 806.9475
16503 | Salto | AB668W61IA38-WK | XS4 ANSI electronic RF wireless SVN escutcheon, BLE / Mifare / DESFire deadbolt privacy w/ key override function, with keypad, W lever, unhanded, antique brass finish, for use with 1 3/8" - 1 3/4" thick standard door | 1 |  | 1 Year | 1012.2 | 0.15 | 860.37
16504 | Salto | AB668W61IA48--- | XS4 ANSI electronic wire-free SVN escutcheon, BLE / Mifare / DESFire deadbolt privacy w/ key override function, W lever, unhanded, antique brass finish, for use with 1 3/4" - 2 1/4" thick door | 1 |  | 1 Year | 764.15 | 0.15 | 649.5275
16505 | Salto | AB668W61IA48-A- | XS4 ANSI electronic AMOK wire-free SVN escutcheon, BLE / Mifare / DESFire deadbolt privacy w/ key override function, W lever, unhanded, antique brass finish, for use with 1 3/4" - 2 1/4" thick door | 1 |  | 1 Year | 893.15 | 0.15 | 759.1775
16506 | Salto | AB668W61IA48--K | XS4 ANSI electronic wire-free SVN escutcheon, BLE / Mifare / DESFire deadbolt privacy w/ key override function, with keypad, W lever, unhanded, antique brass finish, for use with 1 3/4" - 2 1/4" thick door | 1 |  | 1 Year | 827 | 0.15 | 702.95
16507 | Salto | AB668W61IA48-W- | XS4 ANSI electronic RF wireless SVN escutcheon, BLE / Mifare / DESFire deadbolt privacy w/ key override function, W lever, unhanded, antique brass finish, for use with 1 3/4" - 2 1/4" thick door | 1 |  | 1 Year | 949.35 | 0.15 | 806.9475
16508 | Salto | AB668W61IA48-WK | XS4 ANSI electronic RF wireless SVN escutcheon, BLE / Mifare / DESFire deadbolt privacy w/ key override function, with keypad, W lever, unhanded, antique brass finish, for use with 1 3/4" - 2 1/4" thick door | 1 |  | 1 Year | 1012.2 | 0.15 | 860.37
16509 | Salto | AB668W61IM38--- | XS4 ANSI electronic wire-free SVN escutcheon, BLE / Mifare / DESFire deadbolt privacy w/ key override function, W lever, unhanded, satin stainless finish, for use with 1 3/8" - 1 3/4" thick standard door | 1 |  | 1 Year | 712.15 | 0.15 | 605.3275
16510 | Salto | AB668W61IM38-A- | XS4 ANSI electronic AMOK wire-free SVN escutcheon, BLE / Mifare / DESFire deadbolt privacy w/ key override function, W lever, unhanded, satin stainless finish, for use with 1 3/8" - 1 3/4" thick standard door | 1 |  | 1 Year | 841.15 | 0.15 | 714.9775
16511 | Salto | AB668W61IM38--K | XS4 ANSI electronic wire-free SVN escutcheon, BLE / Mifare / DESFire deadbolt privacy w/ key override function, with keypad, W lever, unhanded, satin stainless finish, for use with 1 3/8" - 1 3/4" thick standard door | 1 |  | 1 Year | 775 | 0.15 | 658.75
16512 | Salto | AB668W61IM38-W- | XS4 ANSI electronic RF wireless SVN escutcheon, BLE / Mifare / DESFire deadbolt privacy w/ key override function, W lever, unhanded, satin stainless finish, for use with 1 3/8" - 1 3/4" thick standard door | 1 |  | 1 Year | 897.35 | 0.15 | 762.7475
16513 | Salto | AB668W61IM38-WK | XS4 ANSI electronic RF wireless SVN escutcheon, BLE / Mifare / DESFire deadbolt privacy w/ key override function, with keypad, W lever, unhanded, satin stainless finish, for use with 1 3/8" - 1 3/4" thick standard door | 1 |  | 1 Year | 960.2 | 0.15 | 816.17
16514 | Salto | AB668W61IM48--- | XS4 ANSI electronic wire-free SVN escutcheon, BLE / Mifare / DESFire deadbolt privacy w/ key override function, W lever, unhanded, satin stainless finish, for use with 1 3/4" - 2 1/4" thick door | 1 |  | 1 Year | 712.15 | 0.15 | 605.3275
16515 | Salto | AB668W61IM48-A- | XS4 ANSI electronic AMOK wire-free SVN escutcheon, BLE / Mifare / DESFire deadbolt privacy w/ key override function, W lever, unhanded, satin stainless finish, for use with 1 3/4" - 2 1/4" thick door | 1 |  | 1 Year | 841.15 | 0.15 | 714.9775
16516 | Salto | AB668W61IM48--K | XS4 ANSI electronic wire-free SVN escutcheon, BLE / Mifare / DESFire deadbolt privacy w/ key override function, with keypad, W lever, unhanded, satin stainless finish, for use with 1 3/4" - 2 1/4" thick door | 1 |  | 1 Year | 775 | 0.15 | 658.75
16517 | Salto | AB668W61IM48-W- | XS4 ANSI electronic RF wireless SVN escutcheon, BLE / Mifare / DESFire deadbolt privacy w/ key override function, W lever, unhanded, satin stainless finish, for use with 1 3/4" - 2 1/4" thick door | 1 |  | 1 Year | 897.35 | 0.15 | 762.7475
16518 | Salto | AB668W61IM48-WK | XS4 ANSI electronic RF wireless SVN escutcheon, BLE / Mifare / DESFire deadbolt privacy w/ key override function, with keypad, W lever, unhanded, satin stainless finish, for use with 1 3/4" - 2 1/4" thick door | 1 |  | 1 Year | 960.2 | 0.15 | 816.17
16519 | Salto | AB668W61IP38--- | XS4 ANSI electronic wire-free SVN escutcheon, BLE / Mifare / DESFire deadbolt privacy w/ key override function, W lever, unhanded, bright stainless steel finish, for use with 1 3/8" - 1 3/4" thick standard door | 1 |  | 1 Year | 728.45 | 0.15 | 619.1825
16520 | Salto | AB668W61IP38-A- | XS4 ANSI electronic AMOK wire-free SVN escutcheon, BLE / Mifare / DESFire deadbolt privacy w/ key override function, W lever, unhanded, bright stainless steel finish, for use with 1 3/8" - 1 3/4" thick standard door | 1 |  | 1 Year | 857.45 | 0.15 | 728.8325
16521 | Salto | AB668W61IP38--K | XS4 ANSI electronic wire-free SVN escutcheon, BLE / Mifare / DESFire deadbolt privacy w/ key override function, with keypad, W lever, unhanded, bright stainless steel finish, for use with 1 3/8" - 1 3/4" thick standard door | 1 |  | 1 Year | 791.3 | 0.15 | 672.605
16522 | Salto | AB668W61IP38-W- | XS4 ANSI electronic RF wireless SVN escutcheon, BLE / Mifare / DESFire deadbolt privacy w/ key override function, W lever, unhanded, bright stainless steel finish, for use with 1 3/8" - 1 3/4" thick standard door | 1 |  | 1 Year | 913.65 | 0.15 | 776.6025
16523 | Salto | AB668W61IP38-WK | XS4 ANSI electronic RF wireless SVN escutcheon, BLE / Mifare / DESFire deadbolt privacy w/ key override function, with keypad, W lever, unhanded, bright stainless steel finish, for use with 1 3/8" - 1 3/4" thick standard door | 1 |  | 1 Year | 976.5 | 0.15 | 830.025
16524 | Salto | AB668W61IP48--- | XS4 ANSI electronic wire-free SVN escutcheon, BLE / Mifare / DESFire deadbolt privacy w/ key override function, W lever, unhanded, bright stainless steel finish, for use with 1 3/4" - 2 1/4" thick door | 1 |  | 1 Year | 728.45 | 0.15 | 619.1825
16525 | Salto | AB668W61IP48-A- | XS4 ANSI electronic AMOK wire-free SVN escutcheon, BLE / Mifare / DESFire deadbolt privacy w/ key override function, W lever, unhanded, bright stainless steel finish, for use with 1 3/4" - 2 1/4" thick door | 1 |  | 1 Year | 857.45 | 0.15 | 728.8325
16526 | Salto | AB668W61IP48--K | XS4 ANSI electronic wire-free SVN escutcheon, BLE / Mifare / DESFire deadbolt privacy w/ key override function, with keypad, W lever, unhanded, bright stainless steel finish, for use with 1 3/4" - 2 1/4" thick door | 1 |  | 1 Year | 791.3 | 0.15 | 672.605
16527 | Salto | AB668W61IP48-W- | XS4 ANSI electronic RF wireless SVN escutcheon, BLE / Mifare / DESFire deadbolt privacy w/ key override function, W lever, unhanded, bright stainless steel finish, for use with 1 3/4" - 2 1/4" thick door | 1 |  | 1 Year | 913.65 | 0.15 | 776.6025
16528 | Salto | AB668W61IP48-WK | XS4 ANSI electronic RF wireless SVN escutcheon, BLE / Mifare / DESFire deadbolt privacy w/ key override function, with keypad, W lever, unhanded, bright stainless steel finish, for use with 1 3/4" - 2 1/4" thick door | 1 |  | 1 Year | 976.5 | 0.15 | 830.025
16529 | Salto | AB668W61NE38--- | XS4 ANSI electronic wire-free SVN escutcheon, BLE / Mifare / DESFire deadbolt privacy w/ key override function, W lever, unhanded, black chromium finish, for use with 1 3/8" - 1 3/4" thick standard door | 1 |  | 1 Year | 746.85 | 0.15 | 634.8225
16530 | Salto | AB668W61NE38-A- | XS4 ANSI electronic AMOK wire-free SVN escutcheon, BLE / Mifare / DESFire deadbolt privacy w/ key override function, W lever, unhanded, black chromium finish, for use with 1 3/8" - 1 3/4" thick standard door | 1 |  | 1 Year | 875.85 | 0.15 | 744.4725
16531 | Salto | AB668W61NE38--K | XS4 ANSI electronic wire-free SVN escutcheon, BLE / Mifare / DESFire deadbolt privacy w/ key override function, with keypad, W lever, unhanded, black chromium finish, for use with 1 3/8" - 1 3/4" thick standard door | 1 |  | 1 Year | 809.7 | 0.15 | 688.245
16532 | Salto | AB668W61NE38-W- | XS4 ANSI electronic RF wireless SVN escutcheon, BLE / Mifare / DESFire deadbolt privacy w/ key override function, W lever, unhanded, black chromium finish, for use with 1 3/8" - 1 3/4" thick standard door | 1 |  | 1 Year | 932.05 | 0.15 | 792.2425
16533 | Salto | AB668W61NE38-WK | XS4 ANSI electronic RF wireless SVN escutcheon, BLE / Mifare / DESFire deadbolt privacy w/ key override function, with keypad, W lever, unhanded, black chromium finish, for use with 1 3/8" - 1 3/4" thick standard door | 1 |  | 1 Year | 994.9 | 0.15 | 845.665
16534 | Salto | AB668W61NE48--- | XS4 ANSI electronic wire-free SVN escutcheon, BLE / Mifare / DESFire deadbolt privacy w/ key override function, W lever, unhanded, black chromium finish, for use with 1 3/4" - 2 1/4" thick door | 1 |  | 1 Year | 746.85 | 0.15 | 634.8225
16535 | Salto | AB668W61NE48-A- | XS4 ANSI electronic AMOK wire-free SVN escutcheon, BLE / Mifare / DESFire deadbolt privacy w/ key override function, W lever, unhanded, black chromium finish, for use with 1 3/4" - 2 1/4" thick door | 1 |  | 1 Year | 875.85 | 0.15 | 744.4725
16536 | Salto | AB668W61NE48--K | XS4 ANSI electronic wire-free SVN escutcheon, BLE / Mifare / DESFire deadbolt privacy w/ key override function, with keypad, W lever, unhanded, black chromium finish, for use with 1 3/4" - 2 1/4" thick door | 1 |  | 1 Year | 809.7 | 0.15 | 688.245
16537 | Salto | AB668W61NE48-W- | XS4 ANSI electronic RF wireless SVN escutcheon, BLE / Mifare / DESFire deadbolt privacy w/ key override function, W lever, unhanded, black chromium finish, for use with 1 3/4" - 2 1/4" thick door | 1 |  | 1 Year | 932.05 | 0.15 | 792.2425
16538 | Salto | AB668W61NE48-WK | XS4 ANSI electronic RF wireless SVN escutcheon, BLE / Mifare / DESFire deadbolt privacy w/ key override function, with keypad, W lever, unhanded, black chromium finish, for use with 1 3/4" - 2 1/4" thick door | 1 |  | 1 Year | 994.9 | 0.15 | 845.665
16539 | Salto | AB668W61PM38--- | XS4 ANSI electronic wire-free SVN escutcheon, BLE / Mifare / DESFire deadbolt privacy w/ key override function, W lever, unhanded, satin brass finish, for use with 1 3/8" - 1 3/4" thick standard door | 1 |  | 1 Year | 712.15 | 0.15 | 605.3275
16540 | Salto | AB668W61PM38-A- | XS4 ANSI electronic AMOK wire-free SVN escutcheon, BLE / Mifare / DESFire deadbolt privacy w/ key override function, W lever, unhanded, satin brass finish, for use with 1 3/8" - 1 3/4" thick standard door | 1 |  | 1 Year | 841.15 | 0.15 | 714.9775
16541 | Salto | AB668W61PM38--K | XS4 ANSI electronic wire-free SVN escutcheon, BLE / Mifare / DESFire deadbolt privacy w/ key override function, with keypad, W lever, unhanded, satin brass finish, for use with 1 3/8" - 1 3/4" thick standard door | 1 |  | 1 Year | 775 | 0.15 | 658.75
16542 | Salto | AB668W61PM38-W- | XS4 ANSI electronic RF wireless SVN escutcheon, BLE / Mifare / DESFire deadbolt privacy w/ key override function, W lever, unhanded, satin brass finish, for use with 1 3/8" - 1 3/4" thick standard door | 1 |  | 1 Year | 897.35 | 0.15 | 762.7475
16543 | Salto | AB668W61PM38-WK | XS4 ANSI electronic RF wireless SVN escutcheon, BLE / Mifare / DESFire deadbolt privacy w/ key override function, with keypad, W lever, unhanded, satin brass finish, for use with 1 3/8" - 1 3/4" thick standard door | 1 |  | 1 Year | 960.2 | 0.15 | 816.17
16544 | Salto | AB668W61PM48--- | XS4 ANSI electronic wire-free SVN escutcheon, BLE / Mifare / DESFire deadbolt privacy w/ key override function, W lever, unhanded, satin brass finish, for use with 1 3/4" - 2 1/4" thick door | 1 |  | 1 Year | 712.15 | 0.15 | 605.3275
16545 | Salto | AB668W61PM48-A- | XS4 ANSI electronic AMOK wire-free SVN escutcheon, BLE / Mifare / DESFire deadbolt privacy w/ key override function, W lever, unhanded, satin brass finish, for use with 1 3/4" - 2 1/4" thick door | 1 |  | 1 Year | 841.15 | 0.15 | 714.9775
16546 | Salto | AB668W61PM48--K | XS4 ANSI electronic wire-free SVN escutcheon, BLE / Mifare / DESFire deadbolt privacy w/ key override function, with keypad, W lever, unhanded, satin brass finish, for use with 1 3/4" - 2 1/4" thick door | 1 |  | 1 Year | 775 | 0.15 | 658.75
16547 | Salto | AB668W61PM48-W- | XS4 ANSI electronic RF wireless SVN escutcheon, BLE / Mifare / DESFire deadbolt privacy w/ key override function, W lever, unhanded, satin brass finish, for use with 1 3/4" - 2 1/4" thick door | 1 |  | 1 Year | 897.35 | 0.15 | 762.7475
16548 | Salto | AB668W61PM48-WK | XS4 ANSI electronic RF wireless SVN escutcheon, BLE / Mifare / DESFire deadbolt privacy w/ key override function, with keypad, W lever, unhanded, satin brass finish, for use with 1 3/4" - 2 1/4" thick door | 1 |  | 1 Year | 960.2 | 0.15 | 816.17
16549 | Salto | AB668W61PP38--- | XS4 ANSI electronic wire-free SVN escutcheon, BLE / Mifare / DESFire deadbolt privacy w/ key override function, W lever, unhanded, bright brass finish, for use with 1 3/8" - 1 3/4" thick standard door | 1 |  | 1 Year | 728.45 | 0.15 | 619.1825
16550 | Salto | AB668W61PP38-A- | XS4 ANSI electronic AMOK wire-free SVN escutcheon, BLE / Mifare / DESFire deadbolt privacy w/ key override function, W lever, unhanded, bright brass finish, for use with 1 3/8" - 1 3/4" thick standard door | 1 |  | 1 Year | 857.45 | 0.15 | 728.8325
16551 | Salto | AB668W61PP38--K | XS4 ANSI electronic wire-free SVN escutcheon, BLE / Mifare / DESFire deadbolt privacy w/ key override function, with keypad, W lever, unhanded, bright brass finish, for use with 1 3/8" - 1 3/4" thick standard door | 1 |  | 1 Year | 791.3 | 0.15 | 672.605
16552 | Salto | AB668W61PP38-W- | XS4 ANSI electronic RF wireless SVN escutcheon, BLE / Mifare / DESFire deadbolt privacy w/ key override function, W lever, unhanded, bright brass finish, for use with 1 3/8" - 1 3/4" thick standard door | 1 |  | 1 Year | 913.65 | 0.15 | 776.6025
16553 | Salto | AB668W61PP38-WK | XS4 ANSI electronic RF wireless SVN escutcheon, BLE / Mifare / DESFire deadbolt privacy w/ key override function, with keypad, W lever, unhanded, bright brass finish, for use with 1 3/8" - 1 3/4" thick standard door | 1 |  | 1 Year | 976.5 | 0.15 | 830.025
16554 | Salto | AB668W61PP48--- | XS4 ANSI electronic wire-free SVN escutcheon, BLE / Mifare / DESFire deadbolt privacy w/ key override function, W lever, unhanded, bright brass finish, for use with 1 3/4" - 2 1/4" thick door | 1 |  | 1 Year | 728.45 | 0.15 | 619.1825
16555 | Salto | AB668W61PP48-A- | XS4 ANSI electronic AMOK wire-free SVN escutcheon, BLE / Mifare / DESFire deadbolt privacy w/ key override function, W lever, unhanded, bright brass finish, for use with 1 3/4" - 2 1/4" thick door | 1 |  | 1 Year | 857.45 | 0.15 | 728.8325
16556 | Salto | AB668W61PP48--K | XS4 ANSI electronic wire-free SVN escutcheon, BLE / Mifare / DESFire deadbolt privacy w/ key override function, with keypad, W lever, unhanded, bright brass finish, for use with 1 3/4" - 2 1/4" thick door | 1 |  | 1 Year | 791.3 | 0.15 | 672.605
16557 | Salto | AB668W61PP48-W- | XS4 ANSI electronic RF wireless SVN escutcheon, BLE / Mifare / DESFire deadbolt privacy w/ key override function, W lever, unhanded, bright brass finish, for use with 1 3/4" - 2 1/4" thick door | 1 |  | 1 Year | 913.65 | 0.15 | 776.6025
16558 | Salto | AB668W61PP48-WK | XS4 ANSI electronic RF wireless SVN escutcheon, BLE / Mifare / DESFire deadbolt privacy w/ key override function, with keypad, W lever, unhanded, bright brass finish, for use with 1 3/4" - 2 1/4" thick door | 1 |  | 1 Year | 976.5 | 0.15 | 830.025
16559 | Salto | AB668W62BC38--- | XS4 ANSI electronic wire-free SVN escutcheon, BLE / Mifare / DESFire deadbolt privacy w/ key override function, W lever, unhanded, BioCote antimicrobial finish, for use with 1 3/8" - 1 3/4" thick standard door | 1 |  | 1 Year | 764.15 | 0.15 | 649.5275
16560 | Salto | AB668W62BC38-A- | XS4 ANSI electronic AMOK wire-free SVN escutcheon, BLE / Mifare / DESFire deadbolt privacy w/ key override function, W lever, unhanded, BioCote antimicrobial finish, for use with 1 3/8" - 1 3/4" thick standard door | 1 |  | 1 Year | 893.15 | 0.15 | 759.1775
16561 | Salto | AB668W62BC38--K | XS4 ANSI electronic wire-free SVN escutcheon, BLE / Mifare / DESFire deadbolt privacy w/ key override function, with keypad, W lever, unhanded, BioCote antimicrobial finish, for use with 1 3/8" - 1 3/4" thick standard door | 1 |  | 1 Year | 827 | 0.15 | 702.95
16562 | Salto | AB668W62BC38-W- | XS4 ANSI electronic RF wireless SVN escutcheon, BLE / Mifare / DESFire deadbolt privacy w/ key override function, W lever, unhanded, BioCote antimicrobial finish, for use with 1 3/8" - 1 3/4" thick standard door | 1 |  | 1 Year | 949.35 | 0.15 | 806.9475
16563 | Salto | AB668W62BC38-WK | XS4 ANSI electronic RF wireless SVN escutcheon, BLE / Mifare / DESFire deadbolt privacy w/ key override function, with keypad, W lever, unhanded, BioCote antimicrobial finish, for use with 1 3/8" - 1 3/4" thick standard door | 1 |  | 1 Year | 1012.2 | 0.15 | 860.37
16564 | Salto | AB668W62BC48--- | XS4 ANSI electronic wire-free SVN escutcheon, BLE / Mifare / DESFire deadbolt privacy w/ key override function, W lever, unhanded, BioCote antimicrobial finish, for use with 1 3/4" - 2 1/4" thick door | 1 |  | 1 Year | 764.15 | 0.15 | 649.5275
16565 | Salto | AB668W62BC48-A- | XS4 ANSI electronic AMOK wire-free SVN escutcheon, BLE / Mifare / DESFire deadbolt privacy w/ key override function, W lever, unhanded, BioCote antimicrobial finish, for use with 1 3/4" - 2 1/4" thick door | 1 |  | 1 Year | 893.15 | 0.15 | 759.1775
16566 | Salto | AB668W62BC48--K | XS4 ANSI electronic wire-free SVN escutcheon, BLE / Mifare / DESFire deadbolt privacy w/ key override function, with keypad, W lever, unhanded, BioCote antimicrobial finish, for use with 1 3/4" - 2 1/4" thick door | 1 |  | 1 Year | 827 | 0.15 | 702.95
16567 | Salto | AB668W62BC48-W- | XS4 ANSI electronic RF wireless SVN escutcheon, BLE / Mifare / DESFire deadbolt privacy w/ key override function, W lever, unhanded, BioCote antimicrobial finish, for use with 1 3/4" - 2 1/4" thick door | 1 |  | 1 Year | 949.35 | 0.15 | 806.9475
16568 | Salto | AB668W62BC48-WK | XS4 ANSI electronic RF wireless SVN escutcheon, BLE / Mifare / DESFire deadbolt privacy w/ key override function, with keypad, W lever, unhanded, BioCote antimicrobial finish, for use with 1 3/4" - 2 1/4" thick door | 1 |  | 1 Year | 1012.2 | 0.15 | 860.37
16569 | Salto | AB668W62IA38--- | XS4 ANSI electronic wire-free SVN escutcheon, BLE / Mifare / DESFire deadbolt privacy w/ key override function, W lever, unhanded, antique brass finish, for use with 1 3/8" - 1 3/4" thick standard door | 1 |  | 1 Year | 764.15 | 0.15 | 649.5275
16570 | Salto | AB668W62IA38-A- | XS4 ANSI electronic AMOK wire-free SVN escutcheon, BLE / Mifare / DESFire deadbolt privacy w/ key override function, W lever, unhanded, antique brass finish, for use with 1 3/8" - 1 3/4" thick standard door | 1 |  | 1 Year | 893.15 | 0.15 | 759.1775
16571 | Salto | AB668W62IA38--K | XS4 ANSI electronic wire-free SVN escutcheon, BLE / Mifare / DESFire deadbolt privacy w/ key override function, with keypad, W lever, unhanded, antique brass finish, for use with 1 3/8" - 1 3/4" thick standard door | 1 |  | 1 Year | 827 | 0.15 | 702.95
16572 | Salto | AB668W62IA38-W- | XS4 ANSI electronic RF wireless SVN escutcheon, BLE / Mifare / DESFire deadbolt privacy w/ key override function, W lever, unhanded, antique brass finish, for use with 1 3/8" - 1 3/4" thick standard door | 1 |  | 1 Year | 949.35 | 0.15 | 806.9475
16573 | Salto | AB668W62IA38-WK | XS4 ANSI electronic RF wireless SVN escutcheon, BLE / Mifare / DESFire deadbolt privacy w/ key override function, with keypad, W lever, unhanded, antique brass finish, for use with 1 3/8" - 1 3/4" thick standard door | 1 |  | 1 Year | 1012.2 | 0.15 | 860.37
16574 | Salto | AB668W62IA48--- | XS4 ANSI electronic wire-free SVN escutcheon, BLE / Mifare / DESFire deadbolt privacy w/ key override function, W lever, unhanded, antique brass finish, for use with 1 3/4" - 2 1/4" thick door | 1 |  | 1 Year | 764.15 | 0.15 | 649.5275
16575 | Salto | AB668W62IA48-A- | XS4 ANSI electronic AMOK wire-free SVN escutcheon, BLE / Mifare / DESFire deadbolt privacy w/ key override function, W lever, unhanded, antique brass finish, for use with 1 3/4" - 2 1/4" thick door | 1 |  | 1 Year | 893.15 | 0.15 | 759.1775
16576 | Salto | AB668W62IA48--K | XS4 ANSI electronic wire-free SVN escutcheon, BLE / Mifare / DESFire deadbolt privacy w/ key override function, with keypad, W lever, unhanded, antique brass finish, for use with 1 3/4" - 2 1/4" thick door | 1 |  | 1 Year | 827 | 0.15 | 702.95
16577 | Salto | AB668W62IA48-W- | XS4 ANSI electronic RF wireless SVN escutcheon, BLE / Mifare / DESFire deadbolt privacy w/ key override function, W lever, unhanded, antique brass finish, for use with 1 3/4" - 2 1/4" thick door | 1 |  | 1 Year | 949.35 | 0.15 | 806.9475
16578 | Salto | AB668W62IA48-WK | XS4 ANSI electronic RF wireless SVN escutcheon, BLE / Mifare / DESFire deadbolt privacy w/ key override function, with keypad, W lever, unhanded, antique brass finish, for use with 1 3/4" - 2 1/4" thick door | 1 |  | 1 Year | 1012.2 | 0.15 | 860.37
16579 | Salto | AB668W62IM38--- | XS4 ANSI electronic wire-free SVN escutcheon, BLE / Mifare / DESFire deadbolt privacy w/ key override function, W lever, unhanded, satin stainless finish, for use with 1 3/8" - 1 3/4" thick standard door | 1 |  | 1 Year | 712.15 | 0.15 | 605.3275
16580 | Salto | AB668W62IM38-A- | XS4 ANSI electronic AMOK wire-free SVN escutcheon, BLE / Mifare / DESFire deadbolt privacy w/ key override function, W lever, unhanded, satin stainless finish, for use with 1 3/8" - 1 3/4" thick standard door | 1 |  | 1 Year | 841.15 | 0.15 | 714.9775
16581 | Salto | AB668W62IM38--K | XS4 ANSI electronic wire-free SVN escutcheon, BLE / Mifare / DESFire deadbolt privacy w/ key override function, with keypad, W lever, unhanded, satin stainless finish, for use with 1 3/8" - 1 3/4" thick standard door | 1 |  | 1 Year | 775 | 0.15 | 658.75
16582 | Salto | AB668W62IM38-W- | XS4 ANSI electronic RF wireless SVN escutcheon, BLE / Mifare / DESFire deadbolt privacy w/ key override function, W lever, unhanded, satin stainless finish, for use with 1 3/8" - 1 3/4" thick standard door | 1 |  | 1 Year | 897.35 | 0.15 | 762.7475
16583 | Salto | AB668W62IM38-WK | XS4 ANSI electronic RF wireless SVN escutcheon, BLE / Mifare / DESFire deadbolt privacy w/ key override function, with keypad, W lever, unhanded, satin stainless finish, for use with 1 3/8" - 1 3/4" thick standard door | 1 |  | 1 Year | 960.2 | 0.15 | 816.17
16584 | Salto | AB668W62IM48--- | XS4 ANSI electronic wire-free SVN escutcheon, BLE / Mifare / DESFire deadbolt privacy w/ key override function, W lever, unhanded, satin stainless finish, for use with 1 3/4" - 2 1/4" thick door | 1 |  | 1 Year | 712.15 | 0.15 | 605.3275
16585 | Salto | AB668W62IM48-A- | XS4 ANSI electronic AMOK wire-free SVN escutcheon, BLE / Mifare / DESFire deadbolt privacy w/ key override function, W lever, unhanded, satin stainless finish, for use with 1 3/4" - 2 1/4" thick door | 1 |  | 1 Year | 841.15 | 0.15 | 714.9775
16586 | Salto | AB668W62IM48--K | XS4 ANSI electronic wire-free SVN escutcheon, BLE / Mifare / DESFire deadbolt privacy w/ key override function, with keypad, W lever, unhanded, satin stainless finish, for use with 1 3/4" - 2 1/4" thick door | 1 |  | 1 Year | 775 | 0.15 | 658.75
16587 | Salto | AB668W62IM48-W- | XS4 ANSI electronic RF wireless SVN escutcheon, BLE / Mifare / DESFire deadbolt privacy w/ key override function, W lever, unhanded, satin stainless finish, for use with 1 3/4" - 2 1/4" thick door | 1 |  | 1 Year | 897.35 | 0.15 | 762.7475
16588 | Salto | AB668W62IM48-WK | XS4 ANSI electronic RF wireless SVN escutcheon, BLE / Mifare / DESFire deadbolt privacy w/ key override function, with keypad, W lever, unhanded, satin stainless finish, for use with 1 3/4" - 2 1/4" thick door | 1 |  | 1 Year | 960.2 | 0.15 | 816.17
16589 | Salto | AB668W62IP38--- | XS4 ANSI electronic wire-free SVN escutcheon, BLE / Mifare / DESFire deadbolt privacy w/ key override function, W lever, unhanded, bright stainless steel finish, for use with 1 3/8" - 1 3/4" thick standard door | 1 |  | 1 Year | 728.45 | 0.15 | 619.1825
16590 | Salto | AB668W62IP38-A- | XS4 ANSI electronic AMOK wire-free SVN escutcheon, BLE / Mifare / DESFire deadbolt privacy w/ key override function, W lever, unhanded, bright stainless steel finish, for use with 1 3/8" - 1 3/4" thick standard door | 1 |  | 1 Year | 857.45 | 0.15 | 728.8325
16591 | Salto | AB668W62IP38--K | XS4 ANSI electronic wire-free SVN escutcheon, BLE / Mifare / DESFire deadbolt privacy w/ key override function, with keypad, W lever, unhanded, bright stainless steel finish, for use with 1 3/8" - 1 3/4" thick standard door | 1 |  | 1 Year | 791.3 | 0.15 | 672.605
16592 | Salto | AB668W62IP38-W- | XS4 ANSI electronic RF wireless SVN escutcheon, BLE / Mifare / DESFire deadbolt privacy w/ key override function, W lever, unhanded, bright stainless steel finish, for use with 1 3/8" - 1 3/4" thick standard door | 1 |  | 1 Year | 913.65 | 0.15 | 776.6025
16593 | Salto | AB668W62IP38-WK | XS4 ANSI electronic RF wireless SVN escutcheon, BLE / Mifare / DESFire deadbolt privacy w/ key override function, with keypad, W lever, unhanded, bright stainless steel finish, for use with 1 3/8" - 1 3/4" thick standard door | 1 |  | 1 Year | 976.5 | 0.15 | 830.025
16594 | Salto | AB668W62IP48--- | XS4 ANSI electronic wire-free SVN escutcheon, BLE / Mifare / DESFire deadbolt privacy w/ key override function, W lever, unhanded, bright stainless steel finish, for use with 1 3/4" - 2 1/4" thick door | 1 |  | 1 Year | 728.45 | 0.15 | 619.1825
16595 | Salto | AB668W62IP48-A- | XS4 ANSI electronic AMOK wire-free SVN escutcheon, BLE / Mifare / DESFire deadbolt privacy w/ key override function, W lever, unhanded, bright stainless steel finish, for use with 1 3/4" - 2 1/4" thick door | 1 |  | 1 Year | 857.45 | 0.15 | 728.8325
16596 | Salto | AB668W62IP48--K | XS4 ANSI electronic wire-free SVN escutcheon, BLE / Mifare / DESFire deadbolt privacy w/ key override function, with keypad, W lever, unhanded, bright stainless steel finish, for use with 1 3/4" - 2 1/4" thick door | 1 |  | 1 Year | 791.3 | 0.15 | 672.605
16597 | Salto | AB668W62IP48-W- | XS4 ANSI electronic RF wireless SVN escutcheon, BLE / Mifare / DESFire deadbolt privacy w/ key override function, W lever, unhanded, bright stainless steel finish, for use with 1 3/4" - 2 1/4" thick door | 1 |  | 1 Year | 913.65 | 0.15 | 776.6025
16598 | Salto | AB668W62IP48-WK | XS4 ANSI electronic RF wireless SVN escutcheon, BLE / Mifare / DESFire deadbolt privacy w/ key override function, with keypad, W lever, unhanded, bright stainless steel finish, for use with 1 3/4" - 2 1/4" thick door | 1 |  | 1 Year | 976.5 | 0.15 | 830.025
16599 | Salto | AB668W62NE38--- | XS4 ANSI electronic wire-free SVN escutcheon, BLE / Mifare / DESFire deadbolt privacy w/ key override function, W lever, unhanded, black chromium finish, for use with 1 3/8" - 1 3/4" thick standard door | 1 |  | 1 Year | 746.85 | 0.15 | 634.8225
16600 | Salto | AB668W62NE38-A- | XS4 ANSI electronic AMOK wire-free SVN escutcheon, BLE / Mifare / DESFire deadbolt privacy w/ key override function, W lever, unhanded, black chromium finish, for use with 1 3/8" - 1 3/4" thick standard door | 1 |  | 1 Year | 875.85 | 0.15 | 744.4725
16601 | Salto | AB668W62NE38--K | XS4 ANSI electronic wire-free SVN escutcheon, BLE / Mifare / DESFire deadbolt privacy w/ key override function, with keypad, W lever, unhanded, black chromium finish, for use with 1 3/8" - 1 3/4" thick standard door | 1 |  | 1 Year | 809.7 | 0.15 | 688.245
16602 | Salto | AB668W62NE38-W- | XS4 ANSI electronic RF wireless SVN escutcheon, BLE / Mifare / DESFire deadbolt privacy w/ key override function, W lever, unhanded, black chromium finish, for use with 1 3/8" - 1 3/4" thick standard door | 1 |  | 1 Year | 932.05 | 0.15 | 792.2425
16603 | Salto | AB668W62NE38-WK | XS4 ANSI electronic RF wireless SVN escutcheon, BLE / Mifare / DESFire deadbolt privacy w/ key override function, with keypad, W lever, unhanded, black chromium finish, for use with 1 3/8" - 1 3/4" thick standard door | 1 |  | 1 Year | 994.9 | 0.15 | 845.665
16604 | Salto | AB668W62NE48--- | XS4 ANSI electronic wire-free SVN escutcheon, BLE / Mifare / DESFire deadbolt privacy w/ key override function, W lever, unhanded, black chromium finish, for use with 1 3/4" - 2 1/4" thick door | 1 |  | 1 Year | 746.85 | 0.15 | 634.8225
16605 | Salto | AB668W62NE48-A- | XS4 ANSI electronic AMOK wire-free SVN escutcheon, BLE / Mifare / DESFire deadbolt privacy w/ key override function, W lever, unhanded, black chromium finish, for use with 1 3/4" - 2 1/4" thick door | 1 |  | 1 Year | 875.85 | 0.15 | 744.4725
16606 | Salto | AB668W62NE48--K | XS4 ANSI electronic wire-free SVN escutcheon, BLE / Mifare / DESFire deadbolt privacy w/ key override function, with keypad, W lever, unhanded, black chromium finish, for use with 1 3/4" - 2 1/4" thick door | 1 |  | 1 Year | 809.7 | 0.15 | 688.245
16607 | Salto | AB668W62NE48-W- | XS4 ANSI electronic RF wireless SVN escutcheon, BLE / Mifare / DESFire deadbolt privacy w/ key override function, W lever, unhanded, black chromium finish, for use with 1 3/4" - 2 1/4" thick door | 1 |  | 1 Year | 932.05 | 0.15 | 792.2425
16608 | Salto | AB668W62NE48-WK | XS4 ANSI electronic RF wireless SVN escutcheon, BLE / Mifare / DESFire deadbolt privacy w/ key override function, with keypad, W lever, unhanded, black chromium finish, for use with 1 3/4" - 2 1/4" thick door | 1 |  | 1 Year | 994.9 | 0.15 | 845.665
16609 | Salto | AB668W62PM38--- | XS4 ANSI electronic wire-free SVN escutcheon, BLE / Mifare / DESFire deadbolt privacy w/ key override function, W lever, unhanded, satin brass finish, for use with 1 3/8" - 1 3/4" thick standard door | 1 |  | 1 Year | 712.15 | 0.15 | 605.3275
16610 | Salto | AB668W62PM38-A- | XS4 ANSI electronic AMOK wire-free SVN escutcheon, BLE / Mifare / DESFire deadbolt privacy w/ key override function, W lever, unhanded, satin brass finish, for use with 1 3/8" - 1 3/4" thick standard door | 1 |  | 1 Year | 841.15 | 0.15 | 714.9775
16611 | Salto | AB668W62PM38--K | XS4 ANSI electronic wire-free SVN escutcheon, BLE / Mifare / DESFire deadbolt privacy w/ key override function, with keypad, W lever, unhanded, satin brass finish, for use with 1 3/8" - 1 3/4" thick standard door | 1 |  | 1 Year | 775 | 0.15 | 658.75
16612 | Salto | AB668W62PM38-W- | XS4 ANSI electronic RF wireless SVN escutcheon, BLE / Mifare / DESFire deadbolt privacy w/ key override function, W lever, unhanded, satin brass finish, for use with 1 3/8" - 1 3/4" thick standard door | 1 |  | 1 Year | 897.35 | 0.15 | 762.7475
16613 | Salto | AB668W62PM38-WK | XS4 ANSI electronic RF wireless SVN escutcheon, BLE / Mifare / DESFire deadbolt privacy w/ key override function, with keypad, W lever, unhanded, satin brass finish, for use with 1 3/8" - 1 3/4" thick standard door | 1 |  | 1 Year | 960.2 | 0.15 | 816.17
16614 | Salto | AB668W62PM48--- | XS4 ANSI electronic wire-free SVN escutcheon, BLE / Mifare / DESFire deadbolt privacy w/ key override function, W lever, unhanded, satin brass finish, for use with 1 3/4" - 2 1/4" thick door | 1 |  | 1 Year | 712.15 | 0.15 | 605.3275
16615 | Salto | AB668W62PM48-A- | XS4 ANSI electronic AMOK wire-free SVN escutcheon, BLE / Mifare / DESFire deadbolt privacy w/ key override function, W lever, unhanded, satin brass finish, for use with 1 3/4" - 2 1/4" thick door | 1 |  | 1 Year | 841.15 | 0.15 | 714.9775
16616 | Salto | AB668W62PM48--K | XS4 ANSI electronic wire-free SVN escutcheon, BLE / Mifare / DESFire deadbolt privacy w/ key override function, with keypad, W lever, unhanded, satin brass finish, for use with 1 3/4" - 2 1/4" thick door | 1 |  | 1 Year | 775 | 0.15 | 658.75
16617 | Salto | AB668W62PM48-W- | XS4 ANSI electronic RF wireless SVN escutcheon, BLE / Mifare / DESFire deadbolt privacy w/ key override function, W lever, unhanded, satin brass finish, for use with 1 3/4" - 2 1/4" thick door | 1 |  | 1 Year | 897.35 | 0.15 | 762.7475
16618 | Salto | AB668W62PM48-WK | XS4 ANSI electronic RF wireless SVN escutcheon, BLE / Mifare / DESFire deadbolt privacy w/ key override function, with keypad, W lever, unhanded, satin brass finish, for use with 1 3/4" - 2 1/4" thick door | 1 |  | 1 Year | 960.2 | 0.15 | 816.17
16619 | Salto | AB668W62PP38--- | XS4 ANSI electronic wire-free SVN escutcheon, BLE / Mifare / DESFire deadbolt privacy w/ key override function, W lever, unhanded, bright brass finish, for use with 1 3/8" - 1 3/4" thick standard door | 1 |  | 1 Year | 728.45 | 0.15 | 619.1825
16620 | Salto | AB668W62PP38-A- | XS4 ANSI electronic AMOK wire-free SVN escutcheon, BLE / Mifare / DESFire deadbolt privacy w/ key override function, W lever, unhanded, bright brass finish, for use with 1 3/8" - 1 3/4" thick standard door | 1 |  | 1 Year | 857.45 | 0.15 | 728.8325
16621 | Salto | AB668W62PP38--K | XS4 ANSI electronic wire-free SVN escutcheon, BLE / Mifare / DESFire deadbolt privacy w/ key override function, with keypad, W lever, unhanded, bright brass finish, for use with 1 3/8" - 1 3/4" thick standard door | 1 |  | 1 Year | 791.3 | 0.15 | 672.605
16622 | Salto | AB668W62PP38-W- | XS4 ANSI electronic RF wireless SVN escutcheon, BLE / Mifare / DESFire deadbolt privacy w/ key override function, W lever, unhanded, bright brass finish, for use with 1 3/8" - 1 3/4" thick standard door | 1 |  | 1 Year | 913.65 | 0.15 | 776.6025
16623 | Salto | AB668W62PP38-WK | XS4 ANSI electronic RF wireless SVN escutcheon, BLE / Mifare / DESFire deadbolt privacy w/ key override function, with keypad, W lever, unhanded, bright brass finish, for use with 1 3/8" - 1 3/4" thick standard door | 1 |  | 1 Year | 976.5 | 0.15 | 830.025
16624 | Salto | AB668W62PP48--- | XS4 ANSI electronic wire-free SVN escutcheon, BLE / Mifare / DESFire deadbolt privacy w/ key override function, W lever, unhanded, bright brass finish, for use with 1 3/4" - 2 1/4" thick door | 1 |  | 1 Year | 728.45 | 0.15 | 619.1825
16625 | Salto | AB668W62PP48-A- | XS4 ANSI electronic AMOK wire-free SVN escutcheon, BLE / Mifare / DESFire deadbolt privacy w/ key override function, W lever, unhanded, bright brass finish, for use with 1 3/4" - 2 1/4" thick door | 1 |  | 1 Year | 857.45 | 0.15 | 728.8325
16626 | Salto | AB668W62PP48--K | XS4 ANSI electronic wire-free SVN escutcheon, BLE / Mifare / DESFire deadbolt privacy w/ key override function, with keypad, W lever, unhanded, bright brass finish, for use with 1 3/4" - 2 1/4" thick door | 1 |  | 1 Year | 791.3 | 0.15 | 672.605
16627 | Salto | AB668W62PP48-W- | XS4 ANSI electronic RF wireless SVN escutcheon, BLE / Mifare / DESFire deadbolt privacy w/ key override function, W lever, unhanded, bright brass finish, for use with 1 3/4" - 2 1/4" thick door | 1 |  | 1 Year | 913.65 | 0.15 | 776.6025
16628 | Salto | AB668W62PP48-WK | XS4 ANSI electronic RF wireless SVN escutcheon, BLE / Mifare / DESFire deadbolt privacy w/ key override function, with keypad, W lever, unhanded, bright brass finish, for use with 1 3/4" - 2 1/4" thick door | 1 |  | 1 Year | 976.5 | 0.15 | 830.025
16629 | Salto | AB668W63BC38--- | XS4 ANSI electronic wire-free SVN escutcheon, BLE / Mifare / DESFire deadbolt privacy w/ key override function, W lever, unhanded, BioCote antimicrobial finish, for use with 1 3/8" - 1 3/4" thick standard door | 1 |  | 1 Year | 764.15 | 0.15 | 649.5275
16630 | Salto | AB668W63BC38-A- | XS4 ANSI electronic AMOK wire-free SVN escutcheon, BLE / Mifare / DESFire deadbolt privacy w/ key override function, W lever, unhanded, BioCote antimicrobial finish, for use with 1 3/8" - 1 3/4" thick standard door | 1 |  | 1 Year | 893.15 | 0.15 | 759.1775
16631 | Salto | AB668W63BC38--K | XS4 ANSI electronic wire-free SVN escutcheon, BLE / Mifare / DESFire deadbolt privacy w/ key override function, with keypad, W lever, unhanded, BioCote antimicrobial finish, for use with 1 3/8" - 1 3/4" thick standard door | 1 |  | 1 Year | 827 | 0.15 | 702.95
16632 | Salto | AB668W63BC38-W- | XS4 ANSI electronic RF wireless SVN escutcheon, BLE / Mifare / DESFire deadbolt privacy w/ key override function, W lever, unhanded, BioCote antimicrobial finish, for use with 1 3/8" - 1 3/4" thick standard door | 1 |  | 1 Year | 949.35 | 0.15 | 806.9475
16633 | Salto | AB668W63BC38-WK | XS4 ANSI electronic RF wireless SVN escutcheon, BLE / Mifare / DESFire deadbolt privacy w/ key override function, with keypad, W lever, unhanded, BioCote antimicrobial finish, for use with 1 3/8" - 1 3/4" thick standard door | 1 |  | 1 Year | 1012.2 | 0.15 | 860.37
16634 | Salto | AB668W63BC48--- | XS4 ANSI electronic wire-free SVN escutcheon, BLE / Mifare / DESFire deadbolt privacy w/ key override function, W lever, unhanded, BioCote antimicrobial finish, for use with 1 3/4" - 2 1/4" thick door | 1 |  | 1 Year | 764.15 | 0.15 | 649.5275
16635 | Salto | AB668W63BC48-A- | XS4 ANSI electronic AMOK wire-free SVN escutcheon, BLE / Mifare / DESFire deadbolt privacy w/ key override function, W lever, unhanded, BioCote antimicrobial finish, for use with 1 3/4" - 2 1/4" thick door | 1 |  | 1 Year | 893.15 | 0.15 | 759.1775
16636 | Salto | AB668W63BC48--K | XS4 ANSI electronic wire-free SVN escutcheon, BLE / Mifare / DESFire deadbolt privacy w/ key override function, with keypad, W lever, unhanded, BioCote antimicrobial finish, for use with 1 3/4" - 2 1/4" thick door | 1 |  | 1 Year | 827 | 0.15 | 702.95
16637 | Salto | AB668W63BC48-W- | XS4 ANSI electronic RF wireless SVN escutcheon, BLE / Mifare / DESFire deadbolt privacy w/ key override function, W lever, unhanded, BioCote antimicrobial finish, for use with 1 3/4" - 2 1/4" thick door | 1 |  | 1 Year | 949.35 | 0.15 | 806.9475
16638 | Salto | AB668W63BC48-WK | XS4 ANSI electronic RF wireless SVN escutcheon, BLE / Mifare / DESFire deadbolt privacy w/ key override function, with keypad, W lever, unhanded, BioCote antimicrobial finish, for use with 1 3/4" - 2 1/4" thick door | 1 |  | 1 Year | 1012.2 | 0.15 | 860.37
16639 | Salto | AB668W63IA38--- | XS4 ANSI electronic wire-free SVN escutcheon, BLE / Mifare / DESFire deadbolt privacy w/ key override function, W lever, unhanded, antique brass finish, for use with 1 3/8" - 1 3/4" thick standard door | 1 |  | 1 Year | 764.15 | 0.15 | 649.5275
16640 | Salto | AB668W63IA38-A- | XS4 ANSI electronic AMOK wire-free SVN escutcheon, BLE / Mifare / DESFire deadbolt privacy w/ key override function, W lever, unhanded, antique brass finish, for use with 1 3/8" - 1 3/4" thick standard door | 1 |  | 1 Year | 893.15 | 0.15 | 759.1775
16641 | Salto | AB668W63IA38--K | XS4 ANSI electronic wire-free SVN escutcheon, BLE / Mifare / DESFire deadbolt privacy w/ key override function, with keypad, W lever, unhanded, antique brass finish, for use with 1 3/8" - 1 3/4" thick standard door | 1 |  | 1 Year | 827 | 0.15 | 702.95
16642 | Salto | AB668W63IA38-W- | XS4 ANSI electronic RF wireless SVN escutcheon, BLE / Mifare / DESFire deadbolt privacy w/ key override function, W lever, unhanded, antique brass finish, for use with 1 3/8" - 1 3/4" thick standard door | 1 |  | 1 Year | 949.35 | 0.15 | 806.9475
16643 | Salto | AB668W63IA38-WK | XS4 ANSI electronic RF wireless SVN escutcheon, BLE / Mifare / DESFire deadbolt privacy w/ key override function, with keypad, W lever, unhanded, antique brass finish, for use with 1 3/8" - 1 3/4" thick standard door | 1 |  | 1 Year | 1012.2 | 0.15 | 860.37
16644 | Salto | AB668W63IA48--- | XS4 ANSI electronic wire-free SVN escutcheon, BLE / Mifare / DESFire deadbolt privacy w/ key override function, W lever, unhanded, antique brass finish, for use with 1 3/4" - 2 1/4" thick door | 1 |  | 1 Year | 764.15 | 0.15 | 649.5275
16645 | Salto | AB668W63IA48-A- | XS4 ANSI electronic AMOK wire-free SVN escutcheon, BLE / Mifare / DESFire deadbolt privacy w/ key override function, W lever, unhanded, antique brass finish, for use with 1 3/4" - 2 1/4" thick door | 1 |  | 1 Year | 893.15 | 0.15 | 759.1775
16646 | Salto | AB668W63IA48--K | XS4 ANSI electronic wire-free SVN escutcheon, BLE / Mifare / DESFire deadbolt privacy w/ key override function, with keypad, W lever, unhanded, antique brass finish, for use with 1 3/4" - 2 1/4" thick door | 1 |  | 1 Year | 827 | 0.15 | 702.95
16647 | Salto | AB668W63IA48-W- | XS4 ANSI electronic RF wireless SVN escutcheon, BLE / Mifare / DESFire deadbolt privacy w/ key override function, W lever, unhanded, antique brass finish, for use with 1 3/4" - 2 1/4" thick door | 1 |  | 1 Year | 949.35 | 0.15 | 806.9475
16648 | Salto | AB668W63IA48-WK | XS4 ANSI electronic RF wireless SVN escutcheon, BLE / Mifare / DESFire deadbolt privacy w/ key override function, with keypad, W lever, unhanded, antique brass finish, for use with 1 3/4" - 2 1/4" thick door | 1 |  | 1 Year | 1012.2 | 0.15 | 860.37
16649 | Salto | AB668W63IM38--- | XS4 ANSI electronic wire-free SVN escutcheon, BLE / Mifare / DESFire deadbolt privacy w/ key override function, W lever, unhanded, satin stainless finish, for use with 1 3/8" - 1 3/4" thick standard door | 1 |  | 1 Year | 712.15 | 0.15 | 605.3275
16650 | Salto | AB668W63IM38-A- | XS4 ANSI electronic AMOK wire-free SVN escutcheon, BLE / Mifare / DESFire deadbolt privacy w/ key override function, W lever, unhanded, satin stainless finish, for use with 1 3/8" - 1 3/4" thick standard door | 1 |  | 1 Year | 841.15 | 0.15 | 714.9775
16651 | Salto | AB668W63IM38--K | XS4 ANSI electronic wire-free SVN escutcheon, BLE / Mifare / DESFire deadbolt privacy w/ key override function, with keypad, W lever, unhanded, satin stainless finish, for use with 1 3/8" - 1 3/4" thick standard door | 1 |  | 1 Year | 775 | 0.15 | 658.75
16652 | Salto | AB668W63IM38-W- | XS4 ANSI electronic RF wireless SVN escutcheon, BLE / Mifare / DESFire deadbolt privacy w/ key override function, W lever, unhanded, satin stainless finish, for use with 1 3/8" - 1 3/4" thick standard door | 1 |  | 1 Year | 897.35 | 0.15 | 762.7475
16653 | Salto | AB668W63IM38-WK | XS4 ANSI electronic RF wireless SVN escutcheon, BLE / Mifare / DESFire deadbolt privacy w/ key override function, with keypad, W lever, unhanded, satin stainless finish, for use with 1 3/8" - 1 3/4" thick standard door | 1 |  | 1 Year | 960.2 | 0.15 | 816.17
16654 | Salto | AB668W63IM48--- | XS4 ANSI electronic wire-free SVN escutcheon, BLE / Mifare / DESFire deadbolt privacy w/ key override function, W lever, unhanded, satin stainless finish, for use with 1 3/4" - 2 1/4" thick door | 1 |  | 1 Year | 712.15 | 0.15 | 605.3275
16655 | Salto | AB668W63IM48-A- | XS4 ANSI electronic AMOK wire-free SVN escutcheon, BLE / Mifare / DESFire deadbolt privacy w/ key override function, W lever, unhanded, satin stainless finish, for use with 1 3/4" - 2 1/4" thick door | 1 |  | 1 Year | 841.15 | 0.15 | 714.9775
16656 | Salto | AB668W63IM48--K | XS4 ANSI electronic wire-free SVN escutcheon, BLE / Mifare / DESFire deadbolt privacy w/ key override function, with keypad, W lever, unhanded, satin stainless finish, for use with 1 3/4" - 2 1/4" thick door | 1 |  | 1 Year | 775 | 0.15 | 658.75
16657 | Salto | AB668W63IM48-W- | XS4 ANSI electronic RF wireless SVN escutcheon, BLE / Mifare / DESFire deadbolt privacy w/ key override function, W lever, unhanded, satin stainless finish, for use with 1 3/4" - 2 1/4" thick door | 1 |  | 1 Year | 897.35 | 0.15 | 762.7475
16658 | Salto | AB668W63IM48-WK | XS4 ANSI electronic RF wireless SVN escutcheon, BLE / Mifare / DESFire deadbolt privacy w/ key override function, with keypad, W lever, unhanded, satin stainless finish, for use with 1 3/4" - 2 1/4" thick door | 1 |  | 1 Year | 960.2 | 0.15 | 816.17
16659 | Salto | AB668W63IP38--- | XS4 ANSI electronic wire-free SVN escutcheon, BLE / Mifare / DESFire deadbolt privacy w/ key override function, W lever, unhanded, bright stainless steel finish, for use with 1 3/8" - 1 3/4" thick standard door | 1 |  | 1 Year | 728.45 | 0.15 | 619.1825
16660 | Salto | AB668W63IP38-A- | XS4 ANSI electronic AMOK wire-free SVN escutcheon, BLE / Mifare / DESFire deadbolt privacy w/ key override function, W lever, unhanded, bright stainless steel finish, for use with 1 3/8" - 1 3/4" thick standard door | 1 |  | 1 Year | 857.45 | 0.15 | 728.8325
16661 | Salto | AB668W63IP38--K | XS4 ANSI electronic wire-free SVN escutcheon, BLE / Mifare / DESFire deadbolt privacy w/ key override function, with keypad, W lever, unhanded, bright stainless steel finish, for use with 1 3/8" - 1 3/4" thick standard door | 1 |  | 1 Year | 791.3 | 0.15 | 672.605
16662 | Salto | AB668W63IP38-W- | XS4 ANSI electronic RF wireless SVN escutcheon, BLE / Mifare / DESFire deadbolt privacy w/ key override function, W lever, unhanded, bright stainless steel finish, for use with 1 3/8" - 1 3/4" thick standard door | 1 |  | 1 Year | 913.65 | 0.15 | 776.6025
16663 | Salto | AB668W63IP38-WK | XS4 ANSI electronic RF wireless SVN escutcheon, BLE / Mifare / DESFire deadbolt privacy w/ key override function, with keypad, W lever, unhanded, bright stainless steel finish, for use with 1 3/8" - 1 3/4" thick standard door | 1 |  | 1 Year | 976.5 | 0.15 | 830.025
16664 | Salto | AB668W63IP48--- | XS4 ANSI electronic wire-free SVN escutcheon, BLE / Mifare / DESFire deadbolt privacy w/ key override function, W lever, unhanded, bright stainless steel finish, for use with 1 3/4" - 2 1/4" thick door | 1 |  | 1 Year | 728.45 | 0.15 | 619.1825
16665 | Salto | AB668W63IP48-A- | XS4 ANSI electronic AMOK wire-free SVN escutcheon, BLE / Mifare / DESFire deadbolt privacy w/ key override function, W lever, unhanded, bright stainless steel finish, for use with 1 3/4" - 2 1/4" thick door | 1 |  | 1 Year | 857.45 | 0.15 | 728.8325
16666 | Salto | AB668W63IP48--K | XS4 ANSI electronic wire-free SVN escutcheon, BLE / Mifare / DESFire deadbolt privacy w/ key override function, with keypad, W lever, unhanded, bright stainless steel finish, for use with 1 3/4" - 2 1/4" thick door | 1 |  | 1 Year | 791.3 | 0.15 | 672.605
16667 | Salto | AB668W63IP48-W- | XS4 ANSI electronic RF wireless SVN escutcheon, BLE / Mifare / DESFire deadbolt privacy w/ key override function, W lever, unhanded, bright stainless steel finish, for use with 1 3/4" - 2 1/4" thick door | 1 |  | 1 Year | 913.65 | 0.15 | 776.6025
16668 | Salto | AB668W63IP48-WK | XS4 ANSI electronic RF wireless SVN escutcheon, BLE / Mifare / DESFire deadbolt privacy w/ key override function, with keypad, W lever, unhanded, bright stainless steel finish, for use with 1 3/4" - 2 1/4" thick door | 1 |  | 1 Year | 976.5 | 0.15 | 830.025
16669 | Salto | AB668W63NE38--- | XS4 ANSI electronic wire-free SVN escutcheon, BLE / Mifare / DESFire deadbolt privacy w/ key override function, W lever, unhanded, black chromium finish, for use with 1 3/8" - 1 3/4" thick standard door | 1 |  | 1 Year | 746.85 | 0.15 | 634.8225
16670 | Salto | AB668W63NE38-A- | XS4 ANSI electronic AMOK wire-free SVN escutcheon, BLE / Mifare / DESFire deadbolt privacy w/ key override function, W lever, unhanded, black chromium finish, for use with 1 3/8" - 1 3/4" thick standard door | 1 |  | 1 Year | 875.85 | 0.15 | 744.4725
16671 | Salto | AB668W63NE38--K | XS4 ANSI electronic wire-free SVN escutcheon, BLE / Mifare / DESFire deadbolt privacy w/ key override function, with keypad, W lever, unhanded, black chromium finish, for use with 1 3/8" - 1 3/4" thick standard door | 1 |  | 1 Year | 809.7 | 0.15 | 688.245
16672 | Salto | AB668W63NE38-W- | XS4 ANSI electronic RF wireless SVN escutcheon, BLE / Mifare / DESFire deadbolt privacy w/ key override function, W lever, unhanded, black chromium finish, for use with 1 3/8" - 1 3/4" thick standard door | 1 |  | 1 Year | 932.05 | 0.15 | 792.2425
16673 | Salto | AB668W63NE38-WK | XS4 ANSI electronic RF wireless SVN escutcheon, BLE / Mifare / DESFire deadbolt privacy w/ key override function, with keypad, W lever, unhanded, black chromium finish, for use with 1 3/8" - 1 3/4" thick standard door | 1 |  | 1 Year | 994.9 | 0.15 | 845.665
16674 | Salto | AB668W63NE48--- | XS4 ANSI electronic wire-free SVN escutcheon, BLE / Mifare / DESFire deadbolt privacy w/ key override function, W lever, unhanded, black chromium finish, for use with 1 3/4" - 2 1/4" thick door | 1 |  | 1 Year | 746.85 | 0.15 | 634.8225
16675 | Salto | AB668W63NE48-A- | XS4 ANSI electronic AMOK wire-free SVN escutcheon, BLE / Mifare / DESFire deadbolt privacy w/ key override function, W lever, unhanded, black chromium finish, for use with 1 3/4" - 2 1/4" thick door | 1 |  | 1 Year | 875.85 | 0.15 | 744.4725
16676 | Salto | AB668W63NE48--K | XS4 ANSI electronic wire-free SVN escutcheon, BLE / Mifare / DESFire deadbolt privacy w/ key override function, with keypad, W lever, unhanded, black chromium finish, for use with 1 3/4" - 2 1/4" thick door | 1 |  | 1 Year | 809.7 | 0.15 | 688.245
16677 | Salto | AB668W63NE48-W- | XS4 ANSI electronic RF wireless SVN escutcheon, BLE / Mifare / DESFire deadbolt privacy w/ key override function, W lever, unhanded, black chromium finish, for use with 1 3/4" - 2 1/4" thick door | 1 |  | 1 Year | 932.05 | 0.15 | 792.2425
16678 | Salto | AB668W63NE48-WK | XS4 ANSI electronic RF wireless SVN escutcheon, BLE / Mifare / DESFire deadbolt privacy w/ key override function, with keypad, W lever, unhanded, black chromium finish, for use with 1 3/4" - 2 1/4" thick door | 1 |  | 1 Year | 994.9 | 0.15 | 845.665
16679 | Salto | AB668W63PM38--- | XS4 ANSI electronic wire-free SVN escutcheon, BLE / Mifare / DESFire deadbolt privacy w/ key override function, W lever, unhanded, satin brass finish, for use with 1 3/8" - 1 3/4" thick standard door | 1 |  | 1 Year | 712.15 | 0.15 | 605.3275
16680 | Salto | AB668W63PM38-A- | XS4 ANSI electronic AMOK wire-free SVN escutcheon, BLE / Mifare / DESFire deadbolt privacy w/ key override function, W lever, unhanded, satin brass finish, for use with 1 3/8" - 1 3/4" thick standard door | 1 |  | 1 Year | 841.15 | 0.15 | 714.9775
16681 | Salto | AB668W63PM38--K | XS4 ANSI electronic wire-free SVN escutcheon, BLE / Mifare / DESFire deadbolt privacy w/ key override function, with keypad, W lever, unhanded, satin brass finish, for use with 1 3/8" - 1 3/4" thick standard door | 1 |  | 1 Year | 775 | 0.15 | 658.75
16682 | Salto | AB668W63PM38-W- | XS4 ANSI electronic RF wireless SVN escutcheon, BLE / Mifare / DESFire deadbolt privacy w/ key override function, W lever, unhanded, satin brass finish, for use with 1 3/8" - 1 3/4" thick standard door | 1 |  | 1 Year | 897.35 | 0.15 | 762.7475
16683 | Salto | AB668W63PM38-WK | XS4 ANSI electronic RF wireless SVN escutcheon, BLE / Mifare / DESFire deadbolt privacy w/ key override function, with keypad, W lever, unhanded, satin brass finish, for use with 1 3/8" - 1 3/4" thick standard door | 1 |  | 1 Year | 960.2 | 0.15 | 816.17
16684 | Salto | AB668W63PM48--- | XS4 ANSI electronic wire-free SVN escutcheon, BLE / Mifare / DESFire deadbolt privacy w/ key override function, W lever, unhanded, satin brass finish, for use with 1 3/4" - 2 1/4" thick door | 1 |  | 1 Year | 712.15 | 0.15 | 605.3275
16685 | Salto | AB668W63PM48-A- | XS4 ANSI electronic AMOK wire-free SVN escutcheon, BLE / Mifare / DESFire deadbolt privacy w/ key override function, W lever, unhanded, satin brass finish, for use with 1 3/4" - 2 1/4" thick door | 1 |  | 1 Year | 841.15 | 0.15 | 714.9775
16686 | Salto | AB668W63PM48--K | XS4 ANSI electronic wire-free SVN escutcheon, BLE / Mifare / DESFire deadbolt privacy w/ key override function, with keypad, W lever, unhanded, satin brass finish, for use with 1 3/4" - 2 1/4" thick door | 1 |  | 1 Year | 775 | 0.15 | 658.75
16687 | Salto | AB668W63PM48-W- | XS4 ANSI electronic RF wireless SVN escutcheon, BLE / Mifare / DESFire deadbolt privacy w/ key override function, W lever, unhanded, satin brass finish, for use with 1 3/4" - 2 1/4" thick door | 1 |  | 1 Year | 897.35 | 0.15 | 762.7475
16688 | Salto | AB668W63PM48-WK | XS4 ANSI electronic RF wireless SVN escutcheon, BLE / Mifare / DESFire deadbolt privacy w/ key override function, with keypad, W lever, unhanded, satin brass finish, for use with 1 3/4" - 2 1/4" thick door | 1 |  | 1 Year | 960.2 | 0.15 | 816.17
16689 | Salto | AB668W63PP38--- | XS4 ANSI electronic wire-free SVN escutcheon, BLE / Mifare / DESFire deadbolt privacy w/ key override function, W lever, unhanded, bright brass finish, for use with 1 3/8" - 1 3/4" thick standard door | 1 |  | 1 Year | 728.45 | 0.15 | 619.1825
16690 | Salto | AB668W63PP38-A- | XS4 ANSI electronic AMOK wire-free SVN escutcheon, BLE / Mifare / DESFire deadbolt privacy w/ key override function, W lever, unhanded, bright brass finish, for use with 1 3/8" - 1 3/4" thick standard door | 1 |  | 1 Year | 857.45 | 0.15 | 728.8325
16691 | Salto | AB668W63PP38--K | XS4 ANSI electronic wire-free SVN escutcheon, BLE / Mifare / DESFire deadbolt privacy w/ key override function, with keypad, W lever, unhanded, bright brass finish, for use with 1 3/8" - 1 3/4" thick standard door | 1 |  | 1 Year | 791.3 | 0.15 | 672.605
16692 | Salto | AB668W63PP38-W- | XS4 ANSI electronic RF wireless SVN escutcheon, BLE / Mifare / DESFire deadbolt privacy w/ key override function, W lever, unhanded, bright brass finish, for use with 1 3/8" - 1 3/4" thick standard door | 1 |  | 1 Year | 913.65 | 0.15 | 776.6025
16693 | Salto | AB668W63PP38-WK | XS4 ANSI electronic RF wireless SVN escutcheon, BLE / Mifare / DESFire deadbolt privacy w/ key override function, with keypad, W lever, unhanded, bright brass finish, for use with 1 3/8" - 1 3/4" thick standard door | 1 |  | 1 Year | 976.5 | 0.15 | 830.025
16694 | Salto | AB668W63PP48--- | XS4 ANSI electronic wire-free SVN escutcheon, BLE / Mifare / DESFire deadbolt privacy w/ key override function, W lever, unhanded, bright brass finish, for use with 1 3/4" - 2 1/4" thick door | 1 |  | 1 Year | 728.45 | 0.15 | 619.1825
16695 | Salto | AB668W63PP48-A- | XS4 ANSI electronic AMOK wire-free SVN escutcheon, BLE / Mifare / DESFire deadbolt privacy w/ key override function, W lever, unhanded, bright brass finish, for use with 1 3/4" - 2 1/4" thick door | 1 |  | 1 Year | 857.45 | 0.15 | 728.8325
16696 | Salto | AB668W63PP48--K | XS4 ANSI electronic wire-free SVN escutcheon, BLE / Mifare / DESFire deadbolt privacy w/ key override function, with keypad, W lever, unhanded, bright brass finish, for use with 1 3/4" - 2 1/4" thick door | 1 |  | 1 Year | 791.3 | 0.15 | 672.605
16697 | Salto | AB668W63PP48-W- | XS4 ANSI electronic RF wireless SVN escutcheon, BLE / Mifare / DESFire deadbolt privacy w/ key override function, W lever, unhanded, bright brass finish, for use with 1 3/4" - 2 1/4" thick door | 1 |  | 1 Year | 913.65 | 0.15 | 776.6025
16698 | Salto | AB668W63PP48-WK | XS4 ANSI electronic RF wireless SVN escutcheon, BLE / Mifare / DESFire deadbolt privacy w/ key override function, with keypad, W lever, unhanded, bright brass finish, for use with 1 3/4" - 2 1/4" thick door | 1 |  | 1 Year | 976.5 | 0.15 | 830.025
16699 | Salto | AP650200IM38-S- | XS4 ANSI electronic SALLIS wireless 125kHz Proximity entrance function, Columbo Robodue premium series lever, unhanded, satin stainless finish, for use with 1 3/8" - 1 3/4" thick standard door | 1 |  | 1 Year | 887.4 | 0.15 | 754.29
16700 | Salto | AP650200IM48-S- | XS4 ANSI electronic SALLIS wireless 125kHz Proximity entrance function, Columbo Robodue premium series lever, unhanded, satin stainless finish, for use with 1 3/4" - 2 1/4" thick door | 1 |  | 1 Year | 887.4 | 0.15 | 754.29
16701 | Salto | AP650200IP38-S- | XS4 ANSI electronic SALLIS wireless 125kHz Proximity entrance function, Columbo Robodue premium series lever, unhanded, bright stainless steel finish, for use with 1 3/8" - 1 3/4" thick standard door | 1 |  | 1 Year | 903.7 | 0.15 | 768.145
16702 | Salto | AP650200IP48-S- | XS4 ANSI electronic SALLIS wireless 125kHz Proximity entrance function, Columbo Robodue premium series lever, unhanded, bright stainless steel finish, for use with 1 3/4" - 2 1/4" thick door | 1 |  | 1 Year | 903.7 | 0.15 | 768.145
16703 | Salto | AP650200PP38-S- | XS4 ANSI electronic SALLIS wireless 125kHz Proximity entrance function, Columbo Robodue premium series lever, unhanded, bright brass finish, for use with 1 3/8" - 1 3/4" thick standard door | 1 |  | 1 Year | 903.7 | 0.15 | 768.145
16704 | Salto | AP650200PP48-S- | XS4 ANSI electronic SALLIS wireless 125kHz Proximity entrance function, Columbo Robodue premium series lever, unhanded, bright brass finish, for use with 1 3/4" - 2 1/4" thick door | 1 |  | 1 Year | 903.7 | 0.15 | 768.145
16705 | Salto | AP650300IM38-S- | XS4 ANSI electronic SALLIS wireless 125kHz Proximity entrance function, Columbo Robotre premium series lever, unhanded, satin stainless finish, for use with 1 3/8" - 1 3/4" thick standard door | 1 |  | 1 Year | 887.4 | 0.15 | 754.29
16706 | Salto | AP650300IM48-S- | XS4 ANSI electronic SALLIS wireless 125kHz Proximity entrance function, Columbo Robotre premium series lever, unhanded, satin stainless finish, for use with 1 3/4" - 2 1/4" thick door | 1 |  | 1 Year | 887.4 | 0.15 | 754.29
16707 | Salto | AP650300IP38-S- | XS4 ANSI electronic SALLIS wireless 125kHz Proximity entrance function, Columbo Robotre premium series lever, unhanded, bright stainless steel finish, for use with 1 3/8" - 1 3/4" thick standard door | 1 |  | 1 Year | 903.7 | 0.15 | 768.145
16708 | Salto | AP650300IP48-S- | XS4 ANSI electronic SALLIS wireless 125kHz Proximity entrance function, Columbo Robotre premium series lever, unhanded, bright stainless steel finish, for use with 1 3/4" - 2 1/4" thick door | 1 |  | 1 Year | 903.7 | 0.15 | 768.145
16709 | Salto | AP650300PP38-S- | XS4 ANSI electronic SALLIS wireless 125kHz Proximity entrance function, Columbo Robotre premium series lever, unhanded, bright brass finish, for use with 1 3/8" - 1 3/4" thick standard door | 1 |  | 1 Year | 903.7 | 0.15 | 768.145
16710 | Salto | AP650300PP48-S- | XS4 ANSI electronic SALLIS wireless 125kHz Proximity entrance function, Columbo Robotre premium series lever, unhanded, bright brass finish, for use with 1 3/4" - 2 1/4" thick door | 1 |  | 1 Year | 903.7 | 0.15 | 768.145
16711 | Salto | AP650400IM38-S- | XS4 ANSI electronic SALLIS wireless 125kHz Proximity entrance function, Columbo Roboquattro premium series lever, unhanded, satin stainless finish, for use with 1 3/8" - 1 3/4" thick standard door | 1 |  | 1 Year | 887.4 | 0.15 | 754.29
16712 | Salto | AP650400IM48-S- | XS4 ANSI electronic SALLIS wireless 125kHz Proximity entrance function, Columbo Roboquattro premium series lever, unhanded, satin stainless finish, for use with 1 3/4" - 2 1/4" thick door | 1 |  | 1 Year | 887.4 | 0.15 | 754.29
16713 | Salto | AP650400IP38-S- | XS4 ANSI electronic SALLIS wireless 125kHz Proximity entrance function, Columbo Roboquattro premium series lever, unhanded, bright stainless steel finish, for use with 1 3/8" - 1 3/4" thick standard door | 1 |  | 1 Year | 903.7 | 0.15 | 768.145
16714 | Salto | AP650400IP48-S- | XS4 ANSI electronic SALLIS wireless 125kHz Proximity entrance function, Columbo Roboquattro premium series lever, unhanded, bright stainless steel finish, for use with 1 3/4" - 2 1/4" thick door | 1 |  | 1 Year | 903.7 | 0.15 | 768.145
16715 | Salto | AP650400PP38-S- | XS4 ANSI electronic SALLIS wireless 125kHz Proximity entrance function, Columbo Roboquattro premium series lever, unhanded, bright brass finish, for use with 1 3/8" - 1 3/4" thick standard door | 1 |  | 1 Year | 903.7 | 0.15 | 768.145
16716 | Salto | AP650400PP48-S- | XS4 ANSI electronic SALLIS wireless 125kHz Proximity entrance function, Columbo Roboquattro premium series lever, unhanded, bright brass finish, for use with 1 3/4" - 2 1/4" thick door | 1 |  | 1 Year | 903.7 | 0.15 | 768.145
16717 | Salto | AP650700IM38-S- | XS4 ANSI electronic SALLIS wireless 125kHz Proximity entrance function, Columbo Mach premium series lever, unhanded, satin stainless finish, for use with 1 3/8" - 1 3/4" thick standard door | 1 |  | 1 Year | 887.4 | 0.15 | 754.29
16718 | Salto | AP650700IM48-S- | XS4 ANSI electronic SALLIS wireless 125kHz Proximity entrance function, Columbo Mach premium series lever, unhanded, satin stainless finish, for use with 1 3/4" - 2 1/4" thick door | 1 |  | 1 Year | 887.4 | 0.15 | 754.29
16719 | Salto | AP650700IP38-S- | XS4 ANSI electronic SALLIS wireless 125kHz Proximity entrance function, Columbo Mach premium series lever, unhanded, bright stainless steel finish, for use with 1 3/8" - 1 3/4" thick standard door | 1 |  | 1 Year | 903.7 | 0.15 | 768.145
16720 | Salto | AP650700IP48-S- | XS4 ANSI electronic SALLIS wireless 125kHz Proximity entrance function, Columbo Mach premium series lever, unhanded, bright stainless steel finish, for use with 1 3/4" - 2 1/4" thick door | 1 |  | 1 Year | 903.7 | 0.15 | 768.145
16721 | Salto | AP650700PP38-S- | XS4 ANSI electronic SALLIS wireless 125kHz Proximity entrance function, Columbo Mach premium series lever, unhanded, bright brass finish, for use with 1 3/8" - 1 3/4" thick standard door | 1 |  | 1 Year | 903.7 | 0.15 | 768.145
16722 | Salto | AP650700PP48-S- | XS4 ANSI electronic SALLIS wireless 125kHz Proximity entrance function, Columbo Mach premium series lever, unhanded, bright brass finish, for use with 1 3/4" - 2 1/4" thick door | 1 |  | 1 Year | 903.7 | 0.15 | 768.145
16723 | Salto | AP650A00BC38-S- | XS4 ANSI electronic SALLIS wireless 125kHz Proximity entrance function, A lever, unhanded, BioCote antimicrobial finish, for use with 1 3/8" - 1 3/4" thick standard door | 1 |  | 1 Year | 893.5 | 0.15 | 759.475
16724 | Salto | AP650A00BC48-S- | XS4 ANSI electronic SALLIS wireless 125kHz Proximity entrance function, A lever, unhanded, BioCote antimicrobial finish, for use with 1 3/4" - 2 1/4" thick door | 1 |  | 1 Year | 893.5 | 0.15 | 759.475
16725 | Salto | AP650A00IA38-S- | XS4 ANSI electronic SALLIS wireless 125kHz Proximity entrance function, A lever, unhanded, antique brass finish, for use with 1 3/8" - 1 3/4" thick standard door | 1 |  | 1 Year | 893.5 | 0.15 | 759.475
16726 | Salto | AP650A00IA48-S- | XS4 ANSI electronic SALLIS wireless 125kHz Proximity entrance function, A lever, unhanded, antique brass finish, for use with 1 3/4" - 2 1/4" thick door | 1 |  | 1 Year | 893.5 | 0.15 | 759.475
16727 | Salto | AP650A00IM38-S- | XS4 ANSI electronic SALLIS wireless 125kHz Proximity entrance function, A lever, unhanded, satin stainless finish, for use with 1 3/8" - 1 3/4" thick standard door | 1 |  | 1 Year | 841.5 | 0.15 | 715.275
16728 | Salto | AP650A00IM48-S- | XS4 ANSI electronic SALLIS wireless 125kHz Proximity entrance function, A lever, unhanded, satin stainless finish, for use with 1 3/4" - 2 1/4" thick door | 1 |  | 1 Year | 841.5 | 0.15 | 715.275
16729 | Salto | AP650A00IP38-S- | XS4 ANSI electronic SALLIS wireless 125kHz Proximity entrance function, A lever, unhanded, bright stainless steel finish, for use with 1 3/8" - 1 3/4" thick standard door | 1 |  | 1 Year | 857.8 | 0.15 | 729.13
16730 | Salto | AP650A00IP48-S- | XS4 ANSI electronic SALLIS wireless 125kHz Proximity entrance function, A lever, unhanded, bright stainless steel finish, for use with 1 3/4" - 2 1/4" thick door | 1 |  | 1 Year | 857.8 | 0.15 | 729.13
16731 | Salto | AP650A00NE38-S- | XS4 ANSI electronic SALLIS wireless 125kHz Proximity entrance function, A lever, unhanded, black chromium finish, for use with 1 3/8" - 1 3/4" thick standard door | 1 |  | 1 Year | 876.2 | 0.15 | 744.77
16732 | Salto | AP650A00NE48-S- | XS4 ANSI electronic SALLIS wireless 125kHz Proximity entrance function, A lever, unhanded, black chromium finish, for use with 1 3/4" - 2 1/4" thick door | 1 |  | 1 Year | 876.2 | 0.15 | 744.77
16733 | Salto | AP650A00PM38-S- | XS4 ANSI electronic SALLIS wireless 125kHz Proximity entrance function, A lever, unhanded, satin brass finish, for use with 1 3/8" - 1 3/4" thick standard door | 1 |  | 1 Year | 841.5 | 0.15 | 715.275
16734 | Salto | AP650A00PM48-S- | XS4 ANSI electronic SALLIS wireless 125kHz Proximity entrance function, A lever, unhanded, satin brass finish, for use with 1 3/4" - 2 1/4" thick door | 1 |  | 1 Year | 841.5 | 0.15 | 715.275
16735 | Salto | AP650A00PP38-S- | XS4 ANSI electronic SALLIS wireless 125kHz Proximity entrance function, A lever, unhanded, bright brass finish, for use with 1 3/8" - 1 3/4" thick standard door | 1 |  | 1 Year | 857.8 | 0.15 | 729.13
16736 | Salto | AP650A00PP48-S- | XS4 ANSI electronic SALLIS wireless 125kHz Proximity entrance function, A lever, unhanded, bright brass finish, for use with 1 3/4" - 2 1/4" thick door | 1 |  | 1 Year | 857.8 | 0.15 | 729.13
16737 | Salto | AP650G00BC38-S- | XS4 ANSI electronic SALLIS wireless 125kHz Proximity entrance function, G lever, unhanded, BioCote antimicrobial finish, for use with 1 3/8" - 1 3/4" thick standard door | 1 |  | 1 Year | 893.5 | 0.15 | 759.475
16738 | Salto | AP650G00BC48-S- | XS4 ANSI electronic SALLIS wireless 125kHz Proximity entrance function, G lever, unhanded, BioCote antimicrobial finish, for use with 1 3/4" - 2 1/4" thick door | 1 |  | 1 Year | 893.5 | 0.15 | 759.475
16739 | Salto | AP650G00IM38-S- | XS4 ANSI electronic SALLIS wireless 125kHz Proximity entrance function, G lever, unhanded, satin stainless finish, for use with 1 3/8" - 1 3/4" thick standard door | 1 |  | 1 Year | 841.5 | 0.15 | 715.275
16740 | Salto | AP650G00IM48-S- | XS4 ANSI electronic SALLIS wireless 125kHz Proximity entrance function, G lever, unhanded, satin stainless finish, for use with 1 3/4" - 2 1/4" thick door | 1 |  | 1 Year | 841.5 | 0.15 | 715.275
16741 | Salto | AP650G00PM38-S- | XS4 ANSI electronic SALLIS wireless 125kHz Proximity entrance function, G lever, unhanded, satin brass finish, for use with 1 3/8" - 1 3/4" thick standard door | 1 |  | 1 Year | 841.5 | 0.15 | 715.275
16742 | Salto | AP650G00PM48-S- | XS4 ANSI electronic SALLIS wireless 125kHz Proximity entrance function, G lever, unhanded, satin brass finish, for use with 1 3/4" - 2 1/4" thick door | 1 |  | 1 Year | 841.5 | 0.15 | 715.275
16743 | Salto | AP650J00BC38-S- | XS4 ANSI electronic SALLIS wireless 125kHz Proximity entrance function, J lever, unhanded, BioCote antimicrobial finish, for use with 1 3/8" - 1 3/4" thick standard door | 1 |  | 1 Year | 903.7 | 0.15 | 768.145
16744 | Salto | AP650J00BC48-S- | XS4 ANSI electronic SALLIS wireless 125kHz Proximity entrance function, J lever, unhanded, BioCote antimicrobial finish, for use with 1 3/4" - 2 1/4" thick door | 1 |  | 1 Year | 903.7 | 0.15 | 768.145
16745 | Salto | AP650J00IA38-S- | XS4 ANSI electronic SALLIS wireless 125kHz Proximity entrance function, J lever, unhanded, antique brass finish, for use with 1 3/8" - 1 3/4" thick standard door | 1 |  | 1 Year | 903.7 | 0.15 | 768.145
16746 | Salto | AP650J00IA48-S- | XS4 ANSI electronic SALLIS wireless 125kHz Proximity entrance function, J lever, unhanded, antique brass finish, for use with 1 3/4" - 2 1/4" thick door | 1 |  | 1 Year | 903.7 | 0.15 | 768.145
16747 | Salto | AP650J00IM38-S- | XS4 ANSI electronic SALLIS wireless 125kHz Proximity entrance function, J lever, unhanded, satin stainless finish, for use with 1 3/8" - 1 3/4" thick standard door | 1 |  | 1 Year | 851.7 | 0.15 | 723.945
16748 | Salto | AP650J00IM48-S- | XS4 ANSI electronic SALLIS wireless 125kHz Proximity entrance function, J lever, unhanded, satin stainless finish, for use with 1 3/4" - 2 1/4" thick door | 1 |  | 1 Year | 851.7 | 0.15 | 723.945
16749 | Salto | AP650J00NE38-S- | XS4 ANSI electronic SALLIS wireless 125kHz Proximity entrance function, J lever, unhanded, black chromium finish, for use with 1 3/8" - 1 3/4" thick standard door | 1 |  | 1 Year | 886.4 | 0.15 | 753.44
16750 | Salto | AP650J00NE48-S- | XS4 ANSI electronic SALLIS wireless 125kHz Proximity entrance function, J lever, unhanded, black chromium finish, for use with 1 3/4" - 2 1/4" thick door | 1 |  | 1 Year | 886.4 | 0.15 | 753.44
16751 | Salto | AP650J00PM38-S- | XS4 ANSI electronic SALLIS wireless 125kHz Proximity entrance function, J lever, unhanded, satin brass finish, for use with 1 3/8" - 1 3/4" thick standard door | 1 |  | 1 Year | 851.7 | 0.15 | 723.945
16752 | Salto | AP650J00PM48-S- | XS4 ANSI electronic SALLIS wireless 125kHz Proximity entrance function, J lever, unhanded, satin brass finish, for use with 1 3/4" - 2 1/4" thick door | 1 |  | 1 Year | 851.7 | 0.15 | 723.945
16753 | Salto | AP650K00IM38LS- | XS4 ANSI electronic SALLIS wireless 125kHz Proximity entrance function, K lever, left handed, satin stainless finish, for use with 1 3/8" - 1 3/4" thick standard door | 1 |  | 1 Year | 851.7 | 0.15 | 723.945
16754 | Salto | AP650K00IM38RS- | XS4 ANSI electronic SALLIS wireless 125kHz Proximity entrance function, K lever, right handed, satin stainless finish, for use with 1 3/8" - 1 3/4" thick standard door | 1 |  | 1 Year | 851.7 | 0.15 | 723.945
16755 | Salto | AP650K00IM48LS- | XS4 ANSI electronic SALLIS wireless 125kHz Proximity entrance function, K lever, left handed, satin stainless finish, for use with 1 3/4" - 2 1/4" thick door | 1 |  | 1 Year | 851.7 | 0.15 | 723.945
16756 | Salto | AP650K00IM48RS- | XS4 ANSI electronic SALLIS wireless 125kHz Proximity entrance function, K lever, right handed, satin stainless finish, for use with 1 3/4" - 2 1/4" thick door | 1 |  | 1 Year | 851.7 | 0.15 | 723.945
16757 | Salto | AP650K00IP38LS- | XS4 ANSI electronic SALLIS wireless 125kHz Proximity entrance function, K lever, left handed, bright stainless steel finish, for use with 1 3/8" - 1 3/4" thick standard door | 1 |  | 1 Year | 868 | 0.15 | 737.8
16758 | Salto | AP650K00IP38RS- | XS4 ANSI electronic SALLIS wireless 125kHz Proximity entrance function, K lever, right handed, bright stainless steel finish, for use with 1 3/8" - 1 3/4" thick standard door | 1 |  | 1 Year | 868 | 0.15 | 737.8
16759 | Salto | AP650K00IP48LS- | XS4 ANSI electronic SALLIS wireless 125kHz Proximity entrance function, K lever, left handed, bright stainless steel finish, for use with 1 3/4" - 2 1/4" thick door | 1 |  | 1 Year | 868 | 0.15 | 737.8