16760 | Salto | AP650K00IP48RS- | XS4 ANSI electronic SALLIS wireless 125kHz Proximity entrance function, K lever, right handed, bright stainless steel finish, for use with 1 3/4" - 2 1/4" thick door | 1 |  | 1 Year | 868 | 0.15 | 737.8
16761 | Salto | AP650K00PP38LS- | XS4 ANSI electronic SALLIS wireless 125kHz Proximity entrance function, K lever, left handed, bright brass finish, for use with 1 3/8" - 1 3/4" thick standard door | 1 |  | 1 Year | 868 | 0.15 | 737.8
16762 | Salto | AP650K00PP38RS- | XS4 ANSI electronic SALLIS wireless 125kHz Proximity entrance function, K lever, right handed, bright brass finish, for use with 1 3/8" - 1 3/4" thick standard door | 1 |  | 1 Year | 868 | 0.15 | 737.8
16763 | Salto | AP650K00PP48LS- | XS4 ANSI electronic SALLIS wireless 125kHz Proximity entrance function, K lever, left handed, bright brass finish, for use with 1 3/4" - 2 1/4" thick door | 1 |  | 1 Year | 868 | 0.15 | 737.8
16764 | Salto | AP650K00PP48RS- | XS4 ANSI electronic SALLIS wireless 125kHz Proximity entrance function, K lever, right handed, bright brass finish, for use with 1 3/4" - 2 1/4" thick door | 1 |  | 1 Year | 868 | 0.15 | 737.8
16765 | Salto | AP650L00BC38-S- | XS4 ANSI electronic SALLIS wireless 125kHz Proximity entrance function, L lever, unhanded, BioCote antimicrobial finish, for use with 1 3/8" - 1 3/4" thick standard door | 1 |  | 1 Year | 893.5 | 0.15 | 759.475
16766 | Salto | AP650L00BC48-S- | XS4 ANSI electronic SALLIS wireless 125kHz Proximity entrance function, L lever, unhanded, BioCote antimicrobial finish, for use with 1 3/4" - 2 1/4" thick door | 1 |  | 1 Year | 893.5 | 0.15 | 759.475
16767 | Salto | AP650L00IA38-S- | XS4 ANSI electronic SALLIS wireless 125kHz Proximity entrance function, L lever, unhanded, antique brass finish, for use with 1 3/8" - 1 3/4" thick standard door | 1 |  | 1 Year | 893.5 | 0.15 | 759.475
16768 | Salto | AP650L00IA48-S- | XS4 ANSI electronic SALLIS wireless 125kHz Proximity entrance function, L lever, unhanded, antique brass finish, for use with 1 3/4" - 2 1/4" thick door | 1 |  | 1 Year | 893.5 | 0.15 | 759.475
16769 | Salto | AP650L00IM38-S- | XS4 ANSI electronic SALLIS wireless 125kHz Proximity entrance function, L lever, unhanded, satin stainless finish, for use with 1 3/8" - 1 3/4" thick standard door | 1 |  | 1 Year | 841.5 | 0.15 | 715.275
16770 | Salto | AP650L00IM48-S- | XS4 ANSI electronic SALLIS wireless 125kHz Proximity entrance function, L lever, unhanded, satin stainless finish, for use with 1 3/4" - 2 1/4" thick door | 1 |  | 1 Year | 841.5 | 0.15 | 715.275
16771 | Salto | AP650L00IP38-S- | XS4 ANSI electronic SALLIS wireless 125kHz Proximity entrance function, L lever, unhanded, bright stainless steel finish, for use with 1 3/8" - 1 3/4" thick standard door | 1 |  | 1 Year | 857.8 | 0.15 | 729.13
16772 | Salto | AP650L00IP48-S- | XS4 ANSI electronic SALLIS wireless 125kHz Proximity entrance function, L lever, unhanded, bright stainless steel finish, for use with 1 3/4" - 2 1/4" thick door | 1 |  | 1 Year | 857.8 | 0.15 | 729.13
16773 | Salto | AP650L00NE38-S- | XS4 ANSI electronic SALLIS wireless 125kHz Proximity entrance function, L lever, unhanded, black chromium finish, for use with 1 3/8" - 1 3/4" thick standard door | 1 |  | 1 Year | 876.2 | 0.15 | 744.77
16774 | Salto | AP650L00NE48-S- | XS4 ANSI electronic SALLIS wireless 125kHz Proximity entrance function, L lever, unhanded, black chromium finish, for use with 1 3/4" - 2 1/4" thick door | 1 |  | 1 Year | 876.2 | 0.15 | 744.77
16775 | Salto | AP650L00PM38-S- | XS4 ANSI electronic SALLIS wireless 125kHz Proximity entrance function, L lever, unhanded, satin brass finish, for use with 1 3/8" - 1 3/4" thick standard door | 1 |  | 1 Year | 841.5 | 0.15 | 715.275
16776 | Salto | AP650L00PM48-S- | XS4 ANSI electronic SALLIS wireless 125kHz Proximity entrance function, L lever, unhanded, satin brass finish, for use with 1 3/4" - 2 1/4" thick door | 1 |  | 1 Year | 841.5 | 0.15 | 715.275
16777 | Salto | AP650L00PP38-S- | XS4 ANSI electronic SALLIS wireless 125kHz Proximity entrance function, L lever, unhanded, bright brass finish, for use with 1 3/8" - 1 3/4" thick standard door | 1 |  | 1 Year | 857.8 | 0.15 | 729.13
16778 | Salto | AP650L00PP48-S- | XS4 ANSI electronic SALLIS wireless 125kHz Proximity entrance function, L lever, unhanded, bright brass finish, for use with 1 3/4" - 2 1/4" thick door | 1 |  | 1 Year | 857.8 | 0.15 | 729.13
16779 | Salto | AP650N00BC38-S- | XS4 ANSI electronic SALLIS wireless 125kHz Proximity entrance function, N lever, unhanded, BioCote antimicrobial finish, for use with 1 3/8" - 1 3/4" thick standard door | 1 |  | 1 Year | 893.5 | 0.15 | 759.475
16780 | Salto | AP650N00BC48-S- | XS4 ANSI electronic SALLIS wireless 125kHz Proximity entrance function, N lever, unhanded, BioCote antimicrobial finish, for use with 1 3/4" - 2 1/4" thick door | 1 |  | 1 Year | 893.5 | 0.15 | 759.475
16781 | Salto | AP650N00IM38-S- | XS4 ANSI electronic SALLIS wireless 125kHz Proximity entrance function, N lever, unhanded, satin stainless finish, for use with 1 3/8" - 1 3/4" thick standard door | 1 |  | 1 Year | 841.5 | 0.15 | 715.275
16782 | Salto | AP650N00IM48-S- | XS4 ANSI electronic SALLIS wireless 125kHz Proximity entrance function, N lever, unhanded, satin stainless finish, for use with 1 3/4" - 2 1/4" thick door | 1 |  | 1 Year | 841.5 | 0.15 | 715.275
16783 | Salto | AP650N00PM38-S- | XS4 ANSI electronic SALLIS wireless 125kHz Proximity entrance function, N lever, unhanded, satin brass finish, for use with 1 3/8" - 1 3/4" thick standard door | 1 |  | 1 Year | 841.5 | 0.15 | 715.275
16784 | Salto | AP650N00PM48-S- | XS4 ANSI electronic SALLIS wireless 125kHz Proximity entrance function, N lever, unhanded, satin brass finish, for use with 1 3/4" - 2 1/4" thick door | 1 |  | 1 Year | 841.5 | 0.15 | 715.275
16785 | Salto | AP650O00IA38LS- | XS4 ANSI electronic SALLIS wireless 125kHz Proximity entrance function, O lever, left handed, antique brass finish, for use with 1 3/8" - 1 3/4" thick standard door | 1 |  | 1 Year | 903.7 | 0.15 | 768.145
16786 | Salto | AP650O00IA38RS- | XS4 ANSI electronic SALLIS wireless 125kHz Proximity entrance function, O lever, right handed, antique brass finish, for use with 1 3/8" - 1 3/4" thick standard door | 1 |  | 1 Year | 903.7 | 0.15 | 768.145
16787 | Salto | AP650O00IA48LS- | XS4 ANSI electronic SALLIS wireless 125kHz Proximity entrance function, O lever, left handed, antique brass finish, for use with 1 3/4" - 2 1/4" thick door | 1 |  | 1 Year | 903.7 | 0.15 | 768.145
16788 | Salto | AP650O00IA48RS- | XS4 ANSI electronic SALLIS wireless 125kHz Proximity entrance function, O lever, right handed, antique brass finish, for use with 1 3/4" - 2 1/4" thick door | 1 |  | 1 Year | 903.7 | 0.15 | 768.145
16789 | Salto | AP650O00IM38LS- | XS4 ANSI electronic SALLIS wireless 125kHz Proximity entrance function, O lever, left handed, satin stainless finish, for use with 1 3/8" - 1 3/4" thick standard door | 1 |  | 1 Year | 851.7 | 0.15 | 723.945
16790 | Salto | AP650O00IM38RS- | XS4 ANSI electronic SALLIS wireless 125kHz Proximity entrance function, O lever, right handed, satin stainless finish, for use with 1 3/8" - 1 3/4" thick standard door | 1 |  | 1 Year | 851.7 | 0.15 | 723.945
16791 | Salto | AP650O00IM48LS- | XS4 ANSI electronic SALLIS wireless 125kHz Proximity entrance function, O lever, left handed, satin stainless finish, for use with 1 3/4" - 2 1/4" thick door | 1 |  | 1 Year | 851.7 | 0.15 | 723.945
16792 | Salto | AP650O00IM48RS- | XS4 ANSI electronic SALLIS wireless 125kHz Proximity entrance function, O lever, right handed, satin stainless finish, for use with 1 3/4" - 2 1/4" thick door | 1 |  | 1 Year | 851.7 | 0.15 | 723.945
16793 | Salto | AP650O00IP38LS- | XS4 ANSI electronic SALLIS wireless 125kHz Proximity entrance function, O lever, left handed, bright stainless steel finish, for use with 1 3/8" - 1 3/4" thick standard door | 1 |  | 1 Year | 868 | 0.15 | 737.8
16794 | Salto | AP650O00IP38RS- | XS4 ANSI electronic SALLIS wireless 125kHz Proximity entrance function, O lever, right handed, bright stainless steel finish, for use with 1 3/8" - 1 3/4" thick standard door | 1 |  | 1 Year | 868 | 0.15 | 737.8
16795 | Salto | AP650O00IP48LS- | XS4 ANSI electronic SALLIS wireless 125kHz Proximity entrance function, O lever, left handed, bright stainless steel finish, for use with 1 3/4" - 2 1/4" thick door | 1 |  | 1 Year | 868 | 0.15 | 737.8
16796 | Salto | AP650O00IP48RS- | XS4 ANSI electronic SALLIS wireless 125kHz Proximity entrance function, O lever, right handed, bright stainless steel finish, for use with 1 3/4" - 2 1/4" thick door | 1 |  | 1 Year | 868 | 0.15 | 737.8
16797 | Salto | AP650O00NE38LS- | XS4 ANSI electronic SALLIS wireless 125kHz Proximity entrance function, O lever, left handed, black chromium finish, for use with 1 3/8" - 1 3/4" thick standard door | 1 |  | 1 Year | 886.4 | 0.15 | 753.44
16798 | Salto | AP650O00NE38RS- | XS4 ANSI electronic SALLIS wireless 125kHz Proximity entrance function, O lever, right handed, black chromium finish, for use with 1 3/8" - 1 3/4" thick standard door | 1 |  | 1 Year | 886.4 | 0.15 | 753.44
16799 | Salto | AP650O00NE48LS- | XS4 ANSI electronic SALLIS wireless 125kHz Proximity entrance function, O lever, left handed, black chromium finish, for use with 1 3/4" - 2 1/4" thick door | 1 |  | 1 Year | 886.4 | 0.15 | 753.44
16800 | Salto | AP650O00NE48RS- | XS4 ANSI electronic SALLIS wireless 125kHz Proximity entrance function, O lever, right handed, black chromium finish, for use with 1 3/4" - 2 1/4" thick door | 1 |  | 1 Year | 886.4 | 0.15 | 753.44
16801 | Salto | AP650O00PM38LS- | XS4 ANSI electronic SALLIS wireless 125kHz Proximity entrance function, O lever, left handed, satin brass finish, for use with 1 3/8" - 1 3/4" thick standard door | 1 |  | 1 Year | 851.7 | 0.15 | 723.945
16802 | Salto | AP650O00PM38RS- | XS4 ANSI electronic SALLIS wireless 125kHz Proximity entrance function, O lever, right handed, satin brass finish, for use with 1 3/8" - 1 3/4" thick standard door | 1 |  | 1 Year | 851.7 | 0.15 | 723.945
16803 | Salto | AP650O00PM48LS- | XS4 ANSI electronic SALLIS wireless 125kHz Proximity entrance function, O lever, left handed, satin brass finish, for use with 1 3/4" - 2 1/4" thick door | 1 |  | 1 Year | 851.7 | 0.15 | 723.945
16804 | Salto | AP650O00PM48RS- | XS4 ANSI electronic SALLIS wireless 125kHz Proximity entrance function, O lever, right handed, satin brass finish, for use with 1 3/4" - 2 1/4" thick door | 1 |  | 1 Year | 851.7 | 0.15 | 723.945
16805 | Salto | AP650O00PP38LS- | XS4 ANSI electronic SALLIS wireless 125kHz Proximity entrance function, O lever, left handed, bright brass finish, for use with 1 3/8" - 1 3/4" thick standard door | 1 |  | 1 Year | 868 | 0.15 | 737.8
16806 | Salto | AP650O00PP38RS- | XS4 ANSI electronic SALLIS wireless 125kHz Proximity entrance function, O lever, right handed, bright brass finish, for use with 1 3/8" - 1 3/4" thick standard door | 1 |  | 1 Year | 868 | 0.15 | 737.8
16807 | Salto | AP650O00PP48LS- | XS4 ANSI electronic SALLIS wireless 125kHz Proximity entrance function, O lever, left handed, bright brass finish, for use with 1 3/4" - 2 1/4" thick door | 1 |  | 1 Year | 868 | 0.15 | 737.8
16808 | Salto | AP650O00PP48RS- | XS4 ANSI electronic SALLIS wireless 125kHz Proximity entrance function, O lever, right handed, bright brass finish, for use with 1 3/4" - 2 1/4" thick door | 1 |  | 1 Year | 868 | 0.15 | 737.8
16809 | Salto | AP650W00BC38-S- | XS4 ANSI electronic SALLIS wireless 125kHz Proximity entrance function, W lever, unhanded, BioCote antimicrobial finish, for use with 1 3/8" - 1 3/4" thick standard door | 1 |  | 1 Year | 893.5 | 0.15 | 759.475
16810 | Salto | AP650W00BC48-S- | XS4 ANSI electronic SALLIS wireless 125kHz Proximity entrance function, W lever, unhanded, BioCote antimicrobial finish, for use with 1 3/4" - 2 1/4" thick door | 1 |  | 1 Year | 893.5 | 0.15 | 759.475
16811 | Salto | AP650W00IA38-S- | XS4 ANSI electronic SALLIS wireless 125kHz Proximity entrance function, W lever, unhanded, antique brass finish, for use with 1 3/8" - 1 3/4" thick standard door | 1 |  | 1 Year | 893.5 | 0.15 | 759.475
16812 | Salto | AP650W00IA48-S- | XS4 ANSI electronic SALLIS wireless 125kHz Proximity entrance function, W lever, unhanded, antique brass finish, for use with 1 3/4" - 2 1/4" thick door | 1 |  | 1 Year | 893.5 | 0.15 | 759.475
16813 | Salto | AP650W00IM38-S- | XS4 ANSI electronic SALLIS wireless 125kHz Proximity entrance function, W lever, unhanded, satin stainless finish, for use with 1 3/8" - 1 3/4" thick standard door | 1 |  | 1 Year | 841.5 | 0.15 | 715.275
16814 | Salto | AP650W00IM48-S- | XS4 ANSI electronic SALLIS wireless 125kHz Proximity entrance function, W lever, unhanded, satin stainless finish, for use with 1 3/4" - 2 1/4" thick door | 1 |  | 1 Year | 841.5 | 0.15 | 715.275
16815 | Salto | AP650W00IP38-S- | XS4 ANSI electronic SALLIS wireless 125kHz Proximity entrance function, W lever, unhanded, bright stainless steel finish, for use with 1 3/8" - 1 3/4" thick standard door | 1 |  | 1 Year | 857.8 | 0.15 | 729.13
16816 | Salto | AP650W00IP48-S- | XS4 ANSI electronic SALLIS wireless 125kHz Proximity entrance function, W lever, unhanded, bright stainless steel finish, for use with 1 3/4" - 2 1/4" thick door | 1 |  | 1 Year | 857.8 | 0.15 | 729.13
16817 | Salto | AP650W00NE38-S- | XS4 ANSI electronic SALLIS wireless 125kHz Proximity entrance function, W lever, unhanded, black chromium finish, for use with 1 3/8" - 1 3/4" thick standard door | 1 |  | 1 Year | 876.2 | 0.15 | 744.77
16818 | Salto | AP650W00NE48-S- | XS4 ANSI electronic SALLIS wireless 125kHz Proximity entrance function, W lever, unhanded, black chromium finish, for use with 1 3/4" - 2 1/4" thick door | 1 |  | 1 Year | 876.2 | 0.15 | 744.77
16819 | Salto | AP650W00PM38-S- | XS4 ANSI electronic SALLIS wireless 125kHz Proximity entrance function, W lever, unhanded, satin brass finish, for use with 1 3/8" - 1 3/4" thick standard door | 1 |  | 1 Year | 841.5 | 0.15 | 715.275
16820 | Salto | AP650W00PM48-S- | XS4 ANSI electronic SALLIS wireless 125kHz Proximity entrance function, W lever, unhanded, satin brass finish, for use with 1 3/4" - 2 1/4" thick door | 1 |  | 1 Year | 841.5 | 0.15 | 715.275
16821 | Salto | AP650W00PP38-S- | XS4 ANSI electronic SALLIS wireless 125kHz Proximity entrance function, W lever, unhanded, bright brass finish, for use with 1 3/8" - 1 3/4" thick standard door | 1 |  | 1 Year | 857.8 | 0.15 | 729.13
16822 | Salto | AP650W00PP48-S- | XS4 ANSI electronic SALLIS wireless 125kHz Proximity entrance function, W lever, unhanded, bright brass finish, for use with 1 3/4" - 2 1/4" thick door | 1 |  | 1 Year | 857.8 | 0.15 | 729.13
16823 | Salto | AP656200IM38-S- | XS4 ANSI electronic SALLIS wireless 125kHz Proximity push button privacy function, Columbo Robodue premium series lever, unhanded, satin stainless finish, for use with 1 3/8" - 1 3/4" thick standard door | 1 |  | 1 Year | 887.4 | 0.15 | 754.29
16824 | Salto | AP656200IM48-S- | XS4 ANSI electronic SALLIS wireless 125kHz Proximity push button privacy function, Columbo Robodue premium series lever, unhanded, satin stainless finish, for use with 1 3/4" - 2 1/4" thick door | 1 |  | 1 Year | 887.4 | 0.15 | 754.29
16825 | Salto | AP656200IP38-S- | XS4 ANSI electronic SALLIS wireless 125kHz Proximity push button privacy function, Columbo Robodue premium series lever, unhanded, bright stainless steel finish, for use with 1 3/8" - 1 3/4" thick standard door | 1 |  | 1 Year | 903.7 | 0.15 | 768.145
16826 | Salto | AP656200IP48-S- | XS4 ANSI electronic SALLIS wireless 125kHz Proximity push button privacy function, Columbo Robodue premium series lever, unhanded, bright stainless steel finish, for use with 1 3/4" - 2 1/4" thick door | 1 |  | 1 Year | 903.7 | 0.15 | 768.145
16827 | Salto | AP656200PP38-S- | XS4 ANSI electronic SALLIS wireless 125kHz Proximity push button privacy function, Columbo Robodue premium series lever, unhanded, bright brass finish, for use with 1 3/8" - 1 3/4" thick standard door | 1 |  | 1 Year | 903.7 | 0.15 | 768.145
16828 | Salto | AP656200PP48-S- | XS4 ANSI electronic SALLIS wireless 125kHz Proximity push button privacy function, Columbo Robodue premium series lever, unhanded, bright brass finish, for use with 1 3/4" - 2 1/4" thick door | 1 |  | 1 Year | 903.7 | 0.15 | 768.145
16829 | Salto | AP656300IM38-S- | XS4 ANSI electronic SALLIS wireless 125kHz Proximity push button privacy function, Columbo Robotre premium series lever, unhanded, satin stainless finish, for use with 1 3/8" - 1 3/4" thick standard door | 1 |  | 1 Year | 887.4 | 0.15 | 754.29
16830 | Salto | AP656300IM48-S- | XS4 ANSI electronic SALLIS wireless 125kHz Proximity push button privacy function, Columbo Robotre premium series lever, unhanded, satin stainless finish, for use with 1 3/4" - 2 1/4" thick door | 1 |  | 1 Year | 887.4 | 0.15 | 754.29
16831 | Salto | AP656300IP38-S- | XS4 ANSI electronic SALLIS wireless 125kHz Proximity push button privacy function, Columbo Robotre premium series lever, unhanded, bright stainless steel finish, for use with 1 3/8" - 1 3/4" thick standard door | 1 |  | 1 Year | 903.7 | 0.15 | 768.145
16832 | Salto | AP656300IP48-S- | XS4 ANSI electronic SALLIS wireless 125kHz Proximity push button privacy function, Columbo Robotre premium series lever, unhanded, bright stainless steel finish, for use with 1 3/4" - 2 1/4" thick door | 1 |  | 1 Year | 903.7 | 0.15 | 768.145
16833 | Salto | AP656300PP38-S- | XS4 ANSI electronic SALLIS wireless 125kHz Proximity push button privacy function, Columbo Robotre premium series lever, unhanded, bright brass finish, for use with 1 3/8" - 1 3/4" thick standard door | 1 |  | 1 Year | 903.7 | 0.15 | 768.145
16834 | Salto | AP656300PP48-S- | XS4 ANSI electronic SALLIS wireless 125kHz Proximity push button privacy function, Columbo Robotre premium series lever, unhanded, bright brass finish, for use with 1 3/4" - 2 1/4" thick door | 1 |  | 1 Year | 903.7 | 0.15 | 768.145
16835 | Salto | AP656400IM38-S- | XS4 ANSI electronic SALLIS wireless 125kHz Proximity push button privacy function, Columbo Roboquattro premium series lever, unhanded, satin stainless finish, for use with 1 3/8" - 1 3/4" thick standard door | 1 |  | 1 Year | 887.4 | 0.15 | 754.29
16836 | Salto | AP656400IM48-S- | XS4 ANSI electronic SALLIS wireless 125kHz Proximity push button privacy function, Columbo Roboquattro premium series lever, unhanded, satin stainless finish, for use with 1 3/4" - 2 1/4" thick door | 1 |  | 1 Year | 887.4 | 0.15 | 754.29
16837 | Salto | AP656400IP38-S- | XS4 ANSI electronic SALLIS wireless 125kHz Proximity push button privacy function, Columbo Roboquattro premium series lever, unhanded, bright stainless steel finish, for use with 1 3/8" - 1 3/4" thick standard door | 1 |  | 1 Year | 903.7 | 0.15 | 768.145
16838 | Salto | AP656400IP48-S- | XS4 ANSI electronic SALLIS wireless 125kHz Proximity push button privacy function, Columbo Roboquattro premium series lever, unhanded, bright stainless steel finish, for use with 1 3/4" - 2 1/4" thick door | 1 |  | 1 Year | 903.7 | 0.15 | 768.145
16839 | Salto | AP656400PP38-S- | XS4 ANSI electronic SALLIS wireless 125kHz Proximity push button privacy function, Columbo Roboquattro premium series lever, unhanded, bright brass finish, for use with 1 3/8" - 1 3/4" thick standard door | 1 |  | 1 Year | 903.7 | 0.15 | 768.145
16840 | Salto | AP656400PP48-S- | XS4 ANSI electronic SALLIS wireless 125kHz Proximity push button privacy function, Columbo Roboquattro premium series lever, unhanded, bright brass finish, for use with 1 3/4" - 2 1/4" thick door | 1 |  | 1 Year | 903.7 | 0.15 | 768.145
16841 | Salto | AP656700IM38-S- | XS4 ANSI electronic SALLIS wireless 125kHz Proximity push button privacy function, Columbo Mach premium series lever, unhanded, satin stainless finish, for use with 1 3/8" - 1 3/4" thick standard door | 1 |  | 1 Year | 887.4 | 0.15 | 754.29
16842 | Salto | AP656700IM48-S- | XS4 ANSI electronic SALLIS wireless 125kHz Proximity push button privacy function, Columbo Mach premium series lever, unhanded, satin stainless finish, for use with 1 3/4" - 2 1/4" thick door | 1 |  | 1 Year | 887.4 | 0.15 | 754.29
16843 | Salto | AP656700IP38-S- | XS4 ANSI electronic SALLIS wireless 125kHz Proximity push button privacy function, Columbo Mach premium series lever, unhanded, bright stainless steel finish, for use with 1 3/8" - 1 3/4" thick standard door | 1 |  | 1 Year | 903.7 | 0.15 | 768.145
16844 | Salto | AP656700IP48-S- | XS4 ANSI electronic SALLIS wireless 125kHz Proximity push button privacy function, Columbo Mach premium series lever, unhanded, bright stainless steel finish, for use with 1 3/4" - 2 1/4" thick door | 1 |  | 1 Year | 903.7 | 0.15 | 768.145
16845 | Salto | AP656700PP38-S- | XS4 ANSI electronic SALLIS wireless 125kHz Proximity push button privacy function, Columbo Mach premium series lever, unhanded, bright brass finish, for use with 1 3/8" - 1 3/4" thick standard door | 1 |  | 1 Year | 903.7 | 0.15 | 768.145
16846 | Salto | AP656700PP48-S- | XS4 ANSI electronic SALLIS wireless 125kHz Proximity push button privacy function, Columbo Mach premium series lever, unhanded, bright brass finish, for use with 1 3/4" - 2 1/4" thick door | 1 |  | 1 Year | 903.7 | 0.15 | 768.145
16847 | Salto | AP656A00BC38-S- | XS4 ANSI electronic SALLIS wireless 125kHz Proximity push button privacy function, A lever, unhanded, BioCote antimicrobial finish, for use with 1 3/8" - 1 3/4" thick standard door | 1 |  | 1 Year | 893.5 | 0.15 | 759.475
16848 | Salto | AP656A00BC48-S- | XS4 ANSI electronic SALLIS wireless 125kHz Proximity push button privacy function, A lever, unhanded, BioCote antimicrobial finish, for use with 1 3/4" - 2 1/4" thick door | 1 |  | 1 Year | 893.5 | 0.15 | 759.475
16849 | Salto | AP656A00IA38-S- | XS4 ANSI electronic SALLIS wireless 125kHz Proximity push button privacy function, A lever, unhanded, antique brass finish, for use with 1 3/8" - 1 3/4" thick standard door | 1 |  | 1 Year | 893.5 | 0.15 | 759.475
16850 | Salto | AP656A00IA48-S- | XS4 ANSI electronic SALLIS wireless 125kHz Proximity push button privacy function, A lever, unhanded, antique brass finish, for use with 1 3/4" - 2 1/4" thick door | 1 |  | 1 Year | 893.5 | 0.15 | 759.475
16851 | Salto | AP656A00IM38-S- | XS4 ANSI electronic SALLIS wireless 125kHz Proximity push button privacy function, A lever, unhanded, satin stainless finish, for use with 1 3/8" - 1 3/4" thick standard door | 1 |  | 1 Year | 841.5 | 0.15 | 715.275
16852 | Salto | AP656A00IM48-S- | XS4 ANSI electronic SALLIS wireless 125kHz Proximity push button privacy function, A lever, unhanded, satin stainless finish, for use with 1 3/4" - 2 1/4" thick door | 1 |  | 1 Year | 841.5 | 0.15 | 715.275
16853 | Salto | AP656A00IP38-S- | XS4 ANSI electronic SALLIS wireless 125kHz Proximity push button privacy function, A lever, unhanded, bright stainless steel finish, for use with 1 3/8" - 1 3/4" thick standard door | 1 |  | 1 Year | 857.8 | 0.15 | 729.13
16854 | Salto | AP656A00IP48-S- | XS4 ANSI electronic SALLIS wireless 125kHz Proximity push button privacy function, A lever, unhanded, bright stainless steel finish, for use with 1 3/4" - 2 1/4" thick door | 1 |  | 1 Year | 857.8 | 0.15 | 729.13
16855 | Salto | AP656A00NE38-S- | XS4 ANSI electronic SALLIS wireless 125kHz Proximity push button privacy function, A lever, unhanded, black chromium finish, for use with 1 3/8" - 1 3/4" thick standard door | 1 |  | 1 Year | 876.2 | 0.15 | 744.77
16856 | Salto | AP656A00NE48-S- | XS4 ANSI electronic SALLIS wireless 125kHz Proximity push button privacy function, A lever, unhanded, black chromium finish, for use with 1 3/4" - 2 1/4" thick door | 1 |  | 1 Year | 876.2 | 0.15 | 744.77
16857 | Salto | AP656A00PM38-S- | XS4 ANSI electronic SALLIS wireless 125kHz Proximity push button privacy function, A lever, unhanded, satin brass finish, for use with 1 3/8" - 1 3/4" thick standard door | 1 |  | 1 Year | 841.5 | 0.15 | 715.275
16858 | Salto | AP656A00PM48-S- | XS4 ANSI electronic SALLIS wireless 125kHz Proximity push button privacy function, A lever, unhanded, satin brass finish, for use with 1 3/4" - 2 1/4" thick door | 1 |  | 1 Year | 841.5 | 0.15 | 715.275
16859 | Salto | AP656A00PP38-S- | XS4 ANSI electronic SALLIS wireless 125kHz Proximity push button privacy function, A lever, unhanded, bright brass finish, for use with 1 3/8" - 1 3/4" thick standard door | 1 |  | 1 Year | 857.8 | 0.15 | 729.13
16860 | Salto | AP656A00PP48-S- | XS4 ANSI electronic SALLIS wireless 125kHz Proximity push button privacy function, A lever, unhanded, bright brass finish, for use with 1 3/4" - 2 1/4" thick door | 1 |  | 1 Year | 857.8 | 0.15 | 729.13
16861 | Salto | AP656G00BC38-S- | XS4 ANSI electronic SALLIS wireless 125kHz Proximity push button privacy function, G lever, unhanded, BioCote antimicrobial finish, for use with 1 3/8" - 1 3/4" thick standard door | 1 |  | 1 Year | 893.5 | 0.15 | 759.475
16862 | Salto | AP656G00BC48-S- | XS4 ANSI electronic SALLIS wireless 125kHz Proximity push button privacy function, G lever, unhanded, BioCote antimicrobial finish, for use with 1 3/4" - 2 1/4" thick door | 1 |  | 1 Year | 893.5 | 0.15 | 759.475
16863 | Salto | AP656G00IM38-S- | XS4 ANSI electronic SALLIS wireless 125kHz Proximity push button privacy function, G lever, unhanded, satin stainless finish, for use with 1 3/8" - 1 3/4" thick standard door | 1 |  | 1 Year | 841.5 | 0.15 | 715.275
16864 | Salto | AP656G00IM48-S- | XS4 ANSI electronic SALLIS wireless 125kHz Proximity push button privacy function, G lever, unhanded, satin stainless finish, for use with 1 3/4" - 2 1/4" thick door | 1 |  | 1 Year | 841.5 | 0.15 | 715.275
16865 | Salto | AP656G00PM38-S- | XS4 ANSI electronic SALLIS wireless 125kHz Proximity push button privacy function, G lever, unhanded, satin brass finish, for use with 1 3/8" - 1 3/4" thick standard door | 1 |  | 1 Year | 841.5 | 0.15 | 715.275
16866 | Salto | AP656G00PM48-S- | XS4 ANSI electronic SALLIS wireless 125kHz Proximity push button privacy function, G lever, unhanded, satin brass finish, for use with 1 3/4" - 2 1/4" thick door | 1 |  | 1 Year | 841.5 | 0.15 | 715.275
16867 | Salto | AP656J00BC38-S- | XS4 ANSI electronic SALLIS wireless 125kHz Proximity push button privacy function, J lever, unhanded, BioCote antimicrobial finish, for use with 1 3/8" - 1 3/4" thick standard door | 1 |  | 1 Year | 903.7 | 0.15 | 768.145
16868 | Salto | AP656J00BC48-S- | XS4 ANSI electronic SALLIS wireless 125kHz Proximity push button privacy function, J lever, unhanded, BioCote antimicrobial finish, for use with 1 3/4" - 2 1/4" thick door | 1 |  | 1 Year | 903.7 | 0.15 | 768.145
16869 | Salto | AP656J00IA38-S- | XS4 ANSI electronic SALLIS wireless 125kHz Proximity push button privacy function, J lever, unhanded, antique brass finish, for use with 1 3/8" - 1 3/4" thick standard door | 1 |  | 1 Year | 903.7 | 0.15 | 768.145
16870 | Salto | AP656J00IA48-S- | XS4 ANSI electronic SALLIS wireless 125kHz Proximity push button privacy function, J lever, unhanded, antique brass finish, for use with 1 3/4" - 2 1/4" thick door | 1 |  | 1 Year | 903.7 | 0.15 | 768.145
16871 | Salto | AP656J00IM38-S- | XS4 ANSI electronic SALLIS wireless 125kHz Proximity push button privacy function, J lever, unhanded, satin stainless finish, for use with 1 3/8" - 1 3/4" thick standard door | 1 |  | 1 Year | 851.7 | 0.15 | 723.945
16872 | Salto | AP656J00IM48-S- | XS4 ANSI electronic SALLIS wireless 125kHz Proximity push button privacy function, J lever, unhanded, satin stainless finish, for use with 1 3/4" - 2 1/4" thick door | 1 |  | 1 Year | 851.7 | 0.15 | 723.945
16873 | Salto | AP656J00NE38-S- | XS4 ANSI electronic SALLIS wireless 125kHz Proximity push button privacy function, J lever, unhanded, black chromium finish, for use with 1 3/8" - 1 3/4" thick standard door | 1 |  | 1 Year | 886.4 | 0.15 | 753.44
16874 | Salto | AP656J00NE48-S- | XS4 ANSI electronic SALLIS wireless 125kHz Proximity push button privacy function, J lever, unhanded, black chromium finish, for use with 1 3/4" - 2 1/4" thick door | 1 |  | 1 Year | 886.4 | 0.15 | 753.44
16875 | Salto | AP656J00PM38-S- | XS4 ANSI electronic SALLIS wireless 125kHz Proximity push button privacy function, J lever, unhanded, satin brass finish, for use with 1 3/8" - 1 3/4" thick standard door | 1 |  | 1 Year | 851.7 | 0.15 | 723.945
16876 | Salto | AP656J00PM48-S- | XS4 ANSI electronic SALLIS wireless 125kHz Proximity push button privacy function, J lever, unhanded, satin brass finish, for use with 1 3/4" - 2 1/4" thick door | 1 |  | 1 Year | 851.7 | 0.15 | 723.945
16877 | Salto | AP656K00IM38LS- | XS4 ANSI electronic SALLIS wireless 125kHz Proximity push button privacy function, K lever, left handed, satin stainless finish, for use with 1 3/8" - 1 3/4" thick standard door | 1 |  | 1 Year | 851.7 | 0.15 | 723.945
16878 | Salto | AP656K00IM38RS- | XS4 ANSI electronic SALLIS wireless 125kHz Proximity push button privacy function, K lever, right handed, satin stainless finish, for use with 1 3/8" - 1 3/4" thick standard door | 1 |  | 1 Year | 851.7 | 0.15 | 723.945
16879 | Salto | AP656K00IM48LS- | XS4 ANSI electronic SALLIS wireless 125kHz Proximity push button privacy function, K lever, left handed, satin stainless finish, for use with 1 3/4" - 2 1/4" thick door | 1 |  | 1 Year | 851.7 | 0.15 | 723.945
16880 | Salto | AP656K00IM48RS- | XS4 ANSI electronic SALLIS wireless 125kHz Proximity push button privacy function, K lever, right handed, satin stainless finish, for use with 1 3/4" - 2 1/4" thick door | 1 |  | 1 Year | 851.7 | 0.15 | 723.945
16881 | Salto | AP656K00IP38LS- | XS4 ANSI electronic SALLIS wireless 125kHz Proximity push button privacy function, K lever, left handed, bright stainless steel finish, for use with 1 3/8" - 1 3/4" thick standard door | 1 |  | 1 Year | 868 | 0.15 | 737.8
16882 | Salto | AP656K00IP38RS- | XS4 ANSI electronic SALLIS wireless 125kHz Proximity push button privacy function, K lever, right handed, bright stainless steel finish, for use with 1 3/8" - 1 3/4" thick standard door | 1 |  | 1 Year | 868 | 0.15 | 737.8
16883 | Salto | AP656K00IP48LS- | XS4 ANSI electronic SALLIS wireless 125kHz Proximity push button privacy function, K lever, left handed, bright stainless steel finish, for use with 1 3/4" - 2 1/4" thick door | 1 |  | 1 Year | 868 | 0.15 | 737.8
16884 | Salto | AP656K00IP48RS- | XS4 ANSI electronic SALLIS wireless 125kHz Proximity push button privacy function, K lever, right handed, bright stainless steel finish, for use with 1 3/4" - 2 1/4" thick door | 1 |  | 1 Year | 868 | 0.15 | 737.8
16885 | Salto | AP656K00PP38LS- | XS4 ANSI electronic SALLIS wireless 125kHz Proximity push button privacy function, K lever, left handed, bright brass finish, for use with 1 3/8" - 1 3/4" thick standard door | 1 |  | 1 Year | 868 | 0.15 | 737.8
16886 | Salto | AP656K00PP38RS- | XS4 ANSI electronic SALLIS wireless 125kHz Proximity push button privacy function, K lever, right handed, bright brass finish, for use with 1 3/8" - 1 3/4" thick standard door | 1 |  | 1 Year | 868 | 0.15 | 737.8
16887 | Salto | AP656K00PP48LS- | XS4 ANSI electronic SALLIS wireless 125kHz Proximity push button privacy function, K lever, left handed, bright brass finish, for use with 1 3/4" - 2 1/4" thick door | 1 |  | 1 Year | 868 | 0.15 | 737.8
16888 | Salto | AP656K00PP48RS- | XS4 ANSI electronic SALLIS wireless 125kHz Proximity push button privacy function, K lever, right handed, bright brass finish, for use with 1 3/4" - 2 1/4" thick door | 1 |  | 1 Year | 868 | 0.15 | 737.8
16889 | Salto | AP656L00BC38-S- | XS4 ANSI electronic SALLIS wireless 125kHz Proximity push button privacy function, L lever, unhanded, BioCote antimicrobial finish, for use with 1 3/8" - 1 3/4" thick standard door | 1 |  | 1 Year | 893.5 | 0.15 | 759.475
16890 | Salto | AP656L00BC48-S- | XS4 ANSI electronic SALLIS wireless 125kHz Proximity push button privacy function, L lever, unhanded, BioCote antimicrobial finish, for use with 1 3/4" - 2 1/4" thick door | 1 |  | 1 Year | 893.5 | 0.15 | 759.475
16891 | Salto | AP656L00IA38-S- | XS4 ANSI electronic SALLIS wireless 125kHz Proximity push button privacy function, L lever, unhanded, antique brass finish, for use with 1 3/8" - 1 3/4" thick standard door | 1 |  | 1 Year | 893.5 | 0.15 | 759.475
16892 | Salto | AP656L00IA48-S- | XS4 ANSI electronic SALLIS wireless 125kHz Proximity push button privacy function, L lever, unhanded, antique brass finish, for use with 1 3/4" - 2 1/4" thick door | 1 |  | 1 Year | 893.5 | 0.15 | 759.475
16893 | Salto | AP656L00IM38-S- | XS4 ANSI electronic SALLIS wireless 125kHz Proximity push button privacy function, L lever, unhanded, satin stainless finish, for use with 1 3/8" - 1 3/4" thick standard door | 1 |  | 1 Year | 841.5 | 0.15 | 715.275
16894 | Salto | AP656L00IM48-S- | XS4 ANSI electronic SALLIS wireless 125kHz Proximity push button privacy function, L lever, unhanded, satin stainless finish, for use with 1 3/4" - 2 1/4" thick door | 1 |  | 1 Year | 841.5 | 0.15 | 715.275
16895 | Salto | AP656L00IP38-S- | XS4 ANSI electronic SALLIS wireless 125kHz Proximity push button privacy function, L lever, unhanded, bright stainless steel finish, for use with 1 3/8" - 1 3/4" thick standard door | 1 |  | 1 Year | 857.8 | 0.15 | 729.13
16896 | Salto | AP656L00IP48-S- | XS4 ANSI electronic SALLIS wireless 125kHz Proximity push button privacy function, L lever, unhanded, bright stainless steel finish, for use with 1 3/4" - 2 1/4" thick door | 1 |  | 1 Year | 857.8 | 0.15 | 729.13
16897 | Salto | AP656L00NE38-S- | XS4 ANSI electronic SALLIS wireless 125kHz Proximity push button privacy function, L lever, unhanded, black chromium finish, for use with 1 3/8" - 1 3/4" thick standard door | 1 |  | 1 Year | 876.2 | 0.15 | 744.77
16898 | Salto | AP656L00NE48-S- | XS4 ANSI electronic SALLIS wireless 125kHz Proximity push button privacy function, L lever, unhanded, black chromium finish, for use with 1 3/4" - 2 1/4" thick door | 1 |  | 1 Year | 876.2 | 0.15 | 744.77
16899 | Salto | AP656L00PM38-S- | XS4 ANSI electronic SALLIS wireless 125kHz Proximity push button privacy function, L lever, unhanded, satin brass finish, for use with 1 3/8" - 1 3/4" thick standard door | 1 |  | 1 Year | 841.5 | 0.15 | 715.275
16900 | Salto | AP656L00PM48-S- | XS4 ANSI electronic SALLIS wireless 125kHz Proximity push button privacy function, L lever, unhanded, satin brass finish, for use with 1 3/4" - 2 1/4" thick door | 1 |  | 1 Year | 841.5 | 0.15 | 715.275
16901 | Salto | AP656L00PP38-S- | XS4 ANSI electronic SALLIS wireless 125kHz Proximity push button privacy function, L lever, unhanded, bright brass finish, for use with 1 3/8" - 1 3/4" thick standard door | 1 |  | 1 Year | 857.8 | 0.15 | 729.13
16902 | Salto | AP656L00PP48-S- | XS4 ANSI electronic SALLIS wireless 125kHz Proximity push button privacy function, L lever, unhanded, bright brass finish, for use with 1 3/4" - 2 1/4" thick door | 1 |  | 1 Year | 857.8 | 0.15 | 729.13
16903 | Salto | AP656N00BC38-S- | XS4 ANSI electronic SALLIS wireless 125kHz Proximity push button privacy function, N lever, unhanded, BioCote antimicrobial finish, for use with 1 3/8" - 1 3/4" thick standard door | 1 |  | 1 Year | 893.5 | 0.15 | 759.475
16904 | Salto | AP656N00BC48-S- | XS4 ANSI electronic SALLIS wireless 125kHz Proximity push button privacy function, N lever, unhanded, BioCote antimicrobial finish, for use with 1 3/4" - 2 1/4" thick door | 1 |  | 1 Year | 893.5 | 0.15 | 759.475
16905 | Salto | AP656N00IM38-S- | XS4 ANSI electronic SALLIS wireless 125kHz Proximity push button privacy function, N lever, unhanded, satin stainless finish, for use with 1 3/8" - 1 3/4" thick standard door | 1 |  | 1 Year | 841.5 | 0.15 | 715.275
16906 | Salto | AP656N00IM48-S- | XS4 ANSI electronic SALLIS wireless 125kHz Proximity push button privacy function, N lever, unhanded, satin stainless finish, for use with 1 3/4" - 2 1/4" thick door | 1 |  | 1 Year | 841.5 | 0.15 | 715.275
16907 | Salto | AP656N00PM38-S- | XS4 ANSI electronic SALLIS wireless 125kHz Proximity push button privacy function, N lever, unhanded, satin brass finish, for use with 1 3/8" - 1 3/4" thick standard door | 1 |  | 1 Year | 841.5 | 0.15 | 715.275
16908 | Salto | AP656N00PM48-S- | XS4 ANSI electronic SALLIS wireless 125kHz Proximity push button privacy function, N lever, unhanded, satin brass finish, for use with 1 3/4" - 2 1/4" thick door | 1 |  | 1 Year | 841.5 | 0.15 | 715.275
16909 | Salto | AP656O00IA38LS- | XS4 ANSI electronic SALLIS wireless 125kHz Proximity push button privacy function, O lever, left handed, antique brass finish, for use with 1 3/8" - 1 3/4" thick standard door | 1 |  | 1 Year | 903.7 | 0.15 | 768.145
16910 | Salto | AP656O00IA38RS- | XS4 ANSI electronic SALLIS wireless 125kHz Proximity push button privacy function, O lever, right handed, antique brass finish, for use with 1 3/8" - 1 3/4" thick standard door | 1 |  | 1 Year | 903.7 | 0.15 | 768.145
16911 | Salto | AP656O00IA48LS- | XS4 ANSI electronic SALLIS wireless 125kHz Proximity push button privacy function, O lever, left handed, antique brass finish, for use with 1 3/4" - 2 1/4" thick door | 1 |  | 1 Year | 903.7 | 0.15 | 768.145
16912 | Salto | AP656O00IA48RS- | XS4 ANSI electronic SALLIS wireless 125kHz Proximity push button privacy function, O lever, right handed, antique brass finish, for use with 1 3/4" - 2 1/4" thick door | 1 |  | 1 Year | 903.7 | 0.15 | 768.145
16913 | Salto | AP656O00IM38LS- | XS4 ANSI electronic SALLIS wireless 125kHz Proximity push button privacy function, O lever, left handed, satin stainless finish, for use with 1 3/8" - 1 3/4" thick standard door | 1 |  | 1 Year | 851.7 | 0.15 | 723.945
16914 | Salto | AP656O00IM38RS- | XS4 ANSI electronic SALLIS wireless 125kHz Proximity push button privacy function, O lever, right handed, satin stainless finish, for use with 1 3/8" - 1 3/4" thick standard door | 1 |  | 1 Year | 851.7 | 0.15 | 723.945
16915 | Salto | AP656O00IM48LS- | XS4 ANSI electronic SALLIS wireless 125kHz Proximity push button privacy function, O lever, left handed, satin stainless finish, for use with 1 3/4" - 2 1/4" thick door | 1 |  | 1 Year | 851.7 | 0.15 | 723.945
16916 | Salto | AP656O00IM48RS- | XS4 ANSI electronic SALLIS wireless 125kHz Proximity push button privacy function, O lever, right handed, satin stainless finish, for use with 1 3/4" - 2 1/4" thick door | 1 |  | 1 Year | 851.7 | 0.15 | 723.945
16917 | Salto | AP656O00IP38LS- | XS4 ANSI electronic SALLIS wireless 125kHz Proximity push button privacy function, O lever, left handed, bright stainless steel finish, for use with 1 3/8" - 1 3/4" thick standard door | 1 |  | 1 Year | 868 | 0.15 | 737.8
16918 | Salto | AP656O00IP38RS- | XS4 ANSI electronic SALLIS wireless 125kHz Proximity push button privacy function, O lever, right handed, bright stainless steel finish, for use with 1 3/8" - 1 3/4" thick standard door | 1 |  | 1 Year | 868 | 0.15 | 737.8
16919 | Salto | AP656O00IP48LS- | XS4 ANSI electronic SALLIS wireless 125kHz Proximity push button privacy function, O lever, left handed, bright stainless steel finish, for use with 1 3/4" - 2 1/4" thick door | 1 |  | 1 Year | 868 | 0.15 | 737.8
16920 | Salto | AP656O00IP48RS- | XS4 ANSI electronic SALLIS wireless 125kHz Proximity push button privacy function, O lever, right handed, bright stainless steel finish, for use with 1 3/4" - 2 1/4" thick door | 1 |  | 1 Year | 868 | 0.15 | 737.8
16921 | Salto | AP656O00NE38LS- | XS4 ANSI electronic SALLIS wireless 125kHz Proximity push button privacy function, O lever, left handed, black chromium finish, for use with 1 3/8" - 1 3/4" thick standard door | 1 |  | 1 Year | 886.4 | 0.15 | 753.44
16922 | Salto | AP656O00NE38RS- | XS4 ANSI electronic SALLIS wireless 125kHz Proximity push button privacy function, O lever, right handed, black chromium finish, for use with 1 3/8" - 1 3/4" thick standard door | 1 |  | 1 Year | 886.4 | 0.15 | 753.44
16923 | Salto | AP656O00NE48LS- | XS4 ANSI electronic SALLIS wireless 125kHz Proximity push button privacy function, O lever, left handed, black chromium finish, for use with 1 3/4" - 2 1/4" thick door | 1 |  | 1 Year | 886.4 | 0.15 | 753.44
16924 | Salto | AP656O00NE48RS- | XS4 ANSI electronic SALLIS wireless 125kHz Proximity push button privacy function, O lever, right handed, black chromium finish, for use with 1 3/4" - 2 1/4" thick door | 1 |  | 1 Year | 886.4 | 0.15 | 753.44
16925 | Salto | AP656O00PM38LS- | XS4 ANSI electronic SALLIS wireless 125kHz Proximity push button privacy function, O lever, left handed, satin brass finish, for use with 1 3/8" - 1 3/4" thick standard door | 1 |  | 1 Year | 851.7 | 0.15 | 723.945
16926 | Salto | AP656O00PM38RS- | XS4 ANSI electronic SALLIS wireless 125kHz Proximity push button privacy function, O lever, right handed, satin brass finish, for use with 1 3/8" - 1 3/4" thick standard door | 1 |  | 1 Year | 851.7 | 0.15 | 723.945
16927 | Salto | AP656O00PM48LS- | XS4 ANSI electronic SALLIS wireless 125kHz Proximity push button privacy function, O lever, left handed, satin brass finish, for use with 1 3/4" - 2 1/4" thick door | 1 |  | 1 Year | 851.7 | 0.15 | 723.945
16928 | Salto | AP656O00PM48RS- | XS4 ANSI electronic SALLIS wireless 125kHz Proximity push button privacy function, O lever, right handed, satin brass finish, for use with 1 3/4" - 2 1/4" thick door | 1 |  | 1 Year | 851.7 | 0.15 | 723.945
16929 | Salto | AP656O00PP38LS- | XS4 ANSI electronic SALLIS wireless 125kHz Proximity push button privacy function, O lever, left handed, bright brass finish, for use with 1 3/8" - 1 3/4" thick standard door | 1 |  | 1 Year | 868 | 0.15 | 737.8
16930 | Salto | AP656O00PP38RS- | XS4 ANSI electronic SALLIS wireless 125kHz Proximity push button privacy function, O lever, right handed, bright brass finish, for use with 1 3/8" - 1 3/4" thick standard door | 1 |  | 1 Year | 868 | 0.15 | 737.8
16931 | Salto | AP656O00PP48LS- | XS4 ANSI electronic SALLIS wireless 125kHz Proximity push button privacy function, O lever, left handed, bright brass finish, for use with 1 3/4" - 2 1/4" thick door | 1 |  | 1 Year | 868 | 0.15 | 737.8
16932 | Salto | AP656O00PP48RS- | XS4 ANSI electronic SALLIS wireless 125kHz Proximity push button privacy function, O lever, right handed, bright brass finish, for use with 1 3/4" - 2 1/4" thick door | 1 |  | 1 Year | 868 | 0.15 | 737.8
16933 | Salto | AP656W00BC38-S- | XS4 ANSI electronic SALLIS wireless 125kHz Proximity push button privacy function, W lever, unhanded, BioCote antimicrobial finish, for use with 1 3/8" - 1 3/4" thick standard door | 1 |  | 1 Year | 893.5 | 0.15 | 759.475
16934 | Salto | AP656W00BC48-S- | XS4 ANSI electronic SALLIS wireless 125kHz Proximity push button privacy function, W lever, unhanded, BioCote antimicrobial finish, for use with 1 3/4" - 2 1/4" thick door | 1 |  | 1 Year | 893.5 | 0.15 | 759.475
16935 | Salto | AP656W00IA38-S- | XS4 ANSI electronic SALLIS wireless 125kHz Proximity push button privacy function, W lever, unhanded, antique brass finish, for use with 1 3/8" - 1 3/4" thick standard door | 1 |  | 1 Year | 893.5 | 0.15 | 759.475
16936 | Salto | AP656W00IA48-S- | XS4 ANSI electronic SALLIS wireless 125kHz Proximity push button privacy function, W lever, unhanded, antique brass finish, for use with 1 3/4" - 2 1/4" thick door | 1 |  | 1 Year | 893.5 | 0.15 | 759.475
16937 | Salto | AP656W00IM38-S- | XS4 ANSI electronic SALLIS wireless 125kHz Proximity push button privacy function, W lever, unhanded, satin stainless finish, for use with 1 3/8" - 1 3/4" thick standard door | 1 |  | 1 Year | 841.5 | 0.15 | 715.275
16938 | Salto | AP656W00IM48-S- | XS4 ANSI electronic SALLIS wireless 125kHz Proximity push button privacy function, W lever, unhanded, satin stainless finish, for use with 1 3/4" - 2 1/4" thick door | 1 |  | 1 Year | 841.5 | 0.15 | 715.275
16939 | Salto | AP656W00IP38-S- | XS4 ANSI electronic SALLIS wireless 125kHz Proximity push button privacy function, W lever, unhanded, bright stainless steel finish, for use with 1 3/8" - 1 3/4" thick standard door | 1 |  | 1 Year | 857.8 | 0.15 | 729.13
16940 | Salto | AP656W00IP48-S- | XS4 ANSI electronic SALLIS wireless 125kHz Proximity push button privacy function, W lever, unhanded, bright stainless steel finish, for use with 1 3/4" - 2 1/4" thick door | 1 |  | 1 Year | 857.8 | 0.15 | 729.13
16941 | Salto | AP656W00NE38-S- | XS4 ANSI electronic SALLIS wireless 125kHz Proximity push button privacy function, W lever, unhanded, black chromium finish, for use with 1 3/8" - 1 3/4" thick standard door | 1 |  | 1 Year | 876.2 | 0.15 | 744.77
16942 | Salto | AP656W00NE48-S- | XS4 ANSI electronic SALLIS wireless 125kHz Proximity push button privacy function, W lever, unhanded, black chromium finish, for use with 1 3/4" - 2 1/4" thick door | 1 |  | 1 Year | 876.2 | 0.15 | 744.77
16943 | Salto | AP656W00PM38-S- | XS4 ANSI electronic SALLIS wireless 125kHz Proximity push button privacy function, W lever, unhanded, satin brass finish, for use with 1 3/8" - 1 3/4" thick standard door | 1 |  | 1 Year | 841.5 | 0.15 | 715.275
16944 | Salto | AP656W00PM48-S- | XS4 ANSI electronic SALLIS wireless 125kHz Proximity push button privacy function, W lever, unhanded, satin brass finish, for use with 1 3/4" - 2 1/4" thick door | 1 |  | 1 Year | 841.5 | 0.15 | 715.275
16945 | Salto | AP656W00PP38-S- | XS4 ANSI electronic SALLIS wireless 125kHz Proximity push button privacy function, W lever, unhanded, bright brass finish, for use with 1 3/8" - 1 3/4" thick standard door | 1 |  | 1 Year | 857.8 | 0.15 | 729.13
16946 | Salto | AP656W00PP48-S- | XS4 ANSI electronic SALLIS wireless 125kHz Proximity push button privacy function, W lever, unhanded, bright brass finish, for use with 1 3/4" - 2 1/4" thick door | 1 |  | 1 Year | 857.8 | 0.15 | 729.13
16947 | Salto | AP658261IM38-S- | XS4 ANSI electronic SALLIS wireless 125kHz Proximity deadbolt privacy function, Columbo Robodue premium series lever, unhanded, satin stainless finish, for use with 1 3/8" - 1 3/4" thick standard door | 1 |  | 1 Year | 887.4 | 0.15 | 754.29
16948 | Salto | AP658261IM48-S- | XS4 ANSI electronic SALLIS wireless 125kHz Proximity deadbolt privacy function, Columbo Robodue premium series lever, unhanded, satin stainless finish, for use with 1 3/4" - 2 1/4" thick door | 1 |  | 1 Year | 887.4 | 0.15 | 754.29
16949 | Salto | AP658261IP38-S- | XS4 ANSI electronic SALLIS wireless 125kHz Proximity deadbolt privacy function, Columbo Robodue premium series lever, unhanded, bright stainless steel finish, for use with 1 3/8" - 1 3/4" thick standard door | 1 |  | 1 Year | 903.7 | 0.15 | 768.145
16950 | Salto | AP658261IP48-S- | XS4 ANSI electronic SALLIS wireless 125kHz Proximity deadbolt privacy function, Columbo Robodue premium series lever, unhanded, bright stainless steel finish, for use with 1 3/4" - 2 1/4" thick door | 1 |  | 1 Year | 903.7 | 0.15 | 768.145
16951 | Salto | AP658261PP38-S- | XS4 ANSI electronic SALLIS wireless 125kHz Proximity deadbolt privacy function, Columbo Robodue premium series lever, unhanded, bright brass finish, for use with 1 3/8" - 1 3/4" thick standard door | 1 |  | 1 Year | 903.7 | 0.15 | 768.145
16952 | Salto | AP658261PP48-S- | XS4 ANSI electronic SALLIS wireless 125kHz Proximity deadbolt privacy function, Columbo Robodue premium series lever, unhanded, bright brass finish, for use with 1 3/4" - 2 1/4" thick door | 1 |  | 1 Year | 903.7 | 0.15 | 768.145
16953 | Salto | AP658262IM38-S- | XS4 ANSI electronic SALLIS wireless 125kHz Proximity deadbolt privacy function, Columbo Robodue premium series lever, unhanded, satin stainless finish, for use with 1 3/8" - 1 3/4" thick standard door | 1 |  | 1 Year | 887.4 | 0.15 | 754.29
16954 | Salto | AP658262IM48-S- | XS4 ANSI electronic SALLIS wireless 125kHz Proximity deadbolt privacy function, Columbo Robodue premium series lever, unhanded, satin stainless finish, for use with 1 3/4" - 2 1/4" thick door | 1 |  | 1 Year | 887.4 | 0.15 | 754.29
16955 | Salto | AP658262IP38-S- | XS4 ANSI electronic SALLIS wireless 125kHz Proximity deadbolt privacy function, Columbo Robodue premium series lever, unhanded, bright stainless steel finish, for use with 1 3/8" - 1 3/4" thick standard door | 1 |  | 1 Year | 903.7 | 0.15 | 768.145
16956 | Salto | AP658262IP48-S- | XS4 ANSI electronic SALLIS wireless 125kHz Proximity deadbolt privacy function, Columbo Robodue premium series lever, unhanded, bright stainless steel finish, for use with 1 3/4" - 2 1/4" thick door | 1 |  | 1 Year | 903.7 | 0.15 | 768.145
16957 | Salto | AP658262PP38-S- | XS4 ANSI electronic SALLIS wireless 125kHz Proximity deadbolt privacy function, Columbo Robodue premium series lever, unhanded, bright brass finish, for use with 1 3/8" - 1 3/4" thick standard door | 1 |  | 1 Year | 903.7 | 0.15 | 768.145
16958 | Salto | AP658262PP48-S- | XS4 ANSI electronic SALLIS wireless 125kHz Proximity deadbolt privacy function, Columbo Robodue premium series lever, unhanded, bright brass finish, for use with 1 3/4" - 2 1/4" thick door | 1 |  | 1 Year | 903.7 | 0.15 | 768.145
16959 | Salto | AP658263IM38-S- | XS4 ANSI electronic SALLIS wireless 125kHz Proximity deadbolt privacy function, Columbo Robodue premium series lever, unhanded, satin stainless finish, for use with 1 3/8" - 1 3/4" thick standard door | 1 |  | 1 Year | 887.4 | 0.15 | 754.29
16960 | Salto | AP658263IM48-S- | XS4 ANSI electronic SALLIS wireless 125kHz Proximity deadbolt privacy function, Columbo Robodue premium series lever, unhanded, satin stainless finish, for use with 1 3/4" - 2 1/4" thick door | 1 |  | 1 Year | 887.4 | 0.15 | 754.29
16961 | Salto | AP658263IP38-S- | XS4 ANSI electronic SALLIS wireless 125kHz Proximity deadbolt privacy function, Columbo Robodue premium series lever, unhanded, bright stainless steel finish, for use with 1 3/8" - 1 3/4" thick standard door | 1 |  | 1 Year | 903.7 | 0.15 | 768.145
16962 | Salto | AP658263IP48-S- | XS4 ANSI electronic SALLIS wireless 125kHz Proximity deadbolt privacy function, Columbo Robodue premium series lever, unhanded, bright stainless steel finish, for use with 1 3/4" - 2 1/4" thick door | 1 |  | 1 Year | 903.7 | 0.15 | 768.145
16963 | Salto | AP658263PP38-S- | XS4 ANSI electronic SALLIS wireless 125kHz Proximity deadbolt privacy function, Columbo Robodue premium series lever, unhanded, bright brass finish, for use with 1 3/8" - 1 3/4" thick standard door | 1 |  | 1 Year | 903.7 | 0.15 | 768.145
16964 | Salto | AP658263PP48-S- | XS4 ANSI electronic SALLIS wireless 125kHz Proximity deadbolt privacy function, Columbo Robodue premium series lever, unhanded, bright brass finish, for use with 1 3/4" - 2 1/4" thick door | 1 |  | 1 Year | 903.7 | 0.15 | 768.145
16965 | Salto | AP658361IM38-S- | XS4 ANSI electronic SALLIS wireless 125kHz Proximity deadbolt privacy function, Columbo Robotre premium series lever, unhanded, satin stainless finish, for use with 1 3/8" - 1 3/4" thick standard door | 1 |  | 1 Year | 887.4 | 0.15 | 754.29
16966 | Salto | AP658361IM48-S- | XS4 ANSI electronic SALLIS wireless 125kHz Proximity deadbolt privacy function, Columbo Robotre premium series lever, unhanded, satin stainless finish, for use with 1 3/4" - 2 1/4" thick door | 1 |  | 1 Year | 887.4 | 0.15 | 754.29
16967 | Salto | AP658361IP38-S- | XS4 ANSI electronic SALLIS wireless 125kHz Proximity deadbolt privacy function, Columbo Robotre premium series lever, unhanded, bright stainless steel finish, for use with 1 3/8" - 1 3/4" thick standard door | 1 |  | 1 Year | 903.7 | 0.15 | 768.145
16968 | Salto | AP658361IP48-S- | XS4 ANSI electronic SALLIS wireless 125kHz Proximity deadbolt privacy function, Columbo Robotre premium series lever, unhanded, bright stainless steel finish, for use with 1 3/4" - 2 1/4" thick door | 1 |  | 1 Year | 903.7 | 0.15 | 768.145
16969 | Salto | AP658361PP38-S- | XS4 ANSI electronic SALLIS wireless 125kHz Proximity deadbolt privacy function, Columbo Robotre premium series lever, unhanded, bright brass finish, for use with 1 3/8" - 1 3/4" thick standard door | 1 |  | 1 Year | 903.7 | 0.15 | 768.145
16970 | Salto | AP658361PP48-S- | XS4 ANSI electronic SALLIS wireless 125kHz Proximity deadbolt privacy function, Columbo Robotre premium series lever, unhanded, bright brass finish, for use with 1 3/4" - 2 1/4" thick door | 1 |  | 1 Year | 903.7 | 0.15 | 768.145
16971 | Salto | AP658362IM38-S- | XS4 ANSI electronic SALLIS wireless 125kHz Proximity deadbolt privacy function, Columbo Robotre premium series lever, unhanded, satin stainless finish, for use with 1 3/8" - 1 3/4" thick standard door | 1 |  | 1 Year | 887.4 | 0.15 | 754.29
16972 | Salto | AP658362IM48-S- | XS4 ANSI electronic SALLIS wireless 125kHz Proximity deadbolt privacy function, Columbo Robotre premium series lever, unhanded, satin stainless finish, for use with 1 3/4" - 2 1/4" thick door | 1 |  | 1 Year | 887.4 | 0.15 | 754.29
16973 | Salto | AP658362IP38-S- | XS4 ANSI electronic SALLIS wireless 125kHz Proximity deadbolt privacy function, Columbo Robotre premium series lever, unhanded, bright stainless steel finish, for use with 1 3/8" - 1 3/4" thick standard door | 1 |  | 1 Year | 903.7 | 0.15 | 768.145
16974 | Salto | AP658362IP48-S- | XS4 ANSI electronic SALLIS wireless 125kHz Proximity deadbolt privacy function, Columbo Robotre premium series lever, unhanded, bright stainless steel finish, for use with 1 3/4" - 2 1/4" thick door | 1 |  | 1 Year | 903.7 | 0.15 | 768.145
16975 | Salto | AP658362PP38-S- | XS4 ANSI electronic SALLIS wireless 125kHz Proximity deadbolt privacy function, Columbo Robotre premium series lever, unhanded, bright brass finish, for use with 1 3/8" - 1 3/4" thick standard door | 1 |  | 1 Year | 903.7 | 0.15 | 768.145
16976 | Salto | AP658362PP48-S- | XS4 ANSI electronic SALLIS wireless 125kHz Proximity deadbolt privacy function, Columbo Robotre premium series lever, unhanded, bright brass finish, for use with 1 3/4" - 2 1/4" thick door | 1 |  | 1 Year | 903.7 | 0.15 | 768.145
16977 | Salto | AP658363IM38-S- | XS4 ANSI electronic SALLIS wireless 125kHz Proximity deadbolt privacy function, Columbo Robotre premium series lever, unhanded, satin stainless finish, for use with 1 3/8" - 1 3/4" thick standard door | 1 |  | 1 Year | 887.4 | 0.15 | 754.29
16978 | Salto | AP658363IM48-S- | XS4 ANSI electronic SALLIS wireless 125kHz Proximity deadbolt privacy function, Columbo Robotre premium series lever, unhanded, satin stainless finish, for use with 1 3/4" - 2 1/4" thick door | 1 |  | 1 Year | 887.4 | 0.15 | 754.29
16979 | Salto | AP658363IP38-S- | XS4 ANSI electronic SALLIS wireless 125kHz Proximity deadbolt privacy function, Columbo Robotre premium series lever, unhanded, bright stainless steel finish, for use with 1 3/8" - 1 3/4" thick standard door | 1 |  | 1 Year | 903.7 | 0.15 | 768.145
16980 | Salto | AP658363IP48-S- | XS4 ANSI electronic SALLIS wireless 125kHz Proximity deadbolt privacy function, Columbo Robotre premium series lever, unhanded, bright stainless steel finish, for use with 1 3/4" - 2 1/4" thick door | 1 |  | 1 Year | 903.7 | 0.15 | 768.145
16981 | Salto | AP658363PP38-S- | XS4 ANSI electronic SALLIS wireless 125kHz Proximity deadbolt privacy function, Columbo Robotre premium series lever, unhanded, bright brass finish, for use with 1 3/8" - 1 3/4" thick standard door | 1 |  | 1 Year | 903.7 | 0.15 | 768.145
16982 | Salto | AP658363PP48-S- | XS4 ANSI electronic SALLIS wireless 125kHz Proximity deadbolt privacy function, Columbo Robotre premium series lever, unhanded, bright brass finish, for use with 1 3/4" - 2 1/4" thick door | 1 |  | 1 Year | 903.7 | 0.15 | 768.145
16983 | Salto | AP658461IM38-S- | XS4 ANSI electronic SALLIS wireless 125kHz Proximity deadbolt privacy function, Columbo Roboquattro premium series lever, unhanded, satin stainless finish, for use with 1 3/8" - 1 3/4" thick standard door | 1 |  | 1 Year | 887.4 | 0.15 | 754.29
16984 | Salto | AP658461IM48-S- | XS4 ANSI electronic SALLIS wireless 125kHz Proximity deadbolt privacy function, Columbo Roboquattro premium series lever, unhanded, satin stainless finish, for use with 1 3/4" - 2 1/4" thick door | 1 |  | 1 Year | 887.4 | 0.15 | 754.29
16985 | Salto | AP658461IP38-S- | XS4 ANSI electronic SALLIS wireless 125kHz Proximity deadbolt privacy function, Columbo Roboquattro premium series lever, unhanded, bright stainless steel finish, for use with 1 3/8" - 1 3/4" thick standard door | 1 |  | 1 Year | 903.7 | 0.15 | 768.145
16986 | Salto | AP658461IP48-S- | XS4 ANSI electronic SALLIS wireless 125kHz Proximity deadbolt privacy function, Columbo Roboquattro premium series lever, unhanded, bright stainless steel finish, for use with 1 3/4" - 2 1/4" thick door | 1 |  | 1 Year | 903.7 | 0.15 | 768.145
16987 | Salto | AP658461PP38-S- | XS4 ANSI electronic SALLIS wireless 125kHz Proximity deadbolt privacy function, Columbo Roboquattro premium series lever, unhanded, bright brass finish, for use with 1 3/8" - 1 3/4" thick standard door | 1 |  | 1 Year | 903.7 | 0.15 | 768.145
16988 | Salto | AP658461PP48-S- | XS4 ANSI electronic SALLIS wireless 125kHz Proximity deadbolt privacy function, Columbo Roboquattro premium series lever, unhanded, bright brass finish, for use with 1 3/4" - 2 1/4" thick door | 1 |  | 1 Year | 903.7 | 0.15 | 768.145
16989 | Salto | AP658462IM38-S- | XS4 ANSI electronic SALLIS wireless 125kHz Proximity deadbolt privacy function, Columbo Roboquattro premium series lever, unhanded, satin stainless finish, for use with 1 3/8" - 1 3/4" thick standard door | 1 |  | 1 Year | 887.4 | 0.15 | 754.29
16990 | Salto | AP658462IM48-S- | XS4 ANSI electronic SALLIS wireless 125kHz Proximity deadbolt privacy function, Columbo Roboquattro premium series lever, unhanded, satin stainless finish, for use with 1 3/4" - 2 1/4" thick door | 1 |  | 1 Year | 887.4 | 0.15 | 754.29
16991 | Salto | AP658462IP38-S- | XS4 ANSI electronic SALLIS wireless 125kHz Proximity deadbolt privacy function, Columbo Roboquattro premium series lever, unhanded, bright stainless steel finish, for use with 1 3/8" - 1 3/4" thick standard door | 1 |  | 1 Year | 903.7 | 0.15 | 768.145
16992 | Salto | AP658462IP48-S- | XS4 ANSI electronic SALLIS wireless 125kHz Proximity deadbolt privacy function, Columbo Roboquattro premium series lever, unhanded, bright stainless steel finish, for use with 1 3/4" - 2 1/4" thick door | 1 |  | 1 Year | 903.7 | 0.15 | 768.145
16993 | Salto | AP658462PP38-S- | XS4 ANSI electronic SALLIS wireless 125kHz Proximity deadbolt privacy function, Columbo Roboquattro premium series lever, unhanded, bright brass finish, for use with 1 3/8" - 1 3/4" thick standard door | 1 |  | 1 Year | 903.7 | 0.15 | 768.145
16994 | Salto | AP658462PP48-S- | XS4 ANSI electronic SALLIS wireless 125kHz Proximity deadbolt privacy function, Columbo Roboquattro premium series lever, unhanded, bright brass finish, for use with 1 3/4" - 2 1/4" thick door | 1 |  | 1 Year | 903.7 | 0.15 | 768.145
16995 | Salto | AP658463IM38-S- | XS4 ANSI electronic SALLIS wireless 125kHz Proximity deadbolt privacy function, Columbo Roboquattro premium series lever, unhanded, satin stainless finish, for use with 1 3/8" - 1 3/4" thick standard door | 1 |  | 1 Year | 887.4 | 0.15 | 754.29
16996 | Salto | AP658463IM48-S- | XS4 ANSI electronic SALLIS wireless 125kHz Proximity deadbolt privacy function, Columbo Roboquattro premium series lever, unhanded, satin stainless finish, for use with 1 3/4" - 2 1/4" thick door | 1 |  | 1 Year | 887.4 | 0.15 | 754.29
16997 | Salto | AP658463IP38-S- | XS4 ANSI electronic SALLIS wireless 125kHz Proximity deadbolt privacy function, Columbo Roboquattro premium series lever, unhanded, bright stainless steel finish, for use with 1 3/8" - 1 3/4" thick standard door | 1 |  | 1 Year | 903.7 | 0.15 | 768.145
16998 | Salto | AP658463IP48-S- | XS4 ANSI electronic SALLIS wireless 125kHz Proximity deadbolt privacy function, Columbo Roboquattro premium series lever, unhanded, bright stainless steel finish, for use with 1 3/4" - 2 1/4" thick door | 1 |  | 1 Year | 903.7 | 0.15 | 768.145
16999 | Salto | AP658463PP38-S- | XS4 ANSI electronic SALLIS wireless 125kHz Proximity deadbolt privacy function, Columbo Roboquattro premium series lever, unhanded, bright brass finish, for use with 1 3/8" - 1 3/4" thick standard door | 1 |  | 1 Year | 903.7 | 0.15 | 768.145
17000 | Salto | AP658463PP48-S- | XS4 ANSI electronic SALLIS wireless 125kHz Proximity deadbolt privacy function, Columbo Roboquattro premium series lever, unhanded, bright brass finish, for use with 1 3/4" - 2 1/4" thick door | 1 |  | 1 Year | 903.7 | 0.15 | 768.145
17001 | Salto | AP658761IM38-S- | XS4 ANSI electronic SALLIS wireless 125kHz Proximity deadbolt privacy function, Columbo Mach premium series lever, unhanded, satin stainless finish, for use with 1 3/8" - 1 3/4" thick standard door | 1 |  | 1 Year | 887.4 | 0.15 | 754.29
17002 | Salto | AP658761IM48-S- | XS4 ANSI electronic SALLIS wireless 125kHz Proximity deadbolt privacy function, Columbo Mach premium series lever, unhanded, satin stainless finish, for use with 1 3/4" - 2 1/4" thick door | 1 |  | 1 Year | 887.4 | 0.15 | 754.29
17003 | Salto | AP658761IP38-S- | XS4 ANSI electronic SALLIS wireless 125kHz Proximity deadbolt privacy function, Columbo Mach premium series lever, unhanded, bright stainless steel finish, for use with 1 3/8" - 1 3/4" thick standard door | 1 |  | 1 Year | 903.7 | 0.15 | 768.145
17004 | Salto | AP658761IP48-S- | XS4 ANSI electronic SALLIS wireless 125kHz Proximity deadbolt privacy function, Columbo Mach premium series lever, unhanded, bright stainless steel finish, for use with 1 3/4" - 2 1/4" thick door | 1 |  | 1 Year | 903.7 | 0.15 | 768.145
17005 | Salto | AP658761PP38-S- | XS4 ANSI electronic SALLIS wireless 125kHz Proximity deadbolt privacy function, Columbo Mach premium series lever, unhanded, bright brass finish, for use with 1 3/8" - 1 3/4" thick standard door | 1 |  | 1 Year | 903.7 | 0.15 | 768.145
17006 | Salto | AP658761PP48-S- | XS4 ANSI electronic SALLIS wireless 125kHz Proximity deadbolt privacy function, Columbo Mach premium series lever, unhanded, bright brass finish, for use with 1 3/4" - 2 1/4" thick door | 1 |  | 1 Year | 903.7 | 0.15 | 768.145
17007 | Salto | AP658762IM38-S- | XS4 ANSI electronic SALLIS wireless 125kHz Proximity deadbolt privacy function, Columbo Mach premium series lever, unhanded, satin stainless finish, for use with 1 3/8" - 1 3/4" thick standard door | 1 |  | 1 Year | 887.4 | 0.15 | 754.29
17008 | Salto | AP658762IM48-S- | XS4 ANSI electronic SALLIS wireless 125kHz Proximity deadbolt privacy function, Columbo Mach premium series lever, unhanded, satin stainless finish, for use with 1 3/4" - 2 1/4" thick door | 1 |  | 1 Year | 887.4 | 0.15 | 754.29
17009 | Salto | AP658762IP38-S- | XS4 ANSI electronic SALLIS wireless 125kHz Proximity deadbolt privacy function, Columbo Mach premium series lever, unhanded, bright stainless steel finish, for use with 1 3/8" - 1 3/4" thick standard door | 1 |  | 1 Year | 903.7 | 0.15 | 768.145
17010 | Salto | AP658762IP48-S- | XS4 ANSI electronic SALLIS wireless 125kHz Proximity deadbolt privacy function, Columbo Mach premium series lever, unhanded, bright stainless steel finish, for use with 1 3/4" - 2 1/4" thick door | 1 |  | 1 Year | 903.7 | 0.15 | 768.145
17011 | Salto | AP658762PP38-S- | XS4 ANSI electronic SALLIS wireless 125kHz Proximity deadbolt privacy function, Columbo Mach premium series lever, unhanded, bright brass finish, for use with 1 3/8" - 1 3/4" thick standard door | 1 |  | 1 Year | 903.7 | 0.15 | 768.145
17012 | Salto | AP658762PP48-S- | XS4 ANSI electronic SALLIS wireless 125kHz Proximity deadbolt privacy function, Columbo Mach premium series lever, unhanded, bright brass finish, for use with 1 3/4" - 2 1/4" thick door | 1 |  | 1 Year | 903.7 | 0.15 | 768.145
17013 | Salto | AP658763IM38-S- | XS4 ANSI electronic SALLIS wireless 125kHz Proximity deadbolt privacy function, Columbo Mach premium series lever, unhanded, satin stainless finish, for use with 1 3/8" - 1 3/4" thick standard door | 1 |  | 1 Year | 887.4 | 0.15 | 754.29
17014 | Salto | AP658763IM48-S- | XS4 ANSI electronic SALLIS wireless 125kHz Proximity deadbolt privacy function, Columbo Mach premium series lever, unhanded, satin stainless finish, for use with 1 3/4" - 2 1/4" thick door | 1 |  | 1 Year | 887.4 | 0.15 | 754.29
17015 | Salto | AP658763IP38-S- | XS4 ANSI electronic SALLIS wireless 125kHz Proximity deadbolt privacy function, Columbo Mach premium series lever, unhanded, bright stainless steel finish, for use with 1 3/8" - 1 3/4" thick standard door | 1 |  | 1 Year | 903.7 | 0.15 | 768.145
17016 | Salto | AP658763IP48-S- | XS4 ANSI electronic SALLIS wireless 125kHz Proximity deadbolt privacy function, Columbo Mach premium series lever, unhanded, bright stainless steel finish, for use with 1 3/4" - 2 1/4" thick door | 1 |  | 1 Year | 903.7 | 0.15 | 768.145
17017 | Salto | AP658763PP38-S- | XS4 ANSI electronic SALLIS wireless 125kHz Proximity deadbolt privacy function, Columbo Mach premium series lever, unhanded, bright brass finish, for use with 1 3/8" - 1 3/4" thick standard door | 1 |  | 1 Year | 903.7 | 0.15 | 768.145
17018 | Salto | AP658763PP48-S- | XS4 ANSI electronic SALLIS wireless 125kHz Proximity deadbolt privacy function, Columbo Mach premium series lever, unhanded, bright brass finish, for use with 1 3/4" - 2 1/4" thick door | 1 |  | 1 Year | 903.7 | 0.15 | 768.145
17019 | Salto | AP658A61BC38-S- | XS4 ANSI electronic SALLIS wireless 125kHz Proximity deadbolt privacy function, A lever, unhanded, BioCote antimicrobial finish, for use with 1 3/8" - 1 3/4" thick standard door | 1 |  | 1 Year | 893.5 | 0.15 | 759.475
17020 | Salto | AP658A61BC48-S- | XS4 ANSI electronic SALLIS wireless 125kHz Proximity deadbolt privacy function, A lever, unhanded, BioCote antimicrobial finish, for use with 1 3/4" - 2 1/4" thick door | 1 |  | 1 Year | 893.5 | 0.15 | 759.475
17021 | Salto | AP658A61IA38-S- | XS4 ANSI electronic SALLIS wireless 125kHz Proximity deadbolt privacy function, A lever, unhanded, antique brass finish, for use with 1 3/8" - 1 3/4" thick standard door | 1 |  | 1 Year | 893.5 | 0.15 | 759.475
17022 | Salto | AP658A61IA48-S- | XS4 ANSI electronic SALLIS wireless 125kHz Proximity deadbolt privacy function, A lever, unhanded, antique brass finish, for use with 1 3/4" - 2 1/4" thick door | 1 |  | 1 Year | 893.5 | 0.15 | 759.475
17023 | Salto | AP658A61IM38-S- | XS4 ANSI electronic SALLIS wireless 125kHz Proximity deadbolt privacy function, A lever, unhanded, satin stainless finish, for use with 1 3/8" - 1 3/4" thick standard door | 1 |  | 1 Year | 841.5 | 0.15 | 715.275
17024 | Salto | AP658A61IM48-S- | XS4 ANSI electronic SALLIS wireless 125kHz Proximity deadbolt privacy function, A lever, unhanded, satin stainless finish, for use with 1 3/4" - 2 1/4" thick door | 1 |  | 1 Year | 841.5 | 0.15 | 715.275
17025 | Salto | AP658A61IP38-S- | XS4 ANSI electronic SALLIS wireless 125kHz Proximity deadbolt privacy function, A lever, unhanded, bright stainless steel finish, for use with 1 3/8" - 1 3/4" thick standard door | 1 |  | 1 Year | 857.8 | 0.15 | 729.13
17026 | Salto | AP658A61IP48-S- | XS4 ANSI electronic SALLIS wireless 125kHz Proximity deadbolt privacy function, A lever, unhanded, bright stainless steel finish, for use with 1 3/4" - 2 1/4" thick door | 1 |  | 1 Year | 857.8 | 0.15 | 729.13
17027 | Salto | AP658A61NE38-S- | XS4 ANSI electronic SALLIS wireless 125kHz Proximity deadbolt privacy function, A lever, unhanded, black chromium finish, for use with 1 3/8" - 1 3/4" thick standard door | 1 |  | 1 Year | 876.2 | 0.15 | 744.77
17028 | Salto | AP658A61NE48-S- | XS4 ANSI electronic SALLIS wireless 125kHz Proximity deadbolt privacy function, A lever, unhanded, black chromium finish, for use with 1 3/4" - 2 1/4" thick door | 1 |  | 1 Year | 876.2 | 0.15 | 744.77
17029 | Salto | AP658A61PM38-S- | XS4 ANSI electronic SALLIS wireless 125kHz Proximity deadbolt privacy function, A lever, unhanded, satin brass finish, for use with 1 3/8" - 1 3/4" thick standard door | 1 |  | 1 Year | 841.5 | 0.15 | 715.275
17030 | Salto | AP658A61PM48-S- | XS4 ANSI electronic SALLIS wireless 125kHz Proximity deadbolt privacy function, A lever, unhanded, satin brass finish, for use with 1 3/4" - 2 1/4" thick door | 1 |  | 1 Year | 841.5 | 0.15 | 715.275
17031 | Salto | AP658A61PP38-S- | XS4 ANSI electronic SALLIS wireless 125kHz Proximity deadbolt privacy function, A lever, unhanded, bright brass finish, for use with 1 3/8" - 1 3/4" thick standard door | 1 |  | 1 Year | 857.8 | 0.15 | 729.13
17032 | Salto | AP658A61PP48-S- | XS4 ANSI electronic SALLIS wireless 125kHz Proximity deadbolt privacy function, A lever, unhanded, bright brass finish, for use with 1 3/4" - 2 1/4" thick door | 1 |  | 1 Year | 857.8 | 0.15 | 729.13
17033 | Salto | AP658A62BC38-S- | XS4 ANSI electronic SALLIS wireless 125kHz Proximity deadbolt privacy function, A lever, unhanded, BioCote antimicrobial finish, for use with 1 3/8" - 1 3/4" thick standard door | 1 |  | 1 Year | 893.5 | 0.15 | 759.475
17034 | Salto | AP658A62BC48-S- | XS4 ANSI electronic SALLIS wireless 125kHz Proximity deadbolt privacy function, A lever, unhanded, BioCote antimicrobial finish, for use with 1 3/4" - 2 1/4" thick door | 1 |  | 1 Year | 893.5 | 0.15 | 759.475
17035 | Salto | AP658A62IA38-S- | XS4 ANSI electronic SALLIS wireless 125kHz Proximity deadbolt privacy function, A lever, unhanded, antique brass finish, for use with 1 3/8" - 1 3/4" thick standard door | 1 |  | 1 Year | 893.5 | 0.15 | 759.475
17036 | Salto | AP658A62IA48-S- | XS4 ANSI electronic SALLIS wireless 125kHz Proximity deadbolt privacy function, A lever, unhanded, antique brass finish, for use with 1 3/4" - 2 1/4" thick door | 1 |  | 1 Year | 893.5 | 0.15 | 759.475
17037 | Salto | AP658A62IM38-S- | XS4 ANSI electronic SALLIS wireless 125kHz Proximity deadbolt privacy function, A lever, unhanded, satin stainless finish, for use with 1 3/8" - 1 3/4" thick standard door | 1 |  | 1 Year | 841.5 | 0.15 | 715.275
17038 | Salto | AP658A62IM48-S- | XS4 ANSI electronic SALLIS wireless 125kHz Proximity deadbolt privacy function, A lever, unhanded, satin stainless finish, for use with 1 3/4" - 2 1/4" thick door | 1 |  | 1 Year | 841.5 | 0.15 | 715.275
17039 | Salto | AP658A62IP38-S- | XS4 ANSI electronic SALLIS wireless 125kHz Proximity deadbolt privacy function, A lever, unhanded, bright stainless steel finish, for use with 1 3/8" - 1 3/4" thick standard door | 1 |  | 1 Year | 857.8 | 0.15 | 729.13
17040 | Salto | AP658A62IP48-S- | XS4 ANSI electronic SALLIS wireless 125kHz Proximity deadbolt privacy function, A lever, unhanded, bright stainless steel finish, for use with 1 3/4" - 2 1/4" thick door | 1 |  | 1 Year | 857.8 | 0.15 | 729.13
17041 | Salto | AP658A62NE38-S- | XS4 ANSI electronic SALLIS wireless 125kHz Proximity deadbolt privacy function, A lever, unhanded, black chromium finish, for use with 1 3/8" - 1 3/4" thick standard door | 1 |  | 1 Year | 876.2 | 0.15 | 744.77
17042 | Salto | AP658A62NE48-S- | XS4 ANSI electronic SALLIS wireless 125kHz Proximity deadbolt privacy function, A lever, unhanded, black chromium finish, for use with 1 3/4" - 2 1/4" thick door | 1 |  | 1 Year | 876.2 | 0.15 | 744.77
17043 | Salto | AP658A62PM38-S- | XS4 ANSI electronic SALLIS wireless 125kHz Proximity deadbolt privacy function, A lever, unhanded, satin brass finish, for use with 1 3/8" - 1 3/4" thick standard door | 1 |  | 1 Year | 841.5 | 0.15 | 715.275
17044 | Salto | AP658A62PM48-S- | XS4 ANSI electronic SALLIS wireless 125kHz Proximity deadbolt privacy function, A lever, unhanded, satin brass finish, for use with 1 3/4" - 2 1/4" thick door | 1 |  | 1 Year | 841.5 | 0.15 | 715.275
17045 | Salto | AP658A62PP38-S- | XS4 ANSI electronic SALLIS wireless 125kHz Proximity deadbolt privacy function, A lever, unhanded, bright brass finish, for use with 1 3/8" - 1 3/4" thick standard door | 1 |  | 1 Year | 857.8 | 0.15 | 729.13
17046 | Salto | AP658A62PP48-S- | XS4 ANSI electronic SALLIS wireless 125kHz Proximity deadbolt privacy function, A lever, unhanded, bright brass finish, for use with 1 3/4" - 2 1/4" thick door | 1 |  | 1 Year | 857.8 | 0.15 | 729.13
17047 | Salto | AP658A63BC38-S- | XS4 ANSI electronic SALLIS wireless 125kHz Proximity deadbolt privacy function, A lever, unhanded, BioCote antimicrobial finish, for use with 1 3/8" - 1 3/4" thick standard door | 1 |  | 1 Year | 893.5 | 0.15 | 759.475
17048 | Salto | AP658A63BC48-S- | XS4 ANSI electronic SALLIS wireless 125kHz Proximity deadbolt privacy function, A lever, unhanded, BioCote antimicrobial finish, for use with 1 3/4" - 2 1/4" thick door | 1 |  | 1 Year | 893.5 | 0.15 | 759.475
17049 | Salto | AP658A63IA38-S- | XS4 ANSI electronic SALLIS wireless 125kHz Proximity deadbolt privacy function, A lever, unhanded, antique brass finish, for use with 1 3/8" - 1 3/4" thick standard door | 1 |  | 1 Year | 893.5 | 0.15 | 759.475
17050 | Salto | AP658A63IA48-S- | XS4 ANSI electronic SALLIS wireless 125kHz Proximity deadbolt privacy function, A lever, unhanded, antique brass finish, for use with 1 3/4" - 2 1/4" thick door | 1 |  | 1 Year | 893.5 | 0.15 | 759.475
17051 | Salto | AP658A63IM38-S- | XS4 ANSI electronic SALLIS wireless 125kHz Proximity deadbolt privacy function, A lever, unhanded, satin stainless finish, for use with 1 3/8" - 1 3/4" thick standard door | 1 |  | 1 Year | 841.5 | 0.15 | 715.275
17052 | Salto | AP658A63IM48-S- | XS4 ANSI electronic SALLIS wireless 125kHz Proximity deadbolt privacy function, A lever, unhanded, satin stainless finish, for use with 1 3/4" - 2 1/4" thick door | 1 |  | 1 Year | 841.5 | 0.15 | 715.275
17053 | Salto | AP658A63IP38-S- | XS4 ANSI electronic SALLIS wireless 125kHz Proximity deadbolt privacy function, A lever, unhanded, bright stainless steel finish, for use with 1 3/8" - 1 3/4" thick standard door | 1 |  | 1 Year | 857.8 | 0.15 | 729.13
17054 | Salto | AP658A63IP48-S- | XS4 ANSI electronic SALLIS wireless 125kHz Proximity deadbolt privacy function, A lever, unhanded, bright stainless steel finish, for use with 1 3/4" - 2 1/4" thick door | 1 |  | 1 Year | 857.8 | 0.15 | 729.13
17055 | Salto | AP658A63NE38-S- | XS4 ANSI electronic SALLIS wireless 125kHz Proximity deadbolt privacy function, A lever, unhanded, black chromium finish, for use with 1 3/8" - 1 3/4" thick standard door | 1 |  | 1 Year | 876.2 | 0.15 | 744.77
17056 | Salto | AP658A63NE48-S- | XS4 ANSI electronic SALLIS wireless 125kHz Proximity deadbolt privacy function, A lever, unhanded, black chromium finish, for use with 1 3/4" - 2 1/4" thick door | 1 |  | 1 Year | 876.2 | 0.15 | 744.77
17057 | Salto | AP658A63PM38-S- | XS4 ANSI electronic SALLIS wireless 125kHz Proximity deadbolt privacy function, A lever, unhanded, satin brass finish, for use with 1 3/8" - 1 3/4" thick standard door | 1 |  | 1 Year | 841.5 | 0.15 | 715.275
17058 | Salto | AP658A63PM48-S- | XS4 ANSI electronic SALLIS wireless 125kHz Proximity deadbolt privacy function, A lever, unhanded, satin brass finish, for use with 1 3/4" - 2 1/4" thick door | 1 |  | 1 Year | 841.5 | 0.15 | 715.275
17059 | Salto | AP658A63PP38-S- | XS4 ANSI electronic SALLIS wireless 125kHz Proximity deadbolt privacy function, A lever, unhanded, bright brass finish, for use with 1 3/8" - 1 3/4" thick standard door | 1 |  | 1 Year | 857.8 | 0.15 | 729.13
17060 | Salto | AP658A63PP48-S- | XS4 ANSI electronic SALLIS wireless 125kHz Proximity deadbolt privacy function, A lever, unhanded, bright brass finish, for use with 1 3/4" - 2 1/4" thick door | 1 |  | 1 Year | 857.8 | 0.15 | 729.13
17061 | Salto | AP658G61BC38-S- | XS4 ANSI electronic SALLIS wireless 125kHz Proximity deadbolt privacy function, G lever, unhanded, BioCote antimicrobial finish, for use with 1 3/8" - 1 3/4" thick standard door | 1 |  | 1 Year | 893.5 | 0.15 | 759.475
17062 | Salto | AP658G61BC48-S- | XS4 ANSI electronic SALLIS wireless 125kHz Proximity deadbolt privacy function, G lever, unhanded, BioCote antimicrobial finish, for use with 1 3/4" - 2 1/4" thick door | 1 |  | 1 Year | 893.5 | 0.15 | 759.475
17063 | Salto | AP658G61IM38-S- | XS4 ANSI electronic SALLIS wireless 125kHz Proximity deadbolt privacy function, G lever, unhanded, satin stainless finish, for use with 1 3/8" - 1 3/4" thick standard door | 1 |  | 1 Year | 841.5 | 0.15 | 715.275
17064 | Salto | AP658G61IM48-S- | XS4 ANSI electronic SALLIS wireless 125kHz Proximity deadbolt privacy function, G lever, unhanded, satin stainless finish, for use with 1 3/4" - 2 1/4" thick door | 1 |  | 1 Year | 841.5 | 0.15 | 715.275
17065 | Salto | AP658G61PM38-S- | XS4 ANSI electronic SALLIS wireless 125kHz Proximity deadbolt privacy function, G lever, unhanded, satin brass finish, for use with 1 3/8" - 1 3/4" thick standard door | 1 |  | 1 Year | 841.5 | 0.15 | 715.275
17066 | Salto | AP658G61PM48-S- | XS4 ANSI electronic SALLIS wireless 125kHz Proximity deadbolt privacy function, G lever, unhanded, satin brass finish, for use with 1 3/4" - 2 1/4" thick door | 1 |  | 1 Year | 841.5 | 0.15 | 715.275
17067 | Salto | AP658G62BC38-S- | XS4 ANSI electronic SALLIS wireless 125kHz Proximity deadbolt privacy function, G lever, unhanded, BioCote antimicrobial finish, for use with 1 3/8" - 1 3/4" thick standard door | 1 |  | 1 Year | 893.5 | 0.15 | 759.475
17068 | Salto | AP658G62BC48-S- | XS4 ANSI electronic SALLIS wireless 125kHz Proximity deadbolt privacy function, G lever, unhanded, BioCote antimicrobial finish, for use with 1 3/4" - 2 1/4" thick door | 1 |  | 1 Year | 893.5 | 0.15 | 759.475
17069 | Salto | AP658G62IM38-S- | XS4 ANSI electronic SALLIS wireless 125kHz Proximity deadbolt privacy function, G lever, unhanded, satin stainless finish, for use with 1 3/8" - 1 3/4" thick standard door | 1 |  | 1 Year | 841.5 | 0.15 | 715.275
17070 | Salto | AP658G62IM48-S- | XS4 ANSI electronic SALLIS wireless 125kHz Proximity deadbolt privacy function, G lever, unhanded, satin stainless finish, for use with 1 3/4" - 2 1/4" thick door | 1 |  | 1 Year | 841.5 | 0.15 | 715.275
17071 | Salto | AP658G62PM38-S- | XS4 ANSI electronic SALLIS wireless 125kHz Proximity deadbolt privacy function, G lever, unhanded, satin brass finish, for use with 1 3/8" - 1 3/4" thick standard door | 1 |  | 1 Year | 841.5 | 0.15 | 715.275
17072 | Salto | AP658G62PM48-S- | XS4 ANSI electronic SALLIS wireless 125kHz Proximity deadbolt privacy function, G lever, unhanded, satin brass finish, for use with 1 3/4" - 2 1/4" thick door | 1 |  | 1 Year | 841.5 | 0.15 | 715.275
17073 | Salto | AP658G63BC38-S- | XS4 ANSI electronic SALLIS wireless 125kHz Proximity deadbolt privacy function, G lever, unhanded, BioCote antimicrobial finish, for use with 1 3/8" - 1 3/4" thick standard door | 1 |  | 1 Year | 893.5 | 0.15 | 759.475
17074 | Salto | AP658G63BC48-S- | XS4 ANSI electronic SALLIS wireless 125kHz Proximity deadbolt privacy function, G lever, unhanded, BioCote antimicrobial finish, for use with 1 3/4" - 2 1/4" thick door | 1 |  | 1 Year | 893.5 | 0.15 | 759.475
17075 | Salto | AP658G63IM38-S- | XS4 ANSI electronic SALLIS wireless 125kHz Proximity deadbolt privacy function, G lever, unhanded, satin stainless finish, for use with 1 3/8" - 1 3/4" thick standard door | 1 |  | 1 Year | 841.5 | 0.15 | 715.275
17076 | Salto | AP658G63IM48-S- | XS4 ANSI electronic SALLIS wireless 125kHz Proximity deadbolt privacy function, G lever, unhanded, satin stainless finish, for use with 1 3/4" - 2 1/4" thick door | 1 |  | 1 Year | 841.5 | 0.15 | 715.275
17077 | Salto | AP658G63PM38-S- | XS4 ANSI electronic SALLIS wireless 125kHz Proximity deadbolt privacy function, G lever, unhanded, satin brass finish, for use with 1 3/8" - 1 3/4" thick standard door | 1 |  | 1 Year | 841.5 | 0.15 | 715.275
17078 | Salto | AP658G63PM48-S- | XS4 ANSI electronic SALLIS wireless 125kHz Proximity deadbolt privacy function, G lever, unhanded, satin brass finish, for use with 1 3/4" - 2 1/4" thick door | 1 |  | 1 Year | 841.5 | 0.15 | 715.275
17079 | Salto | AP658J61BC38-S- | XS4 ANSI electronic SALLIS wireless 125kHz Proximity deadbolt privacy function, J lever, unhanded, BioCote antimicrobial finish, for use with 1 3/8" - 1 3/4" thick standard door | 1 |  | 1 Year | 903.7 | 0.15 | 768.145
17080 | Salto | AP658J61BC48-S- | XS4 ANSI electronic SALLIS wireless 125kHz Proximity deadbolt privacy function, J lever, unhanded, BioCote antimicrobial finish, for use with 1 3/4" - 2 1/4" thick door | 1 |  | 1 Year | 903.7 | 0.15 | 768.145
17081 | Salto | AP658J61IA38-S- | XS4 ANSI electronic SALLIS wireless 125kHz Proximity deadbolt privacy function, J lever, unhanded, antique brass finish, for use with 1 3/8" - 1 3/4" thick standard door | 1 |  | 1 Year | 903.7 | 0.15 | 768.145
17082 | Salto | AP658J61IA48-S- | XS4 ANSI electronic SALLIS wireless 125kHz Proximity deadbolt privacy function, J lever, unhanded, antique brass finish, for use with 1 3/4" - 2 1/4" thick door | 1 |  | 1 Year | 903.7 | 0.15 | 768.145
17083 | Salto | AP658J61IM38-S- | XS4 ANSI electronic SALLIS wireless 125kHz Proximity deadbolt privacy function, J lever, unhanded, satin stainless finish, for use with 1 3/8" - 1 3/4" thick standard door | 1 |  | 1 Year | 851.7 | 0.15 | 723.945
17084 | Salto | AP658J61IM48-S- | XS4 ANSI electronic SALLIS wireless 125kHz Proximity deadbolt privacy function, J lever, unhanded, satin stainless finish, for use with 1 3/4" - 2 1/4" thick door | 1 |  | 1 Year | 851.7 | 0.15 | 723.945
17085 | Salto | AP658J61NE38-S- | XS4 ANSI electronic SALLIS wireless 125kHz Proximity deadbolt privacy function, J lever, unhanded, black chromium finish, for use with 1 3/8" - 1 3/4" thick standard door | 1 |  | 1 Year | 886.4 | 0.15 | 753.44
17086 | Salto | AP658J61NE48-S- | XS4 ANSI electronic SALLIS wireless 125kHz Proximity deadbolt privacy function, J lever, unhanded, black chromium finish, for use with 1 3/4" - 2 1/4" thick door | 1 |  | 1 Year | 886.4 | 0.15 | 753.44
17087 | Salto | AP658J61PM38-S- | XS4 ANSI electronic SALLIS wireless 125kHz Proximity deadbolt privacy function, J lever, unhanded, satin brass finish, for use with 1 3/8" - 1 3/4" thick standard door | 1 |  | 1 Year | 851.7 | 0.15 | 723.945
17088 | Salto | AP658J61PM48-S- | XS4 ANSI electronic SALLIS wireless 125kHz Proximity deadbolt privacy function, J lever, unhanded, satin brass finish, for use with 1 3/4" - 2 1/4" thick door | 1 |  | 1 Year | 851.7 | 0.15 | 723.945
17089 | Salto | AP658J62BC38-S- | XS4 ANSI electronic SALLIS wireless 125kHz Proximity deadbolt privacy function, J lever, unhanded, BioCote antimicrobial finish, for use with 1 3/8" - 1 3/4" thick standard door | 1 |  | 1 Year | 903.7 | 0.15 | 768.145
17090 | Salto | AP658J62BC48-S- | XS4 ANSI electronic SALLIS wireless 125kHz Proximity deadbolt privacy function, J lever, unhanded, BioCote antimicrobial finish, for use with 1 3/4" - 2 1/4" thick door | 1 |  | 1 Year | 903.7 | 0.15 | 768.145
17091 | Salto | AP658J62IA38-S- | XS4 ANSI electronic SALLIS wireless 125kHz Proximity deadbolt privacy function, J lever, unhanded, antique brass finish, for use with 1 3/8" - 1 3/4" thick standard door | 1 |  | 1 Year | 903.7 | 0.15 | 768.145
17092 | Salto | AP658J62IA48-S- | XS4 ANSI electronic SALLIS wireless 125kHz Proximity deadbolt privacy function, J lever, unhanded, antique brass finish, for use with 1 3/4" - 2 1/4" thick door | 1 |  | 1 Year | 903.7 | 0.15 | 768.145
17093 | Salto | AP658J62IM38-S- | XS4 ANSI electronic SALLIS wireless 125kHz Proximity deadbolt privacy function, J lever, unhanded, satin stainless finish, for use with 1 3/8" - 1 3/4" thick standard door | 1 |  | 1 Year | 851.7 | 0.15 | 723.945
17094 | Salto | AP658J62IM48-S- | XS4 ANSI electronic SALLIS wireless 125kHz Proximity deadbolt privacy function, J lever, unhanded, satin stainless finish, for use with 1 3/4" - 2 1/4" thick door | 1 |  | 1 Year | 851.7 | 0.15 | 723.945
17095 | Salto | AP658J62NE38-S- | XS4 ANSI electronic SALLIS wireless 125kHz Proximity deadbolt privacy function, J lever, unhanded, black chromium finish, for use with 1 3/8" - 1 3/4" thick standard door | 1 |  | 1 Year | 886.4 | 0.15 | 753.44
17096 | Salto | AP658J62NE48-S- | XS4 ANSI electronic SALLIS wireless 125kHz Proximity deadbolt privacy function, J lever, unhanded, black chromium finish, for use with 1 3/4" - 2 1/4" thick door | 1 |  | 1 Year | 886.4 | 0.15 | 753.44
17097 | Salto | AP658J62PM38-S- | XS4 ANSI electronic SALLIS wireless 125kHz Proximity deadbolt privacy function, J lever, unhanded, satin brass finish, for use with 1 3/8" - 1 3/4" thick standard door | 1 |  | 1 Year | 851.7 | 0.15 | 723.945
17098 | Salto | AP658J62PM48-S- | XS4 ANSI electronic SALLIS wireless 125kHz Proximity deadbolt privacy function, J lever, unhanded, satin brass finish, for use with 1 3/4" - 2 1/4" thick door | 1 |  | 1 Year | 851.7 | 0.15 | 723.945
17099 | Salto | AP658J63BC38-S- | XS4 ANSI electronic SALLIS wireless 125kHz Proximity deadbolt privacy function, J lever, unhanded, BioCote antimicrobial finish, for use with 1 3/8" - 1 3/4" thick standard door | 1 |  | 1 Year | 903.7 | 0.15 | 768.145
17100 | Salto | AP658J63BC48-S- | XS4 ANSI electronic SALLIS wireless 125kHz Proximity deadbolt privacy function, J lever, unhanded, BioCote antimicrobial finish, for use with 1 3/4" - 2 1/4" thick door | 1 |  | 1 Year | 903.7 | 0.15 | 768.145
17101 | Salto | AP658J63IA38-S- | XS4 ANSI electronic SALLIS wireless 125kHz Proximity deadbolt privacy function, J lever, unhanded, antique brass finish, for use with 1 3/8" - 1 3/4" thick standard door | 1 |  | 1 Year | 903.7 | 0.15 | 768.145
17102 | Salto | AP658J63IA48-S- | XS4 ANSI electronic SALLIS wireless 125kHz Proximity deadbolt privacy function, J lever, unhanded, antique brass finish, for use with 1 3/4" - 2 1/4" thick door | 1 |  | 1 Year | 903.7 | 0.15 | 768.145
17103 | Salto | AP658J63IM38-S- | XS4 ANSI electronic SALLIS wireless 125kHz Proximity deadbolt privacy function, J lever, unhanded, satin stainless finish, for use with 1 3/8" - 1 3/4" thick standard door | 1 |  | 1 Year | 851.7 | 0.15 | 723.945
17104 | Salto | AP658J63IM48-S- | XS4 ANSI electronic SALLIS wireless 125kHz Proximity deadbolt privacy function, J lever, unhanded, satin stainless finish, for use with 1 3/4" - 2 1/4" thick door | 1 |  | 1 Year | 851.7 | 0.15 | 723.945
17105 | Salto | AP658J63NE38-S- | XS4 ANSI electronic SALLIS wireless 125kHz Proximity deadbolt privacy function, J lever, unhanded, black chromium finish, for use with 1 3/8" - 1 3/4" thick standard door | 1 |  | 1 Year | 886.4 | 0.15 | 753.44
17106 | Salto | AP658J63NE48-S- | XS4 ANSI electronic SALLIS wireless 125kHz Proximity deadbolt privacy function, J lever, unhanded, black chromium finish, for use with 1 3/4" - 2 1/4" thick door | 1 |  | 1 Year | 886.4 | 0.15 | 753.44
17107 | Salto | AP658J63PM38-S- | XS4 ANSI electronic SALLIS wireless 125kHz Proximity deadbolt privacy function, J lever, unhanded, satin brass finish, for use with 1 3/8" - 1 3/4" thick standard door | 1 |  | 1 Year | 851.7 | 0.15 | 723.945
17108 | Salto | AP658J63PM48-S- | XS4 ANSI electronic SALLIS wireless 125kHz Proximity deadbolt privacy function, J lever, unhanded, satin brass finish, for use with 1 3/4" - 2 1/4" thick door | 1 |  | 1 Year | 851.7 | 0.15 | 723.945
17109 | Salto | AP658K61IM38LS- | XS4 ANSI electronic SALLIS wireless 125kHz Proximity deadbolt privacy function, K lever, left handed, satin stainless finish, for use with 1 3/8" - 1 3/4" thick standard door | 1 |  | 1 Year | 851.7 | 0.15 | 723.945
17110 | Salto | AP658K61IM38RS- | XS4 ANSI electronic SALLIS wireless 125kHz Proximity deadbolt privacy function, K lever, right handed, satin stainless finish, for use with 1 3/8" - 1 3/4" thick standard door | 1 |  | 1 Year | 851.7 | 0.15 | 723.945
17111 | Salto | AP658K61IM48LS- | XS4 ANSI electronic SALLIS wireless 125kHz Proximity deadbolt privacy function, K lever, left handed, satin stainless finish, for use with 1 3/4" - 2 1/4" thick door | 1 |  | 1 Year | 851.7 | 0.15 | 723.945
17112 | Salto | AP658K61IM48RS- | XS4 ANSI electronic SALLIS wireless 125kHz Proximity deadbolt privacy function, K lever, right handed, satin stainless finish, for use with 1 3/4" - 2 1/4" thick door | 1 |  | 1 Year | 851.7 | 0.15 | 723.945
17113 | Salto | AP658K61IP38LS- | XS4 ANSI electronic SALLIS wireless 125kHz Proximity deadbolt privacy function, K lever, left handed, bright stainless steel finish, for use with 1 3/8" - 1 3/4" thick standard door | 1 |  | 1 Year | 868 | 0.15 | 737.8
17114 | Salto | AP658K61IP38RS- | XS4 ANSI electronic SALLIS wireless 125kHz Proximity deadbolt privacy function, K lever, right handed, bright stainless steel finish, for use with 1 3/8" - 1 3/4" thick standard door | 1 |  | 1 Year | 868 | 0.15 | 737.8
17115 | Salto | AP658K61IP48LS- | XS4 ANSI electronic SALLIS wireless 125kHz Proximity deadbolt privacy function, K lever, left handed, bright stainless steel finish, for use with 1 3/4" - 2 1/4" thick door | 1 |  | 1 Year | 868 | 0.15 | 737.8
17116 | Salto | AP658K61IP48RS- | XS4 ANSI electronic SALLIS wireless 125kHz Proximity deadbolt privacy function, K lever, right handed, bright stainless steel finish, for use with 1 3/4" - 2 1/4" thick door | 1 |  | 1 Year | 868 | 0.15 | 737.8
17117 | Salto | AP658K61PP38LS- | XS4 ANSI electronic SALLIS wireless 125kHz Proximity deadbolt privacy function, K lever, left handed, bright brass finish, for use with 1 3/8" - 1 3/4" thick standard door | 1 |  | 1 Year | 868 | 0.15 | 737.8
17118 | Salto | AP658K61PP38RS- | XS4 ANSI electronic SALLIS wireless 125kHz Proximity deadbolt privacy function, K lever, right handed, bright brass finish, for use with 1 3/8" - 1 3/4" thick standard door | 1 |  | 1 Year | 868 | 0.15 | 737.8
17119 | Salto | AP658K61PP48LS- | XS4 ANSI electronic SALLIS wireless 125kHz Proximity deadbolt privacy function, K lever, left handed, bright brass finish, for use with 1 3/4" - 2 1/4" thick door | 1 |  | 1 Year | 868 | 0.15 | 737.8
17120 | Salto | AP658K61PP48RS- | XS4 ANSI electronic SALLIS wireless 125kHz Proximity deadbolt privacy function, K lever, right handed, bright brass finish, for use with 1 3/4" - 2 1/4" thick door | 1 |  | 1 Year | 868 | 0.15 | 737.8
17121 | Salto | AP658K62IM38LS- | XS4 ANSI electronic SALLIS wireless 125kHz Proximity deadbolt privacy function, K lever, left handed, satin stainless finish, for use with 1 3/8" - 1 3/4" thick standard door | 1 |  | 1 Year | 851.7 | 0.15 | 723.945
17122 | Salto | AP658K62IM38RS- | XS4 ANSI electronic SALLIS wireless 125kHz Proximity deadbolt privacy function, K lever, right handed, satin stainless finish, for use with 1 3/8" - 1 3/4" thick standard door | 1 |  | 1 Year | 851.7 | 0.15 | 723.945
17123 | Salto | AP658K62IM48LS- | XS4 ANSI electronic SALLIS wireless 125kHz Proximity deadbolt privacy function, K lever, left handed, satin stainless finish, for use with 1 3/4" - 2 1/4" thick door | 1 |  | 1 Year | 851.7 | 0.15 | 723.945
17124 | Salto | AP658K62IM48RS- | XS4 ANSI electronic SALLIS wireless 125kHz Proximity deadbolt privacy function, K lever, right handed, satin stainless finish, for use with 1 3/4" - 2 1/4" thick door | 1 |  | 1 Year | 851.7 | 0.15 | 723.945
17125 | Salto | AP658K62IP38LS- | XS4 ANSI electronic SALLIS wireless 125kHz Proximity deadbolt privacy function, K lever, left handed, bright stainless steel finish, for use with 1 3/8" - 1 3/4" thick standard door | 1 |  | 1 Year | 868 | 0.15 | 737.8
17126 | Salto | AP658K62IP38RS- | XS4 ANSI electronic SALLIS wireless 125kHz Proximity deadbolt privacy function, K lever, right handed, bright stainless steel finish, for use with 1 3/8" - 1 3/4" thick standard door | 1 |  | 1 Year | 868 | 0.15 | 737.8
17127 | Salto | AP658K62IP48LS- | XS4 ANSI electronic SALLIS wireless 125kHz Proximity deadbolt privacy function, K lever, left handed, bright stainless steel finish, for use with 1 3/4" - 2 1/4" thick door | 1 |  | 1 Year | 868 | 0.15 | 737.8
17128 | Salto | AP658K62IP48RS- | XS4 ANSI electronic SALLIS wireless 125kHz Proximity deadbolt privacy function, K lever, right handed, bright stainless steel finish, for use with 1 3/4" - 2 1/4" thick door | 1 |  | 1 Year | 868 | 0.15 | 737.8
17129 | Salto | AP658K62PP38LS- | XS4 ANSI electronic SALLIS wireless 125kHz Proximity deadbolt privacy function, K lever, left handed, bright brass finish, for use with 1 3/8" - 1 3/4" thick standard door | 1 |  | 1 Year | 868 | 0.15 | 737.8
17130 | Salto | AP658K62PP38RS- | XS4 ANSI electronic SALLIS wireless 125kHz Proximity deadbolt privacy function, K lever, right handed, bright brass finish, for use with 1 3/8" - 1 3/4" thick standard door | 1 |  | 1 Year | 868 | 0.15 | 737.8
17131 | Salto | AP658K62PP48LS- | XS4 ANSI electronic SALLIS wireless 125kHz Proximity deadbolt privacy function, K lever, left handed, bright brass finish, for use with 1 3/4" - 2 1/4" thick door | 1 |  | 1 Year | 868 | 0.15 | 737.8
17132 | Salto | AP658K62PP48RS- | XS4 ANSI electronic SALLIS wireless 125kHz Proximity deadbolt privacy function, K lever, right handed, bright brass finish, for use with 1 3/4" - 2 1/4" thick door | 1 |  | 1 Year | 868 | 0.15 | 737.8
17133 | Salto | AP658K63IM38LS- | XS4 ANSI electronic SALLIS wireless 125kHz Proximity deadbolt privacy function, K lever, left handed, satin stainless finish, for use with 1 3/8" - 1 3/4" thick standard door | 1 |  | 1 Year | 851.7 | 0.15 | 723.945
17134 | Salto | AP658K63IM38RS- | XS4 ANSI electronic SALLIS wireless 125kHz Proximity deadbolt privacy function, K lever, right handed, satin stainless finish, for use with 1 3/8" - 1 3/4" thick standard door | 1 |  | 1 Year | 851.7 | 0.15 | 723.945
17135 | Salto | AP658K63IM48LS- | XS4 ANSI electronic SALLIS wireless 125kHz Proximity deadbolt privacy function, K lever, left handed, satin stainless finish, for use with 1 3/4" - 2 1/4" thick door | 1 |  | 1 Year | 851.7 | 0.15 | 723.945
17136 | Salto | AP658K63IM48RS- | XS4 ANSI electronic SALLIS wireless 125kHz Proximity deadbolt privacy function, K lever, right handed, satin stainless finish, for use with 1 3/4" - 2 1/4" thick door | 1 |  | 1 Year | 851.7 | 0.15 | 723.945
17137 | Salto | AP658K63IP38LS- | XS4 ANSI electronic SALLIS wireless 125kHz Proximity deadbolt privacy function, K lever, left handed, bright stainless steel finish, for use with 1 3/8" - 1 3/4" thick standard door | 1 |  | 1 Year | 868 | 0.15 | 737.8
17138 | Salto | AP658K63IP38RS- | XS4 ANSI electronic SALLIS wireless 125kHz Proximity deadbolt privacy function, K lever, right handed, bright stainless steel finish, for use with 1 3/8" - 1 3/4" thick standard door | 1 |  | 1 Year | 868 | 0.15 | 737.8
17139 | Salto | AP658K63IP48LS- | XS4 ANSI electronic SALLIS wireless 125kHz Proximity deadbolt privacy function, K lever, left handed, bright stainless steel finish, for use with 1 3/4" - 2 1/4" thick door | 1 |  | 1 Year | 868 | 0.15 | 737.8
17140 | Salto | AP658K63IP48RS- | XS4 ANSI electronic SALLIS wireless 125kHz Proximity deadbolt privacy function, K lever, right handed, bright stainless steel finish, for use with 1 3/4" - 2 1/4" thick door | 1 |  | 1 Year | 868 | 0.15 | 737.8
17141 | Salto | AP658K63PP38LS- | XS4 ANSI electronic SALLIS wireless 125kHz Proximity deadbolt privacy function, K lever, left handed, bright brass finish, for use with 1 3/8" - 1 3/4" thick standard door | 1 |  | 1 Year | 868 | 0.15 | 737.8
17142 | Salto | AP658K63PP38RS- | XS4 ANSI electronic SALLIS wireless 125kHz Proximity deadbolt privacy function, K lever, right handed, bright brass finish, for use with 1 3/8" - 1 3/4" thick standard door | 1 |  | 1 Year | 868 | 0.15 | 737.8
17143 | Salto | AP658K63PP48LS- | XS4 ANSI electronic SALLIS wireless 125kHz Proximity deadbolt privacy function, K lever, left handed, bright brass finish, for use with 1 3/4" - 2 1/4" thick door | 1 |  | 1 Year | 868 | 0.15 | 737.8
17144 | Salto | AP658K63PP48RS- | XS4 ANSI electronic SALLIS wireless 125kHz Proximity deadbolt privacy function, K lever, right handed, bright brass finish, for use with 1 3/4" - 2 1/4" thick door | 1 |  | 1 Year | 868 | 0.15 | 737.8
17145 | Salto | AP658L61BC38-S- | XS4 ANSI electronic SALLIS wireless 125kHz Proximity deadbolt privacy function, L lever, unhanded, BioCote antimicrobial finish, for use with 1 3/8" - 1 3/4" thick standard door | 1 |  | 1 Year | 893.5 | 0.15 | 759.475
17146 | Salto | AP658L61BC48-S- | XS4 ANSI electronic SALLIS wireless 125kHz Proximity deadbolt privacy function, L lever, unhanded, BioCote antimicrobial finish, for use with 1 3/4" - 2 1/4" thick door | 1 |  | 1 Year | 893.5 | 0.15 | 759.475
17147 | Salto | AP658L61IA38-S- | XS4 ANSI electronic SALLIS wireless 125kHz Proximity deadbolt privacy function, L lever, unhanded, antique brass finish, for use with 1 3/8" - 1 3/4" thick standard door | 1 |  | 1 Year | 893.5 | 0.15 | 759.475
17148 | Salto | AP658L61IA48-S- | XS4 ANSI electronic SALLIS wireless 125kHz Proximity deadbolt privacy function, L lever, unhanded, antique brass finish, for use with 1 3/4" - 2 1/4" thick door | 1 |  | 1 Year | 893.5 | 0.15 | 759.475
17149 | Salto | AP658L61IM38-S- | XS4 ANSI electronic SALLIS wireless 125kHz Proximity deadbolt privacy function, L lever, unhanded, satin stainless finish, for use with 1 3/8" - 1 3/4" thick standard door | 1 |  | 1 Year | 841.5 | 0.15 | 715.275
17150 | Salto | AP658L61IM48-S- | XS4 ANSI electronic SALLIS wireless 125kHz Proximity deadbolt privacy function, L lever, unhanded, satin stainless finish, for use with 1 3/4" - 2 1/4" thick door | 1 |  | 1 Year | 841.5 | 0.15 | 715.275
17151 | Salto | AP658L61IP38-S- | XS4 ANSI electronic SALLIS wireless 125kHz Proximity deadbolt privacy function, L lever, unhanded, bright stainless steel finish, for use with 1 3/8" - 1 3/4" thick standard door | 1 |  | 1 Year | 857.8 | 0.15 | 729.13
17152 | Salto | AP658L61IP48-S- | XS4 ANSI electronic SALLIS wireless 125kHz Proximity deadbolt privacy function, L lever, unhanded, bright stainless steel finish, for use with 1 3/4" - 2 1/4" thick door | 1 |  | 1 Year | 857.8 | 0.15 | 729.13
17153 | Salto | AP658L61NE38-S- | XS4 ANSI electronic SALLIS wireless 125kHz Proximity deadbolt privacy function, L lever, unhanded, black chromium finish, for use with 1 3/8" - 1 3/4" thick standard door | 1 |  | 1 Year | 876.2 | 0.15 | 744.77
17154 | Salto | AP658L61NE48-S- | XS4 ANSI electronic SALLIS wireless 125kHz Proximity deadbolt privacy function, L lever, unhanded, black chromium finish, for use with 1 3/4" - 2 1/4" thick door | 1 |  | 1 Year | 876.2 | 0.15 | 744.77
17155 | Salto | AP658L61PM38-S- | XS4 ANSI electronic SALLIS wireless 125kHz Proximity deadbolt privacy function, L lever, unhanded, satin brass finish, for use with 1 3/8" - 1 3/4" thick standard door | 1 |  | 1 Year | 841.5 | 0.15 | 715.275
17156 | Salto | AP658L61PM48-S- | XS4 ANSI electronic SALLIS wireless 125kHz Proximity deadbolt privacy function, L lever, unhanded, satin brass finish, for use with 1 3/4" - 2 1/4" thick door | 1 |  | 1 Year | 841.5 | 0.15 | 715.275
17157 | Salto | AP658L61PP38-S- | XS4 ANSI electronic SALLIS wireless 125kHz Proximity deadbolt privacy function, L lever, unhanded, bright brass finish, for use with 1 3/8" - 1 3/4" thick standard door | 1 |  | 1 Year | 857.8 | 0.15 | 729.13
17158 | Salto | AP658L61PP48-S- | XS4 ANSI electronic SALLIS wireless 125kHz Proximity deadbolt privacy function, L lever, unhanded, bright brass finish, for use with 1 3/4" - 2 1/4" thick door | 1 |  | 1 Year | 857.8 | 0.15 | 729.13
17159 | Salto | AP658L62BC38-S- | XS4 ANSI electronic SALLIS wireless 125kHz Proximity deadbolt privacy function, L lever, unhanded, BioCote antimicrobial finish, for use with 1 3/8" - 1 3/4" thick standard door | 1 |  | 1 Year | 893.5 | 0.15 | 759.475
17160 | Salto | AP658L62BC48-S- | XS4 ANSI electronic SALLIS wireless 125kHz Proximity deadbolt privacy function, L lever, unhanded, BioCote antimicrobial finish, for use with 1 3/4" - 2 1/4" thick door | 1 |  | 1 Year | 893.5 | 0.15 | 759.475
17161 | Salto | AP658L62IA38-S- | XS4 ANSI electronic SALLIS wireless 125kHz Proximity deadbolt privacy function, L lever, unhanded, antique brass finish, for use with 1 3/8" - 1 3/4" thick standard door | 1 |  | 1 Year | 893.5 | 0.15 | 759.475
17162 | Salto | AP658L62IA48-S- | XS4 ANSI electronic SALLIS wireless 125kHz Proximity deadbolt privacy function, L lever, unhanded, antique brass finish, for use with 1 3/4" - 2 1/4" thick door | 1 |  | 1 Year | 893.5 | 0.15 | 759.475
17163 | Salto | AP658L62IM38-S- | XS4 ANSI electronic SALLIS wireless 125kHz Proximity deadbolt privacy function, L lever, unhanded, satin stainless finish, for use with 1 3/8" - 1 3/4" thick standard door | 1 |  | 1 Year | 841.5 | 0.15 | 715.275
17164 | Salto | AP658L62IM48-S- | XS4 ANSI electronic SALLIS wireless 125kHz Proximity deadbolt privacy function, L lever, unhanded, satin stainless finish, for use with 1 3/4" - 2 1/4" thick door | 1 |  | 1 Year | 841.5 | 0.15 | 715.275
17165 | Salto | AP658L62IP38-S- | XS4 ANSI electronic SALLIS wireless 125kHz Proximity deadbolt privacy function, L lever, unhanded, bright stainless steel finish, for use with 1 3/8" - 1 3/4" thick standard door | 1 |  | 1 Year | 857.8 | 0.15 | 729.13
17166 | Salto | AP658L62IP48-S- | XS4 ANSI electronic SALLIS wireless 125kHz Proximity deadbolt privacy function, L lever, unhanded, bright stainless steel finish, for use with 1 3/4" - 2 1/4" thick door | 1 |  | 1 Year | 857.8 | 0.15 | 729.13
17167 | Salto | AP658L62NE38-S- | XS4 ANSI electronic SALLIS wireless 125kHz Proximity deadbolt privacy function, L lever, unhanded, black chromium finish, for use with 1 3/8" - 1 3/4" thick standard door | 1 |  | 1 Year | 876.2 | 0.15 | 744.77
17168 | Salto | AP658L62NE48-S- | XS4 ANSI electronic SALLIS wireless 125kHz Proximity deadbolt privacy function, L lever, unhanded, black chromium finish, for use with 1 3/4" - 2 1/4" thick door | 1 |  | 1 Year | 876.2 | 0.15 | 744.77
17169 | Salto | AP658L62PM38-S- | XS4 ANSI electronic SALLIS wireless 125kHz Proximity deadbolt privacy function, L lever, unhanded, satin brass finish, for use with 1 3/8" - 1 3/4" thick standard door | 1 |  | 1 Year | 841.5 | 0.15 | 715.275
17170 | Salto | AP658L62PM48-S- | XS4 ANSI electronic SALLIS wireless 125kHz Proximity deadbolt privacy function, L lever, unhanded, satin brass finish, for use with 1 3/4" - 2 1/4" thick door | 1 |  | 1 Year | 841.5 | 0.15 | 715.275
17171 | Salto | AP658L62PP38-S- | XS4 ANSI electronic SALLIS wireless 125kHz Proximity deadbolt privacy function, L lever, unhanded, bright brass finish, for use with 1 3/8" - 1 3/4" thick standard door | 1 |  | 1 Year | 857.8 | 0.15 | 729.13
17172 | Salto | AP658L62PP48-S- | XS4 ANSI electronic SALLIS wireless 125kHz Proximity deadbolt privacy function, L lever, unhanded, bright brass finish, for use with 1 3/4" - 2 1/4" thick door | 1 |  | 1 Year | 857.8 | 0.15 | 729.13
17173 | Salto | AP658L63BC38-S- | XS4 ANSI electronic SALLIS wireless 125kHz Proximity deadbolt privacy function, L lever, unhanded, BioCote antimicrobial finish, for use with 1 3/8" - 1 3/4" thick standard door | 1 |  | 1 Year | 893.5 | 0.15 | 759.475
17174 | Salto | AP658L63BC48-S- | XS4 ANSI electronic SALLIS wireless 125kHz Proximity deadbolt privacy function, L lever, unhanded, BioCote antimicrobial finish, for use with 1 3/4" - 2 1/4" thick door | 1 |  | 1 Year | 893.5 | 0.15 | 759.475
17175 | Salto | AP658L63IA38-S- | XS4 ANSI electronic SALLIS wireless 125kHz Proximity deadbolt privacy function, L lever, unhanded, antique brass finish, for use with 1 3/8" - 1 3/4" thick standard door | 1 |  | 1 Year | 893.5 | 0.15 | 759.475
17176 | Salto | AP658L63IA48-S- | XS4 ANSI electronic SALLIS wireless 125kHz Proximity deadbolt privacy function, L lever, unhanded, antique brass finish, for use with 1 3/4" - 2 1/4" thick door | 1 |  | 1 Year | 893.5 | 0.15 | 759.475
17177 | Salto | AP658L63IM38-S- | XS4 ANSI electronic SALLIS wireless 125kHz Proximity deadbolt privacy function, L lever, unhanded, satin stainless finish, for use with 1 3/8" - 1 3/4" thick standard door | 1 |  | 1 Year | 841.5 | 0.15 | 715.275
17178 | Salto | AP658L63IM48-S- | XS4 ANSI electronic SALLIS wireless 125kHz Proximity deadbolt privacy function, L lever, unhanded, satin stainless finish, for use with 1 3/4" - 2 1/4" thick door | 1 |  | 1 Year | 841.5 | 0.15 | 715.275
17179 | Salto | AP658L63IP38-S- | XS4 ANSI electronic SALLIS wireless 125kHz Proximity deadbolt privacy function, L lever, unhanded, bright stainless steel finish, for use with 1 3/8" - 1 3/4" thick standard door | 1 |  | 1 Year | 857.8 | 0.15 | 729.13
17180 | Salto | AP658L63IP48-S- | XS4 ANSI electronic SALLIS wireless 125kHz Proximity deadbolt privacy function, L lever, unhanded, bright stainless steel finish, for use with 1 3/4" - 2 1/4" thick door | 1 |  | 1 Year | 857.8 | 0.15 | 729.13
17181 | Salto | AP658L63NE38-S- | XS4 ANSI electronic SALLIS wireless 125kHz Proximity deadbolt privacy function, L lever, unhanded, black chromium finish, for use with 1 3/8" - 1 3/4" thick standard door | 1 |  | 1 Year | 876.2 | 0.15 | 744.77
17182 | Salto | AP658L63NE48-S- | XS4 ANSI electronic SALLIS wireless 125kHz Proximity deadbolt privacy function, L lever, unhanded, black chromium finish, for use with 1 3/4" - 2 1/4" thick door | 1 |  | 1 Year | 876.2 | 0.15 | 744.77
17183 | Salto | AP658L63PM38-S- | XS4 ANSI electronic SALLIS wireless 125kHz Proximity deadbolt privacy function, L lever, unhanded, satin brass finish, for use with 1 3/8" - 1 3/4" thick standard door | 1 |  | 1 Year | 841.5 | 0.15 | 715.275
17184 | Salto | AP658L63PM48-S- | XS4 ANSI electronic SALLIS wireless 125kHz Proximity deadbolt privacy function, L lever, unhanded, satin brass finish, for use with 1 3/4" - 2 1/4" thick door | 1 |  | 1 Year | 841.5 | 0.15 | 715.275
17185 | Salto | AP658L63PP38-S- | XS4 ANSI electronic SALLIS wireless 125kHz Proximity deadbolt privacy function, L lever, unhanded, bright brass finish, for use with 1 3/8" - 1 3/4" thick standard door | 1 |  | 1 Year | 857.8 | 0.15 | 729.13
17186 | Salto | AP658L63PP48-S- | XS4 ANSI electronic SALLIS wireless 125kHz Proximity deadbolt privacy function, L lever, unhanded, bright brass finish, for use with 1 3/4" - 2 1/4" thick door | 1 |  | 1 Year | 857.8 | 0.15 | 729.13
17187 | Salto | AP658N61BC38-S- | XS4 ANSI electronic SALLIS wireless 125kHz Proximity deadbolt privacy function, N lever, unhanded, BioCote antimicrobial finish, for use with 1 3/8" - 1 3/4" thick standard door | 1 |  | 1 Year | 893.5 | 0.15 | 759.475
17188 | Salto | AP658N61BC48-S- | XS4 ANSI electronic SALLIS wireless 125kHz Proximity deadbolt privacy function, N lever, unhanded, BioCote antimicrobial finish, for use with 1 3/4" - 2 1/4" thick door | 1 |  | 1 Year | 893.5 | 0.15 | 759.475
17189 | Salto | AP658N61IM38-S- | XS4 ANSI electronic SALLIS wireless 125kHz Proximity deadbolt privacy function, N lever, unhanded, satin stainless finish, for use with 1 3/8" - 1 3/4" thick standard door | 1 |  | 1 Year | 841.5 | 0.15 | 715.275
17190 | Salto | AP658N61IM48-S- | XS4 ANSI electronic SALLIS wireless 125kHz Proximity deadbolt privacy function, N lever, unhanded, satin stainless finish, for use with 1 3/4" - 2 1/4" thick door | 1 |  | 1 Year | 841.5 | 0.15 | 715.275
17191 | Salto | AP658N61PM38-S- | XS4 ANSI electronic SALLIS wireless 125kHz Proximity deadbolt privacy function, N lever, unhanded, satin brass finish, for use with 1 3/8" - 1 3/4" thick standard door | 1 |  | 1 Year | 841.5 | 0.15 | 715.275
17192 | Salto | AP658N61PM48-S- | XS4 ANSI electronic SALLIS wireless 125kHz Proximity deadbolt privacy function, N lever, unhanded, satin brass finish, for use with 1 3/4" - 2 1/4" thick door | 1 |  | 1 Year | 841.5 | 0.15 | 715.275
17193 | Salto | AP658N62BC38-S- | XS4 ANSI electronic SALLIS wireless 125kHz Proximity deadbolt privacy function, N lever, unhanded, BioCote antimicrobial finish, for use with 1 3/8" - 1 3/4" thick standard door | 1 |  | 1 Year | 893.5 | 0.15 | 759.475
17194 | Salto | AP658N62BC48-S- | XS4 ANSI electronic SALLIS wireless 125kHz Proximity deadbolt privacy function, N lever, unhanded, BioCote antimicrobial finish, for use with 1 3/4" - 2 1/4" thick door | 1 |  | 1 Year | 893.5 | 0.15 | 759.475
17195 | Salto | AP658N62IM38-S- | XS4 ANSI electronic SALLIS wireless 125kHz Proximity deadbolt privacy function, N lever, unhanded, satin stainless finish, for use with 1 3/8" - 1 3/4" thick standard door | 1 |  | 1 Year | 841.5 | 0.15 | 715.275
17196 | Salto | AP658N62IM48-S- | XS4 ANSI electronic SALLIS wireless 125kHz Proximity deadbolt privacy function, N lever, unhanded, satin stainless finish, for use with 1 3/4" - 2 1/4" thick door | 1 |  | 1 Year | 841.5 | 0.15 | 715.275
17197 | Salto | AP658N62PM38-S- | XS4 ANSI electronic SALLIS wireless 125kHz Proximity deadbolt privacy function, N lever, unhanded, satin brass finish, for use with 1 3/8" - 1 3/4" thick standard door | 1 |  | 1 Year | 841.5 | 0.15 | 715.275
17198 | Salto | AP658N62PM48-S- | XS4 ANSI electronic SALLIS wireless 125kHz Proximity deadbolt privacy function, N lever, unhanded, satin brass finish, for use with 1 3/4" - 2 1/4" thick door | 1 |  | 1 Year | 841.5 | 0.15 | 715.275
17199 | Salto | AP658N63BC38-S- | XS4 ANSI electronic SALLIS wireless 125kHz Proximity deadbolt privacy function, N lever, unhanded, BioCote antimicrobial finish, for use with 1 3/8" - 1 3/4" thick standard door | 1 |  | 1 Year | 893.5 | 0.15 | 759.475
17200 | Salto | AP658N63BC48-S- | XS4 ANSI electronic SALLIS wireless 125kHz Proximity deadbolt privacy function, N lever, unhanded, BioCote antimicrobial finish, for use with 1 3/4" - 2 1/4" thick door | 1 |  | 1 Year | 893.5 | 0.15 | 759.475
17201 | Salto | AP658N63IM38-S- | XS4 ANSI electronic SALLIS wireless 125kHz Proximity deadbolt privacy function, N lever, unhanded, satin stainless finish, for use with 1 3/8" - 1 3/4" thick standard door | 1 |  | 1 Year | 841.5 | 0.15 | 715.275
17202 | Salto | AP658N63IM48-S- | XS4 ANSI electronic SALLIS wireless 125kHz Proximity deadbolt privacy function, N lever, unhanded, satin stainless finish, for use with 1 3/4" - 2 1/4" thick door | 1 |  | 1 Year | 841.5 | 0.15 | 715.275
17203 | Salto | AP658N63PM38-S- | XS4 ANSI electronic SALLIS wireless 125kHz Proximity deadbolt privacy function, N lever, unhanded, satin brass finish, for use with 1 3/8" - 1 3/4" thick standard door | 1 |  | 1 Year | 841.5 | 0.15 | 715.275
17204 | Salto | AP658N63PM48-S- | XS4 ANSI electronic SALLIS wireless 125kHz Proximity deadbolt privacy function, N lever, unhanded, satin brass finish, for use with 1 3/4" - 2 1/4" thick door | 1 |  | 1 Year | 841.5 | 0.15 | 715.275
17205 | Salto | AP658O61IA38LS- | XS4 ANSI electronic SALLIS wireless 125kHz Proximity deadbolt privacy function, O lever, left handed, antique brass finish, for use with 1 3/8" - 1 3/4" thick standard door | 1 |  | 1 Year | 903.7 | 0.15 | 768.145
17206 | Salto | AP658O61IA38RS- | XS4 ANSI electronic SALLIS wireless 125kHz Proximity deadbolt privacy function, O lever, right handed, antique brass finish, for use with 1 3/8" - 1 3/4" thick standard door | 1 |  | 1 Year | 903.7 | 0.15 | 768.145
17207 | Salto | AP658O61IA48LS- | XS4 ANSI electronic SALLIS wireless 125kHz Proximity deadbolt privacy function, O lever, left handed, antique brass finish, for use with 1 3/4" - 2 1/4" thick door | 1 |  | 1 Year | 903.7 | 0.15 | 768.145
17208 | Salto | AP658O61IA48RS- | XS4 ANSI electronic SALLIS wireless 125kHz Proximity deadbolt privacy function, O lever, right handed, antique brass finish, for use with 1 3/4" - 2 1/4" thick door | 1 |  | 1 Year | 903.7 | 0.15 | 768.145
17209 | Salto | AP658O61IM38LS- | XS4 ANSI electronic SALLIS wireless 125kHz Proximity deadbolt privacy function, O lever, left handed, satin stainless finish, for use with 1 3/8" - 1 3/4" thick standard door | 1 |  | 1 Year | 851.7 | 0.15 | 723.945
17210 | Salto | AP658O61IM38RS- | XS4 ANSI electronic SALLIS wireless 125kHz Proximity deadbolt privacy function, O lever, right handed, satin stainless finish, for use with 1 3/8" - 1 3/4" thick standard door | 1 |  | 1 Year | 851.7 | 0.15 | 723.945
17211 | Salto | AP658O61IM48LS- | XS4 ANSI electronic SALLIS wireless 125kHz Proximity deadbolt privacy function, O lever, left handed, satin stainless finish, for use with 1 3/4" - 2 1/4" thick door | 1 |  | 1 Year | 851.7 | 0.15 | 723.945
17212 | Salto | AP658O61IM48RS- | XS4 ANSI electronic SALLIS wireless 125kHz Proximity deadbolt privacy function, O lever, right handed, satin stainless finish, for use with 1 3/4" - 2 1/4" thick door | 1 |  | 1 Year | 851.7 | 0.15 | 723.945
17213 | Salto | AP658O61IP38LS- | XS4 ANSI electronic SALLIS wireless 125kHz Proximity deadbolt privacy function, O lever, left handed, bright stainless steel finish, for use with 1 3/8" - 1 3/4" thick standard door | 1 |  | 1 Year | 868 | 0.15 | 737.8
17214 | Salto | AP658O61IP38RS- | XS4 ANSI electronic SALLIS wireless 125kHz Proximity deadbolt privacy function, O lever, right handed, bright stainless steel finish, for use with 1 3/8" - 1 3/4" thick standard door | 1 |  | 1 Year | 868 | 0.15 | 737.8
17215 | Salto | AP658O61IP48LS- | XS4 ANSI electronic SALLIS wireless 125kHz Proximity deadbolt privacy function, O lever, left handed, bright stainless steel finish, for use with 1 3/4" - 2 1/4" thick door | 1 |  | 1 Year | 868 | 0.15 | 737.8
17216 | Salto | AP658O61IP48RS- | XS4 ANSI electronic SALLIS wireless 125kHz Proximity deadbolt privacy function, O lever, right handed, bright stainless steel finish, for use with 1 3/4" - 2 1/4" thick door | 1 |  | 1 Year | 868 | 0.15 | 737.8
17217 | Salto | AP658O61NE38LS- | XS4 ANSI electronic SALLIS wireless 125kHz Proximity deadbolt privacy function, O lever, left handed, black chromium finish, for use with 1 3/8" - 1 3/4" thick standard door | 1 |  | 1 Year | 886.4 | 0.15 | 753.44
17218 | Salto | AP658O61NE38RS- | XS4 ANSI electronic SALLIS wireless 125kHz Proximity deadbolt privacy function, O lever, right handed, black chromium finish, for use with 1 3/8" - 1 3/4" thick standard door | 1 |  | 1 Year | 886.4 | 0.15 | 753.44
17219 | Salto | AP658O61NE48LS- | XS4 ANSI electronic SALLIS wireless 125kHz Proximity deadbolt privacy function, O lever, left handed, black chromium finish, for use with 1 3/4" - 2 1/4" thick door | 1 |  | 1 Year | 886.4 | 0.15 | 753.44
17220 | Salto | AP658O61NE48RS- | XS4 ANSI electronic SALLIS wireless 125kHz Proximity deadbolt privacy function, O lever, right handed, black chromium finish, for use with 1 3/4" - 2 1/4" thick door | 1 |  | 1 Year | 886.4 | 0.15 | 753.44
17221 | Salto | AP658O61PM38LS- | XS4 ANSI electronic SALLIS wireless 125kHz Proximity deadbolt privacy function, O lever, left handed, satin brass finish, for use with 1 3/8" - 1 3/4" thick standard door | 1 |  | 1 Year | 851.7 | 0.15 | 723.945
17222 | Salto | AP658O61PM38RS- | XS4 ANSI electronic SALLIS wireless 125kHz Proximity deadbolt privacy function, O lever, right handed, satin brass finish, for use with 1 3/8" - 1 3/4" thick standard door | 1 |  | 1 Year | 851.7 | 0.15 | 723.945
17223 | Salto | AP658O61PM48LS- | XS4 ANSI electronic SALLIS wireless 125kHz Proximity deadbolt privacy function, O lever, left handed, satin brass finish, for use with 1 3/4" - 2 1/4" thick door | 1 |  | 1 Year | 851.7 | 0.15 | 723.945
17224 | Salto | AP658O61PM48RS- | XS4 ANSI electronic SALLIS wireless 125kHz Proximity deadbolt privacy function, O lever, right handed, satin brass finish, for use with 1 3/4" - 2 1/4" thick door | 1 |  | 1 Year | 851.7 | 0.15 | 723.945
17225 | Salto | AP658O61PP38LS- | XS4 ANSI electronic SALLIS wireless 125kHz Proximity deadbolt privacy function, O lever, left handed, bright brass finish, for use with 1 3/8" - 1 3/4" thick standard door | 1 |  | 1 Year | 868 | 0.15 | 737.8
17226 | Salto | AP658O61PP38RS- | XS4 ANSI electronic SALLIS wireless 125kHz Proximity deadbolt privacy function, O lever, right handed, bright brass finish, for use with 1 3/8" - 1 3/4" thick standard door | 1 |  | 1 Year | 868 | 0.15 | 737.8
17227 | Salto | AP658O61PP48LS- | XS4 ANSI electronic SALLIS wireless 125kHz Proximity deadbolt privacy function, O lever, left handed, bright brass finish, for use with 1 3/4" - 2 1/4" thick door | 1 |  | 1 Year | 868 | 0.15 | 737.8
17228 | Salto | AP658O61PP48RS- | XS4 ANSI electronic SALLIS wireless 125kHz Proximity deadbolt privacy function, O lever, right handed, bright brass finish, for use with 1 3/4" - 2 1/4" thick door | 1 |  | 1 Year | 868 | 0.15 | 737.8
17229 | Salto | AP658O62IA38LS- | XS4 ANSI electronic SALLIS wireless 125kHz Proximity deadbolt privacy function, O lever, left handed, antique brass finish, for use with 1 3/8" - 1 3/4" thick standard door | 1 |  | 1 Year | 903.7 | 0.15 | 768.145
17230 | Salto | AP658O62IA38RS- | XS4 ANSI electronic SALLIS wireless 125kHz Proximity deadbolt privacy function, O lever, right handed, antique brass finish, for use with 1 3/8" - 1 3/4" thick standard door | 1 |  | 1 Year | 903.7 | 0.15 | 768.145
17231 | Salto | AP658O62IA48LS- | XS4 ANSI electronic SALLIS wireless 125kHz Proximity deadbolt privacy function, O lever, left handed, antique brass finish, for use with 1 3/4" - 2 1/4" thick door | 1 |  | 1 Year | 903.7 | 0.15 | 768.145
17232 | Salto | AP658O62IA48RS- | XS4 ANSI electronic SALLIS wireless 125kHz Proximity deadbolt privacy function, O lever, right handed, antique brass finish, for use with 1 3/4" - 2 1/4" thick door | 1 |  | 1 Year | 903.7 | 0.15 | 768.145
17233 | Salto | AP658O62IM38LS- | XS4 ANSI electronic SALLIS wireless 125kHz Proximity deadbolt privacy function, O lever, left handed, satin stainless finish, for use with 1 3/8" - 1 3/4" thick standard door | 1 |  | 1 Year | 851.7 | 0.15 | 723.945
17234 | Salto | AP658O62IM38RS- | XS4 ANSI electronic SALLIS wireless 125kHz Proximity deadbolt privacy function, O lever, right handed, satin stainless finish, for use with 1 3/8" - 1 3/4" thick standard door | 1 |  | 1 Year | 851.7 | 0.15 | 723.945
17235 | Salto | AP658O62IM48LS- | XS4 ANSI electronic SALLIS wireless 125kHz Proximity deadbolt privacy function, O lever, left handed, satin stainless finish, for use with 1 3/4" - 2 1/4" thick door | 1 |  | 1 Year | 851.7 | 0.15 | 723.945
17236 | Salto | AP658O62IM48RS- | XS4 ANSI electronic SALLIS wireless 125kHz Proximity deadbolt privacy function, O lever, right handed, satin stainless finish, for use with 1 3/4" - 2 1/4" thick door | 1 |  | 1 Year | 851.7 | 0.15 | 723.945
17237 | Salto | AP658O62IP38LS- | XS4 ANSI electronic SALLIS wireless 125kHz Proximity deadbolt privacy function, O lever, left handed, bright stainless steel finish, for use with 1 3/8" - 1 3/4" thick standard door | 1 |  | 1 Year | 868 | 0.15 | 737.8
17238 | Salto | AP658O62IP38RS- | XS4 ANSI electronic SALLIS wireless 125kHz Proximity deadbolt privacy function, O lever, right handed, bright stainless steel finish, for use with 1 3/8" - 1 3/4" thick standard door | 1 |  | 1 Year | 868 | 0.15 | 737.8
17239 | Salto | AP658O62IP48LS- | XS4 ANSI electronic SALLIS wireless 125kHz Proximity deadbolt privacy function, O lever, left handed, bright stainless steel finish, for use with 1 3/4" - 2 1/4" thick door | 1 |  | 1 Year | 868 | 0.15 | 737.8
17240 | Salto | AP658O62IP48RS- | XS4 ANSI electronic SALLIS wireless 125kHz Proximity deadbolt privacy function, O lever, right handed, bright stainless steel finish, for use with 1 3/4" - 2 1/4" thick door | 1 |  | 1 Year | 868 | 0.15 | 737.8
17241 | Salto | AP658O62NE38LS- | XS4 ANSI electronic SALLIS wireless 125kHz Proximity deadbolt privacy function, O lever, left handed, black chromium finish, for use with 1 3/8" - 1 3/4" thick standard door | 1 |  | 1 Year | 886.4 | 0.15 | 753.44
17242 | Salto | AP658O62NE38RS- | XS4 ANSI electronic SALLIS wireless 125kHz Proximity deadbolt privacy function, O lever, right handed, black chromium finish, for use with 1 3/8" - 1 3/4" thick standard door | 1 |  | 1 Year | 886.4 | 0.15 | 753.44
17243 | Salto | AP658O62NE48LS- | XS4 ANSI electronic SALLIS wireless 125kHz Proximity deadbolt privacy function, O lever, left handed, black chromium finish, for use with 1 3/4" - 2 1/4" thick door | 1 |  | 1 Year | 886.4 | 0.15 | 753.44
17244 | Salto | AP658O62NE48RS- | XS4 ANSI electronic SALLIS wireless 125kHz Proximity deadbolt privacy function, O lever, right handed, black chromium finish, for use with 1 3/4" - 2 1/4" thick door | 1 |  | 1 Year | 886.4 | 0.15 | 753.44
17245 | Salto | AP658O62PM38LS- | XS4 ANSI electronic SALLIS wireless 125kHz Proximity deadbolt privacy function, O lever, left handed, satin brass finish, for use with 1 3/8" - 1 3/4" thick standard door | 1 |  | 1 Year | 851.7 | 0.15 | 723.945
17246 | Salto | AP658O62PM38RS- | XS4 ANSI electronic SALLIS wireless 125kHz Proximity deadbolt privacy function, O lever, right handed, satin brass finish, for use with 1 3/8" - 1 3/4" thick standard door | 1 |  | 1 Year | 851.7 | 0.15 | 723.945
17247 | Salto | AP658O62PM48LS- | XS4 ANSI electronic SALLIS wireless 125kHz Proximity deadbolt privacy function, O lever, left handed, satin brass finish, for use with 1 3/4" - 2 1/4" thick door | 1 |  | 1 Year | 851.7 | 0.15 | 723.945
17248 | Salto | AP658O62PM48RS- | XS4 ANSI electronic SALLIS wireless 125kHz Proximity deadbolt privacy function, O lever, right handed, satin brass finish, for use with 1 3/4" - 2 1/4" thick door | 1 |  | 1 Year | 851.7 | 0.15 | 723.945
17249 | Salto | AP658O62PP38LS- | XS4 ANSI electronic SALLIS wireless 125kHz Proximity deadbolt privacy function, O lever, left handed, bright brass finish, for use with 1 3/8" - 1 3/4" thick standard door | 1 |  | 1 Year | 868 | 0.15 | 737.8
17250 | Salto | AP658O62PP38RS- | XS4 ANSI electronic SALLIS wireless 125kHz Proximity deadbolt privacy function, O lever, right handed, bright brass finish, for use with 1 3/8" - 1 3/4" thick standard door | 1 |  | 1 Year | 868 | 0.15 | 737.8
17251 | Salto | AP658O62PP48LS- | XS4 ANSI electronic SALLIS wireless 125kHz Proximity deadbolt privacy function, O lever, left handed, bright brass finish, for use with 1 3/4" - 2 1/4" thick door | 1 |  | 1 Year | 868 | 0.15 | 737.8
17252 | Salto | AP658O62PP48RS- | XS4 ANSI electronic SALLIS wireless 125kHz Proximity deadbolt privacy function, O lever, right handed, bright brass finish, for use with 1 3/4" - 2 1/4" thick door | 1 |  | 1 Year | 868 | 0.15 | 737.8
17253 | Salto | AP658O63IA38LS- | XS4 ANSI electronic SALLIS wireless 125kHz Proximity deadbolt privacy function, O lever, left handed, antique brass finish, for use with 1 3/8" - 1 3/4" thick standard door | 1 |  | 1 Year | 903.7 | 0.15 | 768.145
17254 | Salto | AP658O63IA38RS- | XS4 ANSI electronic SALLIS wireless 125kHz Proximity deadbolt privacy function, O lever, right handed, antique brass finish, for use with 1 3/8" - 1 3/4" thick standard door | 1 |  | 1 Year | 903.7 | 0.15 | 768.145
17255 | Salto | AP658O63IA48LS- | XS4 ANSI electronic SALLIS wireless 125kHz Proximity deadbolt privacy function, O lever, left handed, antique brass finish, for use with 1 3/4" - 2 1/4" thick door | 1 |  | 1 Year | 903.7 | 0.15 | 768.145
17256 | Salto | AP658O63IA48RS- | XS4 ANSI electronic SALLIS wireless 125kHz Proximity deadbolt privacy function, O lever, right handed, antique brass finish, for use with 1 3/4" - 2 1/4" thick door | 1 |  | 1 Year | 903.7 | 0.15 | 768.145
17257 | Salto | AP658O63IM38LS- | XS4 ANSI electronic SALLIS wireless 125kHz Proximity deadbolt privacy function, O lever, left handed, satin stainless finish, for use with 1 3/8" - 1 3/4" thick standard door | 1 |  | 1 Year | 851.7 | 0.15 | 723.945
17258 | Salto | AP658O63IM38RS- | XS4 ANSI electronic SALLIS wireless 125kHz Proximity deadbolt privacy function, O lever, right handed, satin stainless finish, for use with 1 3/8" - 1 3/4" thick standard door | 1 |  | 1 Year | 851.7 | 0.15 | 723.945
17259 | Salto | AP658O63IM48LS- | XS4 ANSI electronic SALLIS wireless 125kHz Proximity deadbolt privacy function, O lever, left handed, satin stainless finish, for use with 1 3/4" - 2 1/4" thick door | 1 |  | 1 Year | 851.7 | 0.15 | 723.945
17260 | Salto | AP658O63IM48RS- | XS4 ANSI electronic SALLIS wireless 125kHz Proximity deadbolt privacy function, O lever, right handed, satin stainless finish, for use with 1 3/4" - 2 1/4" thick door | 1 |  | 1 Year | 851.7 | 0.15 | 723.945
17261 | Salto | AP658O63IP38LS- | XS4 ANSI electronic SALLIS wireless 125kHz Proximity deadbolt privacy function, O lever, left handed, bright stainless steel finish, for use with 1 3/8" - 1 3/4" thick standard door | 1 |  | 1 Year | 868 | 0.15 | 737.8
17262 | Salto | AP658O63IP38RS- | XS4 ANSI electronic SALLIS wireless 125kHz Proximity deadbolt privacy function, O lever, right handed, bright stainless steel finish, for use with 1 3/8" - 1 3/4" thick standard door | 1 |  | 1 Year | 868 | 0.15 | 737.8
17263 | Salto | AP658O63IP48LS- | XS4 ANSI electronic SALLIS wireless 125kHz Proximity deadbolt privacy function, O lever, left handed, bright stainless steel finish, for use with 1 3/4" - 2 1/4" thick door | 1 |  | 1 Year | 868 | 0.15 | 737.8
17264 | Salto | AP658O63IP48RS- | XS4 ANSI electronic SALLIS wireless 125kHz Proximity deadbolt privacy function, O lever, right handed, bright stainless steel finish, for use with 1 3/4" - 2 1/4" thick door | 1 |  | 1 Year | 868 | 0.15 | 737.8
17265 | Salto | AP658O63NE38LS- | XS4 ANSI electronic SALLIS wireless 125kHz Proximity deadbolt privacy function, O lever, left handed, black chromium finish, for use with 1 3/8" - 1 3/4" thick standard door | 1 |  | 1 Year | 886.4 | 0.15 | 753.44
17266 | Salto | AP658O63NE38RS- | XS4 ANSI electronic SALLIS wireless 125kHz Proximity deadbolt privacy function, O lever, right handed, black chromium finish, for use with 1 3/8" - 1 3/4" thick standard door | 1 |  | 1 Year | 886.4 | 0.15 | 753.44
17267 | Salto | AP658O63NE48LS- | XS4 ANSI electronic SALLIS wireless 125kHz Proximity deadbolt privacy function, O lever, left handed, black chromium finish, for use with 1 3/4" - 2 1/4" thick door | 1 |  | 1 Year | 886.4 | 0.15 | 753.44
17268 | Salto | AP658O63NE48RS- | XS4 ANSI electronic SALLIS wireless 125kHz Proximity deadbolt privacy function, O lever, right handed, black chromium finish, for use with 1 3/4" - 2 1/4" thick door | 1 |  | 1 Year | 886.4 | 0.15 | 753.44
17269 | Salto | AP658O63PM38LS- | XS4 ANSI electronic SALLIS wireless 125kHz Proximity deadbolt privacy function, O lever, left handed, satin brass finish, for use with 1 3/8" - 1 3/4" thick standard door | 1 |  | 1 Year | 851.7 | 0.15 | 723.945
17270 | Salto | AP658O63PM38RS- | XS4 ANSI electronic SALLIS wireless 125kHz Proximity deadbolt privacy function, O lever, right handed, satin brass finish, for use with 1 3/8" - 1 3/4" thick standard door | 1 |  | 1 Year | 851.7 | 0.15 | 723.945
17271 | Salto | AP658O63PM48LS- | XS4 ANSI electronic SALLIS wireless 125kHz Proximity deadbolt privacy function, O lever, left handed, satin brass finish, for use with 1 3/4" - 2 1/4" thick door | 1 |  | 1 Year | 851.7 | 0.15 | 723.945
17272 | Salto | AP658O63PM48RS- | XS4 ANSI electronic SALLIS wireless 125kHz Proximity deadbolt privacy function, O lever, right handed, satin brass finish, for use with 1 3/4" - 2 1/4" thick door | 1 |  | 1 Year | 851.7 | 0.15 | 723.945
17273 | Salto | AP658O63PP38LS- | XS4 ANSI electronic SALLIS wireless 125kHz Proximity deadbolt privacy function, O lever, left handed, bright brass finish, for use with 1 3/8" - 1 3/4" thick standard door | 1 |  | 1 Year | 868 | 0.15 | 737.8
17274 | Salto | AP658O63PP38RS- | XS4 ANSI electronic SALLIS wireless 125kHz Proximity deadbolt privacy function, O lever, right handed, bright brass finish, for use with 1 3/8" - 1 3/4" thick standard door | 1 |  | 1 Year | 868 | 0.15 | 737.8
17275 | Salto | AP658O63PP48LS- | XS4 ANSI electronic SALLIS wireless 125kHz Proximity deadbolt privacy function, O lever, left handed, bright brass finish, for use with 1 3/4" - 2 1/4" thick door | 1 |  | 1 Year | 868 | 0.15 | 737.8
17276 | Salto | AP658O63PP48RS- | XS4 ANSI electronic SALLIS wireless 125kHz Proximity deadbolt privacy function, O lever, right handed, bright brass finish, for use with 1 3/4" - 2 1/4" thick door | 1 |  | 1 Year | 868 | 0.15 | 737.8
17277 | Salto | AP658W61BC38-S- | XS4 ANSI electronic SALLIS wireless 125kHz Proximity deadbolt privacy function, W lever, unhanded, BioCote antimicrobial finish, for use with 1 3/8" - 1 3/4" thick standard door | 1 |  | 1 Year | 893.5 | 0.15 | 759.475
17278 | Salto | AP658W61BC48-S- | XS4 ANSI electronic SALLIS wireless 125kHz Proximity deadbolt privacy function, W lever, unhanded, BioCote antimicrobial finish, for use with 1 3/4" - 2 1/4" thick door | 1 |  | 1 Year | 893.5 | 0.15 | 759.475
17279 | Salto | AP658W61IA38-S- | XS4 ANSI electronic SALLIS wireless 125kHz Proximity deadbolt privacy function, W lever, unhanded, antique brass finish, for use with 1 3/8" - 1 3/4" thick standard door | 1 |  | 1 Year | 893.5 | 0.15 | 759.475
17280 | Salto | AP658W61IA48-S- | XS4 ANSI electronic SALLIS wireless 125kHz Proximity deadbolt privacy function, W lever, unhanded, antique brass finish, for use with 1 3/4" - 2 1/4" thick door | 1 |  | 1 Year | 893.5 | 0.15 | 759.475
17281 | Salto | AP658W61IM38-S- | XS4 ANSI electronic SALLIS wireless 125kHz Proximity deadbolt privacy function, W lever, unhanded, satin stainless finish, for use with 1 3/8" - 1 3/4" thick standard door | 1 |  | 1 Year | 841.5 | 0.15 | 715.275
17282 | Salto | AP658W61IM48-S- | XS4 ANSI electronic SALLIS wireless 125kHz Proximity deadbolt privacy function, W lever, unhanded, satin stainless finish, for use with 1 3/4" - 2 1/4" thick door | 1 |  | 1 Year | 841.5 | 0.15 | 715.275
17283 | Salto | AP658W61IP38-S- | XS4 ANSI electronic SALLIS wireless 125kHz Proximity deadbolt privacy function, W lever, unhanded, bright stainless steel finish, for use with 1 3/8" - 1 3/4" thick standard door | 1 |  | 1 Year | 857.8 | 0.15 | 729.13
17284 | Salto | AP658W61IP48-S- | XS4 ANSI electronic SALLIS wireless 125kHz Proximity deadbolt privacy function, W lever, unhanded, bright stainless steel finish, for use with 1 3/4" - 2 1/4" thick door | 1 |  | 1 Year | 857.8 | 0.15 | 729.13
17285 | Salto | AP658W61NE38-S- | XS4 ANSI electronic SALLIS wireless 125kHz Proximity deadbolt privacy function, W lever, unhanded, black chromium finish, for use with 1 3/8" - 1 3/4" thick standard door | 1 |  | 1 Year | 876.2 | 0.15 | 744.77
17286 | Salto | AP658W61NE48-S- | XS4 ANSI electronic SALLIS wireless 125kHz Proximity deadbolt privacy function, W lever, unhanded, black chromium finish, for use with 1 3/4" - 2 1/4" thick door | 1 |  | 1 Year | 876.2 | 0.15 | 744.77
17287 | Salto | AP658W61PM38-S- | XS4 ANSI electronic SALLIS wireless 125kHz Proximity deadbolt privacy function, W lever, unhanded, satin brass finish, for use with 1 3/8" - 1 3/4" thick standard door | 1 |  | 1 Year | 841.5 | 0.15 | 715.275
17288 | Salto | AP658W61PM48-S- | XS4 ANSI electronic SALLIS wireless 125kHz Proximity deadbolt privacy function, W lever, unhanded, satin brass finish, for use with 1 3/4" - 2 1/4" thick door | 1 |  | 1 Year | 841.5 | 0.15 | 715.275
17289 | Salto | AP658W61PP38-S- | XS4 ANSI electronic SALLIS wireless 125kHz Proximity deadbolt privacy function, W lever, unhanded, bright brass finish, for use with 1 3/8" - 1 3/4" thick standard door | 1 |  | 1 Year | 857.8 | 0.15 | 729.13
17290 | Salto | AP658W61PP48-S- | XS4 ANSI electronic SALLIS wireless 125kHz Proximity deadbolt privacy function, W lever, unhanded, bright brass finish, for use with 1 3/4" - 2 1/4" thick door | 1 |  | 1 Year | 857.8 | 0.15 | 729.13
17291 | Salto | AP658W62BC38-S- | XS4 ANSI electronic SALLIS wireless 125kHz Proximity deadbolt privacy function, W lever, unhanded, BioCote antimicrobial finish, for use with 1 3/8" - 1 3/4" thick standard door | 1 |  | 1 Year | 893.5 | 0.15 | 759.475
17292 | Salto | AP658W62BC48-S- | XS4 ANSI electronic SALLIS wireless 125kHz Proximity deadbolt privacy function, W lever, unhanded, BioCote antimicrobial finish, for use with 1 3/4" - 2 1/4" thick door | 1 |  | 1 Year | 893.5 | 0.15 | 759.475
17293 | Salto | AP658W62IA38-S- | XS4 ANSI electronic SALLIS wireless 125kHz Proximity deadbolt privacy function, W lever, unhanded, antique brass finish, for use with 1 3/8" - 1 3/4" thick standard door | 1 |  | 1 Year | 893.5 | 0.15 | 759.475
17294 | Salto | AP658W62IA48-S- | XS4 ANSI electronic SALLIS wireless 125kHz Proximity deadbolt privacy function, W lever, unhanded, antique brass finish, for use with 1 3/4" - 2 1/4" thick door | 1 |  | 1 Year | 893.5 | 0.15 | 759.475
17295 | Salto | AP658W62IM38-S- | XS4 ANSI electronic SALLIS wireless 125kHz Proximity deadbolt privacy function, W lever, unhanded, satin stainless finish, for use with 1 3/8" - 1 3/4" thick standard door | 1 |  | 1 Year | 841.5 | 0.15 | 715.275
17296 | Salto | AP658W62IM48-S- | XS4 ANSI electronic SALLIS wireless 125kHz Proximity deadbolt privacy function, W lever, unhanded, satin stainless finish, for use with 1 3/4" - 2 1/4" thick door | 1 |  | 1 Year | 841.5 | 0.15 | 715.275
17297 | Salto | AP658W62IP38-S- | XS4 ANSI electronic SALLIS wireless 125kHz Proximity deadbolt privacy function, W lever, unhanded, bright stainless steel finish, for use with 1 3/8" - 1 3/4" thick standard door | 1 |  | 1 Year | 857.8 | 0.15 | 729.13
17298 | Salto | AP658W62IP48-S- | XS4 ANSI electronic SALLIS wireless 125kHz Proximity deadbolt privacy function, W lever, unhanded, bright stainless steel finish, for use with 1 3/4" - 2 1/4" thick door | 1 |  | 1 Year | 857.8 | 0.15 | 729.13
17299 | Salto | AP658W62NE38-S- | XS4 ANSI electronic SALLIS wireless 125kHz Proximity deadbolt privacy function, W lever, unhanded, black chromium finish, for use with 1 3/8" - 1 3/4" thick standard door | 1 |  | 1 Year | 876.2 | 0.15 | 744.77
17300 | Salto | AP658W62NE48-S- | XS4 ANSI electronic SALLIS wireless 125kHz Proximity deadbolt privacy function, W lever, unhanded, black chromium finish, for use with 1 3/4" - 2 1/4" thick door | 1 |  | 1 Year | 876.2 | 0.15 | 744.77
17301 | Salto | AP658W62PM38-S- | XS4 ANSI electronic SALLIS wireless 125kHz Proximity deadbolt privacy function, W lever, unhanded, satin brass finish, for use with 1 3/8" - 1 3/4" thick standard door | 1 |  | 1 Year | 841.5 | 0.15 | 715.275
17302 | Salto | AP658W62PM48-S- | XS4 ANSI electronic SALLIS wireless 125kHz Proximity deadbolt privacy function, W lever, unhanded, satin brass finish, for use with 1 3/4" - 2 1/4" thick door | 1 |  | 1 Year | 841.5 | 0.15 | 715.275
17303 | Salto | AP658W62PP38-S- | XS4 ANSI electronic SALLIS wireless 125kHz Proximity deadbolt privacy function, W lever, unhanded, bright brass finish, for use with 1 3/8" - 1 3/4" thick standard door | 1 |  | 1 Year | 857.8 | 0.15 | 729.13
17304 | Salto | AP658W62PP48-S- | XS4 ANSI electronic SALLIS wireless 125kHz Proximity deadbolt privacy function, W lever, unhanded, bright brass finish, for use with 1 3/4" - 2 1/4" thick door | 1 |  | 1 Year | 857.8 | 0.15 | 729.13
17305 | Salto | AP658W63BC38-S- | XS4 ANSI electronic SALLIS wireless 125kHz Proximity deadbolt privacy function, W lever, unhanded, BioCote antimicrobial finish, for use with 1 3/8" - 1 3/4" thick standard door | 1 |  | 1 Year | 893.5 | 0.15 | 759.475
17306 | Salto | AP658W63BC48-S- | XS4 ANSI electronic SALLIS wireless 125kHz Proximity deadbolt privacy function, W lever, unhanded, BioCote antimicrobial finish, for use with 1 3/4" - 2 1/4" thick door | 1 |  | 1 Year | 893.5 | 0.15 | 759.475
17307 | Salto | AP658W63IA38-S- | XS4 ANSI electronic SALLIS wireless 125kHz Proximity deadbolt privacy function, W lever, unhanded, antique brass finish, for use with 1 3/8" - 1 3/4" thick standard door | 1 |  | 1 Year | 893.5 | 0.15 | 759.475
17308 | Salto | AP658W63IA48-S- | XS4 ANSI electronic SALLIS wireless 125kHz Proximity deadbolt privacy function, W lever, unhanded, antique brass finish, for use with 1 3/4" - 2 1/4" thick door | 1 |  | 1 Year | 893.5 | 0.15 | 759.475
17309 | Salto | AP658W63IM38-S- | XS4 ANSI electronic SALLIS wireless 125kHz Proximity deadbolt privacy function, W lever, unhanded, satin stainless finish, for use with 1 3/8" - 1 3/4" thick standard door | 1 |  | 1 Year | 841.5 | 0.15 | 715.275
17310 | Salto | AP658W63IM48-S- | XS4 ANSI electronic SALLIS wireless 125kHz Proximity deadbolt privacy function, W lever, unhanded, satin stainless finish, for use with 1 3/4" - 2 1/4" thick door | 1 |  | 1 Year | 841.5 | 0.15 | 715.275
17311 | Salto | AP658W63IP38-S- | XS4 ANSI electronic SALLIS wireless 125kHz Proximity deadbolt privacy function, W lever, unhanded, bright stainless steel finish, for use with 1 3/8" - 1 3/4" thick standard door | 1 |  | 1 Year | 857.8 | 0.15 | 729.13
17312 | Salto | AP658W63IP48-S- | XS4 ANSI electronic SALLIS wireless 125kHz Proximity deadbolt privacy function, W lever, unhanded, bright stainless steel finish, for use with 1 3/4" - 2 1/4" thick door | 1 |  | 1 Year | 857.8 | 0.15 | 729.13
17313 | Salto | AP658W63NE38-S- | XS4 ANSI electronic SALLIS wireless 125kHz Proximity deadbolt privacy function, W lever, unhanded, black chromium finish, for use with 1 3/8" - 1 3/4" thick standard door | 1 |  | 1 Year | 876.2 | 0.15 | 744.77
17314 | Salto | AP658W63NE48-S- | XS4 ANSI electronic SALLIS wireless 125kHz Proximity deadbolt privacy function, W lever, unhanded, black chromium finish, for use with 1 3/4" - 2 1/4" thick door | 1 |  | 1 Year | 876.2 | 0.15 | 744.77
17315 | Salto | AP658W63PM38-S- | XS4 ANSI electronic SALLIS wireless 125kHz Proximity deadbolt privacy function, W lever, unhanded, satin brass finish, for use with 1 3/8" - 1 3/4" thick standard door | 1 |  | 1 Year | 841.5 | 0.15 | 715.275
17316 | Salto | AP658W63PM48-S- | XS4 ANSI electronic SALLIS wireless 125kHz Proximity deadbolt privacy function, W lever, unhanded, satin brass finish, for use with 1 3/4" - 2 1/4" thick door | 1 |  | 1 Year | 841.5 | 0.15 | 715.275
17317 | Salto | AP658W63PP38-S- | XS4 ANSI electronic SALLIS wireless 125kHz Proximity deadbolt privacy function, W lever, unhanded, bright brass finish, for use with 1 3/8" - 1 3/4" thick standard door | 1 |  | 1 Year | 857.8 | 0.15 | 729.13
17318 | Salto | AP658W63PP48-S- | XS4 ANSI electronic SALLIS wireless 125kHz Proximity deadbolt privacy function, W lever, unhanded, bright brass finish, for use with 1 3/4" - 2 1/4" thick door | 1 |  | 1 Year | 857.8 | 0.15 | 729.13
17319 | Salto | AP660200IM38-S- | XS4 ANSI electronic SALLIS wireless 125kHz Proximity entrance w/ key override function, Columbo Robodue premium series lever, unhanded, satin stainless finish, for use with 1 3/8" - 1 3/4" thick standard door | 1 |  | 1 Year | 887.4 | 0.15 | 754.29
17320 | Salto | AP660200IM48-S- | XS4 ANSI electronic SALLIS wireless 125kHz Proximity entrance w/ key override function, Columbo Robodue premium series lever, unhanded, satin stainless finish, for use with 1 3/4" - 2 1/4" thick door | 1 |  | 1 Year | 887.4 | 0.15 | 754.29
17321 | Salto | AP660200IP38-S- | XS4 ANSI electronic SALLIS wireless 125kHz Proximity entrance w/ key override function, Columbo Robodue premium series lever, unhanded, bright stainless steel finish, for use with 1 3/8" - 1 3/4" thick standard door | 1 |  | 1 Year | 903.7 | 0.15 | 768.145
17322 | Salto | AP660200IP48-S- | XS4 ANSI electronic SALLIS wireless 125kHz Proximity entrance w/ key override function, Columbo Robodue premium series lever, unhanded, bright stainless steel finish, for use with 1 3/4" - 2 1/4" thick door | 1 |  | 1 Year | 903.7 | 0.15 | 768.145
17323 | Salto | AP660200PP38-S- | XS4 ANSI electronic SALLIS wireless 125kHz Proximity entrance w/ key override function, Columbo Robodue premium series lever, unhanded, bright brass finish, for use with 1 3/8" - 1 3/4" thick standard door | 1 |  | 1 Year | 903.7 | 0.15 | 768.145
17324 | Salto | AP660200PP48-S- | XS4 ANSI electronic SALLIS wireless 125kHz Proximity entrance w/ key override function, Columbo Robodue premium series lever, unhanded, bright brass finish, for use with 1 3/4" - 2 1/4" thick door | 1 |  | 1 Year | 903.7 | 0.15 | 768.145
17325 | Salto | AP660300IM38-S- | XS4 ANSI electronic SALLIS wireless 125kHz Proximity entrance w/ key override function, Columbo Robotre premium series lever, unhanded, satin stainless finish, for use with 1 3/8" - 1 3/4" thick standard door | 1 |  | 1 Year | 887.4 | 0.15 | 754.29
17326 | Salto | AP660300IM48-S- | XS4 ANSI electronic SALLIS wireless 125kHz Proximity entrance w/ key override function, Columbo Robotre premium series lever, unhanded, satin stainless finish, for use with 1 3/4" - 2 1/4" thick door | 1 |  | 1 Year | 887.4 | 0.15 | 754.29
17327 | Salto | AP660300IP38-S- | XS4 ANSI electronic SALLIS wireless 125kHz Proximity entrance w/ key override function, Columbo Robotre premium series lever, unhanded, bright stainless steel finish, for use with 1 3/8" - 1 3/4" thick standard door | 1 |  | 1 Year | 903.7 | 0.15 | 768.145
17328 | Salto | AP660300IP48-S- | XS4 ANSI electronic SALLIS wireless 125kHz Proximity entrance w/ key override function, Columbo Robotre premium series lever, unhanded, bright stainless steel finish, for use with 1 3/4" - 2 1/4" thick door | 1 |  | 1 Year | 903.7 | 0.15 | 768.145
17329 | Salto | AP660300PP38-S- | XS4 ANSI electronic SALLIS wireless 125kHz Proximity entrance w/ key override function, Columbo Robotre premium series lever, unhanded, bright brass finish, for use with 1 3/8" - 1 3/4" thick standard door | 1 |  | 1 Year | 903.7 | 0.15 | 768.145
17330 | Salto | AP660300PP48-S- | XS4 ANSI electronic SALLIS wireless 125kHz Proximity entrance w/ key override function, Columbo Robotre premium series lever, unhanded, bright brass finish, for use with 1 3/4" - 2 1/4" thick door | 1 |  | 1 Year | 903.7 | 0.15 | 768.145
17331 | Salto | AP660400IM38-S- | XS4 ANSI electronic SALLIS wireless 125kHz Proximity entrance w/ key override function, Columbo Roboquattro premium series lever, unhanded, satin stainless finish, for use with 1 3/8" - 1 3/4" thick standard door | 1 |  | 1 Year | 887.4 | 0.15 | 754.29
17332 | Salto | AP660400IM48-S- | XS4 ANSI electronic SALLIS wireless 125kHz Proximity entrance w/ key override function, Columbo Roboquattro premium series lever, unhanded, satin stainless finish, for use with 1 3/4" - 2 1/4" thick door | 1 |  | 1 Year | 887.4 | 0.15 | 754.29
17333 | Salto | AP660400IP38-S- | XS4 ANSI electronic SALLIS wireless 125kHz Proximity entrance w/ key override function, Columbo Roboquattro premium series lever, unhanded, bright stainless steel finish, for use with 1 3/8" - 1 3/4" thick standard door | 1 |  | 1 Year | 903.7 | 0.15 | 768.145
17334 | Salto | AP660400IP48-S- | XS4 ANSI electronic SALLIS wireless 125kHz Proximity entrance w/ key override function, Columbo Roboquattro premium series lever, unhanded, bright stainless steel finish, for use with 1 3/4" - 2 1/4" thick door | 1 |  | 1 Year | 903.7 | 0.15 | 768.145
17335 | Salto | AP660400PP38-S- | XS4 ANSI electronic SALLIS wireless 125kHz Proximity entrance w/ key override function, Columbo Roboquattro premium series lever, unhanded, bright brass finish, for use with 1 3/8" - 1 3/4" thick standard door | 1 |  | 1 Year | 903.7 | 0.15 | 768.145
17336 | Salto | AP660400PP48-S- | XS4 ANSI electronic SALLIS wireless 125kHz Proximity entrance w/ key override function, Columbo Roboquattro premium series lever, unhanded, bright brass finish, for use with 1 3/4" - 2 1/4" thick door | 1 |  | 1 Year | 903.7 | 0.15 | 768.145
17337 | Salto | AP660700IM38-S- | XS4 ANSI electronic SALLIS wireless 125kHz Proximity entrance w/ key override function, Columbo Mach premium series lever, unhanded, satin stainless finish, for use with 1 3/8" - 1 3/4" thick standard door | 1 |  | 1 Year | 887.4 | 0.15 | 754.29
17338 | Salto | AP660700IM48-S- | XS4 ANSI electronic SALLIS wireless 125kHz Proximity entrance w/ key override function, Columbo Mach premium series lever, unhanded, satin stainless finish, for use with 1 3/4" - 2 1/4" thick door | 1 |  | 1 Year | 887.4 | 0.15 | 754.29
17339 | Salto | AP660700IP38-S- | XS4 ANSI electronic SALLIS wireless 125kHz Proximity entrance w/ key override function, Columbo Mach premium series lever, unhanded, bright stainless steel finish, for use with 1 3/8" - 1 3/4" thick standard door | 1 |  | 1 Year | 903.7 | 0.15 | 768.145
17340 | Salto | AP660700IP48-S- | XS4 ANSI electronic SALLIS wireless 125kHz Proximity entrance w/ key override function, Columbo Mach premium series lever, unhanded, bright stainless steel finish, for use with 1 3/4" - 2 1/4" thick door | 1 |  | 1 Year | 903.7 | 0.15 | 768.145
17341 | Salto | AP660700PP38-S- | XS4 ANSI electronic SALLIS wireless 125kHz Proximity entrance w/ key override function, Columbo Mach premium series lever, unhanded, bright brass finish, for use with 1 3/8" - 1 3/4" thick standard door | 1 |  | 1 Year | 903.7 | 0.15 | 768.145
17342 | Salto | AP660700PP48-S- | XS4 ANSI electronic SALLIS wireless 125kHz Proximity entrance w/ key override function, Columbo Mach premium series lever, unhanded, bright brass finish, for use with 1 3/4" - 2 1/4" thick door | 1 |  | 1 Year | 903.7 | 0.15 | 768.145
17343 | Salto | AP660A00BC38-S- | XS4 ANSI electronic SALLIS wireless 125kHz Proximity entrance w/ key override function, A lever, unhanded, BioCote antimicrobial finish, for use with 1 3/8" - 1 3/4" thick standard door | 1 |  | 1 Year | 893.5 | 0.15 | 759.475
17344 | Salto | AP660A00BC48-S- | XS4 ANSI electronic SALLIS wireless 125kHz Proximity entrance w/ key override function, A lever, unhanded, BioCote antimicrobial finish, for use with 1 3/4" - 2 1/4" thick door | 1 |  | 1 Year | 893.5 | 0.15 | 759.475
17345 | Salto | AP660A00IA38-S- | XS4 ANSI electronic SALLIS wireless 125kHz Proximity entrance w/ key override function, A lever, unhanded, antique brass finish, for use with 1 3/8" - 1 3/4" thick standard door | 1 |  | 1 Year | 893.5 | 0.15 | 759.475
17346 | Salto | AP660A00IA48-S- | XS4 ANSI electronic SALLIS wireless 125kHz Proximity entrance w/ key override function, A lever, unhanded, antique brass finish, for use with 1 3/4" - 2 1/4" thick door | 1 |  | 1 Year | 893.5 | 0.15 | 759.475
17347 | Salto | AP660A00IM38-S- | XS4 ANSI electronic SALLIS wireless 125kHz Proximity entrance w/ key override function, A lever, unhanded, satin stainless finish, for use with 1 3/8" - 1 3/4" thick standard door | 1 |  | 1 Year | 841.5 | 0.15 | 715.275
17348 | Salto | AP660A00IM48-S- | XS4 ANSI electronic SALLIS wireless 125kHz Proximity entrance w/ key override function, A lever, unhanded, satin stainless finish, for use with 1 3/4" - 2 1/4" thick door | 1 |  | 1 Year | 841.5 | 0.15 | 715.275
17349 | Salto | AP660A00IP38-S- | XS4 ANSI electronic SALLIS wireless 125kHz Proximity entrance w/ key override function, A lever, unhanded, bright stainless steel finish, for use with 1 3/8" - 1 3/4" thick standard door | 1 |  | 1 Year | 857.8 | 0.15 | 729.13
17350 | Salto | AP660A00IP48-S- | XS4 ANSI electronic SALLIS wireless 125kHz Proximity entrance w/ key override function, A lever, unhanded, bright stainless steel finish, for use with 1 3/4" - 2 1/4" thick door | 1 |  | 1 Year | 857.8 | 0.15 | 729.13
17351 | Salto | AP660A00NE38-S- | XS4 ANSI electronic SALLIS wireless 125kHz Proximity entrance w/ key override function, A lever, unhanded, black chromium finish, for use with 1 3/8" - 1 3/4" thick standard door | 1 |  | 1 Year | 876.2 | 0.15 | 744.77
17352 | Salto | AP660A00NE48-S- | XS4 ANSI electronic SALLIS wireless 125kHz Proximity entrance w/ key override function, A lever, unhanded, black chromium finish, for use with 1 3/4" - 2 1/4" thick door | 1 |  | 1 Year | 876.2 | 0.15 | 744.77
17353 | Salto | AP660A00PM38-S- | XS4 ANSI electronic SALLIS wireless 125kHz Proximity entrance w/ key override function, A lever, unhanded, satin brass finish, for use with 1 3/8" - 1 3/4" thick standard door | 1 |  | 1 Year | 841.5 | 0.15 | 715.275
17354 | Salto | AP660A00PM48-S- | XS4 ANSI electronic SALLIS wireless 125kHz Proximity entrance w/ key override function, A lever, unhanded, satin brass finish, for use with 1 3/4" - 2 1/4" thick door | 1 |  | 1 Year | 841.5 | 0.15 | 715.275
17355 | Salto | AP660A00PP38-S- | XS4 ANSI electronic SALLIS wireless 125kHz Proximity entrance w/ key override function, A lever, unhanded, bright brass finish, for use with 1 3/8" - 1 3/4" thick standard door | 1 |  | 1 Year | 857.8 | 0.15 | 729.13
17356 | Salto | AP660A00PP48-S- | XS4 ANSI electronic SALLIS wireless 125kHz Proximity entrance w/ key override function, A lever, unhanded, bright brass finish, for use with 1 3/4" - 2 1/4" thick door | 1 |  | 1 Year | 857.8 | 0.15 | 729.13
17357 | Salto | AP660G00BC38-S- | XS4 ANSI electronic SALLIS wireless 125kHz Proximity entrance w/ key override function, G lever, unhanded, BioCote antimicrobial finish, for use with 1 3/8" - 1 3/4" thick standard door | 1 |  | 1 Year | 893.5 | 0.15 | 759.475
17358 | Salto | AP660G00BC48-S- | XS4 ANSI electronic SALLIS wireless 125kHz Proximity entrance w/ key override function, G lever, unhanded, BioCote antimicrobial finish, for use with 1 3/4" - 2 1/4" thick door | 1 |  | 1 Year | 893.5 | 0.15 | 759.475
17359 | Salto | AP660G00IM38-S- | XS4 ANSI electronic SALLIS wireless 125kHz Proximity entrance w/ key override function, G lever, unhanded, satin stainless finish, for use with 1 3/8" - 1 3/4" thick standard door | 1 |  | 1 Year | 841.5 | 0.15 | 715.275
17360 | Salto | AP660G00IM48-S- | XS4 ANSI electronic SALLIS wireless 125kHz Proximity entrance w/ key override function, G lever, unhanded, satin stainless finish, for use with 1 3/4" - 2 1/4" thick door | 1 |  | 1 Year | 841.5 | 0.15 | 715.275
17361 | Salto | AP660G00PM38-S- | XS4 ANSI electronic SALLIS wireless 125kHz Proximity entrance w/ key override function, G lever, unhanded, satin brass finish, for use with 1 3/8" - 1 3/4" thick standard door | 1 |  | 1 Year | 841.5 | 0.15 | 715.275
17362 | Salto | AP660G00PM48-S- | XS4 ANSI electronic SALLIS wireless 125kHz Proximity entrance w/ key override function, G lever, unhanded, satin brass finish, for use with 1 3/4" - 2 1/4" thick door | 1 |  | 1 Year | 841.5 | 0.15 | 715.275
17363 | Salto | AP660J00BC38-S- | XS4 ANSI electronic SALLIS wireless 125kHz Proximity entrance w/ key override function, J lever, unhanded, BioCote antimicrobial finish, for use with 1 3/8" - 1 3/4" thick standard door | 1 |  | 1 Year | 903.7 | 0.15 | 768.145
17364 | Salto | AP660J00BC48-S- | XS4 ANSI electronic SALLIS wireless 125kHz Proximity entrance w/ key override function, J lever, unhanded, BioCote antimicrobial finish, for use with 1 3/4" - 2 1/4" thick door | 1 |  | 1 Year | 903.7 | 0.15 | 768.145
17365 | Salto | AP660J00IA38-S- | XS4 ANSI electronic SALLIS wireless 125kHz Proximity entrance w/ key override function, J lever, unhanded, antique brass finish, for use with 1 3/8" - 1 3/4" thick standard door | 1 |  | 1 Year | 903.7 | 0.15 | 768.145
17366 | Salto | AP660J00IA48-S- | XS4 ANSI electronic SALLIS wireless 125kHz Proximity entrance w/ key override function, J lever, unhanded, antique brass finish, for use with 1 3/4" - 2 1/4" thick door | 1 |  | 1 Year | 903.7 | 0.15 | 768.145
17367 | Salto | AP660J00IM38-S- | XS4 ANSI electronic SALLIS wireless 125kHz Proximity entrance w/ key override function, J lever, unhanded, satin stainless finish, for use with 1 3/8" - 1 3/4" thick standard door | 1 |  | 1 Year | 851.7 | 0.15 | 723.945
17368 | Salto | AP660J00IM48-S- | XS4 ANSI electronic SALLIS wireless 125kHz Proximity entrance w/ key override function, J lever, unhanded, satin stainless finish, for use with 1 3/4" - 2 1/4" thick door | 1 |  | 1 Year | 851.7 | 0.15 | 723.945
17369 | Salto | AP660J00NE38-S- | XS4 ANSI electronic SALLIS wireless 125kHz Proximity entrance w/ key override function, J lever, unhanded, black chromium finish, for use with 1 3/8" - 1 3/4" thick standard door | 1 |  | 1 Year | 886.4 | 0.15 | 753.44
17370 | Salto | AP660J00NE48-S- | XS4 ANSI electronic SALLIS wireless 125kHz Proximity entrance w/ key override function, J lever, unhanded, black chromium finish, for use with 1 3/4" - 2 1/4" thick door | 1 |  | 1 Year | 886.4 | 0.15 | 753.44
17371 | Salto | AP660J00PM38-S- | XS4 ANSI electronic SALLIS wireless 125kHz Proximity entrance w/ key override function, J lever, unhanded, satin brass finish, for use with 1 3/8" - 1 3/4" thick standard door | 1 |  | 1 Year | 851.7 | 0.15 | 723.945
17372 | Salto | AP660J00PM48-S- | XS4 ANSI electronic SALLIS wireless 125kHz Proximity entrance w/ key override function, J lever, unhanded, satin brass finish, for use with 1 3/4" - 2 1/4" thick door | 1 |  | 1 Year | 851.7 | 0.15 | 723.945
17373 | Salto | AP660K00IM38LS- | XS4 ANSI electronic SALLIS wireless 125kHz Proximity entrance w/ key override function, K lever, left handed, satin stainless finish, for use with 1 3/8" - 1 3/4" thick standard door | 1 |  | 1 Year | 851.7 | 0.15 | 723.945
17374 | Salto | AP660K00IM38RS- | XS4 ANSI electronic SALLIS wireless 125kHz Proximity entrance w/ key override function, K lever, right handed, satin stainless finish, for use with 1 3/8" - 1 3/4" thick standard door | 1 |  | 1 Year | 851.7 | 0.15 | 723.945
17375 | Salto | AP660K00IM48LS- | XS4 ANSI electronic SALLIS wireless 125kHz Proximity entrance w/ key override function, K lever, left handed, satin stainless finish, for use with 1 3/4" - 2 1/4" thick door | 1 |  | 1 Year | 851.7 | 0.15 | 723.945
17376 | Salto | AP660K00IM48RS- | XS4 ANSI electronic SALLIS wireless 125kHz Proximity entrance w/ key override function, K lever, right handed, satin stainless finish, for use with 1 3/4" - 2 1/4" thick door | 1 |  | 1 Year | 851.7 | 0.15 | 723.945
17377 | Salto | AP660K00IP38LS- | XS4 ANSI electronic SALLIS wireless 125kHz Proximity entrance w/ key override function, K lever, left handed, bright stainless steel finish, for use with 1 3/8" - 1 3/4" thick standard door | 1 |  | 1 Year | 868 | 0.15 | 737.8
17378 | Salto | AP660K00IP38RS- | XS4 ANSI electronic SALLIS wireless 125kHz Proximity entrance w/ key override function, K lever, right handed, bright stainless steel finish, for use with 1 3/8" - 1 3/4" thick standard door | 1 |  | 1 Year | 868 | 0.15 | 737.8
17379 | Salto | AP660K00IP48LS- | XS4 ANSI electronic SALLIS wireless 125kHz Proximity entrance w/ key override function, K lever, left handed, bright stainless steel finish, for use with 1 3/4" - 2 1/4" thick door | 1 |  | 1 Year | 868 | 0.15 | 737.8
17380 | Salto | AP660K00IP48RS- | XS4 ANSI electronic SALLIS wireless 125kHz Proximity entrance w/ key override function, K lever, right handed, bright stainless steel finish, for use with 1 3/4" - 2 1/4" thick door | 1 |  | 1 Year | 868 | 0.15 | 737.8
17381 | Salto | AP660K00PP38LS- | XS4 ANSI electronic SALLIS wireless 125kHz Proximity entrance w/ key override function, K lever, left handed, bright brass finish, for use with 1 3/8" - 1 3/4" thick standard door | 1 |  | 1 Year | 868 | 0.15 | 737.8
17382 | Salto | AP660K00PP38RS- | XS4 ANSI electronic SALLIS wireless 125kHz Proximity entrance w/ key override function, K lever, right handed, bright brass finish, for use with 1 3/8" - 1 3/4" thick standard door | 1 |  | 1 Year | 868 | 0.15 | 737.8
17383 | Salto | AP660K00PP48LS- | XS4 ANSI electronic SALLIS wireless 125kHz Proximity entrance w/ key override function, K lever, left handed, bright brass finish, for use with 1 3/4" - 2 1/4" thick door | 1 |  | 1 Year | 868 | 0.15 | 737.8
17384 | Salto | AP660K00PP48RS- | XS4 ANSI electronic SALLIS wireless 125kHz Proximity entrance w/ key override function, K lever, right handed, bright brass finish, for use with 1 3/4" - 2 1/4" thick door | 1 |  | 1 Year | 868 | 0.15 | 737.8
17385 | Salto | AP660L00BC38-S- | XS4 ANSI electronic SALLIS wireless 125kHz Proximity entrance w/ key override function, L lever, unhanded, BioCote antimicrobial finish, for use with 1 3/8" - 1 3/4" thick standard door | 1 |  | 1 Year | 893.5 | 0.15 | 759.475
17386 | Salto | AP660L00BC48-S- | XS4 ANSI electronic SALLIS wireless 125kHz Proximity entrance w/ key override function, L lever, unhanded, BioCote antimicrobial finish, for use with 1 3/4" - 2 1/4" thick door | 1 |  | 1 Year | 893.5 | 0.15 | 759.475
17387 | Salto | AP660L00IA38-S- | XS4 ANSI electronic SALLIS wireless 125kHz Proximity entrance w/ key override function, L lever, unhanded, antique brass finish, for use with 1 3/8" - 1 3/4" thick standard door | 1 |  | 1 Year | 893.5 | 0.15 | 759.475
17388 | Salto | AP660L00IA48-S- | XS4 ANSI electronic SALLIS wireless 125kHz Proximity entrance w/ key override function, L lever, unhanded, antique brass finish, for use with 1 3/4" - 2 1/4" thick door | 1 |  | 1 Year | 893.5 | 0.15 | 759.475
17389 | Salto | AP660L00IM38-S- | XS4 ANSI electronic SALLIS wireless 125kHz Proximity entrance w/ key override function, L lever, unhanded, satin stainless finish, for use with 1 3/8" - 1 3/4" thick standard door | 1 |  | 1 Year | 841.5 | 0.15 | 715.275
17390 | Salto | AP660L00IM48-S- | XS4 ANSI electronic SALLIS wireless 125kHz Proximity entrance w/ key override function, L lever, unhanded, satin stainless finish, for use with 1 3/4" - 2 1/4" thick door | 1 |  | 1 Year | 841.5 | 0.15 | 715.275
17391 | Salto | AP660L00IP38-S- | XS4 ANSI electronic SALLIS wireless 125kHz Proximity entrance w/ key override function, L lever, unhanded, bright stainless steel finish, for use with 1 3/8" - 1 3/4" thick standard door | 1 |  | 1 Year | 857.8 | 0.15 | 729.13
17392 | Salto | AP660L00IP48-S- | XS4 ANSI electronic SALLIS wireless 125kHz Proximity entrance w/ key override function, L lever, unhanded, bright stainless steel finish, for use with 1 3/4" - 2 1/4" thick door | 1 |  | 1 Year | 857.8 | 0.15 | 729.13
17393 | Salto | AP660L00NE38-S- | XS4 ANSI electronic SALLIS wireless 125kHz Proximity entrance w/ key override function, L lever, unhanded, black chromium finish, for use with 1 3/8" - 1 3/4" thick standard door | 1 |  | 1 Year | 876.2 | 0.15 | 744.77
17394 | Salto | AP660L00NE48-S- | XS4 ANSI electronic SALLIS wireless 125kHz Proximity entrance w/ key override function, L lever, unhanded, black chromium finish, for use with 1 3/4" - 2 1/4" thick door | 1 |  | 1 Year | 876.2 | 0.15 | 744.77
17395 | Salto | AP660L00PM38-S- | XS4 ANSI electronic SALLIS wireless 125kHz Proximity entrance w/ key override function, L lever, unhanded, satin brass finish, for use with 1 3/8" - 1 3/4" thick standard door | 1 |  | 1 Year | 841.5 | 0.15 | 715.275
17396 | Salto | AP660L00PM48-S- | XS4 ANSI electronic SALLIS wireless 125kHz Proximity entrance w/ key override function, L lever, unhanded, satin brass finish, for use with 1 3/4" - 2 1/4" thick door | 1 |  | 1 Year | 841.5 | 0.15 | 715.275
17397 | Salto | AP660L00PP38-S- | XS4 ANSI electronic SALLIS wireless 125kHz Proximity entrance w/ key override function, L lever, unhanded, bright brass finish, for use with 1 3/8" - 1 3/4" thick standard door | 1 |  | 1 Year | 857.8 | 0.15 | 729.13
17398 | Salto | AP660L00PP48-S- | XS4 ANSI electronic SALLIS wireless 125kHz Proximity entrance w/ key override function, L lever, unhanded, bright brass finish, for use with 1 3/4" - 2 1/4" thick door | 1 |  | 1 Year | 857.8 | 0.15 | 729.13
17399 | Salto | AP660N00BC38-S- | XS4 ANSI electronic SALLIS wireless 125kHz Proximity entrance w/ key override function, N lever, unhanded, BioCote antimicrobial finish, for use with 1 3/8" - 1 3/4" thick standard door | 1 |  | 1 Year | 893.5 | 0.15 | 759.475
17400 | Salto | AP660N00BC48-S- | XS4 ANSI electronic SALLIS wireless 125kHz Proximity entrance w/ key override function, N lever, unhanded, BioCote antimicrobial finish, for use with 1 3/4" - 2 1/4" thick door | 1 |  | 1 Year | 893.5 | 0.15 | 759.475
17401 | Salto | AP660N00IM38-S- | XS4 ANSI electronic SALLIS wireless 125kHz Proximity entrance w/ key override function, N lever, unhanded, satin stainless finish, for use with 1 3/8" - 1 3/4" thick standard door | 1 |  | 1 Year | 841.5 | 0.15 | 715.275
17402 | Salto | AP660N00IM48-S- | XS4 ANSI electronic SALLIS wireless 125kHz Proximity entrance w/ key override function, N lever, unhanded, satin stainless finish, for use with 1 3/4" - 2 1/4" thick door | 1 |  | 1 Year | 841.5 | 0.15 | 715.275
17403 | Salto | AP660N00PM38-S- | XS4 ANSI electronic SALLIS wireless 125kHz Proximity entrance w/ key override function, N lever, unhanded, satin brass finish, for use with 1 3/8" - 1 3/4" thick standard door | 1 |  | 1 Year | 841.5 | 0.15 | 715.275
17404 | Salto | AP660N00PM48-S- | XS4 ANSI electronic SALLIS wireless 125kHz Proximity entrance w/ key override function, N lever, unhanded, satin brass finish, for use with 1 3/4" - 2 1/4" thick door | 1 |  | 1 Year | 841.5 | 0.15 | 715.275
17405 | Salto | AP660O00IA38LS- | XS4 ANSI electronic SALLIS wireless 125kHz Proximity entrance w/ key override function, O lever, left handed, antique brass finish, for use with 1 3/8" - 1 3/4" thick standard door | 1 |  | 1 Year | 903.7 | 0.15 | 768.145
17406 | Salto | AP660O00IA38RS- | XS4 ANSI electronic SALLIS wireless 125kHz Proximity entrance w/ key override function, O lever, right handed, antique brass finish, for use with 1 3/8" - 1 3/4" thick standard door | 1 |  | 1 Year | 903.7 | 0.15 | 768.145
17407 | Salto | AP660O00IA48LS- | XS4 ANSI electronic SALLIS wireless 125kHz Proximity entrance w/ key override function, O lever, left handed, antique brass finish, for use with 1 3/4" - 2 1/4" thick door | 1 |  | 1 Year | 903.7 | 0.15 | 768.145
17408 | Salto | AP660O00IA48RS- | XS4 ANSI electronic SALLIS wireless 125kHz Proximity entrance w/ key override function, O lever, right handed, antique brass finish, for use with 1 3/4" - 2 1/4" thick door | 1 |  | 1 Year | 903.7 | 0.15 | 768.145
17409 | Salto | AP660O00IM38LS- | XS4 ANSI electronic SALLIS wireless 125kHz Proximity entrance w/ key override function, O lever, left handed, satin stainless finish, for use with 1 3/8" - 1 3/4" thick standard door | 1 |  | 1 Year | 851.7 | 0.15 | 723.945
17410 | Salto | AP660O00IM38RS- | XS4 ANSI electronic SALLIS wireless 125kHz Proximity entrance w/ key override function, O lever, right handed, satin stainless finish, for use with 1 3/8" - 1 3/4" thick standard door | 1 |  | 1 Year | 851.7 | 0.15 | 723.945
17411 | Salto | AP660O00IM48LS- | XS4 ANSI electronic SALLIS wireless 125kHz Proximity entrance w/ key override function, O lever, left handed, satin stainless finish, for use with 1 3/4" - 2 1/4" thick door | 1 |  | 1 Year | 851.7 | 0.15 | 723.945
17412 | Salto | AP660O00IM48RS- | XS4 ANSI electronic SALLIS wireless 125kHz Proximity entrance w/ key override function, O lever, right handed, satin stainless finish, for use with 1 3/4" - 2 1/4" thick door | 1 |  | 1 Year | 851.7 | 0.15 | 723.945
17413 | Salto | AP660O00IP38LS- | XS4 ANSI electronic SALLIS wireless 125kHz Proximity entrance w/ key override function, O lever, left handed, bright stainless steel finish, for use with 1 3/8" - 1 3/4" thick standard door | 1 |  | 1 Year | 868 | 0.15 | 737.8
17414 | Salto | AP660O00IP38RS- | XS4 ANSI electronic SALLIS wireless 125kHz Proximity entrance w/ key override function, O lever, right handed, bright stainless steel finish, for use with 1 3/8" - 1 3/4" thick standard door | 1 |  | 1 Year | 868 | 0.15 | 737.8
17415 | Salto | AP660O00IP48LS- | XS4 ANSI electronic SALLIS wireless 125kHz Proximity entrance w/ key override function, O lever, left handed, bright stainless steel finish, for use with 1 3/4" - 2 1/4" thick door | 1 |  | 1 Year | 868 | 0.15 | 737.8
17416 | Salto | AP660O00IP48RS- | XS4 ANSI electronic SALLIS wireless 125kHz Proximity entrance w/ key override function, O lever, right handed, bright stainless steel finish, for use with 1 3/4" - 2 1/4" thick door | 1 |  | 1 Year | 868 | 0.15 | 737.8
17417 | Salto | AP660O00NE38LS- | XS4 ANSI electronic SALLIS wireless 125kHz Proximity entrance w/ key override function, O lever, left handed, black chromium finish, for use with 1 3/8" - 1 3/4" thick standard door | 1 |  | 1 Year | 886.4 | 0.15 | 753.44
17418 | Salto | AP660O00NE38RS- | XS4 ANSI electronic SALLIS wireless 125kHz Proximity entrance w/ key override function, O lever, right handed, black chromium finish, for use with 1 3/8" - 1 3/4" thick standard door | 1 |  | 1 Year | 886.4 | 0.15 | 753.44
17419 | Salto | AP660O00NE48LS- | XS4 ANSI electronic SALLIS wireless 125kHz Proximity entrance w/ key override function, O lever, left handed, black chromium finish, for use with 1 3/4" - 2 1/4" thick door | 1 |  | 1 Year | 886.4 | 0.15 | 753.44
17420 | Salto | AP660O00NE48RS- | XS4 ANSI electronic SALLIS wireless 125kHz Proximity entrance w/ key override function, O lever, right handed, black chromium finish, for use with 1 3/4" - 2 1/4" thick door | 1 |  | 1 Year | 886.4 | 0.15 | 753.44
17421 | Salto | AP660O00PM38LS- | XS4 ANSI electronic SALLIS wireless 125kHz Proximity entrance w/ key override function, O lever, left handed, satin brass finish, for use with 1 3/8" - 1 3/4" thick standard door | 1 |  | 1 Year | 851.7 | 0.15 | 723.945
17422 | Salto | AP660O00PM38RS- | XS4 ANSI electronic SALLIS wireless 125kHz Proximity entrance w/ key override function, O lever, right handed, satin brass finish, for use with 1 3/8" - 1 3/4" thick standard door | 1 |  | 1 Year | 851.7 | 0.15 | 723.945
17423 | Salto | AP660O00PM48LS- | XS4 ANSI electronic SALLIS wireless 125kHz Proximity entrance w/ key override function, O lever, left handed, satin brass finish, for use with 1 3/4" - 2 1/4" thick door | 1 |  | 1 Year | 851.7 | 0.15 | 723.945
17424 | Salto | AP660O00PM48RS- | XS4 ANSI electronic SALLIS wireless 125kHz Proximity entrance w/ key override function, O lever, right handed, satin brass finish, for use with 1 3/4" - 2 1/4" thick door | 1 |  | 1 Year | 851.7 | 0.15 | 723.945
17425 | Salto | AP660O00PP38LS- | XS4 ANSI electronic SALLIS wireless 125kHz Proximity entrance w/ key override function, O lever, left handed, bright brass finish, for use with 1 3/8" - 1 3/4" thick standard door | 1 |  | 1 Year | 868 | 0.15 | 737.8
17426 | Salto | AP660O00PP38RS- | XS4 ANSI electronic SALLIS wireless 125kHz Proximity entrance w/ key override function, O lever, right handed, bright brass finish, for use with 1 3/8" - 1 3/4" thick standard door | 1 |  | 1 Year | 868 | 0.15 | 737.8
17427 | Salto | AP660O00PP48LS- | XS4 ANSI electronic SALLIS wireless 125kHz Proximity entrance w/ key override function, O lever, left handed, bright brass finish, for use with 1 3/4" - 2 1/4" thick door | 1 |  | 1 Year | 868 | 0.15 | 737.8
17428 | Salto | AP660O00PP48RS- | XS4 ANSI electronic SALLIS wireless 125kHz Proximity entrance w/ key override function, O lever, right handed, bright brass finish, for use with 1 3/4" - 2 1/4" thick door | 1 |  | 1 Year | 868 | 0.15 | 737.8
17429 | Salto | AP660W00BC38-S- | XS4 ANSI electronic SALLIS wireless 125kHz Proximity entrance w/ key override function, W lever, unhanded, BioCote antimicrobial finish, for use with 1 3/8" - 1 3/4" thick standard door | 1 |  | 1 Year | 893.5 | 0.15 | 759.475
17430 | Salto | AP660W00BC48-S- | XS4 ANSI electronic SALLIS wireless 125kHz Proximity entrance w/ key override function, W lever, unhanded, BioCote antimicrobial finish, for use with 1 3/4" - 2 1/4" thick door | 1 |  | 1 Year | 893.5 | 0.15 | 759.475
17431 | Salto | AP660W00IA38-S- | XS4 ANSI electronic SALLIS wireless 125kHz Proximity entrance w/ key override function, W lever, unhanded, antique brass finish, for use with 1 3/8" - 1 3/4" thick standard door | 1 |  | 1 Year | 893.5 | 0.15 | 759.475
17432 | Salto | AP660W00IA48-S- | XS4 ANSI electronic SALLIS wireless 125kHz Proximity entrance w/ key override function, W lever, unhanded, antique brass finish, for use with 1 3/4" - 2 1/4" thick door | 1 |  | 1 Year | 893.5 | 0.15 | 759.475
17433 | Salto | AP660W00IM38-S- | XS4 ANSI electronic SALLIS wireless 125kHz Proximity entrance w/ key override function, W lever, unhanded, satin stainless finish, for use with 1 3/8" - 1 3/4" thick standard door | 1 |  | 1 Year | 841.5 | 0.15 | 715.275
17434 | Salto | AP660W00IM48-S- | XS4 ANSI electronic SALLIS wireless 125kHz Proximity entrance w/ key override function, W lever, unhanded, satin stainless finish, for use with 1 3/4" - 2 1/4" thick door | 1 |  | 1 Year | 841.5 | 0.15 | 715.275
17435 | Salto | AP660W00IP38-S- | XS4 ANSI electronic SALLIS wireless 125kHz Proximity entrance w/ key override function, W lever, unhanded, bright stainless steel finish, for use with 1 3/8" - 1 3/4" thick standard door | 1 |  | 1 Year | 857.8 | 0.15 | 729.13
17436 | Salto | AP660W00IP48-S- | XS4 ANSI electronic SALLIS wireless 125kHz Proximity entrance w/ key override function, W lever, unhanded, bright stainless steel finish, for use with 1 3/4" - 2 1/4" thick door | 1 |  | 1 Year | 857.8 | 0.15 | 729.13
17437 | Salto | AP660W00NE38-S- | XS4 ANSI electronic SALLIS wireless 125kHz Proximity entrance w/ key override function, W lever, unhanded, black chromium finish, for use with 1 3/8" - 1 3/4" thick standard door | 1 |  | 1 Year | 876.2 | 0.15 | 744.77
17438 | Salto | AP660W00NE48-S- | XS4 ANSI electronic SALLIS wireless 125kHz Proximity entrance w/ key override function, W lever, unhanded, black chromium finish, for use with 1 3/4" - 2 1/4" thick door | 1 |  | 1 Year | 876.2 | 0.15 | 744.77
17439 | Salto | AP660W00PM38-S- | XS4 ANSI electronic SALLIS wireless 125kHz Proximity entrance w/ key override function, W lever, unhanded, satin brass finish, for use with 1 3/8" - 1 3/4" thick standard door | 1 |  | 1 Year | 841.5 | 0.15 | 715.275
17440 | Salto | AP660W00PM48-S- | XS4 ANSI electronic SALLIS wireless 125kHz Proximity entrance w/ key override function, W lever, unhanded, satin brass finish, for use with 1 3/4" - 2 1/4" thick door | 1 |  | 1 Year | 841.5 | 0.15 | 715.275
17441 | Salto | AP660W00PP38-S- | XS4 ANSI electronic SALLIS wireless 125kHz Proximity entrance w/ key override function, W lever, unhanded, bright brass finish, for use with 1 3/8" - 1 3/4" thick standard door | 1 |  | 1 Year | 857.8 | 0.15 | 729.13
17442 | Salto | AP660W00PP48-S- | XS4 ANSI electronic SALLIS wireless 125kHz Proximity entrance w/ key override function, W lever, unhanded, bright brass finish, for use with 1 3/4" - 2 1/4" thick door | 1 |  | 1 Year | 857.8 | 0.15 | 729.13
17443 | Salto | AP666200IM38-S- | XS4 ANSI electronic SALLIS wireless 125kHz Proximity push buttonprivacy w/ key override function, Columbo Robodue premium series lever, unhanded, satin stainless finish, for use with 1 3/8" - 1 3/4" thick standard door | 1 |  | 1 Year | 887.4 | 0.15 | 754.29
17444 | Salto | AP666200IM48-S- | XS4 ANSI electronic SALLIS wireless 125kHz Proximity push buttonprivacy w/ key override function, Columbo Robodue premium series lever, unhanded, satin stainless finish, for use with 1 3/4" - 2 1/4" thick door | 1 |  | 1 Year | 887.4 | 0.15 | 754.29
17445 | Salto | AP666200IP38-S- | XS4 ANSI electronic SALLIS wireless 125kHz Proximity push buttonprivacy w/ key override function, Columbo Robodue premium series lever, unhanded, bright stainless steel finish, for use with 1 3/8" - 1 3/4" thick standard door | 1 |  | 1 Year | 903.7 | 0.15 | 768.145
17446 | Salto | AP666200IP48-S- | XS4 ANSI electronic SALLIS wireless 125kHz Proximity push buttonprivacy w/ key override function, Columbo Robodue premium series lever, unhanded, bright stainless steel finish, for use with 1 3/4" - 2 1/4" thick door | 1 |  | 1 Year | 903.7 | 0.15 | 768.145
17447 | Salto | AP666200PP38-S- | XS4 ANSI electronic SALLIS wireless 125kHz Proximity push buttonprivacy w/ key override function, Columbo Robodue premium series lever, unhanded, bright brass finish, for use with 1 3/8" - 1 3/4" thick standard door | 1 |  | 1 Year | 903.7 | 0.15 | 768.145
17448 | Salto | AP666200PP48-S- | XS4 ANSI electronic SALLIS wireless 125kHz Proximity push buttonprivacy w/ key override function, Columbo Robodue premium series lever, unhanded, bright brass finish, for use with 1 3/4" - 2 1/4" thick door | 1 |  | 1 Year | 903.7 | 0.15 | 768.145
17449 | Salto | AP666300IM38-S- | XS4 ANSI electronic SALLIS wireless 125kHz Proximity push buttonprivacy w/ key override function, Columbo Robotre premium series lever, unhanded, satin stainless finish, for use with 1 3/8" - 1 3/4" thick standard door | 1 |  | 1 Year | 887.4 | 0.15 | 754.29
17450 | Salto | AP666300IM48-S- | XS4 ANSI electronic SALLIS wireless 125kHz Proximity push buttonprivacy w/ key override function, Columbo Robotre premium series lever, unhanded, satin stainless finish, for use with 1 3/4" - 2 1/4" thick door | 1 |  | 1 Year | 887.4 | 0.15 | 754.29
17451 | Salto | AP666300IP38-S- | XS4 ANSI electronic SALLIS wireless 125kHz Proximity push buttonprivacy w/ key override function, Columbo Robotre premium series lever, unhanded, bright stainless steel finish, for use with 1 3/8" - 1 3/4" thick standard door | 1 |  | 1 Year | 903.7 | 0.15 | 768.145
17452 | Salto | AP666300IP48-S- | XS4 ANSI electronic SALLIS wireless 125kHz Proximity push buttonprivacy w/ key override function, Columbo Robotre premium series lever, unhanded, bright stainless steel finish, for use with 1 3/4" - 2 1/4" thick door | 1 |  | 1 Year | 903.7 | 0.15 | 768.145
17453 | Salto | AP666300PP38-S- | XS4 ANSI electronic SALLIS wireless 125kHz Proximity push buttonprivacy w/ key override function, Columbo Robotre premium series lever, unhanded, bright brass finish, for use with 1 3/8" - 1 3/4" thick standard door | 1 |  | 1 Year | 903.7 | 0.15 | 768.145
17454 | Salto | AP666300PP48-S- | XS4 ANSI electronic SALLIS wireless 125kHz Proximity push buttonprivacy w/ key override function, Columbo Robotre premium series lever, unhanded, bright brass finish, for use with 1 3/4" - 2 1/4" thick door | 1 |  | 1 Year | 903.7 | 0.15 | 768.145
17455 | Salto | AP666400IM38-S- | XS4 ANSI electronic SALLIS wireless 125kHz Proximity push buttonprivacy w/ key override function, Columbo Roboquattro premium series lever, unhanded, satin stainless finish, for use with 1 3/8" - 1 3/4" thick standard door | 1 |  | 1 Year | 887.4 | 0.15 | 754.29
17456 | Salto | AP666400IM48-S- | XS4 ANSI electronic SALLIS wireless 125kHz Proximity push buttonprivacy w/ key override function, Columbo Roboquattro premium series lever, unhanded, satin stainless finish, for use with 1 3/4" - 2 1/4" thick door | 1 |  | 1 Year | 887.4 | 0.15 | 754.29
17457 | Salto | AP666400IP38-S- | XS4 ANSI electronic SALLIS wireless 125kHz Proximity push buttonprivacy w/ key override function, Columbo Roboquattro premium series lever, unhanded, bright stainless steel finish, for use with 1 3/8" - 1 3/4" thick standard door | 1 |  | 1 Year | 903.7 | 0.15 | 768.145
17458 | Salto | AP666400IP48-S- | XS4 ANSI electronic SALLIS wireless 125kHz Proximity push buttonprivacy w/ key override function, Columbo Roboquattro premium series lever, unhanded, bright stainless steel finish, for use with 1 3/4" - 2 1/4" thick door | 1 |  | 1 Year | 903.7 | 0.15 | 768.145
17459 | Salto | AP666400PP38-S- | XS4 ANSI electronic SALLIS wireless 125kHz Proximity push buttonprivacy w/ key override function, Columbo Roboquattro premium series lever, unhanded, bright brass finish, for use with 1 3/8" - 1 3/4" thick standard door | 1 |  | 1 Year | 903.7 | 0.15 | 768.145
17460 | Salto | AP666400PP48-S- | XS4 ANSI electronic SALLIS wireless 125kHz Proximity push buttonprivacy w/ key override function, Columbo Roboquattro premium series lever, unhanded, bright brass finish, for use with 1 3/4" - 2 1/4" thick door | 1 |  | 1 Year | 903.7 | 0.15 | 768.145
17461 | Salto | AP666700IM38-S- | XS4 ANSI electronic SALLIS wireless 125kHz Proximity push buttonprivacy w/ key override function, Columbo Mach premium series lever, unhanded, satin stainless finish, for use with 1 3/8" - 1 3/4" thick standard door | 1 |  | 1 Year | 887.4 | 0.15 | 754.29
17462 | Salto | AP666700IM48-S- | XS4 ANSI electronic SALLIS wireless 125kHz Proximity push buttonprivacy w/ key override function, Columbo Mach premium series lever, unhanded, satin stainless finish, for use with 1 3/4" - 2 1/4" thick door | 1 |  | 1 Year | 887.4 | 0.15 | 754.29
17463 | Salto | AP666700IP38-S- | XS4 ANSI electronic SALLIS wireless 125kHz Proximity push buttonprivacy w/ key override function, Columbo Mach premium series lever, unhanded, bright stainless steel finish, for use with 1 3/8" - 1 3/4" thick standard door | 1 |  | 1 Year | 903.7 | 0.15 | 768.145
17464 | Salto | AP666700IP48-S- | XS4 ANSI electronic SALLIS wireless 125kHz Proximity push buttonprivacy w/ key override function, Columbo Mach premium series lever, unhanded, bright stainless steel finish, for use with 1 3/4" - 2 1/4" thick door | 1 |  | 1 Year | 903.7 | 0.15 | 768.145
17465 | Salto | AP666700PP38-S- | XS4 ANSI electronic SALLIS wireless 125kHz Proximity push buttonprivacy w/ key override function, Columbo Mach premium series lever, unhanded, bright brass finish, for use with 1 3/8" - 1 3/4" thick standard door | 1 |  | 1 Year | 903.7 | 0.15 | 768.145
17466 | Salto | AP666700PP48-S- | XS4 ANSI electronic SALLIS wireless 125kHz Proximity push buttonprivacy w/ key override function, Columbo Mach premium series lever, unhanded, bright brass finish, for use with 1 3/4" - 2 1/4" thick door | 1 |  | 1 Year | 903.7 | 0.15 | 768.145
17467 | Salto | AP666A00BC38-S- | XS4 ANSI electronic SALLIS wireless 125kHz Proximity push buttonprivacy w/ key override function, A lever, unhanded, BioCote antimicrobial finish, for use with 1 3/8" - 1 3/4" thick standard door | 1 |  | 1 Year | 893.5 | 0.15 | 759.475
17468 | Salto | AP666A00BC48-S- | XS4 ANSI electronic SALLIS wireless 125kHz Proximity push buttonprivacy w/ key override function, A lever, unhanded, BioCote antimicrobial finish, for use with 1 3/4" - 2 1/4" thick door | 1 |  | 1 Year | 893.5 | 0.15 | 759.475
17469 | Salto | AP666A00IA38-S- | XS4 ANSI electronic SALLIS wireless 125kHz Proximity push buttonprivacy w/ key override function, A lever, unhanded, antique brass finish, for use with 1 3/8" - 1 3/4" thick standard door | 1 |  | 1 Year | 893.5 | 0.15 | 759.475
17470 | Salto | AP666A00IA48-S- | XS4 ANSI electronic SALLIS wireless 125kHz Proximity push buttonprivacy w/ key override function, A lever, unhanded, antique brass finish, for use with 1 3/4" - 2 1/4" thick door | 1 |  | 1 Year | 893.5 | 0.15 | 759.475
17471 | Salto | AP666A00IM38-S- | XS4 ANSI electronic SALLIS wireless 125kHz Proximity push buttonprivacy w/ key override function, A lever, unhanded, satin stainless finish, for use with 1 3/8" - 1 3/4" thick standard door | 1 |  | 1 Year | 841.5 | 0.15 | 715.275
17472 | Salto | AP666A00IM48-S- | XS4 ANSI electronic SALLIS wireless 125kHz Proximity push buttonprivacy w/ key override function, A lever, unhanded, satin stainless finish, for use with 1 3/4" - 2 1/4" thick door | 1 |  | 1 Year | 841.5 | 0.15 | 715.275
17473 | Salto | AP666A00IP38-S- | XS4 ANSI electronic SALLIS wireless 125kHz Proximity push buttonprivacy w/ key override function, A lever, unhanded, bright stainless steel finish, for use with 1 3/8" - 1 3/4" thick standard door | 1 |  | 1 Year | 857.8 | 0.15 | 729.13
17474 | Salto | AP666A00IP48-S- | XS4 ANSI electronic SALLIS wireless 125kHz Proximity push buttonprivacy w/ key override function, A lever, unhanded, bright stainless steel finish, for use with 1 3/4" - 2 1/4" thick door | 1 |  | 1 Year | 857.8 | 0.15 | 729.13
17475 | Salto | AP666A00NE38-S- | XS4 ANSI electronic SALLIS wireless 125kHz Proximity push buttonprivacy w/ key override function, A lever, unhanded, black chromium finish, for use with 1 3/8" - 1 3/4" thick standard door | 1 |  | 1 Year | 876.2 | 0.15 | 744.77
17476 | Salto | AP666A00NE48-S- | XS4 ANSI electronic SALLIS wireless 125kHz Proximity push buttonprivacy w/ key override function, A lever, unhanded, black chromium finish, for use with 1 3/4" - 2 1/4" thick door | 1 |  | 1 Year | 876.2 | 0.15 | 744.77
17477 | Salto | AP666A00PM38-S- | XS4 ANSI electronic SALLIS wireless 125kHz Proximity push buttonprivacy w/ key override function, A lever, unhanded, satin brass finish, for use with 1 3/8" - 1 3/4" thick standard door | 1 |  | 1 Year | 841.5 | 0.15 | 715.275
17478 | Salto | AP666A00PM48-S- | XS4 ANSI electronic SALLIS wireless 125kHz Proximity push buttonprivacy w/ key override function, A lever, unhanded, satin brass finish, for use with 1 3/4" - 2 1/4" thick door | 1 |  | 1 Year | 841.5 | 0.15 | 715.275
17479 | Salto | AP666A00PP38-S- | XS4 ANSI electronic SALLIS wireless 125kHz Proximity push buttonprivacy w/ key override function, A lever, unhanded, bright brass finish, for use with 1 3/8" - 1 3/4" thick standard door | 1 |  | 1 Year | 857.8 | 0.15 | 729.13
17480 | Salto | AP666A00PP48-S- | XS4 ANSI electronic SALLIS wireless 125kHz Proximity push buttonprivacy w/ key override function, A lever, unhanded, bright brass finish, for use with 1 3/4" - 2 1/4" thick door | 1 |  | 1 Year | 857.8 | 0.15 | 729.13
17481 | Salto | AP666G00BC38-S- | XS4 ANSI electronic SALLIS wireless 125kHz Proximity push buttonprivacy w/ key override function, G lever, unhanded, BioCote antimicrobial finish, for use with 1 3/8" - 1 3/4" thick standard door | 1 |  | 1 Year | 893.5 | 0.15 | 759.475
17482 | Salto | AP666G00BC48-S- | XS4 ANSI electronic SALLIS wireless 125kHz Proximity push buttonprivacy w/ key override function, G lever, unhanded, BioCote antimicrobial finish, for use with 1 3/4" - 2 1/4" thick door | 1 |  | 1 Year | 893.5 | 0.15 | 759.475
17483 | Salto | AP666G00IM38-S- | XS4 ANSI electronic SALLIS wireless 125kHz Proximity push buttonprivacy w/ key override function, G lever, unhanded, satin stainless finish, for use with 1 3/8" - 1 3/4" thick standard door | 1 |  | 1 Year | 841.5 | 0.15 | 715.275
17484 | Salto | AP666G00IM48-S- | XS4 ANSI electronic SALLIS wireless 125kHz Proximity push buttonprivacy w/ key override function, G lever, unhanded, satin stainless finish, for use with 1 3/4" - 2 1/4" thick door | 1 |  | 1 Year | 841.5 | 0.15 | 715.275
17485 | Salto | AP666G00PM38-S- | XS4 ANSI electronic SALLIS wireless 125kHz Proximity push buttonprivacy w/ key override function, G lever, unhanded, satin brass finish, for use with 1 3/8" - 1 3/4" thick standard door | 1 |  | 1 Year | 841.5 | 0.15 | 715.275
17486 | Salto | AP666G00PM48-S- | XS4 ANSI electronic SALLIS wireless 125kHz Proximity push buttonprivacy w/ key override function, G lever, unhanded, satin brass finish, for use with 1 3/4" - 2 1/4" thick door | 1 |  | 1 Year | 841.5 | 0.15 | 715.275
17487 | Salto | AP666J00BC38-S- | XS4 ANSI electronic SALLIS wireless 125kHz Proximity push buttonprivacy w/ key override function, J lever, unhanded, BioCote antimicrobial finish, for use with 1 3/8" - 1 3/4" thick standard door | 1 |  | 1 Year | 903.7 | 0.15 | 768.145
17488 | Salto | AP666J00BC48-S- | XS4 ANSI electronic SALLIS wireless 125kHz Proximity push buttonprivacy w/ key override function, J lever, unhanded, BioCote antimicrobial finish, for use with 1 3/4" - 2 1/4" thick door | 1 |  | 1 Year | 903.7 | 0.15 | 768.145
17489 | Salto | AP666J00IA38-S- | XS4 ANSI electronic SALLIS wireless 125kHz Proximity push buttonprivacy w/ key override function, J lever, unhanded, antique brass finish, for use with 1 3/8" - 1 3/4" thick standard door | 1 |  | 1 Year | 903.7 | 0.15 | 768.145
17490 | Salto | AP666J00IA48-S- | XS4 ANSI electronic SALLIS wireless 125kHz Proximity push buttonprivacy w/ key override function, J lever, unhanded, antique brass finish, for use with 1 3/4" - 2 1/4" thick door | 1 |  | 1 Year | 903.7 | 0.15 | 768.145
17491 | Salto | AP666J00IM38-S- | XS4 ANSI electronic SALLIS wireless 125kHz Proximity push buttonprivacy w/ key override function, J lever, unhanded, satin stainless finish, for use with 1 3/8" - 1 3/4" thick standard door | 1 |  | 1 Year | 851.7 | 0.15 | 723.945
17492 | Salto | AP666J00IM48-S- | XS4 ANSI electronic SALLIS wireless 125kHz Proximity push buttonprivacy w/ key override function, J lever, unhanded, satin stainless finish, for use with 1 3/4" - 2 1/4" thick door | 1 |  | 1 Year | 851.7 | 0.15 | 723.945
17493 | Salto | AP666J00NE38-S- | XS4 ANSI electronic SALLIS wireless 125kHz Proximity push buttonprivacy w/ key override function, J lever, unhanded, black chromium finish, for use with 1 3/8" - 1 3/4" thick standard door | 1 |  | 1 Year | 886.4 | 0.15 | 753.44
17494 | Salto | AP666J00NE48-S- | XS4 ANSI electronic SALLIS wireless 125kHz Proximity push buttonprivacy w/ key override function, J lever, unhanded, black chromium finish, for use with 1 3/4" - 2 1/4" thick door | 1 |  | 1 Year | 886.4 | 0.15 | 753.44
17495 | Salto | AP666J00PM38-S- | XS4 ANSI electronic SALLIS wireless 125kHz Proximity push buttonprivacy w/ key override function, J lever, unhanded, satin brass finish, for use with 1 3/8" - 1 3/4" thick standard door | 1 |  | 1 Year | 851.7 | 0.15 | 723.945
17496 | Salto | AP666J00PM48-S- | XS4 ANSI electronic SALLIS wireless 125kHz Proximity push buttonprivacy w/ key override function, J lever, unhanded, satin brass finish, for use with 1 3/4" - 2 1/4" thick door | 1 |  | 1 Year | 851.7 | 0.15 | 723.945
17497 | Salto | AP666K00IM38LS- | XS4 ANSI electronic SALLIS wireless 125kHz Proximity push buttonprivacy w/ key override function, K lever, left handed, satin stainless finish, for use with 1 3/8" - 1 3/4" thick standard door | 1 |  | 1 Year | 851.7 | 0.15 | 723.945
17498 | Salto | AP666K00IM38RS- | XS4 ANSI electronic SALLIS wireless 125kHz Proximity push buttonprivacy w/ key override function, K lever, right handed, satin stainless finish, for use with 1 3/8" - 1 3/4" thick standard door | 1 |  | 1 Year | 851.7 | 0.15 | 723.945
17499 | Salto | AP666K00IM48LS- | XS4 ANSI electronic SALLIS wireless 125kHz Proximity push buttonprivacy w/ key override function, K lever, left handed, satin stainless finish, for use with 1 3/4" - 2 1/4" thick door | 1 |  | 1 Year | 851.7 | 0.15 | 723.945
17500 | Salto | AP666K00IM48RS- | XS4 ANSI electronic SALLIS wireless 125kHz Proximity push buttonprivacy w/ key override function, K lever, right handed, satin stainless finish, for use with 1 3/4" - 2 1/4" thick door | 1 |  | 1 Year | 851.7 | 0.15 | 723.945
17501 | Salto | AP666K00IP38LS- | XS4 ANSI electronic SALLIS wireless 125kHz Proximity push buttonprivacy w/ key override function, K lever, left handed, bright stainless steel finish, for use with 1 3/8" - 1 3/4" thick standard door | 1 |  | 1 Year | 868 | 0.15 | 737.8
17502 | Salto | AP666K00IP38RS- | XS4 ANSI electronic SALLIS wireless 125kHz Proximity push buttonprivacy w/ key override function, K lever, right handed, bright stainless steel finish, for use with 1 3/8" - 1 3/4" thick standard door | 1 |  | 1 Year | 868 | 0.15 | 737.8
17503 | Salto | AP666K00IP48LS- | XS4 ANSI electronic SALLIS wireless 125kHz Proximity push buttonprivacy w/ key override function, K lever, left handed, bright stainless steel finish, for use with 1 3/4" - 2 1/4" thick door | 1 |  | 1 Year | 868 | 0.15 | 737.8
17504 | Salto | AP666K00IP48RS- | XS4 ANSI electronic SALLIS wireless 125kHz Proximity push buttonprivacy w/ key override function, K lever, right handed, bright stainless steel finish, for use with 1 3/4" - 2 1/4" thick door | 1 |  | 1 Year | 868 | 0.15 | 737.8
17505 | Salto | AP666K00PP38LS- | XS4 ANSI electronic SALLIS wireless 125kHz Proximity push buttonprivacy w/ key override function, K lever, left handed, bright brass finish, for use with 1 3/8" - 1 3/4" thick standard door | 1 |  | 1 Year | 868 | 0.15 | 737.8
17506 | Salto | AP666K00PP38RS- | XS4 ANSI electronic SALLIS wireless 125kHz Proximity push buttonprivacy w/ key override function, K lever, right handed, bright brass finish, for use with 1 3/8" - 1 3/4" thick standard door | 1 |  | 1 Year | 868 | 0.15 | 737.8
17507 | Salto | AP666K00PP48LS- | XS4 ANSI electronic SALLIS wireless 125kHz Proximity push buttonprivacy w/ key override function, K lever, left handed, bright brass finish, for use with 1 3/4" - 2 1/4" thick door | 1 |  | 1 Year | 868 | 0.15 | 737.8
17508 | Salto | AP666K00PP48RS- | XS4 ANSI electronic SALLIS wireless 125kHz Proximity push buttonprivacy w/ key override function, K lever, right handed, bright brass finish, for use with 1 3/4" - 2 1/4" thick door | 1 |  | 1 Year | 868 | 0.15 | 737.8
17509 | Salto | AP666L00BC38-S- | XS4 ANSI electronic SALLIS wireless 125kHz Proximity push buttonprivacy w/ key override function, L lever, unhanded, BioCote antimicrobial finish, for use with 1 3/8" - 1 3/4" thick standard door | 1 |  | 1 Year | 893.5 | 0.15 | 759.475
17510 | Salto | AP666L00BC48-S- | XS4 ANSI electronic SALLIS wireless 125kHz Proximity push buttonprivacy w/ key override function, L lever, unhanded, BioCote antimicrobial finish, for use with 1 3/4" - 2 1/4" thick door | 1 |  | 1 Year | 893.5 | 0.15 | 759.475
17511 | Salto | AP666L00IA38-S- | XS4 ANSI electronic SALLIS wireless 125kHz Proximity push buttonprivacy w/ key override function, L lever, unhanded, antique brass finish, for use with 1 3/8" - 1 3/4" thick standard door | 1 |  | 1 Year | 893.5 | 0.15 | 759.475
17512 | Salto | AP666L00IA48-S- | XS4 ANSI electronic SALLIS wireless 125kHz Proximity push buttonprivacy w/ key override function, L lever, unhanded, antique brass finish, for use with 1 3/4" - 2 1/4" thick door | 1 |  | 1 Year | 893.5 | 0.15 | 759.475
17513 | Salto | AP666L00IM38-S- | XS4 ANSI electronic SALLIS wireless 125kHz Proximity push buttonprivacy w/ key override function, L lever, unhanded, satin stainless finish, for use with 1 3/8" - 1 3/4" thick standard door | 1 |  | 1 Year | 841.5 | 0.15 | 715.275
17514 | Salto | AP666L00IM48-S- | XS4 ANSI electronic SALLIS wireless 125kHz Proximity push buttonprivacy w/ key override function, L lever, unhanded, satin stainless finish, for use with 1 3/4" - 2 1/4" thick door | 1 |  | 1 Year | 841.5 | 0.15 | 715.275
17515 | Salto | AP666L00IP38-S- | XS4 ANSI electronic SALLIS wireless 125kHz Proximity push buttonprivacy w/ key override function, L lever, unhanded, bright stainless steel finish, for use with 1 3/8" - 1 3/4" thick standard door | 1 |  | 1 Year | 857.8 | 0.15 | 729.13
17516 | Salto | AP666L00IP48-S- | XS4 ANSI electronic SALLIS wireless 125kHz Proximity push buttonprivacy w/ key override function, L lever, unhanded, bright stainless steel finish, for use with 1 3/4" - 2 1/4" thick door | 1 |  | 1 Year | 857.8 | 0.15 | 729.13
17517 | Salto | AP666L00NE38-S- | XS4 ANSI electronic SALLIS wireless 125kHz Proximity push buttonprivacy w/ key override function, L lever, unhanded, black chromium finish, for use with 1 3/8" - 1 3/4" thick standard door | 1 |  | 1 Year | 876.2 | 0.15 | 744.77
17518 | Salto | AP666L00NE48-S- | XS4 ANSI electronic SALLIS wireless 125kHz Proximity push buttonprivacy w/ key override function, L lever, unhanded, black chromium finish, for use with 1 3/4" - 2 1/4" thick door | 1 |  | 1 Year | 876.2 | 0.15 | 744.77
17519 | Salto | AP666L00PM38-S- | XS4 ANSI electronic SALLIS wireless 125kHz Proximity push buttonprivacy w/ key override function, L lever, unhanded, satin brass finish, for use with 1 3/8" - 1 3/4" thick standard door | 1 |  | 1 Year | 841.5 | 0.15 | 715.275
17520 | Salto | AP666L00PM48-S- | XS4 ANSI electronic SALLIS wireless 125kHz Proximity push buttonprivacy w/ key override function, L lever, unhanded, satin brass finish, for use with 1 3/4" - 2 1/4" thick door | 1 |  | 1 Year | 841.5 | 0.15 | 715.275
17521 | Salto | AP666L00PP38-S- | XS4 ANSI electronic SALLIS wireless 125kHz Proximity push buttonprivacy w/ key override function, L lever, unhanded, bright brass finish, for use with 1 3/8" - 1 3/4" thick standard door | 1 |  | 1 Year | 857.8 | 0.15 | 729.13
17522 | Salto | AP666L00PP48-S- | XS4 ANSI electronic SALLIS wireless 125kHz Proximity push buttonprivacy w/ key override function, L lever, unhanded, bright brass finish, for use with 1 3/4" - 2 1/4" thick door | 1 |  | 1 Year | 857.8 | 0.15 | 729.13
17523 | Salto | AP666N00BC38-S- | XS4 ANSI electronic SALLIS wireless 125kHz Proximity push buttonprivacy w/ key override function, N lever, unhanded, BioCote antimicrobial finish, for use with 1 3/8" - 1 3/4" thick standard door | 1 |  | 1 Year | 893.5 | 0.15 | 759.475
17524 | Salto | AP666N00BC48-S- | XS4 ANSI electronic SALLIS wireless 125kHz Proximity push buttonprivacy w/ key override function, N lever, unhanded, BioCote antimicrobial finish, for use with 1 3/4" - 2 1/4" thick door | 1 |  | 1 Year | 893.5 | 0.15 | 759.475
17525 | Salto | AP666N00IM38-S- | XS4 ANSI electronic SALLIS wireless 125kHz Proximity push buttonprivacy w/ key override function, N lever, unhanded, satin stainless finish, for use with 1 3/8" - 1 3/4" thick standard door | 1 |  | 1 Year | 841.5 | 0.15 | 715.275
17526 | Salto | AP666N00IM48-S- | XS4 ANSI electronic SALLIS wireless 125kHz Proximity push buttonprivacy w/ key override function, N lever, unhanded, satin stainless finish, for use with 1 3/4" - 2 1/4" thick door | 1 |  | 1 Year | 841.5 | 0.15 | 715.275
17527 | Salto | AP666N00PM38-S- | XS4 ANSI electronic SALLIS wireless 125kHz Proximity push buttonprivacy w/ key override function, N lever, unhanded, satin brass finish, for use with 1 3/8" - 1 3/4" thick standard door | 1 |  | 1 Year | 841.5 | 0.15 | 715.275
17528 | Salto | AP666N00PM48-S- | XS4 ANSI electronic SALLIS wireless 125kHz Proximity push buttonprivacy w/ key override function, N lever, unhanded, satin brass finish, for use with 1 3/4" - 2 1/4" thick door | 1 |  | 1 Year | 841.5 | 0.15 | 715.275
17529 | Salto | AP666O00IA38LS- | XS4 ANSI electronic SALLIS wireless 125kHz Proximity push buttonprivacy w/ key override function, O lever, left handed, antique brass finish, for use with 1 3/8" - 1 3/4" thick standard door | 1 |  | 1 Year | 903.7 | 0.15 | 768.145
17530 | Salto | AP666O00IA38RS- | XS4 ANSI electronic SALLIS wireless 125kHz Proximity push buttonprivacy w/ key override function, O lever, right handed, antique brass finish, for use with 1 3/8" - 1 3/4" thick standard door | 1 |  | 1 Year | 903.7 | 0.15 | 768.145
17531 | Salto | AP666O00IA48LS- | XS4 ANSI electronic SALLIS wireless 125kHz Proximity push buttonprivacy w/ key override function, O lever, left handed, antique brass finish, for use with 1 3/4" - 2 1/4" thick door | 1 |  | 1 Year | 903.7 | 0.15 | 768.145
17532 | Salto | AP666O00IA48RS- | XS4 ANSI electronic SALLIS wireless 125kHz Proximity push buttonprivacy w/ key override function, O lever, right handed, antique brass finish, for use with 1 3/4" - 2 1/4" thick door | 1 |  | 1 Year | 903.7 | 0.15 | 768.145
17533 | Salto | AP666O00IM38LS- | XS4 ANSI electronic SALLIS wireless 125kHz Proximity push buttonprivacy w/ key override function, O lever, left handed, satin stainless finish, for use with 1 3/8" - 1 3/4" thick standard door | 1 |  | 1 Year | 851.7 | 0.15 | 723.945
17534 | Salto | AP666O00IM38RS- | XS4 ANSI electronic SALLIS wireless 125kHz Proximity push buttonprivacy w/ key override function, O lever, right handed, satin stainless finish, for use with 1 3/8" - 1 3/4" thick standard door | 1 |  | 1 Year | 851.7 | 0.15 | 723.945
17535 | Salto | AP666O00IM48LS- | XS4 ANSI electronic SALLIS wireless 125kHz Proximity push buttonprivacy w/ key override function, O lever, left handed, satin stainless finish, for use with 1 3/4" - 2 1/4" thick door | 1 |  | 1 Year | 851.7 | 0.15 | 723.945
17536 | Salto | AP666O00IM48RS- | XS4 ANSI electronic SALLIS wireless 125kHz Proximity push buttonprivacy w/ key override function, O lever, right handed, satin stainless finish, for use with 1 3/4" - 2 1/4" thick door | 1 |  | 1 Year | 851.7 | 0.15 | 723.945
17537 | Salto | AP666O00IP38LS- | XS4 ANSI electronic SALLIS wireless 125kHz Proximity push buttonprivacy w/ key override function, O lever, left handed, bright stainless steel finish, for use with 1 3/8" - 1 3/4" thick standard door | 1 |  | 1 Year | 868 | 0.15 | 737.8
17538 | Salto | AP666O00IP38RS- | XS4 ANSI electronic SALLIS wireless 125kHz Proximity push buttonprivacy w/ key override function, O lever, right handed, bright stainless steel finish, for use with 1 3/8" - 1 3/4" thick standard door | 1 |  | 1 Year | 868 | 0.15 | 737.8
17539 | Salto | AP666O00IP48LS- | XS4 ANSI electronic SALLIS wireless 125kHz Proximity push buttonprivacy w/ key override function, O lever, left handed, bright stainless steel finish, for use with 1 3/4" - 2 1/4" thick door | 1 |  | 1 Year | 868 | 0.15 | 737.8
17540 | Salto | AP666O00IP48RS- | XS4 ANSI electronic SALLIS wireless 125kHz Proximity push buttonprivacy w/ key override function, O lever, right handed, bright stainless steel finish, for use with 1 3/4" - 2 1/4" thick door | 1 |  | 1 Year | 868 | 0.15 | 737.8
17541 | Salto | AP666O00NE38LS- | XS4 ANSI electronic SALLIS wireless 125kHz Proximity push buttonprivacy w/ key override function, O lever, left handed, black chromium finish, for use with 1 3/8" - 1 3/4" thick standard door | 1 |  | 1 Year | 886.4 | 0.15 | 753.44
17542 | Salto | AP666O00NE38RS- | XS4 ANSI electronic SALLIS wireless 125kHz Proximity push buttonprivacy w/ key override function, O lever, right handed, black chromium finish, for use with 1 3/8" - 1 3/4" thick standard door | 1 |  | 1 Year | 886.4 | 0.15 | 753.44
17543 | Salto | AP666O00NE48LS- | XS4 ANSI electronic SALLIS wireless 125kHz Proximity push buttonprivacy w/ key override function, O lever, left handed, black chromium finish, for use with 1 3/4" - 2 1/4" thick door | 1 |  | 1 Year | 886.4 | 0.15 | 753.44
17544 | Salto | AP666O00NE48RS- | XS4 ANSI electronic SALLIS wireless 125kHz Proximity push buttonprivacy w/ key override function, O lever, right handed, black chromium finish, for use with 1 3/4" - 2 1/4" thick door | 1 |  | 1 Year | 886.4 | 0.15 | 753.44
17545 | Salto | AP666O00PM38LS- | XS4 ANSI electronic SALLIS wireless 125kHz Proximity push buttonprivacy w/ key override function, O lever, left handed, satin brass finish, for use with 1 3/8" - 1 3/4" thick standard door | 1 |  | 1 Year | 851.7 | 0.15 | 723.945
17546 | Salto | AP666O00PM38RS- | XS4 ANSI electronic SALLIS wireless 125kHz Proximity push buttonprivacy w/ key override function, O lever, right handed, satin brass finish, for use with 1 3/8" - 1 3/4" thick standard door | 1 |  | 1 Year | 851.7 | 0.15 | 723.945
17547 | Salto | AP666O00PM48LS- | XS4 ANSI electronic SALLIS wireless 125kHz Proximity push buttonprivacy w/ key override function, O lever, left handed, satin brass finish, for use with 1 3/4" - 2 1/4" thick door | 1 |  | 1 Year | 851.7 | 0.15 | 723.945
17548 | Salto | AP666O00PM48RS- | XS4 ANSI electronic SALLIS wireless 125kHz Proximity push buttonprivacy w/ key override function, O lever, right handed, satin brass finish, for use with 1 3/4" - 2 1/4" thick door | 1 |  | 1 Year | 851.7 | 0.15 | 723.945
17549 | Salto | AP666O00PP38LS- | XS4 ANSI electronic SALLIS wireless 125kHz Proximity push buttonprivacy w/ key override function, O lever, left handed, bright brass finish, for use with 1 3/8" - 1 3/4" thick standard door | 1 |  | 1 Year | 868 | 0.15 | 737.8
17550 | Salto | AP666O00PP38RS- | XS4 ANSI electronic SALLIS wireless 125kHz Proximity push buttonprivacy w/ key override function, O lever, right handed, bright brass finish, for use with 1 3/8" - 1 3/4" thick standard door | 1 |  | 1 Year | 868 | 0.15 | 737.8
17551 | Salto | AP666O00PP48LS- | XS4 ANSI electronic SALLIS wireless 125kHz Proximity push buttonprivacy w/ key override function, O lever, left handed, bright brass finish, for use with 1 3/4" - 2 1/4" thick door | 1 |  | 1 Year | 868 | 0.15 | 737.8
17552 | Salto | AP666O00PP48RS- | XS4 ANSI electronic SALLIS wireless 125kHz Proximity push buttonprivacy w/ key override function, O lever, right handed, bright brass finish, for use with 1 3/4" - 2 1/4" thick door | 1 |  | 1 Year | 868 | 0.15 | 737.8
17553 | Salto | AP666W00BC38-S- | XS4 ANSI electronic SALLIS wireless 125kHz Proximity push buttonprivacy w/ key override function, W lever, unhanded, BioCote antimicrobial finish, for use with 1 3/8" - 1 3/4" thick standard door | 1 |  | 1 Year | 893.5 | 0.15 | 759.475
17554 | Salto | AP666W00BC48-S- | XS4 ANSI electronic SALLIS wireless 125kHz Proximity push buttonprivacy w/ key override function, W lever, unhanded, BioCote antimicrobial finish, for use with 1 3/4" - 2 1/4" thick door | 1 |  | 1 Year | 893.5 | 0.15 | 759.475
17555 | Salto | AP666W00IA38-S- | XS4 ANSI electronic SALLIS wireless 125kHz Proximity push buttonprivacy w/ key override function, W lever, unhanded, antique brass finish, for use with 1 3/8" - 1 3/4" thick standard door | 1 |  | 1 Year | 893.5 | 0.15 | 759.475
17556 | Salto | AP666W00IA48-S- | XS4 ANSI electronic SALLIS wireless 125kHz Proximity push buttonprivacy w/ key override function, W lever, unhanded, antique brass finish, for use with 1 3/4" - 2 1/4" thick door | 1 |  | 1 Year | 893.5 | 0.15 | 759.475
17557 | Salto | AP666W00IM38-S- | XS4 ANSI electronic SALLIS wireless 125kHz Proximity push buttonprivacy w/ key override function, W lever, unhanded, satin stainless finish, for use with 1 3/8" - 1 3/4" thick standard door | 1 |  | 1 Year | 841.5 | 0.15 | 715.275
17558 | Salto | AP666W00IM48-S- | XS4 ANSI electronic SALLIS wireless 125kHz Proximity push buttonprivacy w/ key override function, W lever, unhanded, satin stainless finish, for use with 1 3/4" - 2 1/4" thick door | 1 |  | 1 Year | 841.5 | 0.15 | 715.275
17559 | Salto | AP666W00IP38-S- | XS4 ANSI electronic SALLIS wireless 125kHz Proximity push buttonprivacy w/ key override function, W lever, unhanded, bright stainless steel finish, for use with 1 3/8" - 1 3/4" thick standard door | 1 |  | 1 Year | 857.8 | 0.15 | 729.13
17560 | Salto | AP666W00IP48-S- | XS4 ANSI electronic SALLIS wireless 125kHz Proximity push buttonprivacy w/ key override function, W lever, unhanded, bright stainless steel finish, for use with 1 3/4" - 2 1/4" thick door | 1 |  | 1 Year | 857.8 | 0.15 | 729.13
17561 | Salto | AP666W00NE38-S- | XS4 ANSI electronic SALLIS wireless 125kHz Proximity push buttonprivacy w/ key override function, W lever, unhanded, black chromium finish, for use with 1 3/8" - 1 3/4" thick standard door | 1 |  | 1 Year | 876.2 | 0.15 | 744.77
17562 | Salto | AP666W00NE48-S- | XS4 ANSI electronic SALLIS wireless 125kHz Proximity push buttonprivacy w/ key override function, W lever, unhanded, black chromium finish, for use with 1 3/4" - 2 1/4" thick door | 1 |  | 1 Year | 876.2 | 0.15 | 744.77
17563 | Salto | AP666W00PM38-S- | XS4 ANSI electronic SALLIS wireless 125kHz Proximity push buttonprivacy w/ key override function, W lever, unhanded, satin brass finish, for use with 1 3/8" - 1 3/4" thick standard door | 1 |  | 1 Year | 841.5 | 0.15 | 715.275
17564 | Salto | AP666W00PM48-S- | XS4 ANSI electronic SALLIS wireless 125kHz Proximity push buttonprivacy w/ key override function, W lever, unhanded, satin brass finish, for use with 1 3/4" - 2 1/4" thick door | 1 |  | 1 Year | 841.5 | 0.15 | 715.275
17565 | Salto | AP666W00PP38-S- | XS4 ANSI electronic SALLIS wireless 125kHz Proximity push buttonprivacy w/ key override function, W lever, unhanded, bright brass finish, for use with 1 3/8" - 1 3/4" thick standard door | 1 |  | 1 Year | 857.8 | 0.15 | 729.13
17566 | Salto | AP666W00PP48-S- | XS4 ANSI electronic SALLIS wireless 125kHz Proximity push buttonprivacy w/ key override function, W lever, unhanded, bright brass finish, for use with 1 3/4" - 2 1/4" thick door | 1 |  | 1 Year | 857.8 | 0.15 | 729.13
17567 | Salto | AP668261IM38-S- | XS4 ANSI electronic SALLIS wireless 125kHz Proximity deadbolt privacy w/ key override function, Columbo Robodue premium series lever, unhanded, satin stainless finish, for use with 1 3/8" - 1 3/4" thick standard door | 1 |  | 1 Year | 887.4 | 0.15 | 754.29
17568 | Salto | AP668261IM48-S- | XS4 ANSI electronic SALLIS wireless 125kHz Proximity deadbolt privacy w/ key override function, Columbo Robodue premium series lever, unhanded, satin stainless finish, for use with 1 3/4" - 2 1/4" thick door | 1 |  | 1 Year | 887.4 | 0.15 | 754.29
17569 | Salto | AP668261IP38-S- | XS4 ANSI electronic SALLIS wireless 125kHz Proximity deadbolt privacy w/ key override function, Columbo Robodue premium series lever, unhanded, bright stainless steel finish, for use with 1 3/8" - 1 3/4" thick standard door | 1 |  | 1 Year | 903.7 | 0.15 | 768.145
17570 | Salto | AP668261IP48-S- | XS4 ANSI electronic SALLIS wireless 125kHz Proximity deadbolt privacy w/ key override function, Columbo Robodue premium series lever, unhanded, bright stainless steel finish, for use with 1 3/4" - 2 1/4" thick door | 1 |  | 1 Year | 903.7 | 0.15 | 768.145
17571 | Salto | AP668261PP38-S- | XS4 ANSI electronic SALLIS wireless 125kHz Proximity deadbolt privacy w/ key override function, Columbo Robodue premium series lever, unhanded, bright brass finish, for use with 1 3/8" - 1 3/4" thick standard door | 1 |  | 1 Year | 903.7 | 0.15 | 768.145
17572 | Salto | AP668261PP48-S- | XS4 ANSI electronic SALLIS wireless 125kHz Proximity deadbolt privacy w/ key override function, Columbo Robodue premium series lever, unhanded, bright brass finish, for use with 1 3/4" - 2 1/4" thick door | 1 |  | 1 Year | 903.7 | 0.15 | 768.145
17573 | Salto | AP668262IM38-S- | XS4 ANSI electronic SALLIS wireless 125kHz Proximity deadbolt privacy w/ key override function, Columbo Robodue premium series lever, unhanded, satin stainless finish, for use with 1 3/8" - 1 3/4" thick standard door | 1 |  | 1 Year | 887.4 | 0.15 | 754.29
17574 | Salto | AP668262IM48-S- | XS4 ANSI electronic SALLIS wireless 125kHz Proximity deadbolt privacy w/ key override function, Columbo Robodue premium series lever, unhanded, satin stainless finish, for use with 1 3/4" - 2 1/4" thick door | 1 |  | 1 Year | 887.4 | 0.15 | 754.29
17575 | Salto | AP668262IP38-S- | XS4 ANSI electronic SALLIS wireless 125kHz Proximity deadbolt privacy w/ key override function, Columbo Robodue premium series lever, unhanded, bright stainless steel finish, for use with 1 3/8" - 1 3/4" thick standard door | 1 |  | 1 Year | 903.7 | 0.15 | 768.145
17576 | Salto | AP668262IP48-S- | XS4 ANSI electronic SALLIS wireless 125kHz Proximity deadbolt privacy w/ key override function, Columbo Robodue premium series lever, unhanded, bright stainless steel finish, for use with 1 3/4" - 2 1/4" thick door | 1 |  | 1 Year | 903.7 | 0.15 | 768.145
17577 | Salto | AP668262PP38-S- | XS4 ANSI electronic SALLIS wireless 125kHz Proximity deadbolt privacy w/ key override function, Columbo Robodue premium series lever, unhanded, bright brass finish, for use with 1 3/8" - 1 3/4" thick standard door | 1 |  | 1 Year | 903.7 | 0.15 | 768.145
17578 | Salto | AP668262PP48-S- | XS4 ANSI electronic SALLIS wireless 125kHz Proximity deadbolt privacy w/ key override function, Columbo Robodue premium series lever, unhanded, bright brass finish, for use with 1 3/4" - 2 1/4" thick door | 1 |  | 1 Year | 903.7 | 0.15 | 768.145
17579 | Salto | AP668263IM38-S- | XS4 ANSI electronic SALLIS wireless 125kHz Proximity deadbolt privacy w/ key override function, Columbo Robodue premium series lever, unhanded, satin stainless finish, for use with 1 3/8" - 1 3/4" thick standard door | 1 |  | 1 Year | 887.4 | 0.15 | 754.29
17580 | Salto | AP668263IM48-S- | XS4 ANSI electronic SALLIS wireless 125kHz Proximity deadbolt privacy w/ key override function, Columbo Robodue premium series lever, unhanded, satin stainless finish, for use with 1 3/4" - 2 1/4" thick door | 1 |  | 1 Year | 887.4 | 0.15 | 754.29
17581 | Salto | AP668263IP38-S- | XS4 ANSI electronic SALLIS wireless 125kHz Proximity deadbolt privacy w/ key override function, Columbo Robodue premium series lever, unhanded, bright stainless steel finish, for use with 1 3/8" - 1 3/4" thick standard door | 1 |  | 1 Year | 903.7 | 0.15 | 768.145
17582 | Salto | AP668263IP48-S- | XS4 ANSI electronic SALLIS wireless 125kHz Proximity deadbolt privacy w/ key override function, Columbo Robodue premium series lever, unhanded, bright stainless steel finish, for use with 1 3/4" - 2 1/4" thick door | 1 |  | 1 Year | 903.7 | 0.15 | 768.145
17583 | Salto | AP668263PP38-S- | XS4 ANSI electronic SALLIS wireless 125kHz Proximity deadbolt privacy w/ key override function, Columbo Robodue premium series lever, unhanded, bright brass finish, for use with 1 3/8" - 1 3/4" thick standard door | 1 |  | 1 Year | 903.7 | 0.15 | 768.145
17584 | Salto | AP668263PP48-S- | XS4 ANSI electronic SALLIS wireless 125kHz Proximity deadbolt privacy w/ key override function, Columbo Robodue premium series lever, unhanded, bright brass finish, for use with 1 3/4" - 2 1/4" thick door | 1 |  | 1 Year | 903.7 | 0.15 | 768.145
17585 | Salto | AP668361IM38-S- | XS4 ANSI electronic SALLIS wireless 125kHz Proximity deadbolt privacy w/ key override function, Columbo Robotre premium series lever, unhanded, satin stainless finish, for use with 1 3/8" - 1 3/4" thick standard door | 1 |  | 1 Year | 887.4 | 0.15 | 754.29
17586 | Salto | AP668361IM48-S- | XS4 ANSI electronic SALLIS wireless 125kHz Proximity deadbolt privacy w/ key override function, Columbo Robotre premium series lever, unhanded, satin stainless finish, for use with 1 3/4" - 2 1/4" thick door | 1 |  | 1 Year | 887.4 | 0.15 | 754.29
17587 | Salto | AP668361IP38-S- | XS4 ANSI electronic SALLIS wireless 125kHz Proximity deadbolt privacy w/ key override function, Columbo Robotre premium series lever, unhanded, bright stainless steel finish, for use with 1 3/8" - 1 3/4" thick standard door | 1 |  | 1 Year | 903.7 | 0.15 | 768.145
17588 | Salto | AP668361IP48-S- | XS4 ANSI electronic SALLIS wireless 125kHz Proximity deadbolt privacy w/ key override function, Columbo Robotre premium series lever, unhanded, bright stainless steel finish, for use with 1 3/4" - 2 1/4" thick door | 1 |  | 1 Year | 903.7 | 0.15 | 768.145
17589 | Salto | AP668361PP38-S- | XS4 ANSI electronic SALLIS wireless 125kHz Proximity deadbolt privacy w/ key override function, Columbo Robotre premium series lever, unhanded, bright brass finish, for use with 1 3/8" - 1 3/4" thick standard door | 1 |  | 1 Year | 903.7 | 0.15 | 768.145
17590 | Salto | AP668361PP48-S- | XS4 ANSI electronic SALLIS wireless 125kHz Proximity deadbolt privacy w/ key override function, Columbo Robotre premium series lever, unhanded, bright brass finish, for use with 1 3/4" - 2 1/4" thick door | 1 |  | 1 Year | 903.7 | 0.15 | 768.145
17591 | Salto | AP668362IM38-S- | XS4 ANSI electronic SALLIS wireless 125kHz Proximity deadbolt privacy w/ key override function, Columbo Robotre premium series lever, unhanded, satin stainless finish, for use with 1 3/8" - 1 3/4" thick standard door | 1 |  | 1 Year | 887.4 | 0.15 | 754.29
17592 | Salto | AP668362IM48-S- | XS4 ANSI electronic SALLIS wireless 125kHz Proximity deadbolt privacy w/ key override function, Columbo Robotre premium series lever, unhanded, satin stainless finish, for use with 1 3/4" - 2 1/4" thick door | 1 |  | 1 Year | 887.4 | 0.15 | 754.29
17593 | Salto | AP668362IP38-S- | XS4 ANSI electronic SALLIS wireless 125kHz Proximity deadbolt privacy w/ key override function, Columbo Robotre premium series lever, unhanded, bright stainless steel finish, for use with 1 3/8" - 1 3/4" thick standard door | 1 |  | 1 Year | 903.7 | 0.15 | 768.145
17594 | Salto | AP668362IP48-S- | XS4 ANSI electronic SALLIS wireless 125kHz Proximity deadbolt privacy w/ key override function, Columbo Robotre premium series lever, unhanded, bright stainless steel finish, for use with 1 3/4" - 2 1/4" thick door | 1 |  | 1 Year | 903.7 | 0.15 | 768.145
17595 | Salto | AP668362PP38-S- | XS4 ANSI electronic SALLIS wireless 125kHz Proximity deadbolt privacy w/ key override function, Columbo Robotre premium series lever, unhanded, bright brass finish, for use with 1 3/8" - 1 3/4" thick standard door | 1 |  | 1 Year | 903.7 | 0.15 | 768.145
17596 | Salto | AP668362PP48-S- | XS4 ANSI electronic SALLIS wireless 125kHz Proximity deadbolt privacy w/ key override function, Columbo Robotre premium series lever, unhanded, bright brass finish, for use with 1 3/4" - 2 1/4" thick door | 1 |  | 1 Year | 903.7 | 0.15 | 768.145
17597 | Salto | AP668363IM38-S- | XS4 ANSI electronic SALLIS wireless 125kHz Proximity deadbolt privacy w/ key override function, Columbo Robotre premium series lever, unhanded, satin stainless finish, for use with 1 3/8" - 1 3/4" thick standard door | 1 |  | 1 Year | 887.4 | 0.15 | 754.29
17598 | Salto | AP668363IM48-S- | XS4 ANSI electronic SALLIS wireless 125kHz Proximity deadbolt privacy w/ key override function, Columbo Robotre premium series lever, unhanded, satin stainless finish, for use with 1 3/4" - 2 1/4" thick door | 1 |  | 1 Year | 887.4 | 0.15 | 754.29
17599 | Salto | AP668363IP38-S- | XS4 ANSI electronic SALLIS wireless 125kHz Proximity deadbolt privacy w/ key override function, Columbo Robotre premium series lever, unhanded, bright stainless steel finish, for use with 1 3/8" - 1 3/4" thick standard door | 1 |  | 1 Year | 903.7 | 0.15 | 768.145
17600 | Salto | AP668363IP48-S- | XS4 ANSI electronic SALLIS wireless 125kHz Proximity deadbolt privacy w/ key override function, Columbo Robotre premium series lever, unhanded, bright stainless steel finish, for use with 1 3/4" - 2 1/4" thick door | 1 |  | 1 Year | 903.7 | 0.15 | 768.145
17601 | Salto | AP668363PP38-S- | XS4 ANSI electronic SALLIS wireless 125kHz Proximity deadbolt privacy w/ key override function, Columbo Robotre premium series lever, unhanded, bright brass finish, for use with 1 3/8" - 1 3/4" thick standard door | 1 |  | 1 Year | 903.7 | 0.15 | 768.145
17602 | Salto | AP668363PP48-S- | XS4 ANSI electronic SALLIS wireless 125kHz Proximity deadbolt privacy w/ key override function, Columbo Robotre premium series lever, unhanded, bright brass finish, for use with 1 3/4" - 2 1/4" thick door | 1 |  | 1 Year | 903.7 | 0.15 | 768.145
17603 | Salto | AP668461IM38-S- | XS4 ANSI electronic SALLIS wireless 125kHz Proximity deadbolt privacy w/ key override function, Columbo Roboquattro premium series lever, unhanded, satin stainless finish, for use with 1 3/8" - 1 3/4" thick standard door | 1 |  | 1 Year | 887.4 | 0.15 | 754.29
17604 | Salto | AP668461IM48-S- | XS4 ANSI electronic SALLIS wireless 125kHz Proximity deadbolt privacy w/ key override function, Columbo Roboquattro premium series lever, unhanded, satin stainless finish, for use with 1 3/4" - 2 1/4" thick door | 1 |  | 1 Year | 887.4 | 0.15 | 754.29
17605 | Salto | AP668461IP38-S- | XS4 ANSI electronic SALLIS wireless 125kHz Proximity deadbolt privacy w/ key override function, Columbo Roboquattro premium series lever, unhanded, bright stainless steel finish, for use with 1 3/8" - 1 3/4" thick standard door | 1 |  | 1 Year | 903.7 | 0.15 | 768.145
17606 | Salto | AP668461IP48-S- | XS4 ANSI electronic SALLIS wireless 125kHz Proximity deadbolt privacy w/ key override function, Columbo Roboquattro premium series lever, unhanded, bright stainless steel finish, for use with 1 3/4" - 2 1/4" thick door | 1 |  | 1 Year | 903.7 | 0.15 | 768.145
17607 | Salto | AP668461PP38-S- | XS4 ANSI electronic SALLIS wireless 125kHz Proximity deadbolt privacy w/ key override function, Columbo Roboquattro premium series lever, unhanded, bright brass finish, for use with 1 3/8" - 1 3/4" thick standard door | 1 |  | 1 Year | 903.7 | 0.15 | 768.145
17608 | Salto | AP668461PP48-S- | XS4 ANSI electronic SALLIS wireless 125kHz Proximity deadbolt privacy w/ key override function, Columbo Roboquattro premium series lever, unhanded, bright brass finish, for use with 1 3/4" - 2 1/4" thick door | 1 |  | 1 Year | 903.7 | 0.15 | 768.145
17609 | Salto | AP668462IM38-S- | XS4 ANSI electronic SALLIS wireless 125kHz Proximity deadbolt privacy w/ key override function, Columbo Roboquattro premium series lever, unhanded, satin stainless finish, for use with 1 3/8" - 1 3/4" thick standard door | 1 |  | 1 Year | 887.4 | 0.15 | 754.29
17610 | Salto | AP668462IM48-S- | XS4 ANSI electronic SALLIS wireless 125kHz Proximity deadbolt privacy w/ key override function, Columbo Roboquattro premium series lever, unhanded, satin stainless finish, for use with 1 3/4" - 2 1/4" thick door | 1 |  | 1 Year | 887.4 | 0.15 | 754.29
17611 | Salto | AP668462IP38-S- | XS4 ANSI electronic SALLIS wireless 125kHz Proximity deadbolt privacy w/ key override function, Columbo Roboquattro premium series lever, unhanded, bright stainless steel finish, for use with 1 3/8" - 1 3/4" thick standard door | 1 |  | 1 Year | 903.7 | 0.15 | 768.145
17612 | Salto | AP668462IP48-S- | XS4 ANSI electronic SALLIS wireless 125kHz Proximity deadbolt privacy w/ key override function, Columbo Roboquattro premium series lever, unhanded, bright stainless steel finish, for use with 1 3/4" - 2 1/4" thick door | 1 |  | 1 Year | 903.7 | 0.15 | 768.145
17613 | Salto | AP668462PP38-S- | XS4 ANSI electronic SALLIS wireless 125kHz Proximity deadbolt privacy w/ key override function, Columbo Roboquattro premium series lever, unhanded, bright brass finish, for use with 1 3/8" - 1 3/4" thick standard door | 1 |  | 1 Year | 903.7 | 0.15 | 768.145
17614 | Salto | AP668462PP48-S- | XS4 ANSI electronic SALLIS wireless 125kHz Proximity deadbolt privacy w/ key override function, Columbo Roboquattro premium series lever, unhanded, bright brass finish, for use with 1 3/4" - 2 1/4" thick door | 1 |  | 1 Year | 903.7 | 0.15 | 768.145
17615 | Salto | AP668463IM38-S- | XS4 ANSI electronic SALLIS wireless 125kHz Proximity deadbolt privacy w/ key override function, Columbo Roboquattro premium series lever, unhanded, satin stainless finish, for use with 1 3/8" - 1 3/4" thick standard door | 1 |  | 1 Year | 887.4 | 0.15 | 754.29
17616 | Salto | AP668463IM48-S- | XS4 ANSI electronic SALLIS wireless 125kHz Proximity deadbolt privacy w/ key override function, Columbo Roboquattro premium series lever, unhanded, satin stainless finish, for use with 1 3/4" - 2 1/4" thick door | 1 |  | 1 Year | 887.4 | 0.15 | 754.29
17617 | Salto | AP668463IP38-S- | XS4 ANSI electronic SALLIS wireless 125kHz Proximity deadbolt privacy w/ key override function, Columbo Roboquattro premium series lever, unhanded, bright stainless steel finish, for use with 1 3/8" - 1 3/4" thick standard door | 1 |  | 1 Year | 903.7 | 0.15 | 768.145
17618 | Salto | AP668463IP48-S- | XS4 ANSI electronic SALLIS wireless 125kHz Proximity deadbolt privacy w/ key override function, Columbo Roboquattro premium series lever, unhanded, bright stainless steel finish, for use with 1 3/4" - 2 1/4" thick door | 1 |  | 1 Year | 903.7 | 0.15 | 768.145
17619 | Salto | AP668463PP38-S- | XS4 ANSI electronic SALLIS wireless 125kHz Proximity deadbolt privacy w/ key override function, Columbo Roboquattro premium series lever, unhanded, bright brass finish, for use with 1 3/8" - 1 3/4" thick standard door | 1 |  | 1 Year | 903.7 | 0.15 | 768.145
17620 | Salto | AP668463PP48-S- | XS4 ANSI electronic SALLIS wireless 125kHz Proximity deadbolt privacy w/ key override function, Columbo Roboquattro premium series lever, unhanded, bright brass finish, for use with 1 3/4" - 2 1/4" thick door | 1 |  | 1 Year | 903.7 | 0.15 | 768.145
17621 | Salto | AP668761IM38-S- | XS4 ANSI electronic SALLIS wireless 125kHz Proximity deadbolt privacy w/ key override function, Columbo Mach premium series lever, unhanded, satin stainless finish, for use with 1 3/8" - 1 3/4" thick standard door | 1 |  | 1 Year | 887.4 | 0.15 | 754.29
17622 | Salto | AP668761IM48-S- | XS4 ANSI electronic SALLIS wireless 125kHz Proximity deadbolt privacy w/ key override function, Columbo Mach premium series lever, unhanded, satin stainless finish, for use with 1 3/4" - 2 1/4" thick door | 1 |  | 1 Year | 887.4 | 0.15 | 754.29
17623 | Salto | AP668761IP38-S- | XS4 ANSI electronic SALLIS wireless 125kHz Proximity deadbolt privacy w/ key override function, Columbo Mach premium series lever, unhanded, bright stainless steel finish, for use with 1 3/8" - 1 3/4" thick standard door | 1 |  | 1 Year | 903.7 | 0.15 | 768.145
17624 | Salto | AP668761IP48-S- | XS4 ANSI electronic SALLIS wireless 125kHz Proximity deadbolt privacy w/ key override function, Columbo Mach premium series lever, unhanded, bright stainless steel finish, for use with 1 3/4" - 2 1/4" thick door | 1 |  | 1 Year | 903.7 | 0.15 | 768.145
17625 | Salto | AP668761PP38-S- | XS4 ANSI electronic SALLIS wireless 125kHz Proximity deadbolt privacy w/ key override function, Columbo Mach premium series lever, unhanded, bright brass finish, for use with 1 3/8" - 1 3/4" thick standard door | 1 |  | 1 Year | 903.7 | 0.15 | 768.145
17626 | Salto | AP668761PP48-S- | XS4 ANSI electronic SALLIS wireless 125kHz Proximity deadbolt privacy w/ key override function, Columbo Mach premium series lever, unhanded, bright brass finish, for use with 1 3/4" - 2 1/4" thick door | 1 |  | 1 Year | 903.7 | 0.15 | 768.145
17627 | Salto | AP668762IM38-S- | XS4 ANSI electronic SALLIS wireless 125kHz Proximity deadbolt privacy w/ key override function, Columbo Mach premium series lever, unhanded, satin stainless finish, for use with 1 3/8" - 1 3/4" thick standard door | 1 |  | 1 Year | 887.4 | 0.15 | 754.29
17628 | Salto | AP668762IM48-S- | XS4 ANSI electronic SALLIS wireless 125kHz Proximity deadbolt privacy w/ key override function, Columbo Mach premium series lever, unhanded, satin stainless finish, for use with 1 3/4" - 2 1/4" thick door | 1 |  | 1 Year | 887.4 | 0.15 | 754.29
17629 | Salto | AP668762IP38-S- | XS4 ANSI electronic SALLIS wireless 125kHz Proximity deadbolt privacy w/ key override function, Columbo Mach premium series lever, unhanded, bright stainless steel finish, for use with 1 3/8" - 1 3/4" thick standard door | 1 |  | 1 Year | 903.7 | 0.15 | 768.145
17630 | Salto | AP668762IP48-S- | XS4 ANSI electronic SALLIS wireless 125kHz Proximity deadbolt privacy w/ key override function, Columbo Mach premium series lever, unhanded, bright stainless steel finish, for use with 1 3/4" - 2 1/4" thick door | 1 |  | 1 Year | 903.7 | 0.15 | 768.145
17631 | Salto | AP668762PP38-S- | XS4 ANSI electronic SALLIS wireless 125kHz Proximity deadbolt privacy w/ key override function, Columbo Mach premium series lever, unhanded, bright brass finish, for use with 1 3/8" - 1 3/4" thick standard door | 1 |  | 1 Year | 903.7 | 0.15 | 768.145
17632 | Salto | AP668762PP48-S- | XS4 ANSI electronic SALLIS wireless 125kHz Proximity deadbolt privacy w/ key override function, Columbo Mach premium series lever, unhanded, bright brass finish, for use with 1 3/4" - 2 1/4" thick door | 1 |  | 1 Year | 903.7 | 0.15 | 768.145
17633 | Salto | AP668763IM38-S- | XS4 ANSI electronic SALLIS wireless 125kHz Proximity deadbolt privacy w/ key override function, Columbo Mach premium series lever, unhanded, satin stainless finish, for use with 1 3/8" - 1 3/4" thick standard door | 1 |  | 1 Year | 887.4 | 0.15 | 754.29
17634 | Salto | AP668763IM48-S- | XS4 ANSI electronic SALLIS wireless 125kHz Proximity deadbolt privacy w/ key override function, Columbo Mach premium series lever, unhanded, satin stainless finish, for use with 1 3/4" - 2 1/4" thick door | 1 |  | 1 Year | 887.4 | 0.15 | 754.29
17635 | Salto | AP668763IP38-S- | XS4 ANSI electronic SALLIS wireless 125kHz Proximity deadbolt privacy w/ key override function, Columbo Mach premium series lever, unhanded, bright stainless steel finish, for use with 1 3/8" - 1 3/4" thick standard door | 1 |  | 1 Year | 903.7 | 0.15 | 768.145
17636 | Salto | AP668763IP48-S- | XS4 ANSI electronic SALLIS wireless 125kHz Proximity deadbolt privacy w/ key override function, Columbo Mach premium series lever, unhanded, bright stainless steel finish, for use with 1 3/4" - 2 1/4" thick door | 1 |  | 1 Year | 903.7 | 0.15 | 768.145
17637 | Salto | AP668763PP38-S- | XS4 ANSI electronic SALLIS wireless 125kHz Proximity deadbolt privacy w/ key override function, Columbo Mach premium series lever, unhanded, bright brass finish, for use with 1 3/8" - 1 3/4" thick standard door | 1 |  | 1 Year | 903.7 | 0.15 | 768.145
17638 | Salto | AP668763PP48-S- | XS4 ANSI electronic SALLIS wireless 125kHz Proximity deadbolt privacy w/ key override function, Columbo Mach premium series lever, unhanded, bright brass finish, for use with 1 3/4" - 2 1/4" thick door | 1 |  | 1 Year | 903.7 | 0.15 | 768.145
17639 | Salto | AP668A61BC38-S- | XS4 ANSI electronic SALLIS wireless 125kHz Proximity deadbolt privacy w/ key override function, A lever, unhanded, BioCote antimicrobial finish, for use with 1 3/8" - 1 3/4" thick standard door | 1 |  | 1 Year | 893.5 | 0.15 | 759.475
17640 | Salto | AP668A61BC48-S- | XS4 ANSI electronic SALLIS wireless 125kHz Proximity deadbolt privacy w/ key override function, A lever, unhanded, BioCote antimicrobial finish, for use with 1 3/4" - 2 1/4" thick door | 1 |  | 1 Year | 893.5 | 0.15 | 759.475
17641 | Salto | AP668A61IA38-S- | XS4 ANSI electronic SALLIS wireless 125kHz Proximity deadbolt privacy w/ key override function, A lever, unhanded, antique brass finish, for use with 1 3/8" - 1 3/4" thick standard door | 1 |  | 1 Year | 893.5 | 0.15 | 759.475
17642 | Salto | AP668A61IA48-S- | XS4 ANSI electronic SALLIS wireless 125kHz Proximity deadbolt privacy w/ key override function, A lever, unhanded, antique brass finish, for use with 1 3/4" - 2 1/4" thick door | 1 |  | 1 Year | 893.5 | 0.15 | 759.475
17643 | Salto | AP668A61IM38-S- | XS4 ANSI electronic SALLIS wireless 125kHz Proximity deadbolt privacy w/ key override function, A lever, unhanded, satin stainless finish, for use with 1 3/8" - 1 3/4" thick standard door | 1 |  | 1 Year | 841.5 | 0.15 | 715.275
17644 | Salto | AP668A61IM48-S- | XS4 ANSI electronic SALLIS wireless 125kHz Proximity deadbolt privacy w/ key override function, A lever, unhanded, satin stainless finish, for use with 1 3/4" - 2 1/4" thick door | 1 |  | 1 Year | 841.5 | 0.15 | 715.275
17645 | Salto | AP668A61IP38-S- | XS4 ANSI electronic SALLIS wireless 125kHz Proximity deadbolt privacy w/ key override function, A lever, unhanded, bright stainless steel finish, for use with 1 3/8" - 1 3/4" thick standard door | 1 |  | 1 Year | 857.8 | 0.15 | 729.13
17646 | Salto | AP668A61IP48-S- | XS4 ANSI electronic SALLIS wireless 125kHz Proximity deadbolt privacy w/ key override function, A lever, unhanded, bright stainless steel finish, for use with 1 3/4" - 2 1/4" thick door | 1 |  | 1 Year | 857.8 | 0.15 | 729.13
17647 | Salto | AP668A61NE38-S- | XS4 ANSI electronic SALLIS wireless 125kHz Proximity deadbolt privacy w/ key override function, A lever, unhanded, black chromium finish, for use with 1 3/8" - 1 3/4" thick standard door | 1 |  | 1 Year | 876.2 | 0.15 | 744.77
17648 | Salto | AP668A61NE48-S- | XS4 ANSI electronic SALLIS wireless 125kHz Proximity deadbolt privacy w/ key override function, A lever, unhanded, black chromium finish, for use with 1 3/4" - 2 1/4" thick door | 1 |  | 1 Year | 876.2 | 0.15 | 744.77
17649 | Salto | AP668A61PM38-S- | XS4 ANSI electronic SALLIS wireless 125kHz Proximity deadbolt privacy w/ key override function, A lever, unhanded, satin brass finish, for use with 1 3/8" - 1 3/4" thick standard door | 1 |  | 1 Year | 841.5 | 0.15 | 715.275
17650 | Salto | AP668A61PM48-S- | XS4 ANSI electronic SALLIS wireless 125kHz Proximity deadbolt privacy w/ key override function, A lever, unhanded, satin brass finish, for use with 1 3/4" - 2 1/4" thick door | 1 |  | 1 Year | 841.5 | 0.15 | 715.275
17651 | Salto | AP668A61PP38-S- | XS4 ANSI electronic SALLIS wireless 125kHz Proximity deadbolt privacy w/ key override function, A lever, unhanded, bright brass finish, for use with 1 3/8" - 1 3/4" thick standard door | 1 |  | 1 Year | 857.8 | 0.15 | 729.13
17652 | Salto | AP668A61PP48-S- | XS4 ANSI electronic SALLIS wireless 125kHz Proximity deadbolt privacy w/ key override function, A lever, unhanded, bright brass finish, for use with 1 3/4" - 2 1/4" thick door | 1 |  | 1 Year | 857.8 | 0.15 | 729.13
17653 | Salto | AP668A62BC38-S- | XS4 ANSI electronic SALLIS wireless 125kHz Proximity deadbolt privacy w/ key override function, A lever, unhanded, BioCote antimicrobial finish, for use with 1 3/8" - 1 3/4" thick standard door | 1 |  | 1 Year | 893.5 | 0.15 | 759.475
17654 | Salto | AP668A62BC48-S- | XS4 ANSI electronic SALLIS wireless 125kHz Proximity deadbolt privacy w/ key override function, A lever, unhanded, BioCote antimicrobial finish, for use with 1 3/4" - 2 1/4" thick door | 1 |  | 1 Year | 893.5 | 0.15 | 759.475
17655 | Salto | AP668A62IA38-S- | XS4 ANSI electronic SALLIS wireless 125kHz Proximity deadbolt privacy w/ key override function, A lever, unhanded, antique brass finish, for use with 1 3/8" - 1 3/4" thick standard door | 1 |  | 1 Year | 893.5 | 0.15 | 759.475
17656 | Salto | AP668A62IA48-S- | XS4 ANSI electronic SALLIS wireless 125kHz Proximity deadbolt privacy w/ key override function, A lever, unhanded, antique brass finish, for use with 1 3/4" - 2 1/4" thick door | 1 |  | 1 Year | 893.5 | 0.15 | 759.475
17657 | Salto | AP668A62IM38-S- | XS4 ANSI electronic SALLIS wireless 125kHz Proximity deadbolt privacy w/ key override function, A lever, unhanded, satin stainless finish, for use with 1 3/8" - 1 3/4" thick standard door | 1 |  | 1 Year | 841.5 | 0.15 | 715.275
17658 | Salto | AP668A62IM48-S- | XS4 ANSI electronic SALLIS wireless 125kHz Proximity deadbolt privacy w/ key override function, A lever, unhanded, satin stainless finish, for use with 1 3/4" - 2 1/4" thick door | 1 |  | 1 Year | 841.5 | 0.15 | 715.275
17659 | Salto | AP668A62IP38-S- | XS4 ANSI electronic SALLIS wireless 125kHz Proximity deadbolt privacy w/ key override function, A lever, unhanded, bright stainless steel finish, for use with 1 3/8" - 1 3/4" thick standard door | 1 |  | 1 Year | 857.8 | 0.15 | 729.13
17660 | Salto | AP668A62IP48-S- | XS4 ANSI electronic SALLIS wireless 125kHz Proximity deadbolt privacy w/ key override function, A lever, unhanded, bright stainless steel finish, for use with 1 3/4" - 2 1/4" thick door | 1 |  | 1 Year | 857.8 | 0.15 | 729.13
17661 | Salto | AP668A62NE38-S- | XS4 ANSI electronic SALLIS wireless 125kHz Proximity deadbolt privacy w/ key override function, A lever, unhanded, black chromium finish, for use with 1 3/8" - 1 3/4" thick standard door | 1 |  | 1 Year | 876.2 | 0.15 | 744.77
17662 | Salto | AP668A62NE48-S- | XS4 ANSI electronic SALLIS wireless 125kHz Proximity deadbolt privacy w/ key override function, A lever, unhanded, black chromium finish, for use with 1 3/4" - 2 1/4" thick door | 1 |  | 1 Year | 876.2 | 0.15 | 744.77
17663 | Salto | AP668A62PM38-S- | XS4 ANSI electronic SALLIS wireless 125kHz Proximity deadbolt privacy w/ key override function, A lever, unhanded, satin brass finish, for use with 1 3/8" - 1 3/4" thick standard door | 1 |  | 1 Year | 841.5 | 0.15 | 715.275
17664 | Salto | AP668A62PM48-S- | XS4 ANSI electronic SALLIS wireless 125kHz Proximity deadbolt privacy w/ key override function, A lever, unhanded, satin brass finish, for use with 1 3/4" - 2 1/4" thick door | 1 |  | 1 Year | 841.5 | 0.15 | 715.275
17665 | Salto | AP668A62PP38-S- | XS4 ANSI electronic SALLIS wireless 125kHz Proximity deadbolt privacy w/ key override function, A lever, unhanded, bright brass finish, for use with 1 3/8" - 1 3/4" thick standard door | 1 |  | 1 Year | 857.8 | 0.15 | 729.13
17666 | Salto | AP668A62PP48-S- | XS4 ANSI electronic SALLIS wireless 125kHz Proximity deadbolt privacy w/ key override function, A lever, unhanded, bright brass finish, for use with 1 3/4" - 2 1/4" thick door | 1 |  | 1 Year | 857.8 | 0.15 | 729.13
17667 | Salto | AP668A63BC38-S- | XS4 ANSI electronic SALLIS wireless 125kHz Proximity deadbolt privacy w/ key override function, A lever, unhanded, BioCote antimicrobial finish, for use with 1 3/8" - 1 3/4" thick standard door | 1 |  | 1 Year | 893.5 | 0.15 | 759.475
17668 | Salto | AP668A63BC48-S- | XS4 ANSI electronic SALLIS wireless 125kHz Proximity deadbolt privacy w/ key override function, A lever, unhanded, BioCote antimicrobial finish, for use with 1 3/4" - 2 1/4" thick door | 1 |  | 1 Year | 893.5 | 0.15 | 759.475
17669 | Salto | AP668A63IA38-S- | XS4 ANSI electronic SALLIS wireless 125kHz Proximity deadbolt privacy w/ key override function, A lever, unhanded, antique brass finish, for use with 1 3/8" - 1 3/4" thick standard door | 1 |  | 1 Year | 893.5 | 0.15 | 759.475
17670 | Salto | AP668A63IA48-S- | XS4 ANSI electronic SALLIS wireless 125kHz Proximity deadbolt privacy w/ key override function, A lever, unhanded, antique brass finish, for use with 1 3/4" - 2 1/4" thick door | 1 |  | 1 Year | 893.5 | 0.15 | 759.475
17671 | Salto | AP668A63IM38-S- | XS4 ANSI electronic SALLIS wireless 125kHz Proximity deadbolt privacy w/ key override function, A lever, unhanded, satin stainless finish, for use with 1 3/8" - 1 3/4" thick standard door | 1 |  | 1 Year | 841.5 | 0.15 | 715.275
17672 | Salto | AP668A63IM48-S- | XS4 ANSI electronic SALLIS wireless 125kHz Proximity deadbolt privacy w/ key override function, A lever, unhanded, satin stainless finish, for use with 1 3/4" - 2 1/4" thick door | 1 |  | 1 Year | 841.5 | 0.15 | 715.275
17673 | Salto | AP668A63IP38-S- | XS4 ANSI electronic SALLIS wireless 125kHz Proximity deadbolt privacy w/ key override function, A lever, unhanded, bright stainless steel finish, for use with 1 3/8" - 1 3/4" thick standard door | 1 |  | 1 Year | 857.8 | 0.15 | 729.13
17674 | Salto | AP668A63IP48-S- | XS4 ANSI electronic SALLIS wireless 125kHz Proximity deadbolt privacy w/ key override function, A lever, unhanded, bright stainless steel finish, for use with 1 3/4" - 2 1/4" thick door | 1 |  | 1 Year | 857.8 | 0.15 | 729.13
17675 | Salto | AP668A63NE38-S- | XS4 ANSI electronic SALLIS wireless 125kHz Proximity deadbolt privacy w/ key override function, A lever, unhanded, black chromium finish, for use with 1 3/8" - 1 3/4" thick standard door | 1 |  | 1 Year | 876.2 | 0.15 | 744.77
17676 | Salto | AP668A63NE48-S- | XS4 ANSI electronic SALLIS wireless 125kHz Proximity deadbolt privacy w/ key override function, A lever, unhanded, black chromium finish, for use with 1 3/4" - 2 1/4" thick door | 1 |  | 1 Year | 876.2 | 0.15 | 744.77
17677 | Salto | AP668A63PM38-S- | XS4 ANSI electronic SALLIS wireless 125kHz Proximity deadbolt privacy w/ key override function, A lever, unhanded, satin brass finish, for use with 1 3/8" - 1 3/4" thick standard door | 1 |  | 1 Year | 841.5 | 0.15 | 715.275
17678 | Salto | AP668A63PM48-S- | XS4 ANSI electronic SALLIS wireless 125kHz Proximity deadbolt privacy w/ key override function, A lever, unhanded, satin brass finish, for use with 1 3/4" - 2 1/4" thick door | 1 |  | 1 Year | 841.5 | 0.15 | 715.275
17679 | Salto | AP668A63PP38-S- | XS4 ANSI electronic SALLIS wireless 125kHz Proximity deadbolt privacy w/ key override function, A lever, unhanded, bright brass finish, for use with 1 3/8" - 1 3/4" thick standard door | 1 |  | 1 Year | 857.8 | 0.15 | 729.13
17680 | Salto | AP668A63PP48-S- | XS4 ANSI electronic SALLIS wireless 125kHz Proximity deadbolt privacy w/ key override function, A lever, unhanded, bright brass finish, for use with 1 3/4" - 2 1/4" thick door | 1 |  | 1 Year | 857.8 | 0.15 | 729.13
17681 | Salto | AP668G61BC38-S- | XS4 ANSI electronic SALLIS wireless 125kHz Proximity deadbolt privacy w/ key override function, G lever, unhanded, BioCote antimicrobial finish, for use with 1 3/8" - 1 3/4" thick standard door | 1 |  | 1 Year | 893.5 | 0.15 | 759.475
17682 | Salto | AP668G61BC48-S- | XS4 ANSI electronic SALLIS wireless 125kHz Proximity deadbolt privacy w/ key override function, G lever, unhanded, BioCote antimicrobial finish, for use with 1 3/4" - 2 1/4" thick door | 1 |  | 1 Year | 893.5 | 0.15 | 759.475
17683 | Salto | AP668G61IM38-S- | XS4 ANSI electronic SALLIS wireless 125kHz Proximity deadbolt privacy w/ key override function, G lever, unhanded, satin stainless finish, for use with 1 3/8" - 1 3/4" thick standard door | 1 |  | 1 Year | 841.5 | 0.15 | 715.275
17684 | Salto | AP668G61IM48-S- | XS4 ANSI electronic SALLIS wireless 125kHz Proximity deadbolt privacy w/ key override function, G lever, unhanded, satin stainless finish, for use with 1 3/4" - 2 1/4" thick door | 1 |  | 1 Year | 841.5 | 0.15 | 715.275
17685 | Salto | AP668G61PM38-S- | XS4 ANSI electronic SALLIS wireless 125kHz Proximity deadbolt privacy w/ key override function, G lever, unhanded, satin brass finish, for use with 1 3/8" - 1 3/4" thick standard door | 1 |  | 1 Year | 841.5 | 0.15 | 715.275
17686 | Salto | AP668G61PM48-S- | XS4 ANSI electronic SALLIS wireless 125kHz Proximity deadbolt privacy w/ key override function, G lever, unhanded, satin brass finish, for use with 1 3/4" - 2 1/4" thick door | 1 |  | 1 Year | 841.5 | 0.15 | 715.275
17687 | Salto | AP668G62BC38-S- | XS4 ANSI electronic SALLIS wireless 125kHz Proximity deadbolt privacy w/ key override function, G lever, unhanded, BioCote antimicrobial finish, for use with 1 3/8" - 1 3/4" thick standard door | 1 |  | 1 Year | 893.5 | 0.15 | 759.475
17688 | Salto | AP668G62BC48-S- | XS4 ANSI electronic SALLIS wireless 125kHz Proximity deadbolt privacy w/ key override function, G lever, unhanded, BioCote antimicrobial finish, for use with 1 3/4" - 2 1/4" thick door | 1 |  | 1 Year | 893.5 | 0.15 | 759.475
17689 | Salto | AP668G62IM38-S- | XS4 ANSI electronic SALLIS wireless 125kHz Proximity deadbolt privacy w/ key override function, G lever, unhanded, satin stainless finish, for use with 1 3/8" - 1 3/4" thick standard door | 1 |  | 1 Year | 841.5 | 0.15 | 715.275
17690 | Salto | AP668G62IM48-S- | XS4 ANSI electronic SALLIS wireless 125kHz Proximity deadbolt privacy w/ key override function, G lever, unhanded, satin stainless finish, for use with 1 3/4" - 2 1/4" thick door | 1 |  | 1 Year | 841.5 | 0.15 | 715.275
17691 | Salto | AP668G62PM38-S- | XS4 ANSI electronic SALLIS wireless 125kHz Proximity deadbolt privacy w/ key override function, G lever, unhanded, satin brass finish, for use with 1 3/8" - 1 3/4" thick standard door | 1 |  | 1 Year | 841.5 | 0.15 | 715.275
17692 | Salto | AP668G62PM48-S- | XS4 ANSI electronic SALLIS wireless 125kHz Proximity deadbolt privacy w/ key override function, G lever, unhanded, satin brass finish, for use with 1 3/4" - 2 1/4" thick door | 1 |  | 1 Year | 841.5 | 0.15 | 715.275
17693 | Salto | AP668G63BC38-S- | XS4 ANSI electronic SALLIS wireless 125kHz Proximity deadbolt privacy w/ key override function, G lever, unhanded, BioCote antimicrobial finish, for use with 1 3/8" - 1 3/4" thick standard door | 1 |  | 1 Year | 893.5 | 0.15 | 759.475
17694 | Salto | AP668G63BC48-S- | XS4 ANSI electronic SALLIS wireless 125kHz Proximity deadbolt privacy w/ key override function, G lever, unhanded, BioCote antimicrobial finish, for use with 1 3/4" - 2 1/4" thick door | 1 |  | 1 Year | 893.5 | 0.15 | 759.475
17695 | Salto | AP668G63IM38-S- | XS4 ANSI electronic SALLIS wireless 125kHz Proximity deadbolt privacy w/ key override function, G lever, unhanded, satin stainless finish, for use with 1 3/8" - 1 3/4" thick standard door | 1 |  | 1 Year | 841.5 | 0.15 | 715.275
17696 | Salto | AP668G63IM48-S- | XS4 ANSI electronic SALLIS wireless 125kHz Proximity deadbolt privacy w/ key override function, G lever, unhanded, satin stainless finish, for use with 1 3/4" - 2 1/4" thick door | 1 |  | 1 Year | 841.5 | 0.15 | 715.275
17697 | Salto | AP668G63PM38-S- | XS4 ANSI electronic SALLIS wireless 125kHz Proximity deadbolt privacy w/ key override function, G lever, unhanded, satin brass finish, for use with 1 3/8" - 1 3/4" thick standard door | 1 |  | 1 Year | 841.5 | 0.15 | 715.275
17698 | Salto | AP668G63PM48-S- | XS4 ANSI electronic SALLIS wireless 125kHz Proximity deadbolt privacy w/ key override function, G lever, unhanded, satin brass finish, for use with 1 3/4" - 2 1/4" thick door | 1 |  | 1 Year | 841.5 | 0.15 | 715.275
17699 | Salto | AP668J61BC38-S- | XS4 ANSI electronic SALLIS wireless 125kHz Proximity deadbolt privacy w/ key override function, J lever, unhanded, BioCote antimicrobial finish, for use with 1 3/8" - 1 3/4" thick standard door | 1 |  | 1 Year | 903.7 | 0.15 | 768.145
17700 | Salto | AP668J61BC48-S- | XS4 ANSI electronic SALLIS wireless 125kHz Proximity deadbolt privacy w/ key override function, J lever, unhanded, BioCote antimicrobial finish, for use with 1 3/4" - 2 1/4" thick door | 1 |  | 1 Year | 903.7 | 0.15 | 768.145
17701 | Salto | AP668J61IA38-S- | XS4 ANSI electronic SALLIS wireless 125kHz Proximity deadbolt privacy w/ key override function, J lever, unhanded, antique brass finish, for use with 1 3/8" - 1 3/4" thick standard door | 1 |  | 1 Year | 903.7 | 0.15 | 768.145
17702 | Salto | AP668J61IA48-S- | XS4 ANSI electronic SALLIS wireless 125kHz Proximity deadbolt privacy w/ key override function, J lever, unhanded, antique brass finish, for use with 1 3/4" - 2 1/4" thick door | 1 |  | 1 Year | 903.7 | 0.15 | 768.145
17703 | Salto | AP668J61IM38-S- | XS4 ANSI electronic SALLIS wireless 125kHz Proximity deadbolt privacy w/ key override function, J lever, unhanded, satin stainless finish, for use with 1 3/8" - 1 3/4" thick standard door | 1 |  | 1 Year | 851.7 | 0.15 | 723.945
17704 | Salto | AP668J61IM48-S- | XS4 ANSI electronic SALLIS wireless 125kHz Proximity deadbolt privacy w/ key override function, J lever, unhanded, satin stainless finish, for use with 1 3/4" - 2 1/4" thick door | 1 |  | 1 Year | 851.7 | 0.15 | 723.945
17705 | Salto | AP668J61NE38-S- | XS4 ANSI electronic SALLIS wireless 125kHz Proximity deadbolt privacy w/ key override function, J lever, unhanded, black chromium finish, for use with 1 3/8" - 1 3/4" thick standard door | 1 |  | 1 Year | 886.4 | 0.15 | 753.44
17706 | Salto | AP668J61NE48-S- | XS4 ANSI electronic SALLIS wireless 125kHz Proximity deadbolt privacy w/ key override function, J lever, unhanded, black chromium finish, for use with 1 3/4" - 2 1/4" thick door | 1 |  | 1 Year | 886.4 | 0.15 | 753.44
17707 | Salto | AP668J61PM38-S- | XS4 ANSI electronic SALLIS wireless 125kHz Proximity deadbolt privacy w/ key override function, J lever, unhanded, satin brass finish, for use with 1 3/8" - 1 3/4" thick standard door | 1 |  | 1 Year | 851.7 | 0.15 | 723.945
17708 | Salto | AP668J61PM48-S- | XS4 ANSI electronic SALLIS wireless 125kHz Proximity deadbolt privacy w/ key override function, J lever, unhanded, satin brass finish, for use with 1 3/4" - 2 1/4" thick door | 1 |  | 1 Year | 851.7 | 0.15 | 723.945
17709 | Salto | AP668J62BC38-S- | XS4 ANSI electronic SALLIS wireless 125kHz Proximity deadbolt privacy w/ key override function, J lever, unhanded, BioCote antimicrobial finish, for use with 1 3/8" - 1 3/4" thick standard door | 1 |  | 1 Year | 903.7 | 0.15 | 768.145
17710 | Salto | AP668J62BC48-S- | XS4 ANSI electronic SALLIS wireless 125kHz Proximity deadbolt privacy w/ key override function, J lever, unhanded, BioCote antimicrobial finish, for use with 1 3/4" - 2 1/4" thick door | 1 |  | 1 Year | 903.7 | 0.15 | 768.145
17711 | Salto | AP668J62IA38-S- | XS4 ANSI electronic SALLIS wireless 125kHz Proximity deadbolt privacy w/ key override function, J lever, unhanded, antique brass finish, for use with 1 3/8" - 1 3/4" thick standard door | 1 |  | 1 Year | 903.7 | 0.15 | 768.145
17712 | Salto | AP668J62IA48-S- | XS4 ANSI electronic SALLIS wireless 125kHz Proximity deadbolt privacy w/ key override function, J lever, unhanded, antique brass finish, for use with 1 3/4" - 2 1/4" thick door | 1 |  | 1 Year | 903.7 | 0.15 | 768.145
17713 | Salto | AP668J62IM38-S- | XS4 ANSI electronic SALLIS wireless 125kHz Proximity deadbolt privacy w/ key override function, J lever, unhanded, satin stainless finish, for use with 1 3/8" - 1 3/4" thick standard door | 1 |  | 1 Year | 851.7 | 0.15 | 723.945
17714 | Salto | AP668J62IM48-S- | XS4 ANSI electronic SALLIS wireless 125kHz Proximity deadbolt privacy w/ key override function, J lever, unhanded, satin stainless finish, for use with 1 3/4" - 2 1/4" thick door | 1 |  | 1 Year | 851.7 | 0.15 | 723.945
17715 | Salto | AP668J62NE38-S- | XS4 ANSI electronic SALLIS wireless 125kHz Proximity deadbolt privacy w/ key override function, J lever, unhanded, black chromium finish, for use with 1 3/8" - 1 3/4" thick standard door | 1 |  | 1 Year | 886.4 | 0.15 | 753.44
17716 | Salto | AP668J62NE48-S- | XS4 ANSI electronic SALLIS wireless 125kHz Proximity deadbolt privacy w/ key override function, J lever, unhanded, black chromium finish, for use with 1 3/4" - 2 1/4" thick door | 1 |  | 1 Year | 886.4 | 0.15 | 753.44
17717 | Salto | AP668J62PM38-S- | XS4 ANSI electronic SALLIS wireless 125kHz Proximity deadbolt privacy w/ key override function, J lever, unhanded, satin brass finish, for use with 1 3/8" - 1 3/4" thick standard door | 1 |  | 1 Year | 851.7 | 0.15 | 723.945
17718 | Salto | AP668J62PM48-S- | XS4 ANSI electronic SALLIS wireless 125kHz Proximity deadbolt privacy w/ key override function, J lever, unhanded, satin brass finish, for use with 1 3/4" - 2 1/4" thick door | 1 |  | 1 Year | 851.7 | 0.15 | 723.945
17719 | Salto | AP668J63BC38-S- | XS4 ANSI electronic SALLIS wireless 125kHz Proximity deadbolt privacy w/ key override function, J lever, unhanded, BioCote antimicrobial finish, for use with 1 3/8" - 1 3/4" thick standard door | 1 |  | 1 Year | 903.7 | 0.15 | 768.145
17720 | Salto | AP668J63BC48-S- | XS4 ANSI electronic SALLIS wireless 125kHz Proximity deadbolt privacy w/ key override function, J lever, unhanded, BioCote antimicrobial finish, for use with 1 3/4" - 2 1/4" thick door | 1 |  | 1 Year | 903.7 | 0.15 | 768.145
17721 | Salto | AP668J63IA38-S- | XS4 ANSI electronic SALLIS wireless 125kHz Proximity deadbolt privacy w/ key override function, J lever, unhanded, antique brass finish, for use with 1 3/8" - 1 3/4" thick standard door | 1 |  | 1 Year | 903.7 | 0.15 | 768.145
17722 | Salto | AP668J63IA48-S- | XS4 ANSI electronic SALLIS wireless 125kHz Proximity deadbolt privacy w/ key override function, J lever, unhanded, antique brass finish, for use with 1 3/4" - 2 1/4" thick door | 1 |  | 1 Year | 903.7 | 0.15 | 768.145
17723 | Salto | AP668J63IM38-S- | XS4 ANSI electronic SALLIS wireless 125kHz Proximity deadbolt privacy w/ key override function, J lever, unhanded, satin stainless finish, for use with 1 3/8" - 1 3/4" thick standard door | 1 |  | 1 Year | 851.7 | 0.15 | 723.945
17724 | Salto | AP668J63IM48-S- | XS4 ANSI electronic SALLIS wireless 125kHz Proximity deadbolt privacy w/ key override function, J lever, unhanded, satin stainless finish, for use with 1 3/4" - 2 1/4" thick door | 1 |  | 1 Year | 851.7 | 0.15 | 723.945
17725 | Salto | AP668J63NE38-S- | XS4 ANSI electronic SALLIS wireless 125kHz Proximity deadbolt privacy w/ key override function, J lever, unhanded, black chromium finish, for use with 1 3/8" - 1 3/4" thick standard door | 1 |  | 1 Year | 886.4 | 0.15 | 753.44
17726 | Salto | AP668J63NE48-S- | XS4 ANSI electronic SALLIS wireless 125kHz Proximity deadbolt privacy w/ key override function, J lever, unhanded, black chromium finish, for use with 1 3/4" - 2 1/4" thick door | 1 |  | 1 Year | 886.4 | 0.15 | 753.44
17727 | Salto | AP668J63PM38-S- | XS4 ANSI electronic SALLIS wireless 125kHz Proximity deadbolt privacy w/ key override function, J lever, unhanded, satin brass finish, for use with 1 3/8" - 1 3/4" thick standard door | 1 |  | 1 Year | 851.7 | 0.15 | 723.945
17728 | Salto | AP668J63PM48-S- | XS4 ANSI electronic SALLIS wireless 125kHz Proximity deadbolt privacy w/ key override function, J lever, unhanded, satin brass finish, for use with 1 3/4" - 2 1/4" thick door | 1 |  | 1 Year | 851.7 | 0.15 | 723.945
17729 | Salto | AP668K61IM38LS- | XS4 ANSI electronic SALLIS wireless 125kHz Proximity deadbolt privacy w/ key override function, K lever, left handed, satin stainless finish, for use with 1 3/8" - 1 3/4" thick standard door | 1 |  | 1 Year | 851.7 | 0.15 | 723.945
17730 | Salto | AP668K61IM38RS- | XS4 ANSI electronic SALLIS wireless 125kHz Proximity deadbolt privacy w/ key override function, K lever, right handed, satin stainless finish, for use with 1 3/8" - 1 3/4" thick standard door | 1 |  | 1 Year | 851.7 | 0.15 | 723.945
17731 | Salto | AP668K61IM48LS- | XS4 ANSI electronic SALLIS wireless 125kHz Proximity deadbolt privacy w/ key override function, K lever, left handed, satin stainless finish, for use with 1 3/4" - 2 1/4" thick door | 1 |  | 1 Year | 851.7 | 0.15 | 723.945
17732 | Salto | AP668K61IM48RS- | XS4 ANSI electronic SALLIS wireless 125kHz Proximity deadbolt privacy w/ key override function, K lever, right handed, satin stainless finish, for use with 1 3/4" - 2 1/4" thick door | 1 |  | 1 Year | 851.7 | 0.15 | 723.945
17733 | Salto | AP668K61IP38LS- | XS4 ANSI electronic SALLIS wireless 125kHz Proximity deadbolt privacy w/ key override function, K lever, left handed, bright stainless steel finish, for use with 1 3/8" - 1 3/4" thick standard door | 1 |  | 1 Year | 868 | 0.15 | 737.8
17734 | Salto | AP668K61IP38RS- | XS4 ANSI electronic SALLIS wireless 125kHz Proximity deadbolt privacy w/ key override function, K lever, right handed, bright stainless steel finish, for use with 1 3/8" - 1 3/4" thick standard door | 1 |  | 1 Year | 868 | 0.15 | 737.8
17735 | Salto | AP668K61IP48LS- | XS4 ANSI electronic SALLIS wireless 125kHz Proximity deadbolt privacy w/ key override function, K lever, left handed, bright stainless steel finish, for use with 1 3/4" - 2 1/4" thick door | 1 |  | 1 Year | 868 | 0.15 | 737.8
17736 | Salto | AP668K61IP48RS- | XS4 ANSI electronic SALLIS wireless 125kHz Proximity deadbolt privacy w/ key override function, K lever, right handed, bright stainless steel finish, for use with 1 3/4" - 2 1/4" thick door | 1 |  | 1 Year | 868 | 0.15 | 737.8
17737 | Salto | AP668K61PP38LS- | XS4 ANSI electronic SALLIS wireless 125kHz Proximity deadbolt privacy w/ key override function, K lever, left handed, bright brass finish, for use with 1 3/8" - 1 3/4" thick standard door | 1 |  | 1 Year | 868 | 0.15 | 737.8
17738 | Salto | AP668K61PP38RS- | XS4 ANSI electronic SALLIS wireless 125kHz Proximity deadbolt privacy w/ key override function, K lever, right handed, bright brass finish, for use with 1 3/8" - 1 3/4" thick standard door | 1 |  | 1 Year | 868 | 0.15 | 737.8
17739 | Salto | AP668K61PP48LS- | XS4 ANSI electronic SALLIS wireless 125kHz Proximity deadbolt privacy w/ key override function, K lever, left handed, bright brass finish, for use with 1 3/4" - 2 1/4" thick door | 1 |  | 1 Year | 868 | 0.15 | 737.8
17740 | Salto | AP668K61PP48RS- | XS4 ANSI electronic SALLIS wireless 125kHz Proximity deadbolt privacy w/ key override function, K lever, right handed, bright brass finish, for use with 1 3/4" - 2 1/4" thick door | 1 |  | 1 Year | 868 | 0.15 | 737.8
17741 | Salto | AP668K62IM38LS- | XS4 ANSI electronic SALLIS wireless 125kHz Proximity deadbolt privacy w/ key override function, K lever, left handed, satin stainless finish, for use with 1 3/8" - 1 3/4" thick standard door | 1 |  | 1 Year | 851.7 | 0.15 | 723.945
17742 | Salto | AP668K62IM38RS- | XS4 ANSI electronic SALLIS wireless 125kHz Proximity deadbolt privacy w/ key override function, K lever, right handed, satin stainless finish, for use with 1 3/8" - 1 3/4" thick standard door | 1 |  | 1 Year | 851.7 | 0.15 | 723.945
17743 | Salto | AP668K62IM48LS- | XS4 ANSI electronic SALLIS wireless 125kHz Proximity deadbolt privacy w/ key override function, K lever, left handed, satin stainless finish, for use with 1 3/4" - 2 1/4" thick door | 1 |  | 1 Year | 851.7 | 0.15 | 723.945
17744 | Salto | AP668K62IM48RS- | XS4 ANSI electronic SALLIS wireless 125kHz Proximity deadbolt privacy w/ key override function, K lever, right handed, satin stainless finish, for use with 1 3/4" - 2 1/4" thick door | 1 |  | 1 Year | 851.7 | 0.15 | 723.945
17745 | Salto | AP668K62IP38LS- | XS4 ANSI electronic SALLIS wireless 125kHz Proximity deadbolt privacy w/ key override function, K lever, left handed, bright stainless steel finish, for use with 1 3/8" - 1 3/4" thick standard door | 1 |  | 1 Year | 868 | 0.15 | 737.8
17746 | Salto | AP668K62IP38RS- | XS4 ANSI electronic SALLIS wireless 125kHz Proximity deadbolt privacy w/ key override function, K lever, right handed, bright stainless steel finish, for use with 1 3/8" - 1 3/4" thick standard door | 1 |  | 1 Year | 868 | 0.15 | 737.8
17747 | Salto | AP668K62IP48LS- | XS4 ANSI electronic SALLIS wireless 125kHz Proximity deadbolt privacy w/ key override function, K lever, left handed, bright stainless steel finish, for use with 1 3/4" - 2 1/4" thick door | 1 |  | 1 Year | 868 | 0.15 | 737.8
17748 | Salto | AP668K62IP48RS- | XS4 ANSI electronic SALLIS wireless 125kHz Proximity deadbolt privacy w/ key override function, K lever, right handed, bright stainless steel finish, for use with 1 3/4" - 2 1/4" thick door | 1 |  | 1 Year | 868 | 0.15 | 737.8
17749 | Salto | AP668K62PP38LS- | XS4 ANSI electronic SALLIS wireless 125kHz Proximity deadbolt privacy w/ key override function, K lever, left handed, bright brass finish, for use with 1 3/8" - 1 3/4" thick standard door | 1 |  | 1 Year | 868 | 0.15 | 737.8
17750 | Salto | AP668K62PP38RS- | XS4 ANSI electronic SALLIS wireless 125kHz Proximity deadbolt privacy w/ key override function, K lever, right handed, bright brass finish, for use with 1 3/8" - 1 3/4" thick standard door | 1 |  | 1 Year | 868 | 0.15 | 737.8
17751 | Salto | AP668K62PP48LS- | XS4 ANSI electronic SALLIS wireless 125kHz Proximity deadbolt privacy w/ key override function, K lever, left handed, bright brass finish, for use with 1 3/4" - 2 1/4" thick door | 1 |  | 1 Year | 868 | 0.15 | 737.8
17752 | Salto | AP668K62PP48RS- | XS4 ANSI electronic SALLIS wireless 125kHz Proximity deadbolt privacy w/ key override function, K lever, right handed, bright brass finish, for use with 1 3/4" - 2 1/4" thick door | 1 |  | 1 Year | 868 | 0.15 | 737.8
17753 | Salto | AP668K63IM38LS- | XS4 ANSI electronic SALLIS wireless 125kHz Proximity deadbolt privacy w/ key override function, K lever, left handed, satin stainless finish, for use with 1 3/8" - 1 3/4" thick standard door | 1 |  | 1 Year | 851.7 | 0.15 | 723.945
17754 | Salto | AP668K63IM38RS- | XS4 ANSI electronic SALLIS wireless 125kHz Proximity deadbolt privacy w/ key override function, K lever, right handed, satin stainless finish, for use with 1 3/8" - 1 3/4" thick standard door | 1 |  | 1 Year | 851.7 | 0.15 | 723.945
17755 | Salto | AP668K63IM48LS- | XS4 ANSI electronic SALLIS wireless 125kHz Proximity deadbolt privacy w/ key override function, K lever, left handed, satin stainless finish, for use with 1 3/4" - 2 1/4" thick door | 1 |  | 1 Year | 851.7 | 0.15 | 723.945
17756 | Salto | AP668K63IM48RS- | XS4 ANSI electronic SALLIS wireless 125kHz Proximity deadbolt privacy w/ key override function, K lever, right handed, satin stainless finish, for use with 1 3/4" - 2 1/4" thick door | 1 |  | 1 Year | 851.7 | 0.15 | 723.945
17757 | Salto | AP668K63IP38LS- | XS4 ANSI electronic SALLIS wireless 125kHz Proximity deadbolt privacy w/ key override function, K lever, left handed, bright stainless steel finish, for use with 1 3/8" - 1 3/4" thick standard door | 1 |  | 1 Year | 868 | 0.15 | 737.8
17758 | Salto | AP668K63IP38RS- | XS4 ANSI electronic SALLIS wireless 125kHz Proximity deadbolt privacy w/ key override function, K lever, right handed, bright stainless steel finish, for use with 1 3/8" - 1 3/4" thick standard door | 1 |  | 1 Year | 868 | 0.15 | 737.8
17759 | Salto | AP668K63IP48LS- | XS4 ANSI electronic SALLIS wireless 125kHz Proximity deadbolt privacy w/ key override function, K lever, left handed, bright stainless steel finish, for use with 1 3/4" - 2 1/4" thick door | 1 |  | 1 Year | 868 | 0.15 | 737.8
17760 | Salto | AP668K63IP48RS- | XS4 ANSI electronic SALLIS wireless 125kHz Proximity deadbolt privacy w/ key override function, K lever, right handed, bright stainless steel finish, for use with 1 3/4" - 2 1/4" thick door | 1 |  | 1 Year | 868 | 0.15 | 737.8
17761 | Salto | AP668K63PP38LS- | XS4 ANSI electronic SALLIS wireless 125kHz Proximity deadbolt privacy w/ key override function, K lever, left handed, bright brass finish, for use with 1 3/8" - 1 3/4" thick standard door | 1 |  | 1 Year | 868 | 0.15 | 737.8
17762 | Salto | AP668K63PP38RS- | XS4 ANSI electronic SALLIS wireless 125kHz Proximity deadbolt privacy w/ key override function, K lever, right handed, bright brass finish, for use with 1 3/8" - 1 3/4" thick standard door | 1 |  | 1 Year | 868 | 0.15 | 737.8
17763 | Salto | AP668K63PP48LS- | XS4 ANSI electronic SALLIS wireless 125kHz Proximity deadbolt privacy w/ key override function, K lever, left handed, bright brass finish, for use with 1 3/4" - 2 1/4" thick door | 1 |  | 1 Year | 868 | 0.15 | 737.8
17764 | Salto | AP668K63PP48RS- | XS4 ANSI electronic SALLIS wireless 125kHz Proximity deadbolt privacy w/ key override function, K lever, right handed, bright brass finish, for use with 1 3/4" - 2 1/4" thick door | 1 |  | 1 Year | 868 | 0.15 | 737.8
17765 | Salto | AP668L61BC38-S- | XS4 ANSI electronic SALLIS wireless 125kHz Proximity deadbolt privacy w/ key override function, L lever, unhanded, BioCote antimicrobial finish, for use with 1 3/8" - 1 3/4" thick standard door | 1 |  | 1 Year | 893.5 | 0.15 | 759.475
17766 | Salto | AP668L61BC48-S- | XS4 ANSI electronic SALLIS wireless 125kHz Proximity deadbolt privacy w/ key override function, L lever, unhanded, BioCote antimicrobial finish, for use with 1 3/4" - 2 1/4" thick door | 1 |  | 1 Year | 893.5 | 0.15 | 759.475
17767 | Salto | AP668L61IA38-S- | XS4 ANSI electronic SALLIS wireless 125kHz Proximity deadbolt privacy w/ key override function, L lever, unhanded, antique brass finish, for use with 1 3/8" - 1 3/4" thick standard door | 1 |  | 1 Year | 893.5 | 0.15 | 759.475
17768 | Salto | AP668L61IA48-S- | XS4 ANSI electronic SALLIS wireless 125kHz Proximity deadbolt privacy w/ key override function, L lever, unhanded, antique brass finish, for use with 1 3/4" - 2 1/4" thick door | 1 |  | 1 Year | 893.5 | 0.15 | 759.475
17769 | Salto | AP668L61IM38-S- | XS4 ANSI electronic SALLIS wireless 125kHz Proximity deadbolt privacy w/ key override function, L lever, unhanded, satin stainless finish, for use with 1 3/8" - 1 3/4" thick standard door | 1 |  | 1 Year | 841.5 | 0.15 | 715.275
17770 | Salto | AP668L61IM48-S- | XS4 ANSI electronic SALLIS wireless 125kHz Proximity deadbolt privacy w/ key override function, L lever, unhanded, satin stainless finish, for use with 1 3/4" - 2 1/4" thick door | 1 |  | 1 Year | 841.5 | 0.15 | 715.275
17771 | Salto | AP668L61IP38-S- | XS4 ANSI electronic SALLIS wireless 125kHz Proximity deadbolt privacy w/ key override function, L lever, unhanded, bright stainless steel finish, for use with 1 3/8" - 1 3/4" thick standard door | 1 |  | 1 Year | 857.8 | 0.15 | 729.13
17772 | Salto | AP668L61IP48-S- | XS4 ANSI electronic SALLIS wireless 125kHz Proximity deadbolt privacy w/ key override function, L lever, unhanded, bright stainless steel finish, for use with 1 3/4" - 2 1/4" thick door | 1 |  | 1 Year | 857.8 | 0.15 | 729.13
17773 | Salto | AP668L61NE38-S- | XS4 ANSI electronic SALLIS wireless 125kHz Proximity deadbolt privacy w/ key override function, L lever, unhanded, black chromium finish, for use with 1 3/8" - 1 3/4" thick standard door | 1 |  | 1 Year | 876.2 | 0.15 | 744.77
17774 | Salto | AP668L61NE48-S- | XS4 ANSI electronic SALLIS wireless 125kHz Proximity deadbolt privacy w/ key override function, L lever, unhanded, black chromium finish, for use with 1 3/4" - 2 1/4" thick door | 1 |  | 1 Year | 876.2 | 0.15 | 744.77
17775 | Salto | AP668L61PM38-S- | XS4 ANSI electronic SALLIS wireless 125kHz Proximity deadbolt privacy w/ key override function, L lever, unhanded, satin brass finish, for use with 1 3/8" - 1 3/4" thick standard door | 1 |  | 1 Year | 841.5 | 0.15 | 715.275
17776 | Salto | AP668L61PM48-S- | XS4 ANSI electronic SALLIS wireless 125kHz Proximity deadbolt privacy w/ key override function, L lever, unhanded, satin brass finish, for use with 1 3/4" - 2 1/4" thick door | 1 |  | 1 Year | 841.5 | 0.15 | 715.275
17777 | Salto | AP668L61PP38-S- | XS4 ANSI electronic SALLIS wireless 125kHz Proximity deadbolt privacy w/ key override function, L lever, unhanded, bright brass finish, for use with 1 3/8" - 1 3/4" thick standard door | 1 |  | 1 Year | 857.8 | 0.15 | 729.13
17778 | Salto | AP668L61PP48-S- | XS4 ANSI electronic SALLIS wireless 125kHz Proximity deadbolt privacy w/ key override function, L lever, unhanded, bright brass finish, for use with 1 3/4" - 2 1/4" thick door | 1 |  | 1 Year | 857.8 | 0.15 | 729.13
17779 | Salto | AP668L62BC38-S- | XS4 ANSI electronic SALLIS wireless 125kHz Proximity deadbolt privacy w/ key override function, L lever, unhanded, BioCote antimicrobial finish, for use with 1 3/8" - 1 3/4" thick standard door | 1 |  | 1 Year | 893.5 | 0.15 | 759.475
17780 | Salto | AP668L62BC48-S- | XS4 ANSI electronic SALLIS wireless 125kHz Proximity deadbolt privacy w/ key override function, L lever, unhanded, BioCote antimicrobial finish, for use with 1 3/4" - 2 1/4" thick door | 1 |  | 1 Year | 893.5 | 0.15 | 759.475
17781 | Salto | AP668L62IA38-S- | XS4 ANSI electronic SALLIS wireless 125kHz Proximity deadbolt privacy w/ key override function, L lever, unhanded, antique brass finish, for use with 1 3/8" - 1 3/4" thick standard door | 1 |  | 1 Year | 893.5 | 0.15 | 759.475
17782 | Salto | AP668L62IA48-S- | XS4 ANSI electronic SALLIS wireless 125kHz Proximity deadbolt privacy w/ key override function, L lever, unhanded, antique brass finish, for use with 1 3/4" - 2 1/4" thick door | 1 |  | 1 Year | 893.5 | 0.15 | 759.475
17783 | Salto | AP668L62IM38-S- | XS4 ANSI electronic SALLIS wireless 125kHz Proximity deadbolt privacy w/ key override function, L lever, unhanded, satin stainless finish, for use with 1 3/8" - 1 3/4" thick standard door | 1 |  | 1 Year | 841.5 | 0.15 | 715.275
17784 | Salto | AP668L62IM48-S- | XS4 ANSI electronic SALLIS wireless 125kHz Proximity deadbolt privacy w/ key override function, L lever, unhanded, satin stainless finish, for use with 1 3/4" - 2 1/4" thick door | 1 |  | 1 Year | 841.5 | 0.15 | 715.275
17785 | Salto | AP668L62IP38-S- | XS4 ANSI electronic SALLIS wireless 125kHz Proximity deadbolt privacy w/ key override function, L lever, unhanded, bright stainless steel finish, for use with 1 3/8" - 1 3/4" thick standard door | 1 |  | 1 Year | 857.8 | 0.15 | 729.13
17786 | Salto | AP668L62IP48-S- | XS4 ANSI electronic SALLIS wireless 125kHz Proximity deadbolt privacy w/ key override function, L lever, unhanded, bright stainless steel finish, for use with 1 3/4" - 2 1/4" thick door | 1 |  | 1 Year | 857.8 | 0.15 | 729.13
17787 | Salto | AP668L62NE38-S- | XS4 ANSI electronic SALLIS wireless 125kHz Proximity deadbolt privacy w/ key override function, L lever, unhanded, black chromium finish, for use with 1 3/8" - 1 3/4" thick standard door | 1 |  | 1 Year | 876.2 | 0.15 | 744.77
17788 | Salto | AP668L62NE48-S- | XS4 ANSI electronic SALLIS wireless 125kHz Proximity deadbolt privacy w/ key override function, L lever, unhanded, black chromium finish, for use with 1 3/4" - 2 1/4" thick door | 1 |  | 1 Year | 876.2 | 0.15 | 744.77
17789 | Salto | AP668L62PM38-S- | XS4 ANSI electronic SALLIS wireless 125kHz Proximity deadbolt privacy w/ key override function, L lever, unhanded, satin brass finish, for use with 1 3/8" - 1 3/4" thick standard door | 1 |  | 1 Year | 841.5 | 0.15 | 715.275
17790 | Salto | AP668L62PM48-S- | XS4 ANSI electronic SALLIS wireless 125kHz Proximity deadbolt privacy w/ key override function, L lever, unhanded, satin brass finish, for use with 1 3/4" - 2 1/4" thick door | 1 |  | 1 Year | 841.5 | 0.15 | 715.275
17791 | Salto | AP668L62PP38-S- | XS4 ANSI electronic SALLIS wireless 125kHz Proximity deadbolt privacy w/ key override function, L lever, unhanded, bright brass finish, for use with 1 3/8" - 1 3/4" thick standard door | 1 |  | 1 Year | 857.8 | 0.15 | 729.13
17792 | Salto | AP668L62PP48-S- | XS4 ANSI electronic SALLIS wireless 125kHz Proximity deadbolt privacy w/ key override function, L lever, unhanded, bright brass finish, for use with 1 3/4" - 2 1/4" thick door | 1 |  | 1 Year | 857.8 | 0.15 | 729.13
17793 | Salto | AP668L63BC38-S- | XS4 ANSI electronic SALLIS wireless 125kHz Proximity deadbolt privacy w/ key override function, L lever, unhanded, BioCote antimicrobial finish, for use with 1 3/8" - 1 3/4" thick standard door | 1 |  | 1 Year | 893.5 | 0.15 | 759.475
17794 | Salto | AP668L63BC48-S- | XS4 ANSI electronic SALLIS wireless 125kHz Proximity deadbolt privacy w/ key override function, L lever, unhanded, BioCote antimicrobial finish, for use with 1 3/4" - 2 1/4" thick door | 1 |  | 1 Year | 893.5 | 0.15 | 759.475
17795 | Salto | AP668L63IA38-S- | XS4 ANSI electronic SALLIS wireless 125kHz Proximity deadbolt privacy w/ key override function, L lever, unhanded, antique brass finish, for use with 1 3/8" - 1 3/4" thick standard door | 1 |  | 1 Year | 893.5 | 0.15 | 759.475
17796 | Salto | AP668L63IA48-S- | XS4 ANSI electronic SALLIS wireless 125kHz Proximity deadbolt privacy w/ key override function, L lever, unhanded, antique brass finish, for use with 1 3/4" - 2 1/4" thick door | 1 |  | 1 Year | 893.5 | 0.15 | 759.475
17797 | Salto | AP668L63IM38-S- | XS4 ANSI electronic SALLIS wireless 125kHz Proximity deadbolt privacy w/ key override function, L lever, unhanded, satin stainless finish, for use with 1 3/8" - 1 3/4" thick standard door | 1 |  | 1 Year | 841.5 | 0.15 | 715.275
17798 | Salto | AP668L63IM48-S- | XS4 ANSI electronic SALLIS wireless 125kHz Proximity deadbolt privacy w/ key override function, L lever, unhanded, satin stainless finish, for use with 1 3/4" - 2 1/4" thick door | 1 |  | 1 Year | 841.5 | 0.15 | 715.275
17799 | Salto | AP668L63IP38-S- | XS4 ANSI electronic SALLIS wireless 125kHz Proximity deadbolt privacy w/ key override function, L lever, unhanded, bright stainless steel finish, for use with 1 3/8" - 1 3/4" thick standard door | 1 |  | 1 Year | 857.8 | 0.15 | 729.13
17800 | Salto | AP668L63IP48-S- | XS4 ANSI electronic SALLIS wireless 125kHz Proximity deadbolt privacy w/ key override function, L lever, unhanded, bright stainless steel finish, for use with 1 3/4" - 2 1/4" thick door | 1 |  | 1 Year | 857.8 | 0.15 | 729.13
17801 | Salto | AP668L63NE38-S- | XS4 ANSI electronic SALLIS wireless 125kHz Proximity deadbolt privacy w/ key override function, L lever, unhanded, black chromium finish, for use with 1 3/8" - 1 3/4" thick standard door | 1 |  | 1 Year | 876.2 | 0.15 | 744.77
17802 | Salto | AP668L63NE48-S- | XS4 ANSI electronic SALLIS wireless 125kHz Proximity deadbolt privacy w/ key override function, L lever, unhanded, black chromium finish, for use with 1 3/4" - 2 1/4" thick door | 1 |  | 1 Year | 876.2 | 0.15 | 744.77
17803 | Salto | AP668L63PM38-S- | XS4 ANSI electronic SALLIS wireless 125kHz Proximity deadbolt privacy w/ key override function, L lever, unhanded, satin brass finish, for use with 1 3/8" - 1 3/4" thick standard door | 1 |  | 1 Year | 841.5 | 0.15 | 715.275
17804 | Salto | AP668L63PM48-S- | XS4 ANSI electronic SALLIS wireless 125kHz Proximity deadbolt privacy w/ key override function, L lever, unhanded, satin brass finish, for use with 1 3/4" - 2 1/4" thick door | 1 |  | 1 Year | 841.5 | 0.15 | 715.275
17805 | Salto | AP668L63PP38-S- | XS4 ANSI electronic SALLIS wireless 125kHz Proximity deadbolt privacy w/ key override function, L lever, unhanded, bright brass finish, for use with 1 3/8" - 1 3/4" thick standard door | 1 |  | 1 Year | 857.8 | 0.15 | 729.13
17806 | Salto | AP668L63PP48-S- | XS4 ANSI electronic SALLIS wireless 125kHz Proximity deadbolt privacy w/ key override function, L lever, unhanded, bright brass finish, for use with 1 3/4" - 2 1/4" thick door | 1 |  | 1 Year | 857.8 | 0.15 | 729.13
17807 | Salto | AP668N61BC38-S- | XS4 ANSI electronic SALLIS wireless 125kHz Proximity deadbolt privacy w/ key override function, N lever, unhanded, BioCote antimicrobial finish, for use with 1 3/8" - 1 3/4" thick standard door | 1 |  | 1 Year | 893.5 | 0.15 | 759.475
17808 | Salto | AP668N61BC48-S- | XS4 ANSI electronic SALLIS wireless 125kHz Proximity deadbolt privacy w/ key override function, N lever, unhanded, BioCote antimicrobial finish, for use with 1 3/4" - 2 1/4" thick door | 1 |  | 1 Year | 893.5 | 0.15 | 759.475
17809 | Salto | AP668N61IM38-S- | XS4 ANSI electronic SALLIS wireless 125kHz Proximity deadbolt privacy w/ key override function, N lever, unhanded, satin stainless finish, for use with 1 3/8" - 1 3/4" thick standard door | 1 |  | 1 Year | 841.5 | 0.15 | 715.275
17810 | Salto | AP668N61IM48-S- | XS4 ANSI electronic SALLIS wireless 125kHz Proximity deadbolt privacy w/ key override function, N lever, unhanded, satin stainless finish, for use with 1 3/4" - 2 1/4" thick door | 1 |  | 1 Year | 841.5 | 0.15 | 715.275
17811 | Salto | AP668N61PM38-S- | XS4 ANSI electronic SALLIS wireless 125kHz Proximity deadbolt privacy w/ key override function, N lever, unhanded, satin brass finish, for use with 1 3/8" - 1 3/4" thick standard door | 1 |  | 1 Year | 841.5 | 0.15 | 715.275
17812 | Salto | AP668N61PM48-S- | XS4 ANSI electronic SALLIS wireless 125kHz Proximity deadbolt privacy w/ key override function, N lever, unhanded, satin brass finish, for use with 1 3/4" - 2 1/4" thick door | 1 |  | 1 Year | 841.5 | 0.15 | 715.275
17813 | Salto | AP668N62BC38-S- | XS4 ANSI electronic SALLIS wireless 125kHz Proximity deadbolt privacy w/ key override function, N lever, unhanded, BioCote antimicrobial finish, for use with 1 3/8" - 1 3/4" thick standard door | 1 |  | 1 Year | 893.5 | 0.15 | 759.475
17814 | Salto | AP668N62BC48-S- | XS4 ANSI electronic SALLIS wireless 125kHz Proximity deadbolt privacy w/ key override function, N lever, unhanded, BioCote antimicrobial finish, for use with 1 3/4" - 2 1/4" thick door | 1 |  | 1 Year | 893.5 | 0.15 | 759.475
17815 | Salto | AP668N62IM38-S- | XS4 ANSI electronic SALLIS wireless 125kHz Proximity deadbolt privacy w/ key override function, N lever, unhanded, satin stainless finish, for use with 1 3/8" - 1 3/4" thick standard door | 1 |  | 1 Year | 841.5 | 0.15 | 715.275
17816 | Salto | AP668N62IM48-S- | XS4 ANSI electronic SALLIS wireless 125kHz Proximity deadbolt privacy w/ key override function, N lever, unhanded, satin stainless finish, for use with 1 3/4" - 2 1/4" thick door | 1 |  | 1 Year | 841.5 | 0.15 | 715.275
17817 | Salto | AP668N62PM38-S- | XS4 ANSI electronic SALLIS wireless 125kHz Proximity deadbolt privacy w/ key override function, N lever, unhanded, satin brass finish, for use with 1 3/8" - 1 3/4" thick standard door | 1 |  | 1 Year | 841.5 | 0.15 | 715.275
17818 | Salto | AP668N62PM48-S- | XS4 ANSI electronic SALLIS wireless 125kHz Proximity deadbolt privacy w/ key override function, N lever, unhanded, satin brass finish, for use with 1 3/4" - 2 1/4" thick door | 1 |  | 1 Year | 841.5 | 0.15 | 715.275
17819 | Salto | AP668N63BC38-S- | XS4 ANSI electronic SALLIS wireless 125kHz Proximity deadbolt privacy w/ key override function, N lever, unhanded, BioCote antimicrobial finish, for use with 1 3/8" - 1 3/4" thick standard door | 1 |  | 1 Year | 893.5 | 0.15 | 759.475
17820 | Salto | AP668N63BC48-S- | XS4 ANSI electronic SALLIS wireless 125kHz Proximity deadbolt privacy w/ key override function, N lever, unhanded, BioCote antimicrobial finish, for use with 1 3/4" - 2 1/4" thick door | 1 |  | 1 Year | 893.5 | 0.15 | 759.475
17821 | Salto | AP668N63IM38-S- | XS4 ANSI electronic SALLIS wireless 125kHz Proximity deadbolt privacy w/ key override function, N lever, unhanded, satin stainless finish, for use with 1 3/8" - 1 3/4" thick standard door | 1 |  | 1 Year | 841.5 | 0.15 | 715.275
17822 | Salto | AP668N63IM48-S- | XS4 ANSI electronic SALLIS wireless 125kHz Proximity deadbolt privacy w/ key override function, N lever, unhanded, satin stainless finish, for use with 1 3/4" - 2 1/4" thick door | 1 |  | 1 Year | 841.5 | 0.15 | 715.275
17823 | Salto | AP668N63PM38-S- | XS4 ANSI electronic SALLIS wireless 125kHz Proximity deadbolt privacy w/ key override function, N lever, unhanded, satin brass finish, for use with 1 3/8" - 1 3/4" thick standard door | 1 |  | 1 Year | 841.5 | 0.15 | 715.275
17824 | Salto | AP668N63PM48-S- | XS4 ANSI electronic SALLIS wireless 125kHz Proximity deadbolt privacy w/ key override function, N lever, unhanded, satin brass finish, for use with 1 3/4" - 2 1/4" thick door | 1 |  | 1 Year | 841.5 | 0.15 | 715.275
17825 | Salto | AP668O61IA38LS- | XS4 ANSI electronic SALLIS wireless 125kHz Proximity deadbolt privacy w/ key override function, O lever, left handed, antique brass finish, for use with 1 3/8" - 1 3/4" thick standard door | 1 |  | 1 Year | 903.7 | 0.15 | 768.145
17826 | Salto | AP668O61IA38RS- | XS4 ANSI electronic SALLIS wireless 125kHz Proximity deadbolt privacy w/ key override function, O lever, right handed, antique brass finish, for use with 1 3/8" - 1 3/4" thick standard door | 1 |  | 1 Year | 903.7 | 0.15 | 768.145
17827 | Salto | AP668O61IA48LS- | XS4 ANSI electronic SALLIS wireless 125kHz Proximity deadbolt privacy w/ key override function, O lever, left handed, antique brass finish, for use with 1 3/4" - 2 1/4" thick door | 1 |  | 1 Year | 903.7 | 0.15 | 768.145
17828 | Salto | AP668O61IA48RS- | XS4 ANSI electronic SALLIS wireless 125kHz Proximity deadbolt privacy w/ key override function, O lever, right handed, antique brass finish, for use with 1 3/4" - 2 1/4" thick door | 1 |  | 1 Year | 903.7 | 0.15 | 768.145
17829 | Salto | AP668O61IM38LS- | XS4 ANSI electronic SALLIS wireless 125kHz Proximity deadbolt privacy w/ key override function, O lever, left handed, satin stainless finish, for use with 1 3/8" - 1 3/4" thick standard door | 1 |  | 1 Year | 851.7 | 0.15 | 723.945
17830 | Salto | AP668O61IM38RS- | XS4 ANSI electronic SALLIS wireless 125kHz Proximity deadbolt privacy w/ key override function, O lever, right handed, satin stainless finish, for use with 1 3/8" - 1 3/4" thick standard door | 1 |  | 1 Year | 851.7 | 0.15 | 723.945
17831 | Salto | AP668O61IM48LS- | XS4 ANSI electronic SALLIS wireless 125kHz Proximity deadbolt privacy w/ key override function, O lever, left handed, satin stainless finish, for use with 1 3/4" - 2 1/4" thick door | 1 |  | 1 Year | 851.7 | 0.15 | 723.945
17832 | Salto | AP668O61IM48RS- | XS4 ANSI electronic SALLIS wireless 125kHz Proximity deadbolt privacy w/ key override function, O lever, right handed, satin stainless finish, for use with 1 3/4" - 2 1/4" thick door | 1 |  | 1 Year | 851.7 | 0.15 | 723.945
17833 | Salto | AP668O61IP38LS- | XS4 ANSI electronic SALLIS wireless 125kHz Proximity deadbolt privacy w/ key override function, O lever, left handed, bright stainless steel finish, for use with 1 3/8" - 1 3/4" thick standard door | 1 |  | 1 Year | 868 | 0.15 | 737.8
17834 | Salto | AP668O61IP38RS- | XS4 ANSI electronic SALLIS wireless 125kHz Proximity deadbolt privacy w/ key override function, O lever, right handed, bright stainless steel finish, for use with 1 3/8" - 1 3/4" thick standard door | 1 |  | 1 Year | 868 | 0.15 | 737.8
17835 | Salto | AP668O61IP48LS- | XS4 ANSI electronic SALLIS wireless 125kHz Proximity deadbolt privacy w/ key override function, O lever, left handed, bright stainless steel finish, for use with 1 3/4" - 2 1/4" thick door | 1 |  | 1 Year | 868 | 0.15 | 737.8
17836 | Salto | AP668O61IP48RS- | XS4 ANSI electronic SALLIS wireless 125kHz Proximity deadbolt privacy w/ key override function, O lever, right handed, bright stainless steel finish, for use with 1 3/4" - 2 1/4" thick door | 1 |  | 1 Year | 868 | 0.15 | 737.8
17837 | Salto | AP668O61NE38LS- | XS4 ANSI electronic SALLIS wireless 125kHz Proximity deadbolt privacy w/ key override function, O lever, left handed, black chromium finish, for use with 1 3/8" - 1 3/4" thick standard door | 1 |  | 1 Year | 886.4 | 0.15 | 753.44
17838 | Salto | AP668O61NE38RS- | XS4 ANSI electronic SALLIS wireless 125kHz Proximity deadbolt privacy w/ key override function, O lever, right handed, black chromium finish, for use with 1 3/8" - 1 3/4" thick standard door | 1 |  | 1 Year | 886.4 | 0.15 | 753.44
17839 | Salto | AP668O61NE48LS- | XS4 ANSI electronic SALLIS wireless 125kHz Proximity deadbolt privacy w/ key override function, O lever, left handed, black chromium finish, for use with 1 3/4" - 2 1/4" thick door | 1 |  | 1 Year | 886.4 | 0.15 | 753.44
17840 | Salto | AP668O61NE48RS- | XS4 ANSI electronic SALLIS wireless 125kHz Proximity deadbolt privacy w/ key override function, O lever, right handed, black chromium finish, for use with 1 3/4" - 2 1/4" thick door | 1 |  | 1 Year | 886.4 | 0.15 | 753.44
17841 | Salto | AP668O61PM38LS- | XS4 ANSI electronic SALLIS wireless 125kHz Proximity deadbolt privacy w/ key override function, O lever, left handed, satin brass finish, for use with 1 3/8" - 1 3/4" thick standard door | 1 |  | 1 Year | 851.7 | 0.15 | 723.945
17842 | Salto | AP668O61PM38RS- | XS4 ANSI electronic SALLIS wireless 125kHz Proximity deadbolt privacy w/ key override function, O lever, right handed, satin brass finish, for use with 1 3/8" - 1 3/4" thick standard door | 1 |  | 1 Year | 851.7 | 0.15 | 723.945
17843 | Salto | AP668O61PM48LS- | XS4 ANSI electronic SALLIS wireless 125kHz Proximity deadbolt privacy w/ key override function, O lever, left handed, satin brass finish, for use with 1 3/4" - 2 1/4" thick door | 1 |  | 1 Year | 851.7 | 0.15 | 723.945
17844 | Salto | AP668O61PM48RS- | XS4 ANSI electronic SALLIS wireless 125kHz Proximity deadbolt privacy w/ key override function, O lever, right handed, satin brass finish, for use with 1 3/4" - 2 1/4" thick door | 1 |  | 1 Year | 851.7 | 0.15 | 723.945
17845 | Salto | AP668O61PP38LS- | XS4 ANSI electronic SALLIS wireless 125kHz Proximity deadbolt privacy w/ key override function, O lever, left handed, bright brass finish, for use with 1 3/8" - 1 3/4" thick standard door | 1 |  | 1 Year | 868 | 0.15 | 737.8
17846 | Salto | AP668O61PP38RS- | XS4 ANSI electronic SALLIS wireless 125kHz Proximity deadbolt privacy w/ key override function, O lever, right handed, bright brass finish, for use with 1 3/8" - 1 3/4" thick standard door | 1 |  | 1 Year | 868 | 0.15 | 737.8
17847 | Salto | AP668O61PP48LS- | XS4 ANSI electronic SALLIS wireless 125kHz Proximity deadbolt privacy w/ key override function, O lever, left handed, bright brass finish, for use with 1 3/4" - 2 1/4" thick door | 1 |  | 1 Year | 868 | 0.15 | 737.8
17848 | Salto | AP668O61PP48RS- | XS4 ANSI electronic SALLIS wireless 125kHz Proximity deadbolt privacy w/ key override function, O lever, right handed, bright brass finish, for use with 1 3/4" - 2 1/4" thick door | 1 |  | 1 Year | 868 | 0.15 | 737.8
17849 | Salto | AP668O62IA38LS- | XS4 ANSI electronic SALLIS wireless 125kHz Proximity deadbolt privacy w/ key override function, O lever, left handed, antique brass finish, for use with 1 3/8" - 1 3/4" thick standard door | 1 |  | 1 Year | 903.7 | 0.15 | 768.145
17850 | Salto | AP668O62IA38RS- | XS4 ANSI electronic SALLIS wireless 125kHz Proximity deadbolt privacy w/ key override function, O lever, right handed, antique brass finish, for use with 1 3/8" - 1 3/4" thick standard door | 1 |  | 1 Year | 903.7 | 0.15 | 768.145
17851 | Salto | AP668O62IA48LS- | XS4 ANSI electronic SALLIS wireless 125kHz Proximity deadbolt privacy w/ key override function, O lever, left handed, antique brass finish, for use with 1 3/4" - 2 1/4" thick door | 1 |  | 1 Year | 903.7 | 0.15 | 768.145
17852 | Salto | AP668O62IA48RS- | XS4 ANSI electronic SALLIS wireless 125kHz Proximity deadbolt privacy w/ key override function, O lever, right handed, antique brass finish, for use with 1 3/4" - 2 1/4" thick door | 1 |  | 1 Year | 903.7 | 0.15 | 768.145
17853 | Salto | AP668O62IM38LS- | XS4 ANSI electronic SALLIS wireless 125kHz Proximity deadbolt privacy w/ key override function, O lever, left handed, satin stainless finish, for use with 1 3/8" - 1 3/4" thick standard door | 1 |  | 1 Year | 851.7 | 0.15 | 723.945
17854 | Salto | AP668O62IM38RS- | XS4 ANSI electronic SALLIS wireless 125kHz Proximity deadbolt privacy w/ key override function, O lever, right handed, satin stainless finish, for use with 1 3/8" - 1 3/4" thick standard door | 1 |  | 1 Year | 851.7 | 0.15 | 723.945
17855 | Salto | AP668O62IM48LS- | XS4 ANSI electronic SALLIS wireless 125kHz Proximity deadbolt privacy w/ key override function, O lever, left handed, satin stainless finish, for use with 1 3/4" - 2 1/4" thick door | 1 |  | 1 Year | 851.7 | 0.15 | 723.945
17856 | Salto | AP668O62IM48RS- | XS4 ANSI electronic SALLIS wireless 125kHz Proximity deadbolt privacy w/ key override function, O lever, right handed, satin stainless finish, for use with 1 3/4" - 2 1/4" thick door | 1 |  | 1 Year | 851.7 | 0.15 | 723.945
17857 | Salto | AP668O62IP38LS- | XS4 ANSI electronic SALLIS wireless 125kHz Proximity deadbolt privacy w/ key override function, O lever, left handed, bright stainless steel finish, for use with 1 3/8" - 1 3/4" thick standard door | 1 |  | 1 Year | 868 | 0.15 | 737.8
17858 | Salto | AP668O62IP38RS- | XS4 ANSI electronic SALLIS wireless 125kHz Proximity deadbolt privacy w/ key override function, O lever, right handed, bright stainless steel finish, for use with 1 3/8" - 1 3/4" thick standard door | 1 |  | 1 Year | 868 | 0.15 | 737.8
17859 | Salto | AP668O62IP48LS- | XS4 ANSI electronic SALLIS wireless 125kHz Proximity deadbolt privacy w/ key override function, O lever, left handed, bright stainless steel finish, for use with 1 3/4" - 2 1/4" thick door | 1 |  | 1 Year | 868 | 0.15 | 737.8
17860 | Salto | AP668O62IP48RS- | XS4 ANSI electronic SALLIS wireless 125kHz Proximity deadbolt privacy w/ key override function, O lever, right handed, bright stainless steel finish, for use with 1 3/4" - 2 1/4" thick door | 1 |  | 1 Year | 868 | 0.15 | 737.8
17861 | Salto | AP668O62NE38LS- | XS4 ANSI electronic SALLIS wireless 125kHz Proximity deadbolt privacy w/ key override function, O lever, left handed, black chromium finish, for use with 1 3/8" - 1 3/4" thick standard door | 1 |  | 1 Year | 886.4 | 0.15 | 753.44
17862 | Salto | AP668O62NE38RS- | XS4 ANSI electronic SALLIS wireless 125kHz Proximity deadbolt privacy w/ key override function, O lever, right handed, black chromium finish, for use with 1 3/8" - 1 3/4" thick standard door | 1 |  | 1 Year | 886.4 | 0.15 | 753.44
17863 | Salto | AP668O62NE48LS- | XS4 ANSI electronic SALLIS wireless 125kHz Proximity deadbolt privacy w/ key override function, O lever, left handed, black chromium finish, for use with 1 3/4" - 2 1/4" thick door | 1 |  | 1 Year | 886.4 | 0.15 | 753.44
17864 | Salto | AP668O62NE48RS- | XS4 ANSI electronic SALLIS wireless 125kHz Proximity deadbolt privacy w/ key override function, O lever, right handed, black chromium finish, for use with 1 3/4" - 2 1/4" thick door | 1 |  | 1 Year | 886.4 | 0.15 | 753.44
17865 | Salto | AP668O62PM38LS- | XS4 ANSI electronic SALLIS wireless 125kHz Proximity deadbolt privacy w/ key override function, O lever, left handed, satin brass finish, for use with 1 3/8" - 1 3/4" thick standard door | 1 |  | 1 Year | 851.7 | 0.15 | 723.945
17866 | Salto | AP668O62PM38RS- | XS4 ANSI electronic SALLIS wireless 125kHz Proximity deadbolt privacy w/ key override function, O lever, right handed, satin brass finish, for use with 1 3/8" - 1 3/4" thick standard door | 1 |  | 1 Year | 851.7 | 0.15 | 723.945
17867 | Salto | AP668O62PM48LS- | XS4 ANSI electronic SALLIS wireless 125kHz Proximity deadbolt privacy w/ key override function, O lever, left handed, satin brass finish, for use with 1 3/4" - 2 1/4" thick door | 1 |  | 1 Year | 851.7 | 0.15 | 723.945
17868 | Salto | AP668O62PM48RS- | XS4 ANSI electronic SALLIS wireless 125kHz Proximity deadbolt privacy w/ key override function, O lever, right handed, satin brass finish, for use with 1 3/4" - 2 1/4" thick door | 1 |  | 1 Year | 851.7 | 0.15 | 723.945
17869 | Salto | AP668O62PP38LS- | XS4 ANSI electronic SALLIS wireless 125kHz Proximity deadbolt privacy w/ key override function, O lever, left handed, bright brass finish, for use with 1 3/8" - 1 3/4" thick standard door | 1 |  | 1 Year | 868 | 0.15 | 737.8
17870 | Salto | AP668O62PP38RS- | XS4 ANSI electronic SALLIS wireless 125kHz Proximity deadbolt privacy w/ key override function, O lever, right handed, bright brass finish, for use with 1 3/8" - 1 3/4" thick standard door | 1 |  | 1 Year | 868 | 0.15 | 737.8
17871 | Salto | AP668O62PP48LS- | XS4 ANSI electronic SALLIS wireless 125kHz Proximity deadbolt privacy w/ key override function, O lever, left handed, bright brass finish, for use with 1 3/4" - 2 1/4" thick door | 1 |  | 1 Year | 868 | 0.15 | 737.8
17872 | Salto | AP668O62PP48RS- | XS4 ANSI electronic SALLIS wireless 125kHz Proximity deadbolt privacy w/ key override function, O lever, right handed, bright brass finish, for use with 1 3/4" - 2 1/4" thick door | 1 |  | 1 Year | 868 | 0.15 | 737.8
17873 | Salto | AP668O63IA38LS- | XS4 ANSI electronic SALLIS wireless 125kHz Proximity deadbolt privacy w/ key override function, O lever, left handed, antique brass finish, for use with 1 3/8" - 1 3/4" thick standard door | 1 |  | 1 Year | 903.7 | 0.15 | 768.145
17874 | Salto | AP668O63IA38RS- | XS4 ANSI electronic SALLIS wireless 125kHz Proximity deadbolt privacy w/ key override function, O lever, right handed, antique brass finish, for use with 1 3/8" - 1 3/4" thick standard door | 1 |  | 1 Year | 903.7 | 0.15 | 768.145
17875 | Salto | AP668O63IA48LS- | XS4 ANSI electronic SALLIS wireless 125kHz Proximity deadbolt privacy w/ key override function, O lever, left handed, antique brass finish, for use with 1 3/4" - 2 1/4" thick door | 1 |  | 1 Year | 903.7 | 0.15 | 768.145
17876 | Salto | AP668O63IA48RS- | XS4 ANSI electronic SALLIS wireless 125kHz Proximity deadbolt privacy w/ key override function, O lever, right handed, antique brass finish, for use with 1 3/4" - 2 1/4" thick door | 1 |  | 1 Year | 903.7 | 0.15 | 768.145
17877 | Salto | AP668O63IM38LS- | XS4 ANSI electronic SALLIS wireless 125kHz Proximity deadbolt privacy w/ key override function, O lever, left handed, satin stainless finish, for use with 1 3/8" - 1 3/4" thick standard door | 1 |  | 1 Year | 851.7 | 0.15 | 723.945
17878 | Salto | AP668O63IM38RS- | XS4 ANSI electronic SALLIS wireless 125kHz Proximity deadbolt privacy w/ key override function, O lever, right handed, satin stainless finish, for use with 1 3/8" - 1 3/4" thick standard door | 1 |  | 1 Year | 851.7 | 0.15 | 723.945
17879 | Salto | AP668O63IM48LS- | XS4 ANSI electronic SALLIS wireless 125kHz Proximity deadbolt privacy w/ key override function, O lever, left handed, satin stainless finish, for use with 1 3/4" - 2 1/4" thick door | 1 |  | 1 Year | 851.7 | 0.15 | 723.945
17880 | Salto | AP668O63IM48RS- | XS4 ANSI electronic SALLIS wireless 125kHz Proximity deadbolt privacy w/ key override function, O lever, right handed, satin stainless finish, for use with 1 3/4" - 2 1/4" thick door | 1 |  | 1 Year | 851.7 | 0.15 | 723.945
17881 | Salto | AP668O63IP38LS- | XS4 ANSI electronic SALLIS wireless 125kHz Proximity deadbolt privacy w/ key override function, O lever, left handed, bright stainless steel finish, for use with 1 3/8" - 1 3/4" thick standard door | 1 |  | 1 Year | 868 | 0.15 | 737.8
17882 | Salto | AP668O63IP38RS- | XS4 ANSI electronic SALLIS wireless 125kHz Proximity deadbolt privacy w/ key override function, O lever, right handed, bright stainless steel finish, for use with 1 3/8" - 1 3/4" thick standard door | 1 |  | 1 Year | 868 | 0.15 | 737.8
17883 | Salto | AP668O63IP48LS- | XS4 ANSI electronic SALLIS wireless 125kHz Proximity deadbolt privacy w/ key override function, O lever, left handed, bright stainless steel finish, for use with 1 3/4" - 2 1/4" thick door | 1 |  | 1 Year | 868 | 0.15 | 737.8
17884 | Salto | AP668O63IP48RS- | XS4 ANSI electronic SALLIS wireless 125kHz Proximity deadbolt privacy w/ key override function, O lever, right handed, bright stainless steel finish, for use with 1 3/4" - 2 1/4" thick door | 1 |  | 1 Year | 868 | 0.15 | 737.8
17885 | Salto | AP668O63NE38LS- | XS4 ANSI electronic SALLIS wireless 125kHz Proximity deadbolt privacy w/ key override function, O lever, left handed, black chromium finish, for use with 1 3/8" - 1 3/4" thick standard door | 1 |  | 1 Year | 886.4 | 0.15 | 753.44
17886 | Salto | AP668O63NE38RS- | XS4 ANSI electronic SALLIS wireless 125kHz Proximity deadbolt privacy w/ key override function, O lever, right handed, black chromium finish, for use with 1 3/8" - 1 3/4" thick standard door | 1 |  | 1 Year | 886.4 | 0.15 | 753.44
17887 | Salto | AP668O63NE48LS- | XS4 ANSI electronic SALLIS wireless 125kHz Proximity deadbolt privacy w/ key override function, O lever, left handed, black chromium finish, for use with 1 3/4" - 2 1/4" thick door | 1 |  | 1 Year | 886.4 | 0.15 | 753.44
17888 | Salto | AP668O63NE48RS- | XS4 ANSI electronic SALLIS wireless 125kHz Proximity deadbolt privacy w/ key override function, O lever, right handed, black chromium finish, for use with 1 3/4" - 2 1/4" thick door | 1 |  | 1 Year | 886.4 | 0.15 | 753.44
17889 | Salto | AP668O63PM38LS- | XS4 ANSI electronic SALLIS wireless 125kHz Proximity deadbolt privacy w/ key override function, O lever, left handed, satin brass finish, for use with 1 3/8" - 1 3/4" thick standard door | 1 |  | 1 Year | 851.7 | 0.15 | 723.945
17890 | Salto | AP668O63PM38RS- | XS4 ANSI electronic SALLIS wireless 125kHz Proximity deadbolt privacy w/ key override function, O lever, right handed, satin brass finish, for use with 1 3/8" - 1 3/4" thick standard door | 1 |  | 1 Year | 851.7 | 0.15 | 723.945
17891 | Salto | AP668O63PM48LS- | XS4 ANSI electronic SALLIS wireless 125kHz Proximity deadbolt privacy w/ key override function, O lever, left handed, satin brass finish, for use with 1 3/4" - 2 1/4" thick door | 1 |  | 1 Year | 851.7 | 0.15 | 723.945
17892 | Salto | AP668O63PM48RS- | XS4 ANSI electronic SALLIS wireless 125kHz Proximity deadbolt privacy w/ key override function, O lever, right handed, satin brass finish, for use with 1 3/4" - 2 1/4" thick door | 1 |  | 1 Year | 851.7 | 0.15 | 723.945
17893 | Salto | AP668O63PP38LS- | XS4 ANSI electronic SALLIS wireless 125kHz Proximity deadbolt privacy w/ key override function, O lever, left handed, bright brass finish, for use with 1 3/8" - 1 3/4" thick standard door | 1 |  | 1 Year | 868 | 0.15 | 737.8
17894 | Salto | AP668O63PP38RS- | XS4 ANSI electronic SALLIS wireless 125kHz Proximity deadbolt privacy w/ key override function, O lever, right handed, bright brass finish, for use with 1 3/8" - 1 3/4" thick standard door | 1 |  | 1 Year | 868 | 0.15 | 737.8
17895 | Salto | AP668O63PP48LS- | XS4 ANSI electronic SALLIS wireless 125kHz Proximity deadbolt privacy w/ key override function, O lever, left handed, bright brass finish, for use with 1 3/4" - 2 1/4" thick door | 1 |  | 1 Year | 868 | 0.15 | 737.8
17896 | Salto | AP668O63PP48RS- | XS4 ANSI electronic SALLIS wireless 125kHz Proximity deadbolt privacy w/ key override function, O lever, right handed, bright brass finish, for use with 1 3/4" - 2 1/4" thick door | 1 |  | 1 Year | 868 | 0.15 | 737.8
17897 | Salto | AP668W61BC38-S- | XS4 ANSI electronic SALLIS wireless 125kHz Proximity deadbolt privacy w/ key override function, W lever, unhanded, BioCote antimicrobial finish, for use with 1 3/8" - 1 3/4" thick standard door | 1 |  | 1 Year | 893.5 | 0.15 | 759.475
17898 | Salto | AP668W61BC48-S- | XS4 ANSI electronic SALLIS wireless 125kHz Proximity deadbolt privacy w/ key override function, W lever, unhanded, BioCote antimicrobial finish, for use with 1 3/4" - 2 1/4" thick door | 1 |  | 1 Year | 893.5 | 0.15 | 759.475
17899 | Salto | AP668W61IA38-S- | XS4 ANSI electronic SALLIS wireless 125kHz Proximity deadbolt privacy w/ key override function, W lever, unhanded, antique brass finish, for use with 1 3/8" - 1 3/4" thick standard door | 1 |  | 1 Year | 893.5 | 0.15 | 759.475
17900 | Salto | AP668W61IA48-S- | XS4 ANSI electronic SALLIS wireless 125kHz Proximity deadbolt privacy w/ key override function, W lever, unhanded, antique brass finish, for use with 1 3/4" - 2 1/4" thick door | 1 |  | 1 Year | 893.5 | 0.15 | 759.475
17901 | Salto | AP668W61IM38-S- | XS4 ANSI electronic SALLIS wireless 125kHz Proximity deadbolt privacy w/ key override function, W lever, unhanded, satin stainless finish, for use with 1 3/8" - 1 3/4" thick standard door | 1 |  | 1 Year | 841.5 | 0.15 | 715.275
17902 | Salto | AP668W61IM48-S- | XS4 ANSI electronic SALLIS wireless 125kHz Proximity deadbolt privacy w/ key override function, W lever, unhanded, satin stainless finish, for use with 1 3/4" - 2 1/4" thick door | 1 |  | 1 Year | 841.5 | 0.15 | 715.275
17903 | Salto | AP668W61IP38-S- | XS4 ANSI electronic SALLIS wireless 125kHz Proximity deadbolt privacy w/ key override function, W lever, unhanded, bright stainless steel finish, for use with 1 3/8" - 1 3/4" thick standard door | 1 |  | 1 Year | 857.8 | 0.15 | 729.13
17904 | Salto | AP668W61IP48-S- | XS4 ANSI electronic SALLIS wireless 125kHz Proximity deadbolt privacy w/ key override function, W lever, unhanded, bright stainless steel finish, for use with 1 3/4" - 2 1/4" thick door | 1 |  | 1 Year | 857.8 | 0.15 | 729.13
17905 | Salto | AP668W61NE38-S- | XS4 ANSI electronic SALLIS wireless 125kHz Proximity deadbolt privacy w/ key override function, W lever, unhanded, black chromium finish, for use with 1 3/8" - 1 3/4" thick standard door | 1 |  | 1 Year | 876.2 | 0.15 | 744.77
17906 | Salto | AP668W61NE48-S- | XS4 ANSI electronic SALLIS wireless 125kHz Proximity deadbolt privacy w/ key override function, W lever, unhanded, black chromium finish, for use with 1 3/4" - 2 1/4" thick door | 1 |  | 1 Year | 876.2 | 0.15 | 744.77
17907 | Salto | AP668W61PM38-S- | XS4 ANSI electronic SALLIS wireless 125kHz Proximity deadbolt privacy w/ key override function, W lever, unhanded, satin brass finish, for use with 1 3/8" - 1 3/4" thick standard door | 1 |  | 1 Year | 841.5 | 0.15 | 715.275
17908 | Salto | AP668W61PM48-S- | XS4 ANSI electronic SALLIS wireless 125kHz Proximity deadbolt privacy w/ key override function, W lever, unhanded, satin brass finish, for use with 1 3/4" - 2 1/4" thick door | 1 |  | 1 Year | 841.5 | 0.15 | 715.275
17909 | Salto | AP668W61PP38-S- | XS4 ANSI electronic SALLIS wireless 125kHz Proximity deadbolt privacy w/ key override function, W lever, unhanded, bright brass finish, for use with 1 3/8" - 1 3/4" thick standard door | 1 |  | 1 Year | 857.8 | 0.15 | 729.13
17910 | Salto | AP668W61PP48-S- | XS4 ANSI electronic SALLIS wireless 125kHz Proximity deadbolt privacy w/ key override function, W lever, unhanded, bright brass finish, for use with 1 3/4" - 2 1/4" thick door | 1 |  | 1 Year | 857.8 | 0.15 | 729.13
17911 | Salto | AP668W62BC38-S- | XS4 ANSI electronic SALLIS wireless 125kHz Proximity deadbolt privacy w/ key override function, W lever, unhanded, BioCote antimicrobial finish, for use with 1 3/8" - 1 3/4" thick standard door | 1 |  | 1 Year | 893.5 | 0.15 | 759.475
17912 | Salto | AP668W62BC48-S- | XS4 ANSI electronic SALLIS wireless 125kHz Proximity deadbolt privacy w/ key override function, W lever, unhanded, BioCote antimicrobial finish, for use with 1 3/4" - 2 1/4" thick door | 1 |  | 1 Year | 893.5 | 0.15 | 759.475
17913 | Salto | AP668W62IA38-S- | XS4 ANSI electronic SALLIS wireless 125kHz Proximity deadbolt privacy w/ key override function, W lever, unhanded, antique brass finish, for use with 1 3/8" - 1 3/4" thick standard door | 1 |  | 1 Year | 893.5 | 0.15 | 759.475
17914 | Salto | AP668W62IA48-S- | XS4 ANSI electronic SALLIS wireless 125kHz Proximity deadbolt privacy w/ key override function, W lever, unhanded, antique brass finish, for use with 1 3/4" - 2 1/4" thick door | 1 |  | 1 Year | 893.5 | 0.15 | 759.475
17915 | Salto | AP668W62IM38-S- | XS4 ANSI electronic SALLIS wireless 125kHz Proximity deadbolt privacy w/ key override function, W lever, unhanded, satin stainless finish, for use with 1 3/8" - 1 3/4" thick standard door | 1 |  | 1 Year | 841.5 | 0.15 | 715.275
17916 | Salto | AP668W62IM48-S- | XS4 ANSI electronic SALLIS wireless 125kHz Proximity deadbolt privacy w/ key override function, W lever, unhanded, satin stainless finish, for use with 1 3/4" - 2 1/4" thick door | 1 |  | 1 Year | 841.5 | 0.15 | 715.275
17917 | Salto | AP668W62IP38-S- | XS4 ANSI electronic SALLIS wireless 125kHz Proximity deadbolt privacy w/ key override function, W lever, unhanded, bright stainless steel finish, for use with 1 3/8" - 1 3/4" thick standard door | 1 |  | 1 Year | 857.8 | 0.15 | 729.13
17918 | Salto | AP668W62IP48-S- | XS4 ANSI electronic SALLIS wireless 125kHz Proximity deadbolt privacy w/ key override function, W lever, unhanded, bright stainless steel finish, for use with 1 3/4" - 2 1/4" thick door | 1 |  | 1 Year | 857.8 | 0.15 | 729.13
17919 | Salto | AP668W62NE38-S- | XS4 ANSI electronic SALLIS wireless 125kHz Proximity deadbolt privacy w/ key override function, W lever, unhanded, black chromium finish, for use with 1 3/8" - 1 3/4" thick standard door | 1 |  | 1 Year | 876.2 | 0.15 | 744.77
17920 | Salto | AP668W62NE48-S- | XS4 ANSI electronic SALLIS wireless 125kHz Proximity deadbolt privacy w/ key override function, W lever, unhanded, black chromium finish, for use with 1 3/4" - 2 1/4" thick door | 1 |  | 1 Year | 876.2 | 0.15 | 744.77
17921 | Salto | AP668W62PM38-S- | XS4 ANSI electronic SALLIS wireless 125kHz Proximity deadbolt privacy w/ key override function, W lever, unhanded, satin brass finish, for use with 1 3/8" - 1 3/4" thick standard door | 1 |  | 1 Year | 841.5 | 0.15 | 715.275
17922 | Salto | AP668W62PM48-S- | XS4 ANSI electronic SALLIS wireless 125kHz Proximity deadbolt privacy w/ key override function, W lever, unhanded, satin brass finish, for use with 1 3/4" - 2 1/4" thick door | 1 |  | 1 Year | 841.5 | 0.15 | 715.275
17923 | Salto | AP668W62PP38-S- | XS4 ANSI electronic SALLIS wireless 125kHz Proximity deadbolt privacy w/ key override function, W lever, unhanded, bright brass finish, for use with 1 3/8" - 1 3/4" thick standard door | 1 |  | 1 Year | 857.8 | 0.15 | 729.13
17924 | Salto | AP668W62PP48-S- | XS4 ANSI electronic SALLIS wireless 125kHz Proximity deadbolt privacy w/ key override function, W lever, unhanded, bright brass finish, for use with 1 3/4" - 2 1/4" thick door | 1 |  | 1 Year | 857.8 | 0.15 | 729.13
17925 | Salto | AP668W63BC38-S- | XS4 ANSI electronic SALLIS wireless 125kHz Proximity deadbolt privacy w/ key override function, W lever, unhanded, BioCote antimicrobial finish, for use with 1 3/8" - 1 3/4" thick standard door | 1 |  | 1 Year | 893.5 | 0.15 | 759.475
17926 | Salto | AP668W63BC48-S- | XS4 ANSI electronic SALLIS wireless 125kHz Proximity deadbolt privacy w/ key override function, W lever, unhanded, BioCote antimicrobial finish, for use with 1 3/4" - 2 1/4" thick door | 1 |  | 1 Year | 893.5 | 0.15 | 759.475
17927 | Salto | AP668W63IA38-S- | XS4 ANSI electronic SALLIS wireless 125kHz Proximity deadbolt privacy w/ key override function, W lever, unhanded, antique brass finish, for use with 1 3/8" - 1 3/4" thick standard door | 1 |  | 1 Year | 893.5 | 0.15 | 759.475
17928 | Salto | AP668W63IA48-S- | XS4 ANSI electronic SALLIS wireless 125kHz Proximity deadbolt privacy w/ key override function, W lever, unhanded, antique brass finish, for use with 1 3/4" - 2 1/4" thick door | 1 |  | 1 Year | 893.5 | 0.15 | 759.475
17929 | Salto | AP668W63IM38-S- | XS4 ANSI electronic SALLIS wireless 125kHz Proximity deadbolt privacy w/ key override function, W lever, unhanded, satin stainless finish, for use with 1 3/8" - 1 3/4" thick standard door | 1 |  | 1 Year | 841.5 | 0.15 | 715.275
17930 | Salto | AP668W63IM48-S- | XS4 ANSI electronic SALLIS wireless 125kHz Proximity deadbolt privacy w/ key override function, W lever, unhanded, satin stainless finish, for use with 1 3/4" - 2 1/4" thick door | 1 |  | 1 Year | 841.5 | 0.15 | 715.275
17931 | Salto | AP668W63IP38-S- | XS4 ANSI electronic SALLIS wireless 125kHz Proximity deadbolt privacy w/ key override function, W lever, unhanded, bright stainless steel finish, for use with 1 3/8" - 1 3/4" thick standard door | 1 |  | 1 Year | 857.8 | 0.15 | 729.13
17932 | Salto | AP668W63IP48-S- | XS4 ANSI electronic SALLIS wireless 125kHz Proximity deadbolt privacy w/ key override function, W lever, unhanded, bright stainless steel finish, for use with 1 3/4" - 2 1/4" thick door | 1 |  | 1 Year | 857.8 | 0.15 | 729.13
17933 | Salto | AP668W63NE38-S- | XS4 ANSI electronic SALLIS wireless 125kHz Proximity deadbolt privacy w/ key override function, W lever, unhanded, black chromium finish, for use with 1 3/8" - 1 3/4" thick standard door | 1 |  | 1 Year | 876.2 | 0.15 | 744.77
17934 | Salto | AP668W63NE48-S- | XS4 ANSI electronic SALLIS wireless 125kHz Proximity deadbolt privacy w/ key override function, W lever, unhanded, black chromium finish, for use with 1 3/4" - 2 1/4" thick door | 1 |  | 1 Year | 876.2 | 0.15 | 744.77
17935 | Salto | AP668W63PM38-S- | XS4 ANSI electronic SALLIS wireless 125kHz Proximity deadbolt privacy w/ key override function, W lever, unhanded, satin brass finish, for use with 1 3/8" - 1 3/4" thick standard door | 1 |  | 1 Year | 841.5 | 0.15 | 715.275
17936 | Salto | AP668W63PM48-S- | XS4 ANSI electronic SALLIS wireless 125kHz Proximity deadbolt privacy w/ key override function, W lever, unhanded, satin brass finish, for use with 1 3/4" - 2 1/4" thick door | 1 |  | 1 Year | 841.5 | 0.15 | 715.275
17937 | Salto | AP668W63PP38-S- | XS4 ANSI electronic SALLIS wireless 125kHz Proximity deadbolt privacy w/ key override function, W lever, unhanded, bright brass finish, for use with 1 3/8" - 1 3/4" thick standard door | 1 |  | 1 Year | 857.8 | 0.15 | 729.13
17938 | Salto | AP668W63PP48-S- | XS4 ANSI electronic SALLIS wireless 125kHz Proximity deadbolt privacy w/ key override function, W lever, unhanded, bright brass finish, for use with 1 3/4" - 2 1/4" thick door | 1 |  | 1 Year | 857.8 | 0.15 | 729.13
17939 | Salto | E9650200IM38--- | XS4 wide body electronic wire-free SVN escutcheon, Mifare / DESFire entrance function, Columbo Robodue premium series lever, unhanded, satin stainless finish, for use with 1 3/8" - 1 3/4" thick standard door | 1 |  | 1 Year | 719.05 | 0.15 | 611.1925
17940 | Salto | E9650200IM38-A- | XS4 wide body electronic AMOK wire-free SVN escutcheon, Mifare / DESFire entrance function, Columbo Robodue premium series lever, unhanded, satin stainless finish, for use with 1 3/8" - 1 3/4" thick standard door | 1 |  | 1 Year | 848.05 | 0.15 | 720.8425
17941 | Salto | E9650200IM38-C- | XS4 wide body electronic RF wireless ready SVN escutcheon, Mifare / DESFire entrance function, Columbo Robodue premium series lever, unhanded, satin stainless finish, for use with 1 3/8" - 1 3/4" thick standard door | 1 |  | 1 Year | 773.15 | 0.15 | 657.1775
17942 | Salto | E9650200IM38-W- | XS4 wide body electronic RF wireless SVN escutcheon, Mifare / DESFire entrance function, Columbo Robodue premium series lever, unhanded, satin stainless finish, for use with 1 3/8" - 1 3/4" thick standard door | 1 |  | 1 Year | 904.25 | 0.15 | 768.6125
17943 | Salto | E9650200IM48--- | XS4 wide body electronic wire-free SVN escutcheon, Mifare / DESFire entrance function, Columbo Robodue premium series lever, unhanded, satin stainless finish, for use with 1 3/4" - 2 1/4" thick door | 1 |  | 1 Year | 719.05 | 0.15 | 611.1925
17944 | Salto | E9650200IM48-A- | XS4 wide body electronic AMOK wire-free SVN escutcheon, Mifare / DESFire entrance function, Columbo Robodue premium series lever, unhanded, satin stainless finish, for use with 1 3/4" - 2 1/4" thick door | 1 |  | 1 Year | 848.05 | 0.15 | 720.8425
17945 | Salto | E9650200IM48-C- | XS4 wide body electronic RF wireless ready SVN escutcheon, Mifare / DESFire entrance function, Columbo Robodue premium series lever, unhanded, satin stainless finish, for use with 1 3/4" - 2 1/4" thick door | 1 |  | 1 Year | 773.15 | 0.15 | 657.1775
17946 | Salto | E9650200IM48-W- | XS4 wide body electronic RF wireless SVN escutcheon, Mifare / DESFire entrance function, Columbo Robodue premium series lever, unhanded, satin stainless finish, for use with 1 3/4" - 2 1/4" thick door | 1 |  | 1 Year | 904.25 | 0.15 | 768.6125
17947 | Salto | E9650200IP38--- | XS4 wide body electronic wire-free SVN escutcheon, Mifare / DESFire entrance function, Columbo Robodue premium series lever, unhanded, bright stainless steel finish, for use with 1 3/8" - 1 3/4" thick standard door | 1 |  | 1 Year | 735.35 | 0.15 | 625.0475
17948 | Salto | E9650200IP38-A- | XS4 wide body electronic AMOK wire-free SVN escutcheon, Mifare / DESFire entrance function, Columbo Robodue premium series lever, unhanded, bright stainless steel finish, for use with 1 3/8" - 1 3/4" thick standard door | 1 |  | 1 Year | 864.35 | 0.15 | 734.6975
17949 | Salto | E9650200IP38-C- | XS4 wide body electronic RF wireless ready SVN escutcheon, Mifare / DESFire entrance function, Columbo Robodue premium series lever, unhanded, bright stainless steel finish, for use with 1 3/8" - 1 3/4" thick standard door | 1 |  | 1 Year | 789.45 | 0.15 | 671.0325
17950 | Salto | E9650200IP38-W- | XS4 wide body electronic RF wireless SVN escutcheon, Mifare / DESFire entrance function, Columbo Robodue premium series lever, unhanded, bright stainless steel finish, for use with 1 3/8" - 1 3/4" thick standard door | 1 |  | 1 Year | 920.55 | 0.15 | 782.4675
17951 | Salto | E9650200IP48--- | XS4 wide body electronic wire-free SVN escutcheon, Mifare / DESFire entrance function, Columbo Robodue premium series lever, unhanded, bright stainless steel finish, for use with 1 3/4" - 2 1/4" thick door | 1 |  | 1 Year | 735.35 | 0.15 | 625.0475
17952 | Salto | E9650200IP48-A- | XS4 wide body electronic AMOK wire-free SVN escutcheon, Mifare / DESFire entrance function, Columbo Robodue premium series lever, unhanded, bright stainless steel finish, for use with 1 3/4" - 2 1/4" thick door | 1 |  | 1 Year | 864.35 | 0.15 | 734.6975
17953 | Salto | E9650200IP48-C- | XS4 wide body electronic RF wireless ready SVN escutcheon, Mifare / DESFire entrance function, Columbo Robodue premium series lever, unhanded, bright stainless steel finish, for use with 1 3/4" - 2 1/4" thick door | 1 |  | 1 Year | 789.45 | 0.15 | 671.0325
17954 | Salto | E9650200IP48-W- | XS4 wide body electronic RF wireless SVN escutcheon, Mifare / DESFire entrance function, Columbo Robodue premium series lever, unhanded, bright stainless steel finish, for use with 1 3/4" - 2 1/4" thick door | 1 |  | 1 Year | 920.55 | 0.15 | 782.4675
17955 | Salto | E9650200PP38--- | XS4 wide body electronic wire-free SVN escutcheon, Mifare / DESFire entrance function, Columbo Robodue premium series lever, unhanded, bright brass finish, for use with 1 3/8" - 1 3/4" thick standard door | 1 |  | 1 Year | 735.35 | 0.15 | 625.0475
17956 | Salto | E9650200PP38-A- | XS4 wide body electronic AMOK wire-free SVN escutcheon, Mifare / DESFire entrance function, Columbo Robodue premium series lever, unhanded, bright brass finish, for use with 1 3/8" - 1 3/4" thick standard door | 1 |  | 1 Year | 864.35 | 0.15 | 734.6975
17957 | Salto | E9650200PP38-C- | XS4 wide body electronic RF wireless ready SVN escutcheon, Mifare / DESFire entrance function, Columbo Robodue premium series lever, unhanded, bright brass finish, for use with 1 3/8" - 1 3/4" thick standard door | 1 |  | 1 Year | 789.45 | 0.15 | 671.0325
17958 | Salto | E9650200PP38-W- | XS4 wide body electronic RF wireless SVN escutcheon, Mifare / DESFire entrance function, Columbo Robodue premium series lever, unhanded, bright brass finish, for use with 1 3/8" - 1 3/4" thick standard door | 1 |  | 1 Year | 920.55 | 0.15 | 782.4675
17959 | Salto | E9650200PP48--- | XS4 wide body electronic wire-free SVN escutcheon, Mifare / DESFire entrance function, Columbo Robodue premium series lever, unhanded, bright brass finish, for use with 1 3/4" - 2 1/4" thick door | 1 |  | 1 Year | 735.35 | 0.15 | 625.0475
17960 | Salto | E9650200PP48-A- | XS4 wide body electronic AMOK wire-free SVN escutcheon, Mifare / DESFire entrance function, Columbo Robodue premium series lever, unhanded, bright brass finish, for use with 1 3/4" - 2 1/4" thick door | 1 |  | 1 Year | 864.35 | 0.15 | 734.6975
17961 | Salto | E9650200PP48-C- | XS4 wide body electronic RF wireless ready SVN escutcheon, Mifare / DESFire entrance function, Columbo Robodue premium series lever, unhanded, bright brass finish, for use with 1 3/4" - 2 1/4" thick door | 1 |  | 1 Year | 789.45 | 0.15 | 671.0325
17962 | Salto | E9650200PP48-W- | XS4 wide body electronic RF wireless SVN escutcheon, Mifare / DESFire entrance function, Columbo Robodue premium series lever, unhanded, bright brass finish, for use with 1 3/4" - 2 1/4" thick door | 1 |  | 1 Year | 920.55 | 0.15 | 782.4675
17963 | Salto | E9650300IM38--- | XS4 wide body electronic wire-free SVN escutcheon, Mifare / DESFire entrance function, Columbo Robotre premium series lever, unhanded, satin stainless finish, for use with 1 3/8" - 1 3/4" thick standard door | 1 |  | 1 Year | 719.05 | 0.15 | 611.1925
17964 | Salto | E9650300IM38-A- | XS4 wide body electronic AMOK wire-free SVN escutcheon, Mifare / DESFire entrance function, Columbo Robotre premium series lever, unhanded, satin stainless finish, for use with 1 3/8" - 1 3/4" thick standard door | 1 |  | 1 Year | 848.05 | 0.15 | 720.8425
17965 | Salto | E9650300IM38-C- | XS4 wide body electronic RF wireless ready SVN escutcheon, Mifare / DESFire entrance function, Columbo Robotre premium series lever, unhanded, satin stainless finish, for use with 1 3/8" - 1 3/4" thick standard door | 1 |  | 1 Year | 773.15 | 0.15 | 657.1775
17966 | Salto | E9650300IM38-W- | XS4 wide body electronic RF wireless SVN escutcheon, Mifare / DESFire entrance function, Columbo Robotre premium series lever, unhanded, satin stainless finish, for use with 1 3/8" - 1 3/4" thick standard door | 1 |  | 1 Year | 904.25 | 0.15 | 768.6125
17967 | Salto | E9650300IM48--- | XS4 wide body electronic wire-free SVN escutcheon, Mifare / DESFire entrance function, Columbo Robotre premium series lever, unhanded, satin stainless finish, for use with 1 3/4" - 2 1/4" thick door | 1 |  | 1 Year | 719.05 | 0.15 | 611.1925
17968 | Salto | E9650300IM48-A- | XS4 wide body electronic AMOK wire-free SVN escutcheon, Mifare / DESFire entrance function, Columbo Robotre premium series lever, unhanded, satin stainless finish, for use with 1 3/4" - 2 1/4" thick door | 1 |  | 1 Year | 848.05 | 0.15 | 720.8425
17969 | Salto | E9650300IM48-C- | XS4 wide body electronic RF wireless ready SVN escutcheon, Mifare / DESFire entrance function, Columbo Robotre premium series lever, unhanded, satin stainless finish, for use with 1 3/4" - 2 1/4" thick door | 1 |  | 1 Year | 773.15 | 0.15 | 657.1775
17970 | Salto | E9650300IM48-W- | XS4 wide body electronic RF wireless SVN escutcheon, Mifare / DESFire entrance function, Columbo Robotre premium series lever, unhanded, satin stainless finish, for use with 1 3/4" - 2 1/4" thick door | 1 |  | 1 Year | 904.25 | 0.15 | 768.6125
17971 | Salto | E9650300IP38--- | XS4 wide body electronic wire-free SVN escutcheon, Mifare / DESFire entrance function, Columbo Robotre premium series lever, unhanded, bright stainless steel finish, for use with 1 3/8" - 1 3/4" thick standard door | 1 |  | 1 Year | 735.35 | 0.15 | 625.0475
17972 | Salto | E9650300IP38-A- | XS4 wide body electronic AMOK wire-free SVN escutcheon, Mifare / DESFire entrance function, Columbo Robotre premium series lever, unhanded, bright stainless steel finish, for use with 1 3/8" - 1 3/4" thick standard door | 1 |  | 1 Year | 864.35 | 0.15 | 734.6975
17973 | Salto | E9650300IP38-C- | XS4 wide body electronic RF wireless ready SVN escutcheon, Mifare / DESFire entrance function, Columbo Robotre premium series lever, unhanded, bright stainless steel finish, for use with 1 3/8" - 1 3/4" thick standard door | 1 |  | 1 Year | 789.45 | 0.15 | 671.0325
17974 | Salto | E9650300IP38-W- | XS4 wide body electronic RF wireless SVN escutcheon, Mifare / DESFire entrance function, Columbo Robotre premium series lever, unhanded, bright stainless steel finish, for use with 1 3/8" - 1 3/4" thick standard door | 1 |  | 1 Year | 920.55 | 0.15 | 782.4675
17975 | Salto | E9650300IP48--- | XS4 wide body electronic wire-free SVN escutcheon, Mifare / DESFire entrance function, Columbo Robotre premium series lever, unhanded, bright stainless steel finish, for use with 1 3/4" - 2 1/4" thick door | 1 |  | 1 Year | 735.35 | 0.15 | 625.0475
17976 | Salto | E9650300IP48-A- | XS4 wide body electronic AMOK wire-free SVN escutcheon, Mifare / DESFire entrance function, Columbo Robotre premium series lever, unhanded, bright stainless steel finish, for use with 1 3/4" - 2 1/4" thick door | 1 |  | 1 Year | 864.35 | 0.15 | 734.6975
17977 | Salto | E9650300IP48-C- | XS4 wide body electronic RF wireless ready SVN escutcheon, Mifare / DESFire entrance function, Columbo Robotre premium series lever, unhanded, bright stainless steel finish, for use with 1 3/4" - 2 1/4" thick door | 1 |  | 1 Year | 789.45 | 0.15 | 671.0325
17978 | Salto | E9650300IP48-W- | XS4 wide body electronic RF wireless SVN escutcheon, Mifare / DESFire entrance function, Columbo Robotre premium series lever, unhanded, bright stainless steel finish, for use with 1 3/4" - 2 1/4" thick door | 1 |  | 1 Year | 920.55 | 0.15 | 782.4675
17979 | Salto | E9650300PP38--- | XS4 wide body electronic wire-free SVN escutcheon, Mifare / DESFire entrance function, Columbo Robotre premium series lever, unhanded, bright brass finish, for use with 1 3/8" - 1 3/4" thick standard door | 1 |  | 1 Year | 735.35 | 0.15 | 625.0475
17980 | Salto | E9650300PP38-A- | XS4 wide body electronic AMOK wire-free SVN escutcheon, Mifare / DESFire entrance function, Columbo Robotre premium series lever, unhanded, bright brass finish, for use with 1 3/8" - 1 3/4" thick standard door | 1 |  | 1 Year | 864.35 | 0.15 | 734.6975
17981 | Salto | E9650300PP38-C- | XS4 wide body electronic RF wireless ready SVN escutcheon, Mifare / DESFire entrance function, Columbo Robotre premium series lever, unhanded, bright brass finish, for use with 1 3/8" - 1 3/4" thick standard door | 1 |  | 1 Year | 789.45 | 0.15 | 671.0325
17982 | Salto | E9650300PP38-W- | XS4 wide body electronic RF wireless SVN escutcheon, Mifare / DESFire entrance function, Columbo Robotre premium series lever, unhanded, bright brass finish, for use with 1 3/8" - 1 3/4" thick standard door | 1 |  | 1 Year | 920.55 | 0.15 | 782.4675
17983 | Salto | E9650300PP48--- | XS4 wide body electronic wire-free SVN escutcheon, Mifare / DESFire entrance function, Columbo Robotre premium series lever, unhanded, bright brass finish, for use with 1 3/4" - 2 1/4" thick door | 1 |  | 1 Year | 735.35 | 0.15 | 625.0475
17984 | Salto | E9650300PP48-A- | XS4 wide body electronic AMOK wire-free SVN escutcheon, Mifare / DESFire entrance function, Columbo Robotre premium series lever, unhanded, bright brass finish, for use with 1 3/4" - 2 1/4" thick door | 1 |  | 1 Year | 864.35 | 0.15 | 734.6975
17985 | Salto | E9650300PP48-C- | XS4 wide body electronic RF wireless ready SVN escutcheon, Mifare / DESFire entrance function, Columbo Robotre premium series lever, unhanded, bright brass finish, for use with 1 3/4" - 2 1/4" thick door | 1 |  | 1 Year | 789.45 | 0.15 | 671.0325
17986 | Salto | E9650300PP48-W- | XS4 wide body electronic RF wireless SVN escutcheon, Mifare / DESFire entrance function, Columbo Robotre premium series lever, unhanded, bright brass finish, for use with 1 3/4" - 2 1/4" thick door | 1 |  | 1 Year | 920.55 | 0.15 | 782.4675
17987 | Salto | E9650400IM38--- | XS4 wide body electronic wire-free SVN escutcheon, Mifare / DESFire entrance function, Columbo Roboquattro premium series lever, unhanded, satin stainless finish, for use with 1 3/8" - 1 3/4" thick standard door | 1 |  | 1 Year | 719.05 | 0.15 | 611.1925
17988 | Salto | E9650400IM38-A- | XS4 wide body electronic AMOK wire-free SVN escutcheon, Mifare / DESFire entrance function, Columbo Roboquattro premium series lever, unhanded, satin stainless finish, for use with 1 3/8" - 1 3/4" thick standard door | 1 |  | 1 Year | 848.05 | 0.15 | 720.8425
17989 | Salto | E9650400IM38-C- | XS4 wide body electronic RF wireless ready SVN escutcheon, Mifare / DESFire entrance function, Columbo Roboquattro premium series lever, unhanded, satin stainless finish, for use with 1 3/8" - 1 3/4" thick standard door | 1 |  | 1 Year | 773.15 | 0.15 | 657.1775
17990 | Salto | E9650400IM38-W- | XS4 wide body electronic RF wireless SVN escutcheon, Mifare / DESFire entrance function, Columbo Roboquattro premium series lever, unhanded, satin stainless finish, for use with 1 3/8" - 1 3/4" thick standard door | 1 |  | 1 Year | 904.25 | 0.15 | 768.6125
17991 | Salto | E9650400IM48--- | XS4 wide body electronic wire-free SVN escutcheon, Mifare / DESFire entrance function, Columbo Roboquattro premium series lever, unhanded, satin stainless finish, for use with 1 3/4" - 2 1/4" thick door | 1 |  | 1 Year | 719.05 | 0.15 | 611.1925
17992 | Salto | E9650400IM48-A- | XS4 wide body electronic AMOK wire-free SVN escutcheon, Mifare / DESFire entrance function, Columbo Roboquattro premium series lever, unhanded, satin stainless finish, for use with 1 3/4" - 2 1/4" thick door | 1 |  | 1 Year | 848.05 | 0.15 | 720.8425
17993 | Salto | E9650400IM48-C- | XS4 wide body electronic RF wireless ready SVN escutcheon, Mifare / DESFire entrance function, Columbo Roboquattro premium series lever, unhanded, satin stainless finish, for use with 1 3/4" - 2 1/4" thick door | 1 |  | 1 Year | 773.15 | 0.15 | 657.1775
17994 | Salto | E9650400IM48-W- | XS4 wide body electronic RF wireless SVN escutcheon, Mifare / DESFire entrance function, Columbo Roboquattro premium series lever, unhanded, satin stainless finish, for use with 1 3/4" - 2 1/4" thick door | 1 |  | 1 Year | 904.25 | 0.15 | 768.6125
17995 | Salto | E9650400IP38--- | XS4 wide body electronic wire-free SVN escutcheon, Mifare / DESFire entrance function, Columbo Roboquattro premium series lever, unhanded, bright stainless steel finish, for use with 1 3/8" - 1 3/4" thick standard door | 1 |  | 1 Year | 735.35 | 0.15 | 625.0475
17996 | Salto | E9650400IP38-A- | XS4 wide body electronic AMOK wire-free SVN escutcheon, Mifare / DESFire entrance function, Columbo Roboquattro premium series lever, unhanded, bright stainless steel finish, for use with 1 3/8" - 1 3/4" thick standard door | 1 |  | 1 Year | 864.35 | 0.15 | 734.6975
17997 | Salto | E9650400IP38-C- | XS4 wide body electronic RF wireless ready SVN escutcheon, Mifare / DESFire entrance function, Columbo Roboquattro premium series lever, unhanded, bright stainless steel finish, for use with 1 3/8" - 1 3/4" thick standard door | 1 |  | 1 Year | 789.45 | 0.15 | 671.0325
17998 | Salto | E9650400IP38-W- | XS4 wide body electronic RF wireless SVN escutcheon, Mifare / DESFire entrance function, Columbo Roboquattro premium series lever, unhanded, bright stainless steel finish, for use with 1 3/8" - 1 3/4" thick standard door | 1 |  | 1 Year | 920.55 | 0.15 | 782.4675
17999 | Salto | E9650400IP48--- | XS4 wide body electronic wire-free SVN escutcheon, Mifare / DESFire entrance function, Columbo Roboquattro premium series lever, unhanded, bright stainless steel finish, for use with 1 3/4" - 2 1/4" thick door | 1 |  | 1 Year | 735.35 | 0.15 | 625.0475
18000 | Salto | E9650400IP48-A- | XS4 wide body electronic AMOK wire-free SVN escutcheon, Mifare / DESFire entrance function, Columbo Roboquattro premium series lever, unhanded, bright stainless steel finish, for use with 1 3/4" - 2 1/4" thick door | 1 |  | 1 Year | 864.35 | 0.15 | 734.6975
18001 | Salto | E9650400IP48-C- | XS4 wide body electronic RF wireless ready SVN escutcheon, Mifare / DESFire entrance function, Columbo Roboquattro premium series lever, unhanded, bright stainless steel finish, for use with 1 3/4" - 2 1/4" thick door | 1 |  | 1 Year | 789.45 | 0.15 | 671.0325
18002 | Salto | E9650400IP48-W- | XS4 wide body electronic RF wireless SVN escutcheon, Mifare / DESFire entrance function, Columbo Roboquattro premium series lever, unhanded, bright stainless steel finish, for use with 1 3/4" - 2 1/4" thick door | 1 |  | 1 Year | 920.55 | 0.15 | 782.4675
18003 | Salto | E9650400PP38--- | XS4 wide body electronic wire-free SVN escutcheon, Mifare / DESFire entrance function, Columbo Roboquattro premium series lever, unhanded, bright brass finish, for use with 1 3/8" - 1 3/4" thick standard door | 1 |  | 1 Year | 735.35 | 0.15 | 625.0475
18004 | Salto | E9650400PP38-A- | XS4 wide body electronic AMOK wire-free SVN escutcheon, Mifare / DESFire entrance function, Columbo Roboquattro premium series lever, unhanded, bright brass finish, for use with 1 3/8" - 1 3/4" thick standard door | 1 |  | 1 Year | 864.35 | 0.15 | 734.6975
18005 | Salto | E9650400PP38-C- | XS4 wide body electronic RF wireless ready SVN escutcheon, Mifare / DESFire entrance function, Columbo Roboquattro premium series lever, unhanded, bright brass finish, for use with 1 3/8" - 1 3/4" thick standard door | 1 |  | 1 Year | 789.45 | 0.15 | 671.0325
18006 | Salto | E9650400PP38-W- | XS4 wide body electronic RF wireless SVN escutcheon, Mifare / DESFire entrance function, Columbo Roboquattro premium series lever, unhanded, bright brass finish, for use with 1 3/8" - 1 3/4" thick standard door | 1 |  | 1 Year | 920.55 | 0.15 | 782.4675
18007 | Salto | E9650400PP48--- | XS4 wide body electronic wire-free SVN escutcheon, Mifare / DESFire entrance function, Columbo Roboquattro premium series lever, unhanded, bright brass finish, for use with 1 3/4" - 2 1/4" thick door | 1 |  | 1 Year | 735.35 | 0.15 | 625.0475
18008 | Salto | E9650400PP48-A- | XS4 wide body electronic AMOK wire-free SVN escutcheon, Mifare / DESFire entrance function, Columbo Roboquattro premium series lever, unhanded, bright brass finish, for use with 1 3/4" - 2 1/4" thick door | 1 |  | 1 Year | 864.35 | 0.15 | 734.6975
18009 | Salto | E9650400PP48-C- | XS4 wide body electronic RF wireless ready SVN escutcheon, Mifare / DESFire entrance function, Columbo Roboquattro premium series lever, unhanded, bright brass finish, for use with 1 3/4" - 2 1/4" thick door | 1 |  | 1 Year | 789.45 | 0.15 | 671.0325
18010 | Salto | E9650400PP48-W- | XS4 wide body electronic RF wireless SVN escutcheon, Mifare / DESFire entrance function, Columbo Roboquattro premium series lever, unhanded, bright brass finish, for use with 1 3/4" - 2 1/4" thick door | 1 |  | 1 Year | 920.55 | 0.15 | 782.4675
18011 | Salto | E9650700IM38--- | XS4 wide body electronic wire-free SVN escutcheon, Mifare / DESFire entrance function, Columbo Mach premium series lever, unhanded, satin stainless finish, for use with 1 3/8" - 1 3/4" thick standard door | 1 |  | 1 Year | 719.05 | 0.15 | 611.1925
18012 | Salto | E9650700IM38-A- | XS4 wide body electronic AMOK wire-free SVN escutcheon, Mifare / DESFire entrance function, Columbo Mach premium series lever, unhanded, satin stainless finish, for use with 1 3/8" - 1 3/4" thick standard door | 1 |  | 1 Year | 848.05 | 0.15 | 720.8425
18013 | Salto | E9650700IM38-C- | XS4 wide body electronic RF wireless ready SVN escutcheon, Mifare / DESFire entrance function, Columbo Mach premium series lever, unhanded, satin stainless finish, for use with 1 3/8" - 1 3/4" thick standard door | 1 |  | 1 Year | 773.15 | 0.15 | 657.1775
18014 | Salto | E9650700IM38-W- | XS4 wide body electronic RF wireless SVN escutcheon, Mifare / DESFire entrance function, Columbo Mach premium series lever, unhanded, satin stainless finish, for use with 1 3/8" - 1 3/4" thick standard door | 1 |  | 1 Year | 904.25 | 0.15 | 768.6125
18015 | Salto | E9650700IM48--- | XS4 wide body electronic wire-free SVN escutcheon, Mifare / DESFire entrance function, Columbo Mach premium series lever, unhanded, satin stainless finish, for use with 1 3/4" - 2 1/4" thick door | 1 |  | 1 Year | 719.05 | 0.15 | 611.1925
18016 | Salto | E9650700IM48-A- | XS4 wide body electronic AMOK wire-free SVN escutcheon, Mifare / DESFire entrance function, Columbo Mach premium series lever, unhanded, satin stainless finish, for use with 1 3/4" - 2 1/4" thick door | 1 |  | 1 Year | 848.05 | 0.15 | 720.8425
18017 | Salto | E9650700IM48-C- | XS4 wide body electronic RF wireless ready SVN escutcheon, Mifare / DESFire entrance function, Columbo Mach premium series lever, unhanded, satin stainless finish, for use with 1 3/4" - 2 1/4" thick door | 1 |  | 1 Year | 773.15 | 0.15 | 657.1775
18018 | Salto | E9650700IM48-W- | XS4 wide body electronic RF wireless SVN escutcheon, Mifare / DESFire entrance function, Columbo Mach premium series lever, unhanded, satin stainless finish, for use with 1 3/4" - 2 1/4" thick door | 1 |  | 1 Year | 904.25 | 0.15 | 768.6125
18019 | Salto | E9650700IP38--- | XS4 wide body electronic wire-free SVN escutcheon, Mifare / DESFire entrance function, Columbo Mach premium series lever, unhanded, bright stainless steel finish, for use with 1 3/8" - 1 3/4" thick standard door | 1 |  | 1 Year | 735.35 | 0.15 | 625.0475
18020 | Salto | E9650700IP38-A- | XS4 wide body electronic AMOK wire-free SVN escutcheon, Mifare / DESFire entrance function, Columbo Mach premium series lever, unhanded, bright stainless steel finish, for use with 1 3/8" - 1 3/4" thick standard door | 1 |  | 1 Year | 864.35 | 0.15 | 734.6975
18021 | Salto | E9650700IP38-C- | XS4 wide body electronic RF wireless ready SVN escutcheon, Mifare / DESFire entrance function, Columbo Mach premium series lever, unhanded, bright stainless steel finish, for use with 1 3/8" - 1 3/4" thick standard door | 1 |  | 1 Year | 789.45 | 0.15 | 671.0325
18022 | Salto | E9650700IP38-W- | XS4 wide body electronic RF wireless SVN escutcheon, Mifare / DESFire entrance function, Columbo Mach premium series lever, unhanded, bright stainless steel finish, for use with 1 3/8" - 1 3/4" thick standard door | 1 |  | 1 Year | 920.55 | 0.15 | 782.4675
18023 | Salto | E9650700IP48--- | XS4 wide body electronic wire-free SVN escutcheon, Mifare / DESFire entrance function, Columbo Mach premium series lever, unhanded, bright stainless steel finish, for use with 1 3/4" - 2 1/4" thick door | 1 |  | 1 Year | 735.35 | 0.15 | 625.0475
18024 | Salto | E9650700IP48-A- | XS4 wide body electronic AMOK wire-free SVN escutcheon, Mifare / DESFire entrance function, Columbo Mach premium series lever, unhanded, bright stainless steel finish, for use with 1 3/4" - 2 1/4" thick door | 1 |  | 1 Year | 864.35 | 0.15 | 734.6975
18025 | Salto | E9650700IP48-C- | XS4 wide body electronic RF wireless ready SVN escutcheon, Mifare / DESFire entrance function, Columbo Mach premium series lever, unhanded, bright stainless steel finish, for use with 1 3/4" - 2 1/4" thick door | 1 |  | 1 Year | 789.45 | 0.15 | 671.0325
18026 | Salto | E9650700IP48-W- | XS4 wide body electronic RF wireless SVN escutcheon, Mifare / DESFire entrance function, Columbo Mach premium series lever, unhanded, bright stainless steel finish, for use with 1 3/4" - 2 1/4" thick door | 1 |  | 1 Year | 920.55 | 0.15 | 782.4675
18027 | Salto | E9650700PP38--- | XS4 wide body electronic wire-free SVN escutcheon, Mifare / DESFire entrance function, Columbo Mach premium series lever, unhanded, bright brass finish, for use with 1 3/8" - 1 3/4" thick standard door | 1 |  | 1 Year | 735.35 | 0.15 | 625.0475
18028 | Salto | E9650700PP38-A- | XS4 wide body electronic AMOK wire-free SVN escutcheon, Mifare / DESFire entrance function, Columbo Mach premium series lever, unhanded, bright brass finish, for use with 1 3/8" - 1 3/4" thick standard door | 1 |  | 1 Year | 864.35 | 0.15 | 734.6975
18029 | Salto | E9650700PP38-C- | XS4 wide body electronic RF wireless ready SVN escutcheon, Mifare / DESFire entrance function, Columbo Mach premium series lever, unhanded, bright brass finish, for use with 1 3/8" - 1 3/4" thick standard door | 1 |  | 1 Year | 789.45 | 0.15 | 671.0325
18030 | Salto | E9650700PP38-W- | XS4 wide body electronic RF wireless SVN escutcheon, Mifare / DESFire entrance function, Columbo Mach premium series lever, unhanded, bright brass finish, for use with 1 3/8" - 1 3/4" thick standard door | 1 |  | 1 Year | 920.55 | 0.15 | 782.4675
18031 | Salto | E9650700PP48--- | XS4 wide body electronic wire-free SVN escutcheon, Mifare / DESFire entrance function, Columbo Mach premium series lever, unhanded, bright brass finish, for use with 1 3/4" - 2 1/4" thick door | 1 |  | 1 Year | 735.35 | 0.15 | 625.0475
18032 | Salto | E9650700PP48-A- | XS4 wide body electronic AMOK wire-free SVN escutcheon, Mifare / DESFire entrance function, Columbo Mach premium series lever, unhanded, bright brass finish, for use with 1 3/4" - 2 1/4" thick door | 1 |  | 1 Year | 864.35 | 0.15 | 734.6975
18033 | Salto | E9650700PP48-C- | XS4 wide body electronic RF wireless ready SVN escutcheon, Mifare / DESFire entrance function, Columbo Mach premium series lever, unhanded, bright brass finish, for use with 1 3/4" - 2 1/4" thick door | 1 |  | 1 Year | 789.45 | 0.15 | 671.0325
18034 | Salto | E9650700PP48-W- | XS4 wide body electronic RF wireless SVN escutcheon, Mifare / DESFire entrance function, Columbo Mach premium series lever, unhanded, bright brass finish, for use with 1 3/4" - 2 1/4" thick door | 1 |  | 1 Year | 920.55 | 0.15 | 782.4675
18035 | Salto | E9650A00BC38--- | XS4 wide body electronic wire-free SVN escutcheon, Mifare / DESFire entrance function, A lever, unhanded, BioCote antimicrobial finish, for use with 1 3/8" - 1 3/4" thick standard door | 1 |  | 1 Year | 725.15 | 0.15 | 616.3775
18036 | Salto | E9650A00BC38-A- | XS4 wide body electronic AMOK wire-free SVN escutcheon, Mifare / DESFire entrance function, A lever, unhanded, BioCote antimicrobial finish, for use with 1 3/8" - 1 3/4" thick standard door | 1 |  | 1 Year | 854.15 | 0.15 | 726.0275
18037 | Salto | E9650A00BC38-C- | XS4 wide body electronic RF wireless ready SVN escutcheon, Mifare / DESFire entrance function, A lever, unhanded, BioCote antimicrobial finish, for use with 1 3/8" - 1 3/4" thick standard door | 1 |  | 1 Year | 779.25 | 0.15 | 662.3625
18038 | Salto | E9650A00BC38-W- | XS4 wide body electronic RF wireless SVN escutcheon, Mifare / DESFire entrance function, A lever, unhanded, BioCote antimicrobial finish, for use with 1 3/8" - 1 3/4" thick standard door | 1 |  | 1 Year | 910.35 | 0.15 | 773.7975
18039 | Salto | E9650A00BC48--- | XS4 wide body electronic wire-free SVN escutcheon, Mifare / DESFire entrance function, A lever, unhanded, BioCote antimicrobial finish, for use with 1 3/4" - 2 1/4" thick door | 1 |  | 1 Year | 725.15 | 0.15 | 616.3775
18040 | Salto | E9650A00BC48-A- | XS4 wide body electronic AMOK wire-free SVN escutcheon, Mifare / DESFire entrance function, A lever, unhanded, BioCote antimicrobial finish, for use with 1 3/4" - 2 1/4" thick door | 1 |  | 1 Year | 854.15 | 0.15 | 726.0275
18041 | Salto | E9650A00BC48-C- | XS4 wide body electronic RF wireless ready SVN escutcheon, Mifare / DESFire entrance function, A lever, unhanded, BioCote antimicrobial finish, for use with 1 3/4" - 2 1/4" thick door | 1 |  | 1 Year | 779.25 | 0.15 | 662.3625
18042 | Salto | E9650A00BC48-W- | XS4 wide body electronic RF wireless SVN escutcheon, Mifare / DESFire entrance function, A lever, unhanded, BioCote antimicrobial finish, for use with 1 3/4" - 2 1/4" thick door | 1 |  | 1 Year | 910.35 | 0.15 | 773.7975
18043 | Salto | E9650A00IA38--- | XS4 wide body electronic wire-free SVN escutcheon, Mifare / DESFire entrance function, A lever, unhanded, antique brass finish, for use with 1 3/8" - 1 3/4" thick standard door | 1 |  | 1 Year | 725.15 | 0.15 | 616.3775
18044 | Salto | E9650A00IA38-A- | XS4 wide body electronic AMOK wire-free SVN escutcheon, Mifare / DESFire entrance function, A lever, unhanded, antique brass finish, for use with 1 3/8" - 1 3/4" thick standard door | 1 |  | 1 Year | 854.15 | 0.15 | 726.0275
18045 | Salto | E9650A00IA38-C- | XS4 wide body electronic RF wireless ready SVN escutcheon, Mifare / DESFire entrance function, A lever, unhanded, antique brass finish, for use with 1 3/8" - 1 3/4" thick standard door | 1 |  | 1 Year | 779.25 | 0.15 | 662.3625
18046 | Salto | E9650A00IA38-W- | XS4 wide body electronic RF wireless SVN escutcheon, Mifare / DESFire entrance function, A lever, unhanded, antique brass finish, for use with 1 3/8" - 1 3/4" thick standard door | 1 |  | 1 Year | 910.35 | 0.15 | 773.7975
18047 | Salto | E9650A00IA48--- | XS4 wide body electronic wire-free SVN escutcheon, Mifare / DESFire entrance function, A lever, unhanded, antique brass finish, for use with 1 3/4" - 2 1/4" thick door | 1 |  | 1 Year | 725.15 | 0.15 | 616.3775
18048 | Salto | E9650A00IA48-A- | XS4 wide body electronic AMOK wire-free SVN escutcheon, Mifare / DESFire entrance function, A lever, unhanded, antique brass finish, for use with 1 3/4" - 2 1/4" thick door | 1 |  | 1 Year | 854.15 | 0.15 | 726.0275
18049 | Salto | E9650A00IA48-C- | XS4 wide body electronic RF wireless ready SVN escutcheon, Mifare / DESFire entrance function, A lever, unhanded, antique brass finish, for use with 1 3/4" - 2 1/4" thick door | 1 |  | 1 Year | 779.25 | 0.15 | 662.3625
18050 | Salto | E9650A00IA48-W- | XS4 wide body electronic RF wireless SVN escutcheon, Mifare / DESFire entrance function, A lever, unhanded, antique brass finish, for use with 1 3/4" - 2 1/4" thick door | 1 |  | 1 Year | 910.35 | 0.15 | 773.7975
18051 | Salto | E9650A00IM38--- | XS4 wide body electronic wire-free SVN escutcheon, Mifare / DESFire entrance function, A lever, unhanded, satin stainless finish, for use with 1 3/8" - 1 3/4" thick standard door | 1 |  | 1 Year | 673.15 | 0.15 | 572.1775
18052 | Salto | E9650A00IM38-A- | XS4 wide body electronic AMOK wire-free SVN escutcheon, Mifare / DESFire entrance function, A lever, unhanded, satin stainless finish, for use with 1 3/8" - 1 3/4" thick standard door | 1 |  | 1 Year | 802.15 | 0.15 | 681.8275
18053 | Salto | E9650A00IM38-C- | XS4 wide body electronic RF wireless ready SVN escutcheon, Mifare / DESFire entrance function, A lever, unhanded, satin stainless finish, for use with 1 3/8" - 1 3/4" thick standard door | 1 |  | 1 Year | 727.25 | 0.15 | 618.1625
18054 | Salto | E9650A00IM38-W- | XS4 wide body electronic RF wireless SVN escutcheon, Mifare / DESFire entrance function, A lever, unhanded, satin stainless finish, for use with 1 3/8" - 1 3/4" thick standard door | 1 |  | 1 Year | 858.35 | 0.15 | 729.5975
18055 | Salto | E9650A00IM48--- | XS4 wide body electronic wire-free SVN escutcheon, Mifare / DESFire entrance function, A lever, unhanded, satin stainless finish, for use with 1 3/4" - 2 1/4" thick door | 1 |  | 1 Year | 673.15 | 0.15 | 572.1775
18056 | Salto | E9650A00IM48-A- | XS4 wide body electronic AMOK wire-free SVN escutcheon, Mifare / DESFire entrance function, A lever, unhanded, satin stainless finish, for use with 1 3/4" - 2 1/4" thick door | 1 |  | 1 Year | 802.15 | 0.15 | 681.8275
18057 | Salto | E9650A00IM48-C- | XS4 wide body electronic RF wireless ready SVN escutcheon, Mifare / DESFire entrance function, A lever, unhanded, satin stainless finish, for use with 1 3/4" - 2 1/4" thick door | 1 |  | 1 Year | 727.25 | 0.15 | 618.1625
18058 | Salto | E9650A00IM48-W- | XS4 wide body electronic RF wireless SVN escutcheon, Mifare / DESFire entrance function, A lever, unhanded, satin stainless finish, for use with 1 3/4" - 2 1/4" thick door | 1 |  | 1 Year | 858.35 | 0.15 | 729.5975
18059 | Salto | E9650A00IP38--- | XS4 wide body electronic wire-free SVN escutcheon, Mifare / DESFire entrance function, A lever, unhanded, bright stainless steel finish, for use with 1 3/8" - 1 3/4" thick standard door | 1 |  | 1 Year | 689.45 | 0.15 | 586.0325
18060 | Salto | E9650A00IP38-A- | XS4 wide body electronic AMOK wire-free SVN escutcheon, Mifare / DESFire entrance function, A lever, unhanded, bright stainless steel finish, for use with 1 3/8" - 1 3/4" thick standard door | 1 |  | 1 Year | 818.45 | 0.15 | 695.6825
18061 | Salto | E9650A00IP38-C- | XS4 wide body electronic RF wireless ready SVN escutcheon, Mifare / DESFire entrance function, A lever, unhanded, bright stainless steel finish, for use with 1 3/8" - 1 3/4" thick standard door | 1 |  | 1 Year | 743.55 | 0.15 | 632.0175
18062 | Salto | E9650A00IP38-W- | XS4 wide body electronic RF wireless SVN escutcheon, Mifare / DESFire entrance function, A lever, unhanded, bright stainless steel finish, for use with 1 3/8" - 1 3/4" thick standard door | 1 |  | 1 Year | 874.65 | 0.15 | 743.4525
18063 | Salto | E9650A00IP48--- | XS4 wide body electronic wire-free SVN escutcheon, Mifare / DESFire entrance function, A lever, unhanded, bright stainless steel finish, for use with 1 3/4" - 2 1/4" thick door | 1 |  | 1 Year | 689.45 | 0.15 | 586.0325
18064 | Salto | E9650A00IP48-A- | XS4 wide body electronic AMOK wire-free SVN escutcheon, Mifare / DESFire entrance function, A lever, unhanded, bright stainless steel finish, for use with 1 3/4" - 2 1/4" thick door | 1 |  | 1 Year | 818.45 | 0.15 | 695.6825
18065 | Salto | E9650A00IP48-C- | XS4 wide body electronic RF wireless ready SVN escutcheon, Mifare / DESFire entrance function, A lever, unhanded, bright stainless steel finish, for use with 1 3/4" - 2 1/4" thick door | 1 |  | 1 Year | 743.55 | 0.15 | 632.0175
18066 | Salto | E9650A00IP48-W- | XS4 wide body electronic RF wireless SVN escutcheon, Mifare / DESFire entrance function, A lever, unhanded, bright stainless steel finish, for use with 1 3/4" - 2 1/4" thick door | 1 |  | 1 Year | 874.65 | 0.15 | 743.4525
18067 | Salto | E9650A00NE38--- | XS4 wide body electronic wire-free SVN escutcheon, Mifare / DESFire entrance function, A lever, unhanded, black chromium finish, for use with 1 3/8" - 1 3/4" thick standard door | 1 |  | 1 Year | 707.85 | 0.15 | 601.6725
18068 | Salto | E9650A00NE38-A- | XS4 wide body electronic AMOK wire-free SVN escutcheon, Mifare / DESFire entrance function, A lever, unhanded, black chromium finish, for use with 1 3/8" - 1 3/4" thick standard door | 1 |  | 1 Year | 836.85 | 0.15 | 711.3225
18069 | Salto | E9650A00NE38-C- | XS4 wide body electronic RF wireless ready SVN escutcheon, Mifare / DESFire entrance function, A lever, unhanded, black chromium finish, for use with 1 3/8" - 1 3/4" thick standard door | 1 |  | 1 Year | 761.95 | 0.15 | 647.6575
18070 | Salto | E9650A00NE38-W- | XS4 wide body electronic RF wireless SVN escutcheon, Mifare / DESFire entrance function, A lever, unhanded, black chromium finish, for use with 1 3/8" - 1 3/4" thick standard door | 1 |  | 1 Year | 893.05 | 0.15 | 759.0925
18071 | Salto | E9650A00NE48--- | XS4 wide body electronic wire-free SVN escutcheon, Mifare / DESFire entrance function, A lever, unhanded, black chromium finish, for use with 1 3/4" - 2 1/4" thick door | 1 |  | 1 Year | 707.85 | 0.15 | 601.6725
18072 | Salto | E9650A00NE48-A- | XS4 wide body electronic AMOK wire-free SVN escutcheon, Mifare / DESFire entrance function, A lever, unhanded, black chromium finish, for use with 1 3/4" - 2 1/4" thick door | 1 |  | 1 Year | 836.85 | 0.15 | 711.3225
18073 | Salto | E9650A00NE48-C- | XS4 wide body electronic RF wireless ready SVN escutcheon, Mifare / DESFire entrance function, A lever, unhanded, black chromium finish, for use with 1 3/4" - 2 1/4" thick door | 1 |  | 1 Year | 761.95 | 0.15 | 647.6575
18074 | Salto | E9650A00NE48-W- | XS4 wide body electronic RF wireless SVN escutcheon, Mifare / DESFire entrance function, A lever, unhanded, black chromium finish, for use with 1 3/4" - 2 1/4" thick door | 1 |  | 1 Year | 893.05 | 0.15 | 759.0925
18075 | Salto | E9650A00PM38--- | XS4 wide body electronic wire-free SVN escutcheon, Mifare / DESFire entrance function, A lever, unhanded, satin brass finish, for use with 1 3/8" - 1 3/4" thick standard door | 1 |  | 1 Year | 673.15 | 0.15 | 572.1775
18076 | Salto | E9650A00PM38-A- | XS4 wide body electronic AMOK wire-free SVN escutcheon, Mifare / DESFire entrance function, A lever, unhanded, satin brass finish, for use with 1 3/8" - 1 3/4" thick standard door | 1 |  | 1 Year | 802.15 | 0.15 | 681.8275
18077 | Salto | E9650A00PM38-C- | XS4 wide body electronic RF wireless ready SVN escutcheon, Mifare / DESFire entrance function, A lever, unhanded, satin brass finish, for use with 1 3/8" - 1 3/4" thick standard door | 1 |  | 1 Year | 727.25 | 0.15 | 618.1625
18078 | Salto | E9650A00PM38-W- | XS4 wide body electronic RF wireless SVN escutcheon, Mifare / DESFire entrance function, A lever, unhanded, satin brass finish, for use with 1 3/8" - 1 3/4" thick standard door | 1 |  | 1 Year | 858.35 | 0.15 | 729.5975
18079 | Salto | E9650A00PM48--- | XS4 wide body electronic wire-free SVN escutcheon, Mifare / DESFire entrance function, A lever, unhanded, satin brass finish, for use with 1 3/4" - 2 1/4" thick door | 1 |  | 1 Year | 673.15 | 0.15 | 572.1775
18080 | Salto | E9650A00PM48-A- | XS4 wide body electronic AMOK wire-free SVN escutcheon, Mifare / DESFire entrance function, A lever, unhanded, satin brass finish, for use with 1 3/4" - 2 1/4" thick door | 1 |  | 1 Year | 802.15 | 0.15 | 681.8275
18081 | Salto | E9650A00PM48-C- | XS4 wide body electronic RF wireless ready SVN escutcheon, Mifare / DESFire entrance function, A lever, unhanded, satin brass finish, for use with 1 3/4" - 2 1/4" thick door | 1 |  | 1 Year | 727.25 | 0.15 | 618.1625
18082 | Salto | E9650A00PM48-W- | XS4 wide body electronic RF wireless SVN escutcheon, Mifare / DESFire entrance function, A lever, unhanded, satin brass finish, for use with 1 3/4" - 2 1/4" thick door | 1 |  | 1 Year | 858.35 | 0.15 | 729.5975
18083 | Salto | E9650A00PP38--- | XS4 wide body electronic wire-free SVN escutcheon, Mifare / DESFire entrance function, A lever, unhanded, bright brass finish, for use with 1 3/8" - 1 3/4" thick standard door | 1 |  | 1 Year | 689.45 | 0.15 | 586.0325
18084 | Salto | E9650A00PP38-A- | XS4 wide body electronic AMOK wire-free SVN escutcheon, Mifare / DESFire entrance function, A lever, unhanded, bright brass finish, for use with 1 3/8" - 1 3/4" thick standard door | 1 |  | 1 Year | 818.45 | 0.15 | 695.6825
18085 | Salto | E9650A00PP38-C- | XS4 wide body electronic RF wireless ready SVN escutcheon, Mifare / DESFire entrance function, A lever, unhanded, bright brass finish, for use with 1 3/8" - 1 3/4" thick standard door | 1 |  | 1 Year | 743.55 | 0.15 | 632.0175
18086 | Salto | E9650A00PP38-W- | XS4 wide body electronic RF wireless SVN escutcheon, Mifare / DESFire entrance function, A lever, unhanded, bright brass finish, for use with 1 3/8" - 1 3/4" thick standard door | 1 |  | 1 Year | 874.65 | 0.15 | 743.4525
18087 | Salto | E9650A00PP48--- | XS4 wide body electronic wire-free SVN escutcheon, Mifare / DESFire entrance function, A lever, unhanded, bright brass finish, for use with 1 3/4" - 2 1/4" thick door | 1 |  | 1 Year | 689.45 | 0.15 | 586.0325
18088 | Salto | E9650A00PP48-A- | XS4 wide body electronic AMOK wire-free SVN escutcheon, Mifare / DESFire entrance function, A lever, unhanded, bright brass finish, for use with 1 3/4" - 2 1/4" thick door | 1 |  | 1 Year | 818.45 | 0.15 | 695.6825
18089 | Salto | E9650A00PP48-C- | XS4 wide body electronic RF wireless ready SVN escutcheon, Mifare / DESFire entrance function, A lever, unhanded, bright brass finish, for use with 1 3/4" - 2 1/4" thick door | 1 |  | 1 Year | 743.55 | 0.15 | 632.0175
18090 | Salto | E9650A00PP48-W- | XS4 wide body electronic RF wireless SVN escutcheon, Mifare / DESFire entrance function, A lever, unhanded, bright brass finish, for use with 1 3/4" - 2 1/4" thick door | 1 |  | 1 Year | 874.65 | 0.15 | 743.4525
18091 | Salto | E9650G00BC38--- | XS4 wide body electronic wire-free SVN escutcheon, Mifare / DESFire entrance function, G lever, unhanded, BioCote antimicrobial finish, for use with 1 3/8" - 1 3/4" thick standard door | 1 |  | 1 Year | 725.15 | 0.15 | 616.3775
18092 | Salto | E9650G00BC38-A- | XS4 wide body electronic AMOK wire-free SVN escutcheon, Mifare / DESFire entrance function, G lever, unhanded, BioCote antimicrobial finish, for use with 1 3/8" - 1 3/4" thick standard door | 1 |  | 1 Year | 854.15 | 0.15 | 726.0275
18093 | Salto | E9650G00BC38-C- | XS4 wide body electronic RF wireless ready SVN escutcheon, Mifare / DESFire entrance function, G lever, unhanded, BioCote antimicrobial finish, for use with 1 3/8" - 1 3/4" thick standard door | 1 |  | 1 Year | 779.25 | 0.15 | 662.3625
18094 | Salto | E9650G00BC38-W- | XS4 wide body electronic RF wireless SVN escutcheon, Mifare / DESFire entrance function, G lever, unhanded, BioCote antimicrobial finish, for use with 1 3/8" - 1 3/4" thick standard door | 1 |  | 1 Year | 910.35 | 0.15 | 773.7975
18095 | Salto | E9650G00BC48--- | XS4 wide body electronic wire-free SVN escutcheon, Mifare / DESFire entrance function, G lever, unhanded, BioCote antimicrobial finish, for use with 1 3/4" - 2 1/4" thick door | 1 |  | 1 Year | 725.15 | 0.15 | 616.3775
18096 | Salto | E9650G00BC48-A- | XS4 wide body electronic AMOK wire-free SVN escutcheon, Mifare / DESFire entrance function, G lever, unhanded, BioCote antimicrobial finish, for use with 1 3/4" - 2 1/4" thick door | 1 |  | 1 Year | 854.15 | 0.15 | 726.0275
18097 | Salto | E9650G00BC48-C- | XS4 wide body electronic RF wireless ready SVN escutcheon, Mifare / DESFire entrance function, G lever, unhanded, BioCote antimicrobial finish, for use with 1 3/4" - 2 1/4" thick door | 1 |  | 1 Year | 779.25 | 0.15 | 662.3625
18098 | Salto | E9650G00BC48-W- | XS4 wide body electronic RF wireless SVN escutcheon, Mifare / DESFire entrance function, G lever, unhanded, BioCote antimicrobial finish, for use with 1 3/4" - 2 1/4" thick door | 1 |  | 1 Year | 910.35 | 0.15 | 773.7975
18099 | Salto | E9650G00IM38--- | XS4 wide body electronic wire-free SVN escutcheon, Mifare / DESFire entrance function, G lever, unhanded, satin stainless finish, for use with 1 3/8" - 1 3/4" thick standard door | 1 |  | 1 Year | 673.15 | 0.15 | 572.1775
18100 | Salto | E9650G00IM38-A- | XS4 wide body electronic AMOK wire-free SVN escutcheon, Mifare / DESFire entrance function, G lever, unhanded, satin stainless finish, for use with 1 3/8" - 1 3/4" thick standard door | 1 |  | 1 Year | 802.15 | 0.15 | 681.8275
18101 | Salto | E9650G00IM38-C- | XS4 wide body electronic RF wireless ready SVN escutcheon, Mifare / DESFire entrance function, G lever, unhanded, satin stainless finish, for use with 1 3/8" - 1 3/4" thick standard door | 1 |  | 1 Year | 727.25 | 0.15 | 618.1625
18102 | Salto | E9650G00IM38-W- | XS4 wide body electronic RF wireless SVN escutcheon, Mifare / DESFire entrance function, G lever, unhanded, satin stainless finish, for use with 1 3/8" - 1 3/4" thick standard door | 1 |  | 1 Year | 858.35 | 0.15 | 729.5975
18103 | Salto | E9650G00IM48--- | XS4 wide body electronic wire-free SVN escutcheon, Mifare / DESFire entrance function, G lever, unhanded, satin stainless finish, for use with 1 3/4" - 2 1/4" thick door | 1 |  | 1 Year | 673.15 | 0.15 | 572.1775
18104 | Salto | E9650G00IM48-A- | XS4 wide body electronic AMOK wire-free SVN escutcheon, Mifare / DESFire entrance function, G lever, unhanded, satin stainless finish, for use with 1 3/4" - 2 1/4" thick door | 1 |  | 1 Year | 802.15 | 0.15 | 681.8275
18105 | Salto | E9650G00IM48-C- | XS4 wide body electronic RF wireless ready SVN escutcheon, Mifare / DESFire entrance function, G lever, unhanded, satin stainless finish, for use with 1 3/4" - 2 1/4" thick door | 1 |  | 1 Year | 727.25 | 0.15 | 618.1625
18106 | Salto | E9650G00IM48-W- | XS4 wide body electronic RF wireless SVN escutcheon, Mifare / DESFire entrance function, G lever, unhanded, satin stainless finish, for use with 1 3/4" - 2 1/4" thick door | 1 |  | 1 Year | 858.35 | 0.15 | 729.5975
18107 | Salto | E9650G00PM38--- | XS4 wide body electronic wire-free SVN escutcheon, Mifare / DESFire entrance function, G lever, unhanded, satin brass finish, for use with 1 3/8" - 1 3/4" thick standard door | 1 |  | 1 Year | 673.15 | 0.15 | 572.1775
18108 | Salto | E9650G00PM38-A- | XS4 wide body electronic AMOK wire-free SVN escutcheon, Mifare / DESFire entrance function, G lever, unhanded, satin brass finish, for use with 1 3/8" - 1 3/4" thick standard door | 1 |  | 1 Year | 802.15 | 0.15 | 681.8275
18109 | Salto | E9650G00PM38-C- | XS4 wide body electronic RF wireless ready SVN escutcheon, Mifare / DESFire entrance function, G lever, unhanded, satin brass finish, for use with 1 3/8" - 1 3/4" thick standard door | 1 |  | 1 Year | 727.25 | 0.15 | 618.1625
18110 | Salto | E9650G00PM38-W- | XS4 wide body electronic RF wireless SVN escutcheon, Mifare / DESFire entrance function, G lever, unhanded, satin brass finish, for use with 1 3/8" - 1 3/4" thick standard door | 1 |  | 1 Year | 858.35 | 0.15 | 729.5975
18111 | Salto | E9650G00PM48--- | XS4 wide body electronic wire-free SVN escutcheon, Mifare / DESFire entrance function, G lever, unhanded, satin brass finish, for use with 1 3/4" - 2 1/4" thick door | 1 |  | 1 Year | 673.15 | 0.15 | 572.1775
18112 | Salto | E9650G00PM48-A- | XS4 wide body electronic AMOK wire-free SVN escutcheon, Mifare / DESFire entrance function, G lever, unhanded, satin brass finish, for use with 1 3/4" - 2 1/4" thick door | 1 |  | 1 Year | 802.15 | 0.15 | 681.8275
18113 | Salto | E9650G00PM48-C- | XS4 wide body electronic RF wireless ready SVN escutcheon, Mifare / DESFire entrance function, G lever, unhanded, satin brass finish, for use with 1 3/4" - 2 1/4" thick door | 1 |  | 1 Year | 727.25 | 0.15 | 618.1625
18114 | Salto | E9650G00PM48-W- | XS4 wide body electronic RF wireless SVN escutcheon, Mifare / DESFire entrance function, G lever, unhanded, satin brass finish, for use with 1 3/4" - 2 1/4" thick door | 1 |  | 1 Year | 858.35 | 0.15 | 729.5975
18115 | Salto | E9650J00BC38--- | XS4 wide body electronic wire-free SVN escutcheon, Mifare / DESFire entrance function, J lever, unhanded, BioCote antimicrobial finish, for use with 1 3/8" - 1 3/4" thick standard door | 1 |  | 1 Year | 735.35 | 0.15 | 625.0475
18116 | Salto | E9650J00BC38-A- | XS4 wide body electronic AMOK wire-free SVN escutcheon, Mifare / DESFire entrance function, J lever, unhanded, BioCote antimicrobial finish, for use with 1 3/8" - 1 3/4" thick standard door | 1 |  | 1 Year | 864.35 | 0.15 | 734.6975
18117 | Salto | E9650J00BC38-C- | XS4 wide body electronic RF wireless ready SVN escutcheon, Mifare / DESFire entrance function, J lever, unhanded, BioCote antimicrobial finish, for use with 1 3/8" - 1 3/4" thick standard door | 1 |  | 1 Year | 789.45 | 0.15 | 671.0325
18118 | Salto | E9650J00BC38-W- | XS4 wide body electronic RF wireless SVN escutcheon, Mifare / DESFire entrance function, J lever, unhanded, BioCote antimicrobial finish, for use with 1 3/8" - 1 3/4" thick standard door | 1 |  | 1 Year | 920.55 | 0.15 | 782.4675
18119 | Salto | E9650J00BC48--- | XS4 wide body electronic wire-free SVN escutcheon, Mifare / DESFire entrance function, J lever, unhanded, BioCote antimicrobial finish, for use with 1 3/4" - 2 1/4" thick door | 1 |  | 1 Year | 735.35 | 0.15 | 625.0475
18120 | Salto | E9650J00BC48-A- | XS4 wide body electronic AMOK wire-free SVN escutcheon, Mifare / DESFire entrance function, J lever, unhanded, BioCote antimicrobial finish, for use with 1 3/4" - 2 1/4" thick door | 1 |  | 1 Year | 864.35 | 0.15 | 734.6975
18121 | Salto | E9650J00BC48-C- | XS4 wide body electronic RF wireless ready SVN escutcheon, Mifare / DESFire entrance function, J lever, unhanded, BioCote antimicrobial finish, for use with 1 3/4" - 2 1/4" thick door | 1 |  | 1 Year | 789.45 | 0.15 | 671.0325
18122 | Salto | E9650J00BC48-W- | XS4 wide body electronic RF wireless SVN escutcheon, Mifare / DESFire entrance function, J lever, unhanded, BioCote antimicrobial finish, for use with 1 3/4" - 2 1/4" thick door | 1 |  | 1 Year | 920.55 | 0.15 | 782.4675
18123 | Salto | E9650J00IA38--- | XS4 wide body electronic wire-free SVN escutcheon, Mifare / DESFire entrance function, J lever, unhanded, antique brass finish, for use with 1 3/8" - 1 3/4" thick standard door | 1 |  | 1 Year | 735.35 | 0.15 | 625.0475
18124 | Salto | E9650J00IA38-A- | XS4 wide body electronic AMOK wire-free SVN escutcheon, Mifare / DESFire entrance function, J lever, unhanded, antique brass finish, for use with 1 3/8" - 1 3/4" thick standard door | 1 |  | 1 Year | 864.35 | 0.15 | 734.6975
18125 | Salto | E9650J00IA38-C- | XS4 wide body electronic RF wireless ready SVN escutcheon, Mifare / DESFire entrance function, J lever, unhanded, antique brass finish, for use with 1 3/8" - 1 3/4" thick standard door | 1 |  | 1 Year | 789.45 | 0.15 | 671.0325
18126 | Salto | E9650J00IA38-W- | XS4 wide body electronic RF wireless SVN escutcheon, Mifare / DESFire entrance function, J lever, unhanded, antique brass finish, for use with 1 3/8" - 1 3/4" thick standard door | 1 |  | 1 Year | 920.55 | 0.15 | 782.4675
18127 | Salto | E9650J00IA48--- | XS4 wide body electronic wire-free SVN escutcheon, Mifare / DESFire entrance function, J lever, unhanded, antique brass finish, for use with 1 3/4" - 2 1/4" thick door | 1 |  | 1 Year | 735.35 | 0.15 | 625.0475
18128 | Salto | E9650J00IA48-A- | XS4 wide body electronic AMOK wire-free SVN escutcheon, Mifare / DESFire entrance function, J lever, unhanded, antique brass finish, for use with 1 3/4" - 2 1/4" thick door | 1 |  | 1 Year | 864.35 | 0.15 | 734.6975
18129 | Salto | E9650J00IA48-C- | XS4 wide body electronic RF wireless ready SVN escutcheon, Mifare / DESFire entrance function, J lever, unhanded, antique brass finish, for use with 1 3/4" - 2 1/4" thick door | 1 |  | 1 Year | 789.45 | 0.15 | 671.0325
18130 | Salto | E9650J00IA48-W- | XS4 wide body electronic RF wireless SVN escutcheon, Mifare / DESFire entrance function, J lever, unhanded, antique brass finish, for use with 1 3/4" - 2 1/4" thick door | 1 |  | 1 Year | 920.55 | 0.15 | 782.4675
18131 | Salto | E9650J00IM38--- | XS4 wide body electronic wire-free SVN escutcheon, Mifare / DESFire entrance function, J lever, unhanded, satin stainless finish, for use with 1 3/8" - 1 3/4" thick standard door | 1 |  | 1 Year | 683.35 | 0.15 | 580.8475
18132 | Salto | E9650J00IM38-A- | XS4 wide body electronic AMOK wire-free SVN escutcheon, Mifare / DESFire entrance function, J lever, unhanded, satin stainless finish, for use with 1 3/8" - 1 3/4" thick standard door | 1 |  | 1 Year | 812.35 | 0.15 | 690.4975
18133 | Salto | E9650J00IM38-C- | XS4 wide body electronic RF wireless ready SVN escutcheon, Mifare / DESFire entrance function, J lever, unhanded, satin stainless finish, for use with 1 3/8" - 1 3/4" thick standard door | 1 |  | 1 Year | 737.45 | 0.15 | 626.8325
18134 | Salto | E9650J00IM38-W- | XS4 wide body electronic RF wireless SVN escutcheon, Mifare / DESFire entrance function, J lever, unhanded, satin stainless finish, for use with 1 3/8" - 1 3/4" thick standard door | 1 |  | 1 Year | 868.55 | 0.15 | 738.2675
18135 | Salto | E9650J00IM48--- | XS4 wide body electronic wire-free SVN escutcheon, Mifare / DESFire entrance function, J lever, unhanded, satin stainless finish, for use with 1 3/4" - 2 1/4" thick door | 1 |  | 1 Year | 683.35 | 0.15 | 580.8475
18136 | Salto | E9650J00IM48-A- | XS4 wide body electronic AMOK wire-free SVN escutcheon, Mifare / DESFire entrance function, J lever, unhanded, satin stainless finish, for use with 1 3/4" - 2 1/4" thick door | 1 |  | 1 Year | 812.35 | 0.15 | 690.4975
18137 | Salto | E9650J00IM48-C- | XS4 wide body electronic RF wireless ready SVN escutcheon, Mifare / DESFire entrance function, J lever, unhanded, satin stainless finish, for use with 1 3/4" - 2 1/4" thick door | 1 |  | 1 Year | 737.45 | 0.15 | 626.8325
18138 | Salto | E9650J00IM48-W- | XS4 wide body electronic RF wireless SVN escutcheon, Mifare / DESFire entrance function, J lever, unhanded, satin stainless finish, for use with 1 3/4" - 2 1/4" thick door | 1 |  | 1 Year | 868.55 | 0.15 | 738.2675
18139 | Salto | E9650J00NE38--- | XS4 wide body electronic wire-free SVN escutcheon, Mifare / DESFire entrance function, J lever, unhanded, black chromium finish, for use with 1 3/8" - 1 3/4" thick standard door | 1 |  | 1 Year | 718.05 | 0.15 | 610.3425
18140 | Salto | E9650J00NE38-A- | XS4 wide body electronic AMOK wire-free SVN escutcheon, Mifare / DESFire entrance function, J lever, unhanded, black chromium finish, for use with 1 3/8" - 1 3/4" thick standard door | 1 |  | 1 Year | 847.05 | 0.15 | 719.9925
18141 | Salto | E9650J00NE38-C- | XS4 wide body electronic RF wireless ready SVN escutcheon, Mifare / DESFire entrance function, J lever, unhanded, black chromium finish, for use with 1 3/8" - 1 3/4" thick standard door | 1 |  | 1 Year | 772.15 | 0.15 | 656.3275
18142 | Salto | E9650J00NE38-W- | XS4 wide body electronic RF wireless SVN escutcheon, Mifare / DESFire entrance function, J lever, unhanded, black chromium finish, for use with 1 3/8" - 1 3/4" thick standard door | 1 |  | 1 Year | 903.25 | 0.15 | 767.7625
18143 | Salto | E9650J00NE48--- | XS4 wide body electronic wire-free SVN escutcheon, Mifare / DESFire entrance function, J lever, unhanded, black chromium finish, for use with 1 3/4" - 2 1/4" thick door | 1 |  | 1 Year | 718.05 | 0.15 | 610.3425
18144 | Salto | E9650J00NE48-A- | XS4 wide body electronic AMOK wire-free SVN escutcheon, Mifare / DESFire entrance function, J lever, unhanded, black chromium finish, for use with 1 3/4" - 2 1/4" thick door | 1 |  | 1 Year | 847.05 | 0.15 | 719.9925
18145 | Salto | E9650J00NE48-C- | XS4 wide body electronic RF wireless ready SVN escutcheon, Mifare / DESFire entrance function, J lever, unhanded, black chromium finish, for use with 1 3/4" - 2 1/4" thick door | 1 |  | 1 Year | 772.15 | 0.15 | 656.3275
18146 | Salto | E9650J00NE48-W- | XS4 wide body electronic RF wireless SVN escutcheon, Mifare / DESFire entrance function, J lever, unhanded, black chromium finish, for use with 1 3/4" - 2 1/4" thick door | 1 |  | 1 Year | 903.25 | 0.15 | 767.7625
18147 | Salto | E9650J00PM38--- | XS4 wide body electronic wire-free SVN escutcheon, Mifare / DESFire entrance function, J lever, unhanded, satin brass finish, for use with 1 3/8" - 1 3/4" thick standard door | 1 |  | 1 Year | 683.35 | 0.15 | 580.8475
18148 | Salto | E9650J00PM38-A- | XS4 wide body electronic AMOK wire-free SVN escutcheon, Mifare / DESFire entrance function, J lever, unhanded, satin brass finish, for use with 1 3/8" - 1 3/4" thick standard door | 1 |  | 1 Year | 812.35 | 0.15 | 690.4975
18149 | Salto | E9650J00PM38-C- | XS4 wide body electronic RF wireless ready SVN escutcheon, Mifare / DESFire entrance function, J lever, unhanded, satin brass finish, for use with 1 3/8" - 1 3/4" thick standard door | 1 |  | 1 Year | 737.45 | 0.15 | 626.8325
18150 | Salto | E9650J00PM38-W- | XS4 wide body electronic RF wireless SVN escutcheon, Mifare / DESFire entrance function, J lever, unhanded, satin brass finish, for use with 1 3/8" - 1 3/4" thick standard door | 1 |  | 1 Year | 868.55 | 0.15 | 738.2675
18151 | Salto | E9650J00PM48--- | XS4 wide body electronic wire-free SVN escutcheon, Mifare / DESFire entrance function, J lever, unhanded, satin brass finish, for use with 1 3/4" - 2 1/4" thick door | 1 |  | 1 Year | 683.35 | 0.15 | 580.8475
18152 | Salto | E9650J00PM48-A- | XS4 wide body electronic AMOK wire-free SVN escutcheon, Mifare / DESFire entrance function, J lever, unhanded, satin brass finish, for use with 1 3/4" - 2 1/4" thick door | 1 |  | 1 Year | 812.35 | 0.15 | 690.4975
18153 | Salto | E9650J00PM48-C- | XS4 wide body electronic RF wireless ready SVN escutcheon, Mifare / DESFire entrance function, J lever, unhanded, satin brass finish, for use with 1 3/4" - 2 1/4" thick door | 1 |  | 1 Year | 737.45 | 0.15 | 626.8325
18154 | Salto | E9650J00PM48-W- | XS4 wide body electronic RF wireless SVN escutcheon, Mifare / DESFire entrance function, J lever, unhanded, satin brass finish, for use with 1 3/4" - 2 1/4" thick door | 1 |  | 1 Year | 868.55 | 0.15 | 738.2675
18155 | Salto | E9650K00IM38L-- | XS4 wide body electronic wire-free SVN escutcheon, Mifare / DESFire entrance function, K lever, left handed, satin stainless finish, for use with 1 3/8" - 1 3/4" thick standard door | 1 |  | 1 Year | 683.35 | 0.15 | 580.8475
18156 | Salto | E9650K00IM38LA- | XS4 wide body electronic AMOK wire-free SVN escutcheon, Mifare / DESFire entrance function, K lever, left handed, satin stainless finish, for use with 1 3/8" - 1 3/4" thick standard door | 1 |  | 1 Year | 812.35 | 0.15 | 690.4975
18157 | Salto | E9650K00IM38LC- | XS4 wide body electronic RF wireless ready SVN escutcheon, Mifare / DESFire entrance function, K lever, left handed, satin stainless finish, for use with 1 3/8" - 1 3/4" thick standard door | 1 |  | 1 Year | 737.45 | 0.15 | 626.8325
18158 | Salto | E9650K00IM38LW- | XS4 wide body electronic RF wireless SVN escutcheon, Mifare / DESFire entrance function, K lever, left handed, satin stainless finish, for use with 1 3/8" - 1 3/4" thick standard door | 1 |  | 1 Year | 868.55 | 0.15 | 738.2675
18159 | Salto | E9650K00IM38R-- | XS4 wide body electronic wire-free SVN escutcheon, Mifare / DESFire entrance function, K lever, right handed, satin stainless finish, for use with 1 3/8" - 1 3/4" thick standard door | 1 |  | 1 Year | 683.35 | 0.15 | 580.8475
18160 | Salto | E9650K00IM38RA- | XS4 wide body electronic AMOK wire-free SVN escutcheon, Mifare / DESFire entrance function, K lever, right handed, satin stainless finish, for use with 1 3/8" - 1 3/4" thick standard door | 1 |  | 1 Year | 812.35 | 0.15 | 690.4975
18161 | Salto | E9650K00IM38RC- | XS4 wide body electronic RF wireless ready SVN escutcheon, Mifare / DESFire entrance function, K lever, right handed, satin stainless finish, for use with 1 3/8" - 1 3/4" thick standard door | 1 |  | 1 Year | 737.45 | 0.15 | 626.8325
18162 | Salto | E9650K00IM38RW- | XS4 wide body electronic RF wireless SVN escutcheon, Mifare / DESFire entrance function, K lever, right handed, satin stainless finish, for use with 1 3/8" - 1 3/4" thick standard door | 1 |  | 1 Year | 868.55 | 0.15 | 738.2675
18163 | Salto | E9650K00IM48L-- | XS4 wide body electronic wire-free SVN escutcheon, Mifare / DESFire entrance function, K lever, left handed, satin stainless finish, for use with 1 3/4" - 2 1/4" thick door | 1 |  | 1 Year | 683.35 | 0.15 | 580.8475
18164 | Salto | E9650K00IM48LA- | XS4 wide body electronic AMOK wire-free SVN escutcheon, Mifare / DESFire entrance function, K lever, left handed, satin stainless finish, for use with 1 3/4" - 2 1/4" thick door | 1 |  | 1 Year | 812.35 | 0.15 | 690.4975
18165 | Salto | E9650K00IM48LC- | XS4 wide body electronic RF wireless ready SVN escutcheon, Mifare / DESFire entrance function, K lever, left handed, satin stainless finish, for use with 1 3/4" - 2 1/4" thick door | 1 |  | 1 Year | 737.45 | 0.15 | 626.8325
18166 | Salto | E9650K00IM48LW- | XS4 wide body electronic RF wireless SVN escutcheon, Mifare / DESFire entrance function, K lever, left handed, satin stainless finish, for use with 1 3/4" - 2 1/4" thick door | 1 |  | 1 Year | 868.55 | 0.15 | 738.2675
18167 | Salto | E9650K00IM48R-- | XS4 wide body electronic wire-free SVN escutcheon, Mifare / DESFire entrance function, K lever, right handed, satin stainless finish, for use with 1 3/4" - 2 1/4" thick door | 1 |  | 1 Year | 683.35 | 0.15 | 580.8475
18168 | Salto | E9650K00IM48RA- | XS4 wide body electronic AMOK wire-free SVN escutcheon, Mifare / DESFire entrance function, K lever, right handed, satin stainless finish, for use with 1 3/4" - 2 1/4" thick door | 1 |  | 1 Year | 812.35 | 0.15 | 690.4975
18169 | Salto | E9650K00IM48RC- | XS4 wide body electronic RF wireless ready SVN escutcheon, Mifare / DESFire entrance function, K lever, right handed, satin stainless finish, for use with 1 3/4" - 2 1/4" thick door | 1 |  | 1 Year | 737.45 | 0.15 | 626.8325
18170 | Salto | E9650K00IM48RW- | XS4 wide body electronic RF wireless SVN escutcheon, Mifare / DESFire entrance function, K lever, right handed, satin stainless finish, for use with 1 3/4" - 2 1/4" thick door | 1 |  | 1 Year | 868.55 | 0.15 | 738.2675
18171 | Salto | E9650K00IP38L-- | XS4 wide body electronic wire-free SVN escutcheon, Mifare / DESFire entrance function, K lever, left handed, bright stainless steel finish, for use with 1 3/8" - 1 3/4" thick standard door | 1 |  | 1 Year | 699.65 | 0.15 | 594.7025
18172 | Salto | E9650K00IP38LA- | XS4 wide body electronic AMOK wire-free SVN escutcheon, Mifare / DESFire entrance function, K lever, left handed, bright stainless steel finish, for use with 1 3/8" - 1 3/4" thick standard door | 1 |  | 1 Year | 828.65 | 0.15 | 704.3525
18173 | Salto | E9650K00IP38LC- | XS4 wide body electronic RF wireless ready SVN escutcheon, Mifare / DESFire entrance function, K lever, left handed, bright stainless steel finish, for use with 1 3/8" - 1 3/4" thick standard door | 1 |  | 1 Year | 753.75 | 0.15 | 640.6875
18174 | Salto | E9650K00IP38LW- | XS4 wide body electronic RF wireless SVN escutcheon, Mifare / DESFire entrance function, K lever, left handed, bright stainless steel finish, for use with 1 3/8" - 1 3/4" thick standard door | 1 |  | 1 Year | 884.85 | 0.15 | 752.1225
18175 | Salto | E9650K00IP38R-- | XS4 wide body electronic wire-free SVN escutcheon, Mifare / DESFire entrance function, K lever, right handed, bright stainless steel finish, for use with 1 3/8" - 1 3/4" thick standard door | 1 |  | 1 Year | 699.65 | 0.15 | 594.7025
18176 | Salto | E9650K00IP38RA- | XS4 wide body electronic AMOK wire-free SVN escutcheon, Mifare / DESFire entrance function, K lever, right handed, bright stainless steel finish, for use with 1 3/8" - 1 3/4" thick standard door | 1 |  | 1 Year | 828.65 | 0.15 | 704.3525
18177 | Salto | E9650K00IP38RC- | XS4 wide body electronic RF wireless ready SVN escutcheon, Mifare / DESFire entrance function, K lever, right handed, bright stainless steel finish, for use with 1 3/8" - 1 3/4" thick standard door | 1 |  | 1 Year | 753.75 | 0.15 | 640.6875
18178 | Salto | E9650K00IP38RW- | XS4 wide body electronic RF wireless SVN escutcheon, Mifare / DESFire entrance function, K lever, right handed, bright stainless steel finish, for use with 1 3/8" - 1 3/4" thick standard door | 1 |  | 1 Year | 884.85 | 0.15 | 752.1225
18179 | Salto | E9650K00IP48L-- | XS4 wide body electronic wire-free SVN escutcheon, Mifare / DESFire entrance function, K lever, left handed, bright stainless steel finish, for use with 1 3/4" - 2 1/4" thick door | 1 |  | 1 Year | 699.65 | 0.15 | 594.7025
18180 | Salto | E9650K00IP48LA- | XS4 wide body electronic AMOK wire-free SVN escutcheon, Mifare / DESFire entrance function, K lever, left handed, bright stainless steel finish, for use with 1 3/4" - 2 1/4" thick door | 1 |  | 1 Year | 828.65 | 0.15 | 704.3525
18181 | Salto | E9650K00IP48LC- | XS4 wide body electronic RF wireless ready SVN escutcheon, Mifare / DESFire entrance function, K lever, left handed, bright stainless steel finish, for use with 1 3/4" - 2 1/4" thick door | 1 |  | 1 Year | 753.75 | 0.15 | 640.6875
18182 | Salto | E9650K00IP48LW- | XS4 wide body electronic RF wireless SVN escutcheon, Mifare / DESFire entrance function, K lever, left handed, bright stainless steel finish, for use with 1 3/4" - 2 1/4" thick door | 1 |  | 1 Year | 884.85 | 0.15 | 752.1225
18183 | Salto | E9650K00IP48R-- | XS4 wide body electronic wire-free SVN escutcheon, Mifare / DESFire entrance function, K lever, right handed, bright stainless steel finish, for use with 1 3/4" - 2 1/4" thick door | 1 |  | 1 Year | 699.65 | 0.15 | 594.7025
18184 | Salto | E9650K00IP48RA- | XS4 wide body electronic AMOK wire-free SVN escutcheon, Mifare / DESFire entrance function, K lever, right handed, bright stainless steel finish, for use with 1 3/4" - 2 1/4" thick door | 1 |  | 1 Year | 828.65 | 0.15 | 704.3525
18185 | Salto | E9650K00IP48RC- | XS4 wide body electronic RF wireless ready SVN escutcheon, Mifare / DESFire entrance function, K lever, right handed, bright stainless steel finish, for use with 1 3/4" - 2 1/4" thick door | 1 |  | 1 Year | 753.75 | 0.15 | 640.6875
18186 | Salto | E9650K00IP48RW- | XS4 wide body electronic RF wireless SVN escutcheon, Mifare / DESFire entrance function, K lever, right handed, bright stainless steel finish, for use with 1 3/4" - 2 1/4" thick door | 1 |  | 1 Year | 884.85 | 0.15 | 752.1225
18187 | Salto | E9650K00PP38L-- | XS4 wide body electronic wire-free SVN escutcheon, Mifare / DESFire entrance function, K lever, left handed, bright brass finish, for use with 1 3/8" - 1 3/4" thick standard door | 1 |  | 1 Year | 699.65 | 0.15 | 594.7025
18188 | Salto | E9650K00PP38LA- | XS4 wide body electronic AMOK wire-free SVN escutcheon, Mifare / DESFire entrance function, K lever, left handed, bright brass finish, for use with 1 3/8" - 1 3/4" thick standard door | 1 |  | 1 Year | 828.65 | 0.15 | 704.3525
18189 | Salto | E9650K00PP38LC- | XS4 wide body electronic RF wireless ready SVN escutcheon, Mifare / DESFire entrance function, K lever, left handed, bright brass finish, for use with 1 3/8" - 1 3/4" thick standard door | 1 |  | 1 Year | 753.75 | 0.15 | 640.6875
18190 | Salto | E9650K00PP38LW- | XS4 wide body electronic RF wireless SVN escutcheon, Mifare / DESFire entrance function, K lever, left handed, bright brass finish, for use with 1 3/8" - 1 3/4" thick standard door | 1 |  | 1 Year | 884.85 | 0.15 | 752.1225
18191 | Salto | E9650K00PP38R-- | XS4 wide body electronic wire-free SVN escutcheon, Mifare / DESFire entrance function, K lever, right handed, bright brass finish, for use with 1 3/8" - 1 3/4" thick standard door | 1 |  | 1 Year | 699.65 | 0.15 | 594.7025
18192 | Salto | E9650K00PP38RA- | XS4 wide body electronic AMOK wire-free SVN escutcheon, Mifare / DESFire entrance function, K lever, right handed, bright brass finish, for use with 1 3/8" - 1 3/4" thick standard door | 1 |  | 1 Year | 828.65 | 0.15 | 704.3525
18193 | Salto | E9650K00PP38RC- | XS4 wide body electronic RF wireless ready SVN escutcheon, Mifare / DESFire entrance function, K lever, right handed, bright brass finish, for use with 1 3/8" - 1 3/4" thick standard door | 1 |  | 1 Year | 753.75 | 0.15 | 640.6875
18194 | Salto | E9650K00PP38RW- | XS4 wide body electronic RF wireless SVN escutcheon, Mifare / DESFire entrance function, K lever, right handed, bright brass finish, for use with 1 3/8" - 1 3/4" thick standard door | 1 |  | 1 Year | 884.85 | 0.15 | 752.1225
18195 | Salto | E9650K00PP48L-- | XS4 wide body electronic wire-free SVN escutcheon, Mifare / DESFire entrance function, K lever, left handed, bright brass finish, for use with 1 3/4" - 2 1/4" thick door | 1 |  | 1 Year | 699.65 | 0.15 | 594.7025
18196 | Salto | E9650K00PP48LA- | XS4 wide body electronic AMOK wire-free SVN escutcheon, Mifare / DESFire entrance function, K lever, left handed, bright brass finish, for use with 1 3/4" - 2 1/4" thick door | 1 |  | 1 Year | 828.65 | 0.15 | 704.3525
18197 | Salto | E9650K00PP48LC- | XS4 wide body electronic RF wireless ready SVN escutcheon, Mifare / DESFire entrance function, K lever, left handed, bright brass finish, for use with 1 3/4" - 2 1/4" thick door | 1 |  | 1 Year | 753.75 | 0.15 | 640.6875
18198 | Salto | E9650K00PP48LW- | XS4 wide body electronic RF wireless SVN escutcheon, Mifare / DESFire entrance function, K lever, left handed, bright brass finish, for use with 1 3/4" - 2 1/4" thick door | 1 |  | 1 Year | 884.85 | 0.15 | 752.1225
18199 | Salto | E9650K00PP48R-- | XS4 wide body electronic wire-free SVN escutcheon, Mifare / DESFire entrance function, K lever, right handed, bright brass finish, for use with 1 3/4" - 2 1/4" thick door | 1 |  | 1 Year | 699.65 | 0.15 | 594.7025
18200 | Salto | E9650K00PP48RA- | XS4 wide body electronic AMOK wire-free SVN escutcheon, Mifare / DESFire entrance function, K lever, right handed, bright brass finish, for use with 1 3/4" - 2 1/4" thick door | 1 |  | 1 Year | 828.65 | 0.15 | 704.3525
18201 | Salto | E9650K00PP48RC- | XS4 wide body electronic RF wireless ready SVN escutcheon, Mifare / DESFire entrance function, K lever, right handed, bright brass finish, for use with 1 3/4" - 2 1/4" thick door | 1 |  | 1 Year | 753.75 | 0.15 | 640.6875
18202 | Salto | E9650K00PP48RW- | XS4 wide body electronic RF wireless SVN escutcheon, Mifare / DESFire entrance function, K lever, right handed, bright brass finish, for use with 1 3/4" - 2 1/4" thick door | 1 |  | 1 Year | 884.85 | 0.15 | 752.1225
18203 | Salto | E9650L00BC38--- | XS4 wide body electronic wire-free SVN escutcheon, Mifare / DESFire entrance function, L lever, unhanded, BioCote antimicrobial finish, for use with 1 3/8" - 1 3/4" thick standard door | 1 |  | 1 Year | 725.15 | 0.15 | 616.3775
18204 | Salto | E9650L00BC38-A- | XS4 wide body electronic AMOK wire-free SVN escutcheon, Mifare / DESFire entrance function, L lever, unhanded, BioCote antimicrobial finish, for use with 1 3/8" - 1 3/4" thick standard door | 1 |  | 1 Year | 854.15 | 0.15 | 726.0275
18205 | Salto | E9650L00BC38-C- | XS4 wide body electronic RF wireless ready SVN escutcheon, Mifare / DESFire entrance function, L lever, unhanded, BioCote antimicrobial finish, for use with 1 3/8" - 1 3/4" thick standard door | 1 |  | 1 Year | 779.25 | 0.15 | 662.3625
18206 | Salto | E9650L00BC38-W- | XS4 wide body electronic RF wireless SVN escutcheon, Mifare / DESFire entrance function, L lever, unhanded, BioCote antimicrobial finish, for use with 1 3/8" - 1 3/4" thick standard door | 1 |  | 1 Year | 910.35 | 0.15 | 773.7975
18207 | Salto | E9650L00BC48--- | XS4 wide body electronic wire-free SVN escutcheon, Mifare / DESFire entrance function, L lever, unhanded, BioCote antimicrobial finish, for use with 1 3/4" - 2 1/4" thick door | 1 |  | 1 Year | 725.15 | 0.15 | 616.3775
18208 | Salto | E9650L00BC48-A- | XS4 wide body electronic AMOK wire-free SVN escutcheon, Mifare / DESFire entrance function, L lever, unhanded, BioCote antimicrobial finish, for use with 1 3/4" - 2 1/4" thick door | 1 |  | 1 Year | 854.15 | 0.15 | 726.0275
18209 | Salto | E9650L00BC48-C- | XS4 wide body electronic RF wireless ready SVN escutcheon, Mifare / DESFire entrance function, L lever, unhanded, BioCote antimicrobial finish, for use with 1 3/4" - 2 1/4" thick door | 1 |  | 1 Year | 779.25 | 0.15 | 662.3625
18210 | Salto | E9650L00BC48-W- | XS4 wide body electronic RF wireless SVN escutcheon, Mifare / DESFire entrance function, L lever, unhanded, BioCote antimicrobial finish, for use with 1 3/4" - 2 1/4" thick door | 1 |  | 1 Year | 910.35 | 0.15 | 773.7975
18211 | Salto | E9650L00IA38--- | XS4 wide body electronic wire-free SVN escutcheon, Mifare / DESFire entrance function, L lever, unhanded, antique brass finish, for use with 1 3/8" - 1 3/4" thick standard door | 1 |  | 1 Year | 725.15 | 0.15 | 616.3775
18212 | Salto | E9650L00IA38-A- | XS4 wide body electronic AMOK wire-free SVN escutcheon, Mifare / DESFire entrance function, L lever, unhanded, antique brass finish, for use with 1 3/8" - 1 3/4" thick standard door | 1 |  | 1 Year | 854.15 | 0.15 | 726.0275
18213 | Salto | E9650L00IA38-C- | XS4 wide body electronic RF wireless ready SVN escutcheon, Mifare / DESFire entrance function, L lever, unhanded, antique brass finish, for use with 1 3/8" - 1 3/4" thick standard door | 1 |  | 1 Year | 779.25 | 0.15 | 662.3625
18214 | Salto | E9650L00IA38-W- | XS4 wide body electronic RF wireless SVN escutcheon, Mifare / DESFire entrance function, L lever, unhanded, antique brass finish, for use with 1 3/8" - 1 3/4" thick standard door | 1 |  | 1 Year | 910.35 | 0.15 | 773.7975
18215 | Salto | E9650L00IA48--- | XS4 wide body electronic wire-free SVN escutcheon, Mifare / DESFire entrance function, L lever, unhanded, antique brass finish, for use with 1 3/4" - 2 1/4" thick door | 1 |  | 1 Year | 725.15 | 0.15 | 616.3775
18216 | Salto | E9650L00IA48-A- | XS4 wide body electronic AMOK wire-free SVN escutcheon, Mifare / DESFire entrance function, L lever, unhanded, antique brass finish, for use with 1 3/4" - 2 1/4" thick door | 1 |  | 1 Year | 854.15 | 0.15 | 726.0275
18217 | Salto | E9650L00IA48-C- | XS4 wide body electronic RF wireless ready SVN escutcheon, Mifare / DESFire entrance function, L lever, unhanded, antique brass finish, for use with 1 3/4" - 2 1/4" thick door | 1 |  | 1 Year | 779.25 | 0.15 | 662.3625
18218 | Salto | E9650L00IA48-W- | XS4 wide body electronic RF wireless SVN escutcheon, Mifare / DESFire entrance function, L lever, unhanded, antique brass finish, for use with 1 3/4" - 2 1/4" thick door | 1 |  | 1 Year | 910.35 | 0.15 | 773.7975
18219 | Salto | E9650L00IM38--- | XS4 wide body electronic wire-free SVN escutcheon, Mifare / DESFire entrance function, L lever, unhanded, satin stainless finish, for use with 1 3/8" - 1 3/4" thick standard door | 1 |  | 1 Year | 673.15 | 0.15 | 572.1775
18220 | Salto | E9650L00IM38-A- | XS4 wide body electronic AMOK wire-free SVN escutcheon, Mifare / DESFire entrance function, L lever, unhanded, satin stainless finish, for use with 1 3/8" - 1 3/4" thick standard door | 1 |  | 1 Year | 802.15 | 0.15 | 681.8275
18221 | Salto | E9650L00IM38-C- | XS4 wide body electronic RF wireless ready SVN escutcheon, Mifare / DESFire entrance function, L lever, unhanded, satin stainless finish, for use with 1 3/8" - 1 3/4" thick standard door | 1 |  | 1 Year | 727.25 | 0.15 | 618.1625
18222 | Salto | E9650L00IM38-W- | XS4 wide body electronic RF wireless SVN escutcheon, Mifare / DESFire entrance function, L lever, unhanded, satin stainless finish, for use with 1 3/8" - 1 3/4" thick standard door | 1 |  | 1 Year | 858.35 | 0.15 | 729.5975
18223 | Salto | E9650L00IM48--- | XS4 wide body electronic wire-free SVN escutcheon, Mifare / DESFire entrance function, L lever, unhanded, satin stainless finish, for use with 1 3/4" - 2 1/4" thick door | 1 |  | 1 Year | 673.15 | 0.15 | 572.1775
18224 | Salto | E9650L00IM48-A- | XS4 wide body electronic AMOK wire-free SVN escutcheon, Mifare / DESFire entrance function, L lever, unhanded, satin stainless finish, for use with 1 3/4" - 2 1/4" thick door | 1 |  | 1 Year | 802.15 | 0.15 | 681.8275
18225 | Salto | E9650L00IM48-C- | XS4 wide body electronic RF wireless ready SVN escutcheon, Mifare / DESFire entrance function, L lever, unhanded, satin stainless finish, for use with 1 3/4" - 2 1/4" thick door | 1 |  | 1 Year | 727.25 | 0.15 | 618.1625
18226 | Salto | E9650L00IM48-W- | XS4 wide body electronic RF wireless SVN escutcheon, Mifare / DESFire entrance function, L lever, unhanded, satin stainless finish, for use with 1 3/4" - 2 1/4" thick door | 1 |  | 1 Year | 858.35 | 0.15 | 729.5975
18227 | Salto | E9650L00IP38--- | XS4 wide body electronic wire-free SVN escutcheon, Mifare / DESFire entrance function, L lever, unhanded, bright stainless steel finish, for use with 1 3/8" - 1 3/4" thick standard door | 1 |  | 1 Year | 689.45 | 0.15 | 586.0325
18228 | Salto | E9650L00IP38-A- | XS4 wide body electronic AMOK wire-free SVN escutcheon, Mifare / DESFire entrance function, L lever, unhanded, bright stainless steel finish, for use with 1 3/8" - 1 3/4" thick standard door | 1 |  | 1 Year | 818.45 | 0.15 | 695.6825
18229 | Salto | E9650L00IP38-C- | XS4 wide body electronic RF wireless ready SVN escutcheon, Mifare / DESFire entrance function, L lever, unhanded, bright stainless steel finish, for use with 1 3/8" - 1 3/4" thick standard door | 1 |  | 1 Year | 743.55 | 0.15 | 632.0175
18230 | Salto | E9650L00IP38-W- | XS4 wide body electronic RF wireless SVN escutcheon, Mifare / DESFire entrance function, L lever, unhanded, bright stainless steel finish, for use with 1 3/8" - 1 3/4" thick standard door | 1 |  | 1 Year | 874.65 | 0.15 | 743.4525
18231 | Salto | E9650L00IP48--- | XS4 wide body electronic wire-free SVN escutcheon, Mifare / DESFire entrance function, L lever, unhanded, bright stainless steel finish, for use with 1 3/4" - 2 1/4" thick door | 1 |  | 1 Year | 689.45 | 0.15 | 586.0325
18232 | Salto | E9650L00IP48-A- | XS4 wide body electronic AMOK wire-free SVN escutcheon, Mifare / DESFire entrance function, L lever, unhanded, bright stainless steel finish, for use with 1 3/4" - 2 1/4" thick door | 1 |  | 1 Year | 818.45 | 0.15 | 695.6825
18233 | Salto | E9650L00IP48-C- | XS4 wide body electronic RF wireless ready SVN escutcheon, Mifare / DESFire entrance function, L lever, unhanded, bright stainless steel finish, for use with 1 3/4" - 2 1/4" thick door | 1 |  | 1 Year | 743.55 | 0.15 | 632.0175
18234 | Salto | E9650L00IP48-W- | XS4 wide body electronic RF wireless SVN escutcheon, Mifare / DESFire entrance function, L lever, unhanded, bright stainless steel finish, for use with 1 3/4" - 2 1/4" thick door | 1 |  | 1 Year | 874.65 | 0.15 | 743.4525
18235 | Salto | E9650L00NE38--- | XS4 wide body electronic wire-free SVN escutcheon, Mifare / DESFire entrance function, L lever, unhanded, black chromium finish, for use with 1 3/8" - 1 3/4" thick standard door | 1 |  | 1 Year | 707.85 | 0.15 | 601.6725
18236 | Salto | E9650L00NE38-A- | XS4 wide body electronic AMOK wire-free SVN escutcheon, Mifare / DESFire entrance function, L lever, unhanded, black chromium finish, for use with 1 3/8" - 1 3/4" thick standard door | 1 |  | 1 Year | 836.85 | 0.15 | 711.3225
18237 | Salto | E9650L00NE38-C- | XS4 wide body electronic RF wireless ready SVN escutcheon, Mifare / DESFire entrance function, L lever, unhanded, black chromium finish, for use with 1 3/8" - 1 3/4" thick standard door | 1 |  | 1 Year | 761.95 | 0.15 | 647.6575
18238 | Salto | E9650L00NE38-W- | XS4 wide body electronic RF wireless SVN escutcheon, Mifare / DESFire entrance function, L lever, unhanded, black chromium finish, for use with 1 3/8" - 1 3/4" thick standard door | 1 |  | 1 Year | 893.05 | 0.15 | 759.0925
18239 | Salto | E9650L00NE48--- | XS4 wide body electronic wire-free SVN escutcheon, Mifare / DESFire entrance function, L lever, unhanded, black chromium finish, for use with 1 3/4" - 2 1/4" thick door | 1 |  | 1 Year | 707.85 | 0.15 | 601.6725
18240 | Salto | E9650L00NE48-A- | XS4 wide body electronic AMOK wire-free SVN escutcheon, Mifare / DESFire entrance function, L lever, unhanded, black chromium finish, for use with 1 3/4" - 2 1/4" thick door | 1 |  | 1 Year | 836.85 | 0.15 | 711.3225
18241 | Salto | E9650L00NE48-C- | XS4 wide body electronic RF wireless ready SVN escutcheon, Mifare / DESFire entrance function, L lever, unhanded, black chromium finish, for use with 1 3/4" - 2 1/4" thick door | 1 |  | 1 Year | 761.95 | 0.15 | 647.6575
18242 | Salto | E9650L00NE48-W- | XS4 wide body electronic RF wireless SVN escutcheon, Mifare / DESFire entrance function, L lever, unhanded, black chromium finish, for use with 1 3/4" - 2 1/4" thick door | 1 |  | 1 Year | 893.05 | 0.15 | 759.0925
18243 | Salto | E9650L00PM38--- | XS4 wide body electronic wire-free SVN escutcheon, Mifare / DESFire entrance function, L lever, unhanded, satin brass finish, for use with 1 3/8" - 1 3/4" thick standard door | 1 |  | 1 Year | 673.15 | 0.15 | 572.1775
18244 | Salto | E9650L00PM38-A- | XS4 wide body electronic AMOK wire-free SVN escutcheon, Mifare / DESFire entrance function, L lever, unhanded, satin brass finish, for use with 1 3/8" - 1 3/4" thick standard door | 1 |  | 1 Year | 802.15 | 0.15 | 681.8275
18245 | Salto | E9650L00PM38-C- | XS4 wide body electronic RF wireless ready SVN escutcheon, Mifare / DESFire entrance function, L lever, unhanded, satin brass finish, for use with 1 3/8" - 1 3/4" thick standard door | 1 |  | 1 Year | 727.25 | 0.15 | 618.1625
18246 | Salto | E9650L00PM38-W- | XS4 wide body electronic RF wireless SVN escutcheon, Mifare / DESFire entrance function, L lever, unhanded, satin brass finish, for use with 1 3/8" - 1 3/4" thick standard door | 1 |  | 1 Year | 858.35 | 0.15 | 729.5975
18247 | Salto | E9650L00PM48--- | XS4 wide body electronic wire-free SVN escutcheon, Mifare / DESFire entrance function, L lever, unhanded, satin brass finish, for use with 1 3/4" - 2 1/4" thick door | 1 |  | 1 Year | 673.15 | 0.15 | 572.1775
18248 | Salto | E9650L00PM48-A- | XS4 wide body electronic AMOK wire-free SVN escutcheon, Mifare / DESFire entrance function, L lever, unhanded, satin brass finish, for use with 1 3/4" - 2 1/4" thick door | 1 |  | 1 Year | 802.15 | 0.15 | 681.8275
18249 | Salto | E9650L00PM48-C- | XS4 wide body electronic RF wireless ready SVN escutcheon, Mifare / DESFire entrance function, L lever, unhanded, satin brass finish, for use with 1 3/4" - 2 1/4" thick door | 1 |  | 1 Year | 727.25 | 0.15 | 618.1625
18250 | Salto | E9650L00PM48-W- | XS4 wide body electronic RF wireless SVN escutcheon, Mifare / DESFire entrance function, L lever, unhanded, satin brass finish, for use with 1 3/4" - 2 1/4" thick door | 1 |  | 1 Year | 858.35 | 0.15 | 729.5975
18251 | Salto | E9650L00PP38--- | XS4 wide body electronic wire-free SVN escutcheon, Mifare / DESFire entrance function, L lever, unhanded, bright brass finish, for use with 1 3/8" - 1 3/4" thick standard door | 1 |  | 1 Year | 689.45 | 0.15 | 586.0325
18252 | Salto | E9650L00PP38-A- | XS4 wide body electronic AMOK wire-free SVN escutcheon, Mifare / DESFire entrance function, L lever, unhanded, bright brass finish, for use with 1 3/8" - 1 3/4" thick standard door | 1 |  | 1 Year | 818.45 | 0.15 | 695.6825
18253 | Salto | E9650L00PP38-C- | XS4 wide body electronic RF wireless ready SVN escutcheon, Mifare / DESFire entrance function, L lever, unhanded, bright brass finish, for use with 1 3/8" - 1 3/4" thick standard door | 1 |  | 1 Year | 743.55 | 0.15 | 632.0175
18254 | Salto | E9650L00PP38-W- | XS4 wide body electronic RF wireless SVN escutcheon, Mifare / DESFire entrance function, L lever, unhanded, bright brass finish, for use with 1 3/8" - 1 3/4" thick standard door | 1 |  | 1 Year | 874.65 | 0.15 | 743.4525
18255 | Salto | E9650L00PP48--- | XS4 wide body electronic wire-free SVN escutcheon, Mifare / DESFire entrance function, L lever, unhanded, bright brass finish, for use with 1 3/4" - 2 1/4" thick door | 1 |  | 1 Year | 689.45 | 0.15 | 586.0325
18256 | Salto | E9650L00PP48-A- | XS4 wide body electronic AMOK wire-free SVN escutcheon, Mifare / DESFire entrance function, L lever, unhanded, bright brass finish, for use with 1 3/4" - 2 1/4" thick door | 1 |  | 1 Year | 818.45 | 0.15 | 695.6825
18257 | Salto | E9650L00PP48-C- | XS4 wide body electronic RF wireless ready SVN escutcheon, Mifare / DESFire entrance function, L lever, unhanded, bright brass finish, for use with 1 3/4" - 2 1/4" thick door | 1 |  | 1 Year | 743.55 | 0.15 | 632.0175
18258 | Salto | E9650L00PP48-W- | XS4 wide body electronic RF wireless SVN escutcheon, Mifare / DESFire entrance function, L lever, unhanded, bright brass finish, for use with 1 3/4" - 2 1/4" thick door | 1 |  | 1 Year | 874.65 | 0.15 | 743.4525
18259 | Salto | E9650N00BC38--- | XS4 wide body electronic wire-free SVN escutcheon, Mifare / DESFire entrance function, N lever, unhanded, BioCote antimicrobial finish, for use with 1 3/8" - 1 3/4" thick standard door | 1 |  | 1 Year | 725.15 | 0.15 | 616.3775
18260 | Salto | E9650N00BC38-A- | XS4 wide body electronic AMOK wire-free SVN escutcheon, Mifare / DESFire entrance function, N lever, unhanded, BioCote antimicrobial finish, for use with 1 3/8" - 1 3/4" thick standard door | 1 |  | 1 Year | 854.15 | 0.15 | 726.0275
18261 | Salto | E9650N00BC38-C- | XS4 wide body electronic RF wireless ready SVN escutcheon, Mifare / DESFire entrance function, N lever, unhanded, BioCote antimicrobial finish, for use with 1 3/8" - 1 3/4" thick standard door | 1 |  | 1 Year | 779.25 | 0.15 | 662.3625
18262 | Salto | E9650N00BC38-W- | XS4 wide body electronic RF wireless SVN escutcheon, Mifare / DESFire entrance function, N lever, unhanded, BioCote antimicrobial finish, for use with 1 3/8" - 1 3/4" thick standard door | 1 |  | 1 Year | 910.35 | 0.15 | 773.7975
18263 | Salto | E9650N00BC48--- | XS4 wide body electronic wire-free SVN escutcheon, Mifare / DESFire entrance function, N lever, unhanded, BioCote antimicrobial finish, for use with 1 3/4" - 2 1/4" thick door | 1 |  | 1 Year | 725.15 | 0.15 | 616.3775
18264 | Salto | E9650N00BC48-A- | XS4 wide body electronic AMOK wire-free SVN escutcheon, Mifare / DESFire entrance function, N lever, unhanded, BioCote antimicrobial finish, for use with 1 3/4" - 2 1/4" thick door | 1 |  | 1 Year | 854.15 | 0.15 | 726.0275
18265 | Salto | E9650N00BC48-C- | XS4 wide body electronic RF wireless ready SVN escutcheon, Mifare / DESFire entrance function, N lever, unhanded, BioCote antimicrobial finish, for use with 1 3/4" - 2 1/4" thick door | 1 |  | 1 Year | 779.25 | 0.15 | 662.3625
18266 | Salto | E9650N00BC48-W- | XS4 wide body electronic RF wireless SVN escutcheon, Mifare / DESFire entrance function, N lever, unhanded, BioCote antimicrobial finish, for use with 1 3/4" - 2 1/4" thick door | 1 |  | 1 Year | 910.35 | 0.15 | 773.7975
18267 | Salto | E9650N00IM38--- | XS4 wide body electronic wire-free SVN escutcheon, Mifare / DESFire entrance function, N lever, unhanded, satin stainless finish, for use with 1 3/8" - 1 3/4" thick standard door | 1 |  | 1 Year | 673.15 | 0.15 | 572.1775
18268 | Salto | E9650N00IM38-A- | XS4 wide body electronic AMOK wire-free SVN escutcheon, Mifare / DESFire entrance function, N lever, unhanded, satin stainless finish, for use with 1 3/8" - 1 3/4" thick standard door | 1 |  | 1 Year | 802.15 | 0.15 | 681.8275
18269 | Salto | E9650N00IM38-C- | XS4 wide body electronic RF wireless ready SVN escutcheon, Mifare / DESFire entrance function, N lever, unhanded, satin stainless finish, for use with 1 3/8" - 1 3/4" thick standard door | 1 |  | 1 Year | 727.25 | 0.15 | 618.1625
18270 | Salto | E9650N00IM38-W- | XS4 wide body electronic RF wireless SVN escutcheon, Mifare / DESFire entrance function, N lever, unhanded, satin stainless finish, for use with 1 3/8" - 1 3/4" thick standard door | 1 |  | 1 Year | 858.35 | 0.15 | 729.5975
18271 | Salto | E9650N00IM48--- | XS4 wide body electronic wire-free SVN escutcheon, Mifare / DESFire entrance function, N lever, unhanded, satin stainless finish, for use with 1 3/4" - 2 1/4" thick door | 1 |  | 1 Year | 673.15 | 0.15 | 572.1775
18272 | Salto | E9650N00IM48-A- | XS4 wide body electronic AMOK wire-free SVN escutcheon, Mifare / DESFire entrance function, N lever, unhanded, satin stainless finish, for use with 1 3/4" - 2 1/4" thick door | 1 |  | 1 Year | 802.15 | 0.15 | 681.8275
18273 | Salto | E9650N00IM48-C- | XS4 wide body electronic RF wireless ready SVN escutcheon, Mifare / DESFire entrance function, N lever, unhanded, satin stainless finish, for use with 1 3/4" - 2 1/4" thick door | 1 |  | 1 Year | 727.25 | 0.15 | 618.1625
18274 | Salto | E9650N00IM48-W- | XS4 wide body electronic RF wireless SVN escutcheon, Mifare / DESFire entrance function, N lever, unhanded, satin stainless finish, for use with 1 3/4" - 2 1/4" thick door | 1 |  | 1 Year | 858.35 | 0.15 | 729.5975
18275 | Salto | E9650N00PM38--- | XS4 wide body electronic wire-free SVN escutcheon, Mifare / DESFire entrance function, N lever, unhanded, satin brass finish, for use with 1 3/8" - 1 3/4" thick standard door | 1 |  | 1 Year | 673.15 | 0.15 | 572.1775
18276 | Salto | E9650N00PM38-A- | XS4 wide body electronic AMOK wire-free SVN escutcheon, Mifare / DESFire entrance function, N lever, unhanded, satin brass finish, for use with 1 3/8" - 1 3/4" thick standard door | 1 |  | 1 Year | 802.15 | 0.15 | 681.8275
18277 | Salto | E9650N00PM38-C- | XS4 wide body electronic RF wireless ready SVN escutcheon, Mifare / DESFire entrance function, N lever, unhanded, satin brass finish, for use with 1 3/8" - 1 3/4" thick standard door | 1 |  | 1 Year | 727.25 | 0.15 | 618.1625
18278 | Salto | E9650N00PM38-W- | XS4 wide body electronic RF wireless SVN escutcheon, Mifare / DESFire entrance function, N lever, unhanded, satin brass finish, for use with 1 3/8" - 1 3/4" thick standard door | 1 |  | 1 Year | 858.35 | 0.15 | 729.5975
18279 | Salto | E9650N00PM48--- | XS4 wide body electronic wire-free SVN escutcheon, Mifare / DESFire entrance function, N lever, unhanded, satin brass finish, for use with 1 3/4" - 2 1/4" thick door | 1 |  | 1 Year | 673.15 | 0.15 | 572.1775
18280 | Salto | E9650N00PM48-A- | XS4 wide body electronic AMOK wire-free SVN escutcheon, Mifare / DESFire entrance function, N lever, unhanded, satin brass finish, for use with 1 3/4" - 2 1/4" thick door | 1 |  | 1 Year | 802.15 | 0.15 | 681.8275
18281 | Salto | E9650N00PM48-C- | XS4 wide body electronic RF wireless ready SVN escutcheon, Mifare / DESFire entrance function, N lever, unhanded, satin brass finish, for use with 1 3/4" - 2 1/4" thick door | 1 |  | 1 Year | 727.25 | 0.15 | 618.1625
18282 | Salto | E9650N00PM48-W- | XS4 wide body electronic RF wireless SVN escutcheon, Mifare / DESFire entrance function, N lever, unhanded, satin brass finish, for use with 1 3/4" - 2 1/4" thick door | 1 |  | 1 Year | 858.35 | 0.15 | 729.5975
18283 | Salto | E9650O00IA38L-- | XS4 wide body electronic wire-free SVN escutcheon, Mifare / DESFire entrance function, O lever, left handed, antique brass finish, for use with 1 3/8" - 1 3/4" thick standard door | 1 |  | 1 Year | 735.35 | 0.15 | 625.0475
18284 | Salto | E9650O00IA38LA- | XS4 wide body electronic AMOK wire-free SVN escutcheon, Mifare / DESFire entrance function, O lever, left handed, antique brass finish, for use with 1 3/8" - 1 3/4" thick standard door | 1 |  | 1 Year | 864.35 | 0.15 | 734.6975
18285 | Salto | E9650O00IA38LC- | XS4 wide body electronic RF wireless ready SVN escutcheon, Mifare / DESFire entrance function, O lever, left handed, antique brass finish, for use with 1 3/8" - 1 3/4" thick standard door | 1 |  | 1 Year | 789.45 | 0.15 | 671.0325
18286 | Salto | E9650O00IA38LW- | XS4 wide body electronic RF wireless SVN escutcheon, Mifare / DESFire entrance function, O lever, left handed, antique brass finish, for use with 1 3/8" - 1 3/4" thick standard door | 1 |  | 1 Year | 920.55 | 0.15 | 782.4675
18287 | Salto | E9650O00IA38R-- | XS4 wide body electronic wire-free SVN escutcheon, Mifare / DESFire entrance function, O lever, right handed, antique brass finish, for use with 1 3/8" - 1 3/4" thick standard door | 1 |  | 1 Year | 735.35 | 0.15 | 625.0475
18288 | Salto | E9650O00IA38RA- | XS4 wide body electronic AMOK wire-free SVN escutcheon, Mifare / DESFire entrance function, O lever, right handed, antique brass finish, for use with 1 3/8" - 1 3/4" thick standard door | 1 |  | 1 Year | 864.35 | 0.15 | 734.6975
18289 | Salto | E9650O00IA38RC- | XS4 wide body electronic RF wireless ready SVN escutcheon, Mifare / DESFire entrance function, O lever, right handed, antique brass finish, for use with 1 3/8" - 1 3/4" thick standard door | 1 |  | 1 Year | 789.45 | 0.15 | 671.0325
18290 | Salto | E9650O00IA38RW- | XS4 wide body electronic RF wireless SVN escutcheon, Mifare / DESFire entrance function, O lever, right handed, antique brass finish, for use with 1 3/8" - 1 3/4" thick standard door | 1 |  | 1 Year | 920.55 | 0.15 | 782.4675
18291 | Salto | E9650O00IA48L-- | XS4 wide body electronic wire-free SVN escutcheon, Mifare / DESFire entrance function, O lever, left handed, antique brass finish, for use with 1 3/4" - 2 1/4" thick door | 1 |  | 1 Year | 735.35 | 0.15 | 625.0475
18292 | Salto | E9650O00IA48LA- | XS4 wide body electronic AMOK wire-free SVN escutcheon, Mifare / DESFire entrance function, O lever, left handed, antique brass finish, for use with 1 3/4" - 2 1/4" thick door | 1 |  | 1 Year | 864.35 | 0.15 | 734.6975
18293 | Salto | E9650O00IA48LC- | XS4 wide body electronic RF wireless ready SVN escutcheon, Mifare / DESFire entrance function, O lever, left handed, antique brass finish, for use with 1 3/4" - 2 1/4" thick door | 1 |  | 1 Year | 789.45 | 0.15 | 671.0325
18294 | Salto | E9650O00IA48LW- | XS4 wide body electronic RF wireless SVN escutcheon, Mifare / DESFire entrance function, O lever, left handed, antique brass finish, for use with 1 3/4" - 2 1/4" thick door | 1 |  | 1 Year | 920.55 | 0.15 | 782.4675
18295 | Salto | E9650O00IA48R-- | XS4 wide body electronic wire-free SVN escutcheon, Mifare / DESFire entrance function, O lever, right handed, antique brass finish, for use with 1 3/4" - 2 1/4" thick door | 1 |  | 1 Year | 735.35 | 0.15 | 625.0475
18296 | Salto | E9650O00IA48RA- | XS4 wide body electronic AMOK wire-free SVN escutcheon, Mifare / DESFire entrance function, O lever, right handed, antique brass finish, for use with 1 3/4" - 2 1/4" thick door | 1 |  | 1 Year | 864.35 | 0.15 | 734.6975
18297 | Salto | E9650O00IA48RC- | XS4 wide body electronic RF wireless ready SVN escutcheon, Mifare / DESFire entrance function, O lever, right handed, antique brass finish, for use with 1 3/4" - 2 1/4" thick door | 1 |  | 1 Year | 789.45 | 0.15 | 671.0325
18298 | Salto | E9650O00IA48RW- | XS4 wide body electronic RF wireless SVN escutcheon, Mifare / DESFire entrance function, O lever, right handed, antique brass finish, for use with 1 3/4" - 2 1/4" thick door | 1 |  | 1 Year | 920.55 | 0.15 | 782.4675
18299 | Salto | E9650O00IM38L-- | XS4 wide body electronic wire-free SVN escutcheon, Mifare / DESFire entrance function, O lever, left handed, satin stainless finish, for use with 1 3/8" - 1 3/4" thick standard door | 1 |  | 1 Year | 683.35 | 0.15 | 580.8475
18300 | Salto | E9650O00IM38LA- | XS4 wide body electronic AMOK wire-free SVN escutcheon, Mifare / DESFire entrance function, O lever, left handed, satin stainless finish, for use with 1 3/8" - 1 3/4" thick standard door | 1 |  | 1 Year | 812.35 | 0.15 | 690.4975
18301 | Salto | E9650O00IM38LC- | XS4 wide body electronic RF wireless ready SVN escutcheon, Mifare / DESFire entrance function, O lever, left handed, satin stainless finish, for use with 1 3/8" - 1 3/4" thick standard door | 1 |  | 1 Year | 737.45 | 0.15 | 626.8325
18302 | Salto | E9650O00IM38LW- | XS4 wide body electronic RF wireless SVN escutcheon, Mifare / DESFire entrance function, O lever, left handed, satin stainless finish, for use with 1 3/8" - 1 3/4" thick standard door | 1 |  | 1 Year | 868.55 | 0.15 | 738.2675
18303 | Salto | E9650O00IM38R-- | XS4 wide body electronic wire-free SVN escutcheon, Mifare / DESFire entrance function, O lever, right handed, satin stainless finish, for use with 1 3/8" - 1 3/4" thick standard door | 1 |  | 1 Year | 683.35 | 0.15 | 580.8475
18304 | Salto | E9650O00IM38RA- | XS4 wide body electronic AMOK wire-free SVN escutcheon, Mifare / DESFire entrance function, O lever, right handed, satin stainless finish, for use with 1 3/8" - 1 3/4" thick standard door | 1 |  | 1 Year | 812.35 | 0.15 | 690.4975
18305 | Salto | E9650O00IM38RC- | XS4 wide body electronic RF wireless ready SVN escutcheon, Mifare / DESFire entrance function, O lever, right handed, satin stainless finish, for use with 1 3/8" - 1 3/4" thick standard door | 1 |  | 1 Year | 737.45 | 0.15 | 626.8325
18306 | Salto | E9650O00IM38RW- | XS4 wide body electronic RF wireless SVN escutcheon, Mifare / DESFire entrance function, O lever, right handed, satin stainless finish, for use with 1 3/8" - 1 3/4" thick standard door | 1 |  | 1 Year | 868.55 | 0.15 | 738.2675
18307 | Salto | E9650O00IM48L-- | XS4 wide body electronic wire-free SVN escutcheon, Mifare / DESFire entrance function, O lever, left handed, satin stainless finish, for use with 1 3/4" - 2 1/4" thick door | 1 |  | 1 Year | 683.35 | 0.15 | 580.8475
18308 | Salto | E9650O00IM48LA- | XS4 wide body electronic AMOK wire-free SVN escutcheon, Mifare / DESFire entrance function, O lever, left handed, satin stainless finish, for use with 1 3/4" - 2 1/4" thick door | 1 |  | 1 Year | 812.35 | 0.15 | 690.4975
18309 | Salto | E9650O00IM48LC- | XS4 wide body electronic RF wireless ready SVN escutcheon, Mifare / DESFire entrance function, O lever, left handed, satin stainless finish, for use with 1 3/4" - 2 1/4" thick door | 1 |  | 1 Year | 737.45 | 0.15 | 626.8325
18310 | Salto | E9650O00IM48LW- | XS4 wide body electronic RF wireless SVN escutcheon, Mifare / DESFire entrance function, O lever, left handed, satin stainless finish, for use with 1 3/4" - 2 1/4" thick door | 1 |  | 1 Year | 868.55 | 0.15 | 738.2675
18311 | Salto | E9650O00IM48R-- | XS4 wide body electronic wire-free SVN escutcheon, Mifare / DESFire entrance function, O lever, right handed, satin stainless finish, for use with 1 3/4" - 2 1/4" thick door | 1 |  | 1 Year | 683.35 | 0.15 | 580.8475
18312 | Salto | E9650O00IM48RA- | XS4 wide body electronic AMOK wire-free SVN escutcheon, Mifare / DESFire entrance function, O lever, right handed, satin stainless finish, for use with 1 3/4" - 2 1/4" thick door | 1 |  | 1 Year | 812.35 | 0.15 | 690.4975
18313 | Salto | E9650O00IM48RC- | XS4 wide body electronic RF wireless ready SVN escutcheon, Mifare / DESFire entrance function, O lever, right handed, satin stainless finish, for use with 1 3/4" - 2 1/4" thick door | 1 |  | 1 Year | 737.45 | 0.15 | 626.8325
18314 | Salto | E9650O00IM48RW- | XS4 wide body electronic RF wireless SVN escutcheon, Mifare / DESFire entrance function, O lever, right handed, satin stainless finish, for use with 1 3/4" - 2 1/4" thick door | 1 |  | 1 Year | 868.55 | 0.15 | 738.2675
18315 | Salto | E9650O00IP38L-- | XS4 wide body electronic wire-free SVN escutcheon, Mifare / DESFire entrance function, O lever, left handed, bright stainless steel finish, for use with 1 3/8" - 1 3/4" thick standard door | 1 |  | 1 Year | 699.65 | 0.15 | 594.7025
18316 | Salto | E9650O00IP38LA- | XS4 wide body electronic AMOK wire-free SVN escutcheon, Mifare / DESFire entrance function, O lever, left handed, bright stainless steel finish, for use with 1 3/8" - 1 3/4" thick standard door | 1 |  | 1 Year | 828.65 | 0.15 | 704.3525
18317 | Salto | E9650O00IP38LC- | XS4 wide body electronic RF wireless ready SVN escutcheon, Mifare / DESFire entrance function, O lever, left handed, bright stainless steel finish, for use with 1 3/8" - 1 3/4" thick standard door | 1 |  | 1 Year | 753.75 | 0.15 | 640.6875
18318 | Salto | E9650O00IP38LW- | XS4 wide body electronic RF wireless SVN escutcheon, Mifare / DESFire entrance function, O lever, left handed, bright stainless steel finish, for use with 1 3/8" - 1 3/4" thick standard door | 1 |  | 1 Year | 884.85 | 0.15 | 752.1225
18319 | Salto | E9650O00IP38R-- | XS4 wide body electronic wire-free SVN escutcheon, Mifare / DESFire entrance function, O lever, right handed, bright stainless steel finish, for use with 1 3/8" - 1 3/4" thick standard door | 1 |  | 1 Year | 699.65 | 0.15 | 594.7025
18320 | Salto | E9650O00IP38RA- | XS4 wide body electronic AMOK wire-free SVN escutcheon, Mifare / DESFire entrance function, O lever, right handed, bright stainless steel finish, for use with 1 3/8" - 1 3/4" thick standard door | 1 |  | 1 Year | 828.65 | 0.15 | 704.3525
18321 | Salto | E9650O00IP38RC- | XS4 wide body electronic RF wireless ready SVN escutcheon, Mifare / DESFire entrance function, O lever, right handed, bright stainless steel finish, for use with 1 3/8" - 1 3/4" thick standard door | 1 |  | 1 Year | 753.75 | 0.15 | 640.6875
18322 | Salto | E9650O00IP38RW- | XS4 wide body electronic RF wireless SVN escutcheon, Mifare / DESFire entrance function, O lever, right handed, bright stainless steel finish, for use with 1 3/8" - 1 3/4" thick standard door | 1 |  | 1 Year | 884.85 | 0.15 | 752.1225
18323 | Salto | E9650O00IP48L-- | XS4 wide body electronic wire-free SVN escutcheon, Mifare / DESFire entrance function, O lever, left handed, bright stainless steel finish, for use with 1 3/4" - 2 1/4" thick door | 1 |  | 1 Year | 699.65 | 0.15 | 594.7025
18324 | Salto | E9650O00IP48LA- | XS4 wide body electronic AMOK wire-free SVN escutcheon, Mifare / DESFire entrance function, O lever, left handed, bright stainless steel finish, for use with 1 3/4" - 2 1/4" thick door | 1 |  | 1 Year | 828.65 | 0.15 | 704.3525
18325 | Salto | E9650O00IP48LC- | XS4 wide body electronic RF wireless ready SVN escutcheon, Mifare / DESFire entrance function, O lever, left handed, bright stainless steel finish, for use with 1 3/4" - 2 1/4" thick door | 1 |  | 1 Year | 753.75 | 0.15 | 640.6875
18326 | Salto | E9650O00IP48LW- | XS4 wide body electronic RF wireless SVN escutcheon, Mifare / DESFire entrance function, O lever, left handed, bright stainless steel finish, for use with 1 3/4" - 2 1/4" thick door | 1 |  | 1 Year | 884.85 | 0.15 | 752.1225
18327 | Salto | E9650O00IP48R-- | XS4 wide body electronic wire-free SVN escutcheon, Mifare / DESFire entrance function, O lever, right handed, bright stainless steel finish, for use with 1 3/4" - 2 1/4" thick door | 1 |  | 1 Year | 699.65 | 0.15 | 594.7025
18328 | Salto | E9650O00IP48RA- | XS4 wide body electronic AMOK wire-free SVN escutcheon, Mifare / DESFire entrance function, O lever, right handed, bright stainless steel finish, for use with 1 3/4" - 2 1/4" thick door | 1 |  | 1 Year | 828.65 | 0.15 | 704.3525
18329 | Salto | E9650O00IP48RC- | XS4 wide body electronic RF wireless ready SVN escutcheon, Mifare / DESFire entrance function, O lever, right handed, bright stainless steel finish, for use with 1 3/4" - 2 1/4" thick door | 1 |  | 1 Year | 753.75 | 0.15 | 640.6875
18330 | Salto | E9650O00IP48RW- | XS4 wide body electronic RF wireless SVN escutcheon, Mifare / DESFire entrance function, O lever, right handed, bright stainless steel finish, for use with 1 3/4" - 2 1/4" thick door | 1 |  | 1 Year | 884.85 | 0.15 | 752.1225
18331 | Salto | E9650O00NE38L-- | XS4 wide body electronic wire-free SVN escutcheon, Mifare / DESFire entrance function, O lever, left handed, black chromium finish, for use with 1 3/8" - 1 3/4" thick standard door | 1 |  | 1 Year | 718.05 | 0.15 | 610.3425
18332 | Salto | E9650O00NE38LA- | XS4 wide body electronic AMOK wire-free SVN escutcheon, Mifare / DESFire entrance function, O lever, left handed, black chromium finish, for use with 1 3/8" - 1 3/4" thick standard door | 1 |  | 1 Year | 847.05 | 0.15 | 719.9925
18333 | Salto | E9650O00NE38LC- | XS4 wide body electronic RF wireless ready SVN escutcheon, Mifare / DESFire entrance function, O lever, left handed, black chromium finish, for use with 1 3/8" - 1 3/4" thick standard door | 1 |  | 1 Year | 772.15 | 0.15 | 656.3275
18334 | Salto | E9650O00NE38LW- | XS4 wide body electronic RF wireless SVN escutcheon, Mifare / DESFire entrance function, O lever, left handed, black chromium finish, for use with 1 3/8" - 1 3/4" thick standard door | 1 |  | 1 Year | 903.25 | 0.15 | 767.7625
18335 | Salto | E9650O00NE38R-- | XS4 wide body electronic wire-free SVN escutcheon, Mifare / DESFire entrance function, O lever, right handed, black chromium finish, for use with 1 3/8" - 1 3/4" thick standard door | 1 |  | 1 Year | 718.05 | 0.15 | 610.3425
18336 | Salto | E9650O00NE38RA- | XS4 wide body electronic AMOK wire-free SVN escutcheon, Mifare / DESFire entrance function, O lever, right handed, black chromium finish, for use with 1 3/8" - 1 3/4" thick standard door | 1 |  | 1 Year | 847.05 | 0.15 | 719.9925
18337 | Salto | E9650O00NE38RC- | XS4 wide body electronic RF wireless ready SVN escutcheon, Mifare / DESFire entrance function, O lever, right handed, black chromium finish, for use with 1 3/8" - 1 3/4" thick standard door | 1 |  | 1 Year | 772.15 | 0.15 | 656.3275
18338 | Salto | E9650O00NE38RW- | XS4 wide body electronic RF wireless SVN escutcheon, Mifare / DESFire entrance function, O lever, right handed, black chromium finish, for use with 1 3/8" - 1 3/4" thick standard door | 1 |  | 1 Year | 903.25 | 0.15 | 767.7625
18339 | Salto | E9650O00NE48L-- | XS4 wide body electronic wire-free SVN escutcheon, Mifare / DESFire entrance function, O lever, left handed, black chromium finish, for use with 1 3/4" - 2 1/4" thick door | 1 |  | 1 Year | 718.05 | 0.15 | 610.3425
18340 | Salto | E9650O00NE48LA- | XS4 wide body electronic AMOK wire-free SVN escutcheon, Mifare / DESFire entrance function, O lever, left handed, black chromium finish, for use with 1 3/4" - 2 1/4" thick door | 1 |  | 1 Year | 847.05 | 0.15 | 719.9925
18341 | Salto | E9650O00NE48LC- | XS4 wide body electronic RF wireless ready SVN escutcheon, Mifare / DESFire entrance function, O lever, left handed, black chromium finish, for use with 1 3/4" - 2 1/4" thick door | 1 |  | 1 Year | 772.15 | 0.15 | 656.3275
18342 | Salto | E9650O00NE48LW- | XS4 wide body electronic RF wireless SVN escutcheon, Mifare / DESFire entrance function, O lever, left handed, black chromium finish, for use with 1 3/4" - 2 1/4" thick door | 1 |  | 1 Year | 903.25 | 0.15 | 767.7625
18343 | Salto | E9650O00NE48R-- | XS4 wide body electronic wire-free SVN escutcheon, Mifare / DESFire entrance function, O lever, right handed, black chromium finish, for use with 1 3/4" - 2 1/4" thick door | 1 |  | 1 Year | 718.05 | 0.15 | 610.3425
18344 | Salto | E9650O00NE48RA- | XS4 wide body electronic AMOK wire-free SVN escutcheon, Mifare / DESFire entrance function, O lever, right handed, black chromium finish, for use with 1 3/4" - 2 1/4" thick door | 1 |  | 1 Year | 847.05 | 0.15 | 719.9925
18345 | Salto | E9650O00NE48RC- | XS4 wide body electronic RF wireless ready SVN escutcheon, Mifare / DESFire entrance function, O lever, right handed, black chromium finish, for use with 1 3/4" - 2 1/4" thick door | 1 |  | 1 Year | 772.15 | 0.15 | 656.3275
18346 | Salto | E9650O00NE48RW- | XS4 wide body electronic RF wireless SVN escutcheon, Mifare / DESFire entrance function, O lever, right handed, black chromium finish, for use with 1 3/4" - 2 1/4" thick door | 1 |  | 1 Year | 903.25 | 0.15 | 767.7625
18347 | Salto | E9650O00PM38L-- | XS4 wide body electronic wire-free SVN escutcheon, Mifare / DESFire entrance function, O lever, left handed, satin brass finish, for use with 1 3/8" - 1 3/4" thick standard door | 1 |  | 1 Year | 683.35 | 0.15 | 580.8475
18348 | Salto | E9650O00PM38LA- | XS4 wide body electronic AMOK wire-free SVN escutcheon, Mifare / DESFire entrance function, O lever, left handed, satin brass finish, for use with 1 3/8" - 1 3/4" thick standard door | 1 |  | 1 Year | 812.35 | 0.15 | 690.4975
18349 | Salto | E9650O00PM38LC- | XS4 wide body electronic RF wireless ready SVN escutcheon, Mifare / DESFire entrance function, O lever, left handed, satin brass finish, for use with 1 3/8" - 1 3/4" thick standard door | 1 |  | 1 Year | 737.45 | 0.15 | 626.8325
18350 | Salto | E9650O00PM38LW- | XS4 wide body electronic RF wireless SVN escutcheon, Mifare / DESFire entrance function, O lever, left handed, satin brass finish, for use with 1 3/8" - 1 3/4" thick standard door | 1 |  | 1 Year | 868.55 | 0.15 | 738.2675
18351 | Salto | E9650O00PM38R-- | XS4 wide body electronic wire-free SVN escutcheon, Mifare / DESFire entrance function, O lever, right handed, satin brass finish, for use with 1 3/8" - 1 3/4" thick standard door | 1 |  | 1 Year | 683.35 | 0.15 | 580.8475
18352 | Salto | E9650O00PM38RA- | XS4 wide body electronic AMOK wire-free SVN escutcheon, Mifare / DESFire entrance function, O lever, right handed, satin brass finish, for use with 1 3/8" - 1 3/4" thick standard door | 1 |  | 1 Year | 812.35 | 0.15 | 690.4975
18353 | Salto | E9650O00PM38RC- | XS4 wide body electronic RF wireless ready SVN escutcheon, Mifare / DESFire entrance function, O lever, right handed, satin brass finish, for use with 1 3/8" - 1 3/4" thick standard door | 1 |  | 1 Year | 737.45 | 0.15 | 626.8325
18354 | Salto | E9650O00PM38RW- | XS4 wide body electronic RF wireless SVN escutcheon, Mifare / DESFire entrance function, O lever, right handed, satin brass finish, for use with 1 3/8" - 1 3/4" thick standard door | 1 |  | 1 Year | 868.55 | 0.15 | 738.2675
18355 | Salto | E9650O00PM48L-- | XS4 wide body electronic wire-free SVN escutcheon, Mifare / DESFire entrance function, O lever, left handed, satin brass finish, for use with 1 3/4" - 2 1/4" thick door | 1 |  | 1 Year | 683.35 | 0.15 | 580.8475
18356 | Salto | E9650O00PM48LA- | XS4 wide body electronic AMOK wire-free SVN escutcheon, Mifare / DESFire entrance function, O lever, left handed, satin brass finish, for use with 1 3/4" - 2 1/4" thick door | 1 |  | 1 Year | 812.35 | 0.15 | 690.4975
18357 | Salto | E9650O00PM48LC- | XS4 wide body electronic RF wireless ready SVN escutcheon, Mifare / DESFire entrance function, O lever, left handed, satin brass finish, for use with 1 3/4" - 2 1/4" thick door | 1 |  | 1 Year | 737.45 | 0.15 | 626.8325
18358 | Salto | E9650O00PM48LW- | XS4 wide body electronic RF wireless SVN escutcheon, Mifare / DESFire entrance function, O lever, left handed, satin brass finish, for use with 1 3/4" - 2 1/4" thick door | 1 |  | 1 Year | 868.55 | 0.15 | 738.2675
18359 | Salto | E9650O00PM48R-- | XS4 wide body electronic wire-free SVN escutcheon, Mifare / DESFire entrance function, O lever, right handed, satin brass finish, for use with 1 3/4" - 2 1/4" thick door | 1 |  | 1 Year | 683.35 | 0.15 | 580.8475
18360 | Salto | E9650O00PM48RA- | XS4 wide body electronic AMOK wire-free SVN escutcheon, Mifare / DESFire entrance function, O lever, right handed, satin brass finish, for use with 1 3/4" - 2 1/4" thick door | 1 |  | 1 Year | 812.35 | 0.15 | 690.4975
18361 | Salto | E9650O00PM48RC- | XS4 wide body electronic RF wireless ready SVN escutcheon, Mifare / DESFire entrance function, O lever, right handed, satin brass finish, for use with 1 3/4" - 2 1/4" thick door | 1 |  | 1 Year | 737.45 | 0.15 | 626.8325
18362 | Salto | E9650O00PM48RW- | XS4 wide body electronic RF wireless SVN escutcheon, Mifare / DESFire entrance function, O lever, right handed, satin brass finish, for use with 1 3/4" - 2 1/4" thick door | 1 |  | 1 Year | 868.55 | 0.15 | 738.2675
18363 | Salto | E9650O00PP38L-- | XS4 wide body electronic wire-free SVN escutcheon, Mifare / DESFire entrance function, O lever, left handed, bright brass finish, for use with 1 3/8" - 1 3/4" thick standard door | 1 |  | 1 Year | 699.65 | 0.15 | 594.7025
18364 | Salto | E9650O00PP38LA- | XS4 wide body electronic AMOK wire-free SVN escutcheon, Mifare / DESFire entrance function, O lever, left handed, bright brass finish, for use with 1 3/8" - 1 3/4" thick standard door | 1 |  | 1 Year | 828.65 | 0.15 | 704.3525
18365 | Salto | E9650O00PP38LC- | XS4 wide body electronic RF wireless ready SVN escutcheon, Mifare / DESFire entrance function, O lever, left handed, bright brass finish, for use with 1 3/8" - 1 3/4" thick standard door | 1 |  | 1 Year | 753.75 | 0.15 | 640.6875
18366 | Salto | E9650O00PP38LW- | XS4 wide body electronic RF wireless SVN escutcheon, Mifare / DESFire entrance function, O lever, left handed, bright brass finish, for use with 1 3/8" - 1 3/4" thick standard door | 1 |  | 1 Year | 884.85 | 0.15 | 752.1225
18367 | Salto | E9650O00PP38R-- | XS4 wide body electronic wire-free SVN escutcheon, Mifare / DESFire entrance function, O lever, right handed, bright brass finish, for use with 1 3/8" - 1 3/4" thick standard door | 1 |  | 1 Year | 699.65 | 0.15 | 594.7025
18368 | Salto | E9650O00PP38RA- | XS4 wide body electronic AMOK wire-free SVN escutcheon, Mifare / DESFire entrance function, O lever, right handed, bright brass finish, for use with 1 3/8" - 1 3/4" thick standard door | 1 |  | 1 Year | 828.65 | 0.15 | 704.3525
18369 | Salto | E9650O00PP38RC- | XS4 wide body electronic RF wireless ready SVN escutcheon, Mifare / DESFire entrance function, O lever, right handed, bright brass finish, for use with 1 3/8" - 1 3/4" thick standard door | 1 |  | 1 Year | 753.75 | 0.15 | 640.6875
18370 | Salto | E9650O00PP38RW- | XS4 wide body electronic RF wireless SVN escutcheon, Mifare / DESFire entrance function, O lever, right handed, bright brass finish, for use with 1 3/8" - 1 3/4" thick standard door | 1 |  | 1 Year | 884.85 | 0.15 | 752.1225
18371 | Salto | E9650O00PP48L-- | XS4 wide body electronic wire-free SVN escutcheon, Mifare / DESFire entrance function, O lever, left handed, bright brass finish, for use with 1 3/4" - 2 1/4" thick door | 1 |  | 1 Year | 699.65 | 0.15 | 594.7025
18372 | Salto | E9650O00PP48LA- | XS4 wide body electronic AMOK wire-free SVN escutcheon, Mifare / DESFire entrance function, O lever, left handed, bright brass finish, for use with 1 3/4" - 2 1/4" thick door | 1 |  | 1 Year | 828.65 | 0.15 | 704.3525
18373 | Salto | E9650O00PP48LC- | XS4 wide body electronic RF wireless ready SVN escutcheon, Mifare / DESFire entrance function, O lever, left handed, bright brass finish, for use with 1 3/4" - 2 1/4" thick door | 1 |  | 1 Year | 753.75 | 0.15 | 640.6875
18374 | Salto | E9650O00PP48LW- | XS4 wide body electronic RF wireless SVN escutcheon, Mifare / DESFire entrance function, O lever, left handed, bright brass finish, for use with 1 3/4" - 2 1/4" thick door | 1 |  | 1 Year | 884.85 | 0.15 | 752.1225
18375 | Salto | E9650O00PP48R-- | XS4 wide body electronic wire-free SVN escutcheon, Mifare / DESFire entrance function, O lever, right handed, bright brass finish, for use with 1 3/4" - 2 1/4" thick door | 1 |  | 1 Year | 699.65 | 0.15 | 594.7025
18376 | Salto | E9650O00PP48RA- | XS4 wide body electronic AMOK wire-free SVN escutcheon, Mifare / DESFire entrance function, O lever, right handed, bright brass finish, for use with 1 3/4" - 2 1/4" thick door | 1 |  | 1 Year | 828.65 | 0.15 | 704.3525
18377 | Salto | E9650O00PP48RC- | XS4 wide body electronic RF wireless ready SVN escutcheon, Mifare / DESFire entrance function, O lever, right handed, bright brass finish, for use with 1 3/4" - 2 1/4" thick door | 1 |  | 1 Year | 753.75 | 0.15 | 640.6875
18378 | Salto | E9650O00PP48RW- | XS4 wide body electronic RF wireless SVN escutcheon, Mifare / DESFire entrance function, O lever, right handed, bright brass finish, for use with 1 3/4" - 2 1/4" thick door | 1 |  | 1 Year | 884.85 | 0.15 | 752.1225
18379 | Salto | E9650W00BC38--- | XS4 wide body electronic wire-free SVN escutcheon, Mifare / DESFire entrance function, W lever, unhanded, BioCote antimicrobial finish, for use with 1 3/8" - 1 3/4" thick standard door | 1 |  | 1 Year | 725.15 | 0.15 | 616.3775
18380 | Salto | E9650W00BC38-A- | XS4 wide body electronic AMOK wire-free SVN escutcheon, Mifare / DESFire entrance function, W lever, unhanded, BioCote antimicrobial finish, for use with 1 3/8" - 1 3/4" thick standard door | 1 |  | 1 Year | 854.15 | 0.15 | 726.0275
18381 | Salto | E9650W00BC38-C- | XS4 wide body electronic RF wireless ready SVN escutcheon, Mifare / DESFire entrance function, W lever, unhanded, BioCote antimicrobial finish, for use with 1 3/8" - 1 3/4" thick standard door | 1 |  | 1 Year | 779.25 | 0.15 | 662.3625
18382 | Salto | E9650W00BC38-W- | XS4 wide body electronic RF wireless SVN escutcheon, Mifare / DESFire entrance function, W lever, unhanded, BioCote antimicrobial finish, for use with 1 3/8" - 1 3/4" thick standard door | 1 |  | 1 Year | 910.35 | 0.15 | 773.7975
18383 | Salto | E9650W00BC48--- | XS4 wide body electronic wire-free SVN escutcheon, Mifare / DESFire entrance function, W lever, unhanded, BioCote antimicrobial finish, for use with 1 3/4" - 2 1/4" thick door | 1 |  | 1 Year | 725.15 | 0.15 | 616.3775
18384 | Salto | E9650W00BC48-A- | XS4 wide body electronic AMOK wire-free SVN escutcheon, Mifare / DESFire entrance function, W lever, unhanded, BioCote antimicrobial finish, for use with 1 3/4" - 2 1/4" thick door | 1 |  | 1 Year | 854.15 | 0.15 | 726.0275
18385 | Salto | E9650W00BC48-C- | XS4 wide body electronic RF wireless ready SVN escutcheon, Mifare / DESFire entrance function, W lever, unhanded, BioCote antimicrobial finish, for use with 1 3/4" - 2 1/4" thick door | 1 |  | 1 Year | 779.25 | 0.15 | 662.3625
18386 | Salto | E9650W00BC48-W- | XS4 wide body electronic RF wireless SVN escutcheon, Mifare / DESFire entrance function, W lever, unhanded, BioCote antimicrobial finish, for use with 1 3/4" - 2 1/4" thick door | 1 |  | 1 Year | 910.35 | 0.15 | 773.7975
18387 | Salto | E9650W00IA38--- | XS4 wide body electronic wire-free SVN escutcheon, Mifare / DESFire entrance function, W lever, unhanded, antique brass finish, for use with 1 3/8" - 1 3/4" thick standard door | 1 |  | 1 Year | 725.15 | 0.15 | 616.3775
18388 | Salto | E9650W00IA38-A- | XS4 wide body electronic AMOK wire-free SVN escutcheon, Mifare / DESFire entrance function, W lever, unhanded, antique brass finish, for use with 1 3/8" - 1 3/4" thick standard door | 1 |  | 1 Year | 854.15 | 0.15 | 726.0275
18389 | Salto | E9650W00IA38-C- | XS4 wide body electronic RF wireless ready SVN escutcheon, Mifare / DESFire entrance function, W lever, unhanded, antique brass finish, for use with 1 3/8" - 1 3/4" thick standard door | 1 |  | 1 Year | 779.25 | 0.15 | 662.3625
18390 | Salto | E9650W00IA38-W- | XS4 wide body electronic RF wireless SVN escutcheon, Mifare / DESFire entrance function, W lever, unhanded, antique brass finish, for use with 1 3/8" - 1 3/4" thick standard door | 1 |  | 1 Year | 910.35 | 0.15 | 773.7975
18391 | Salto | E9650W00IA48--- | XS4 wide body electronic wire-free SVN escutcheon, Mifare / DESFire entrance function, W lever, unhanded, antique brass finish, for use with 1 3/4" - 2 1/4" thick door | 1 |  | 1 Year | 725.15 | 0.15 | 616.3775
18392 | Salto | E9650W00IA48-A- | XS4 wide body electronic AMOK wire-free SVN escutcheon, Mifare / DESFire entrance function, W lever, unhanded, antique brass finish, for use with 1 3/4" - 2 1/4" thick door | 1 |  | 1 Year | 854.15 | 0.15 | 726.0275
18393 | Salto | E9650W00IA48-C- | XS4 wide body electronic RF wireless ready SVN escutcheon, Mifare / DESFire entrance function, W lever, unhanded, antique brass finish, for use with 1 3/4" - 2 1/4" thick door | 1 |  | 1 Year | 779.25 | 0.15 | 662.3625
18394 | Salto | E9650W00IA48-W- | XS4 wide body electronic RF wireless SVN escutcheon, Mifare / DESFire entrance function, W lever, unhanded, antique brass finish, for use with 1 3/4" - 2 1/4" thick door | 1 |  | 1 Year | 910.35 | 0.15 | 773.7975
18395 | Salto | E9650W00IM38--- | XS4 wide body electronic wire-free SVN escutcheon, Mifare / DESFire entrance function, W lever, unhanded, satin stainless finish, for use with 1 3/8" - 1 3/4" thick standard door | 1 |  | 1 Year | 673.15 | 0.15 | 572.1775
18396 | Salto | E9650W00IM38-A- | XS4 wide body electronic AMOK wire-free SVN escutcheon, Mifare / DESFire entrance function, W lever, unhanded, satin stainless finish, for use with 1 3/8" - 1 3/4" thick standard door | 1 |  | 1 Year | 802.15 | 0.15 | 681.8275
18397 | Salto | E9650W00IM38-C- | XS4 wide body electronic RF wireless ready SVN escutcheon, Mifare / DESFire entrance function, W lever, unhanded, satin stainless finish, for use with 1 3/8" - 1 3/4" thick standard door | 1 |  | 1 Year | 727.25 | 0.15 | 618.1625
18398 | Salto | E9650W00IM38-W- | XS4 wide body electronic RF wireless SVN escutcheon, Mifare / DESFire entrance function, W lever, unhanded, satin stainless finish, for use with 1 3/8" - 1 3/4" thick standard door | 1 |  | 1 Year | 858.35 | 0.15 | 729.5975
18399 | Salto | E9650W00IM48--- | XS4 wide body electronic wire-free SVN escutcheon, Mifare / DESFire entrance function, W lever, unhanded, satin stainless finish, for use with 1 3/4" - 2 1/4" thick door | 1 |  | 1 Year | 673.15 | 0.15 | 572.1775
18400 | Salto | E9650W00IM48-A- | XS4 wide body electronic AMOK wire-free SVN escutcheon, Mifare / DESFire entrance function, W lever, unhanded, satin stainless finish, for use with 1 3/4" - 2 1/4" thick door | 1 |  | 1 Year | 802.15 | 0.15 | 681.8275
18401 | Salto | E9650W00IM48-C- | XS4 wide body electronic RF wireless ready SVN escutcheon, Mifare / DESFire entrance function, W lever, unhanded, satin stainless finish, for use with 1 3/4" - 2 1/4" thick door | 1 |  | 1 Year | 727.25 | 0.15 | 618.1625
18402 | Salto | E9650W00IM48-W- | XS4 wide body electronic RF wireless SVN escutcheon, Mifare / DESFire entrance function, W lever, unhanded, satin stainless finish, for use with 1 3/4" - 2 1/4" thick door | 1 |  | 1 Year | 858.35 | 0.15 | 729.5975
18403 | Salto | E9650W00IP38--- | XS4 wide body electronic wire-free SVN escutcheon, Mifare / DESFire entrance function, W lever, unhanded, bright stainless steel finish, for use with 1 3/8" - 1 3/4" thick standard door | 1 |  | 1 Year | 689.45 | 0.15 | 586.0325
18404 | Salto | E9650W00IP38-A- | XS4 wide body electronic AMOK wire-free SVN escutcheon, Mifare / DESFire entrance function, W lever, unhanded, bright stainless steel finish, for use with 1 3/8" - 1 3/4" thick standard door | 1 |  | 1 Year | 818.45 | 0.15 | 695.6825
18405 | Salto | E9650W00IP38-C- | XS4 wide body electronic RF wireless ready SVN escutcheon, Mifare / DESFire entrance function, W lever, unhanded, bright stainless steel finish, for use with 1 3/8" - 1 3/4" thick standard door | 1 |  | 1 Year | 743.55 | 0.15 | 632.0175
18406 | Salto | E9650W00IP38-W- | XS4 wide body electronic RF wireless SVN escutcheon, Mifare / DESFire entrance function, W lever, unhanded, bright stainless steel finish, for use with 1 3/8" - 1 3/4" thick standard door | 1 |  | 1 Year | 874.65 | 0.15 | 743.4525
18407 | Salto | E9650W00IP48--- | XS4 wide body electronic wire-free SVN escutcheon, Mifare / DESFire entrance function, W lever, unhanded, bright stainless steel finish, for use with 1 3/4" - 2 1/4" thick door | 1 |  | 1 Year | 689.45 | 0.15 | 586.0325
18408 | Salto | E9650W00IP48-A- | XS4 wide body electronic AMOK wire-free SVN escutcheon, Mifare / DESFire entrance function, W lever, unhanded, bright stainless steel finish, for use with 1 3/4" - 2 1/4" thick door | 1 |  | 1 Year | 818.45 | 0.15 | 695.6825
18409 | Salto | E9650W00IP48-C- | XS4 wide body electronic RF wireless ready SVN escutcheon, Mifare / DESFire entrance function, W lever, unhanded, bright stainless steel finish, for use with 1 3/4" - 2 1/4" thick door | 1 |  | 1 Year | 743.55 | 0.15 | 632.0175
18410 | Salto | E9650W00IP48-W- | XS4 wide body electronic RF wireless SVN escutcheon, Mifare / DESFire entrance function, W lever, unhanded, bright stainless steel finish, for use with 1 3/4" - 2 1/4" thick door | 1 |  | 1 Year | 874.65 | 0.15 | 743.4525
18411 | Salto | E9650W00NE38--- | XS4 wide body electronic wire-free SVN escutcheon, Mifare / DESFire entrance function, W lever, unhanded, black chromium finish, for use with 1 3/8" - 1 3/4" thick standard door | 1 |  | 1 Year | 707.85 | 0.15 | 601.6725
18412 | Salto | E9650W00NE38-A- | XS4 wide body electronic AMOK wire-free SVN escutcheon, Mifare / DESFire entrance function, W lever, unhanded, black chromium finish, for use with 1 3/8" - 1 3/4" thick standard door | 1 |  | 1 Year | 836.85 | 0.15 | 711.3225
18413 | Salto | E9650W00NE38-C- | XS4 wide body electronic RF wireless ready SVN escutcheon, Mifare / DESFire entrance function, W lever, unhanded, black chromium finish, for use with 1 3/8" - 1 3/4" thick standard door | 1 |  | 1 Year | 761.95 | 0.15 | 647.6575
18414 | Salto | E9650W00NE38-W- | XS4 wide body electronic RF wireless SVN escutcheon, Mifare / DESFire entrance function, W lever, unhanded, black chromium finish, for use with 1 3/8" - 1 3/4" thick standard door | 1 |  | 1 Year | 893.05 | 0.15 | 759.0925
18415 | Salto | E9650W00NE48--- | XS4 wide body electronic wire-free SVN escutcheon, Mifare / DESFire entrance function, W lever, unhanded, black chromium finish, for use with 1 3/4" - 2 1/4" thick door | 1 |  | 1 Year | 707.85 | 0.15 | 601.6725
18416 | Salto | E9650W00NE48-A- | XS4 wide body electronic AMOK wire-free SVN escutcheon, Mifare / DESFire entrance function, W lever, unhanded, black chromium finish, for use with 1 3/4" - 2 1/4" thick door | 1 |  | 1 Year | 836.85 | 0.15 | 711.3225
18417 | Salto | E9650W00NE48-C- | XS4 wide body electronic RF wireless ready SVN escutcheon, Mifare / DESFire entrance function, W lever, unhanded, black chromium finish, for use with 1 3/4" - 2 1/4" thick door | 1 |  | 1 Year | 761.95 | 0.15 | 647.6575
18418 | Salto | E9650W00NE48-W- | XS4 wide body electronic RF wireless SVN escutcheon, Mifare / DESFire entrance function, W lever, unhanded, black chromium finish, for use with 1 3/4" - 2 1/4" thick door | 1 |  | 1 Year | 893.05 | 0.15 | 759.0925
18419 | Salto | E9650W00PM38--- | XS4 wide body electronic wire-free SVN escutcheon, Mifare / DESFire entrance function, W lever, unhanded, satin brass finish, for use with 1 3/8" - 1 3/4" thick standard door | 1 |  | 1 Year | 673.15 | 0.15 | 572.1775
18420 | Salto | E9650W00PM38-A- | XS4 wide body electronic AMOK wire-free SVN escutcheon, Mifare / DESFire entrance function, W lever, unhanded, satin brass finish, for use with 1 3/8" - 1 3/4" thick standard door | 1 |  | 1 Year | 802.15 | 0.15 | 681.8275
18421 | Salto | E9650W00PM38-C- | XS4 wide body electronic RF wireless ready SVN escutcheon, Mifare / DESFire entrance function, W lever, unhanded, satin brass finish, for use with 1 3/8" - 1 3/4" thick standard door | 1 |  | 1 Year | 727.25 | 0.15 | 618.1625
18422 | Salto | E9650W00PM38-W- | XS4 wide body electronic RF wireless SVN escutcheon, Mifare / DESFire entrance function, W lever, unhanded, satin brass finish, for use with 1 3/8" - 1 3/4" thick standard door | 1 |  | 1 Year | 858.35 | 0.15 | 729.5975
18423 | Salto | E9650W00PM48--- | XS4 wide body electronic wire-free SVN escutcheon, Mifare / DESFire entrance function, W lever, unhanded, satin brass finish, for use with 1 3/4" - 2 1/4" thick door | 1 |  | 1 Year | 673.15 | 0.15 | 572.1775
18424 | Salto | E9650W00PM48-A- | XS4 wide body electronic AMOK wire-free SVN escutcheon, Mifare / DESFire entrance function, W lever, unhanded, satin brass finish, for use with 1 3/4" - 2 1/4" thick door | 1 |  | 1 Year | 802.15 | 0.15 | 681.8275
18425 | Salto | E9650W00PM48-C- | XS4 wide body electronic RF wireless ready SVN escutcheon, Mifare / DESFire entrance function, W lever, unhanded, satin brass finish, for use with 1 3/4" - 2 1/4" thick door | 1 |  | 1 Year | 727.25 | 0.15 | 618.1625
18426 | Salto | E9650W00PM48-W- | XS4 wide body electronic RF wireless SVN escutcheon, Mifare / DESFire entrance function, W lever, unhanded, satin brass finish, for use with 1 3/4" - 2 1/4" thick door | 1 |  | 1 Year | 858.35 | 0.15 | 729.5975
18427 | Salto | E9650W00PP38--- | XS4 wide body electronic wire-free SVN escutcheon, Mifare / DESFire entrance function, W lever, unhanded, bright brass finish, for use with 1 3/8" - 1 3/4" thick standard door | 1 |  | 1 Year | 689.45 | 0.15 | 586.0325
18428 | Salto | E9650W00PP38-A- | XS4 wide body electronic AMOK wire-free SVN escutcheon, Mifare / DESFire entrance function, W lever, unhanded, bright brass finish, for use with 1 3/8" - 1 3/4" thick standard door | 1 |  | 1 Year | 818.45 | 0.15 | 695.6825
18429 | Salto | E9650W00PP38-C- | XS4 wide body electronic RF wireless ready SVN escutcheon, Mifare / DESFire entrance function, W lever, unhanded, bright brass finish, for use with 1 3/8" - 1 3/4" thick standard door | 1 |  | 1 Year | 743.55 | 0.15 | 632.0175
18430 | Salto | E9650W00PP38-W- | XS4 wide body electronic RF wireless SVN escutcheon, Mifare / DESFire entrance function, W lever, unhanded, bright brass finish, for use with 1 3/8" - 1 3/4" thick standard door | 1 |  | 1 Year | 874.65 | 0.15 | 743.4525
18431 | Salto | E9650W00PP48--- | XS4 wide body electronic wire-free SVN escutcheon, Mifare / DESFire entrance function, W lever, unhanded, bright brass finish, for use with 1 3/4" - 2 1/4" thick door | 1 |  | 1 Year | 689.45 | 0.15 | 586.0325
18432 | Salto | E9650W00PP48-A- | XS4 wide body electronic AMOK wire-free SVN escutcheon, Mifare / DESFire entrance function, W lever, unhanded, bright brass finish, for use with 1 3/4" - 2 1/4" thick door | 1 |  | 1 Year | 818.45 | 0.15 | 695.6825
18433 | Salto | E9650W00PP48-C- | XS4 wide body electronic RF wireless ready SVN escutcheon, Mifare / DESFire entrance function, W lever, unhanded, bright brass finish, for use with 1 3/4" - 2 1/4" thick door | 1 |  | 1 Year | 743.55 | 0.15 | 632.0175
18434 | Salto | E9650W00PP48-W- | XS4 wide body electronic RF wireless SVN escutcheon, Mifare / DESFire entrance function, W lever, unhanded, bright brass finish, for use with 1 3/4" - 2 1/4" thick door | 1 |  | 1 Year | 874.65 | 0.15 | 743.4525
18435 | Salto | E9656200IM38--- | XS4 wide body electronic wire-free SVN escutcheon, Mifare / DESFire push button privacy function, Columbo Robodue premium series lever, unhanded, satin stainless finish, for use with 1 3/8" - 1 3/4" thick standard door | 1 |  | 1 Year | 719.05 | 0.15 | 611.1925
18436 | Salto | E9656200IM38-A- | XS4 wide body electronic AMOK wire-free SVN escutcheon, Mifare / DESFire push button privacy function, Columbo Robodue premium series lever, unhanded, satin stainless finish, for use with 1 3/8" - 1 3/4" thick standard door | 1 |  | 1 Year | 848.05 | 0.15 | 720.8425
18437 | Salto | E9656200IM38-C- | XS4 wide body electronic RF wireless ready SVN escutcheon, Mifare / DESFire push button privacy function, Columbo Robodue premium series lever, unhanded, satin stainless finish, for use with 1 3/8" - 1 3/4" thick standard door | 1 |  | 1 Year | 773.15 | 0.15 | 657.1775
18438 | Salto | E9656200IM38-W- | XS4 wide body electronic RF wireless SVN escutcheon, Mifare / DESFire push button privacy function, Columbo Robodue premium series lever, unhanded, satin stainless finish, for use with 1 3/8" - 1 3/4" thick standard door | 1 |  | 1 Year | 904.25 | 0.15 | 768.6125
18439 | Salto | E9656200IM48--- | XS4 wide body electronic wire-free SVN escutcheon, Mifare / DESFire push button privacy function, Columbo Robodue premium series lever, unhanded, satin stainless finish, for use with 1 3/4" - 2 1/4" thick door | 1 |  | 1 Year | 719.05 | 0.15 | 611.1925
18440 | Salto | E9656200IM48-A- | XS4 wide body electronic AMOK wire-free SVN escutcheon, Mifare / DESFire push button privacy function, Columbo Robodue premium series lever, unhanded, satin stainless finish, for use with 1 3/4" - 2 1/4" thick door | 1 |  | 1 Year | 848.05 | 0.15 | 720.8425
18441 | Salto | E9656200IM48-C- | XS4 wide body electronic RF wireless ready SVN escutcheon, Mifare / DESFire push button privacy function, Columbo Robodue premium series lever, unhanded, satin stainless finish, for use with 1 3/4" - 2 1/4" thick door | 1 |  | 1 Year | 773.15 | 0.15 | 657.1775
18442 | Salto | E9656200IM48-W- | XS4 wide body electronic RF wireless SVN escutcheon, Mifare / DESFire push button privacy function, Columbo Robodue premium series lever, unhanded, satin stainless finish, for use with 1 3/4" - 2 1/4" thick door | 1 |  | 1 Year | 904.25 | 0.15 | 768.6125
18443 | Salto | E9656200IP38--- | XS4 wide body electronic wire-free SVN escutcheon, Mifare / DESFire push button privacy function, Columbo Robodue premium series lever, unhanded, bright stainless steel finish, for use with 1 3/8" - 1 3/4" thick standard door | 1 |  | 1 Year | 735.35 | 0.15 | 625.0475
18444 | Salto | E9656200IP38-A- | XS4 wide body electronic AMOK wire-free SVN escutcheon, Mifare / DESFire push button privacy function, Columbo Robodue premium series lever, unhanded, bright stainless steel finish, for use with 1 3/8" - 1 3/4" thick standard door | 1 |  | 1 Year | 864.35 | 0.15 | 734.6975
18445 | Salto | E9656200IP38-C- | XS4 wide body electronic RF wireless ready SVN escutcheon, Mifare / DESFire push button privacy function, Columbo Robodue premium series lever, unhanded, bright stainless steel finish, for use with 1 3/8" - 1 3/4" thick standard door | 1 |  | 1 Year | 789.45 | 0.15 | 671.0325
18446 | Salto | E9656200IP38-W- | XS4 wide body electronic RF wireless SVN escutcheon, Mifare / DESFire push button privacy function, Columbo Robodue premium series lever, unhanded, bright stainless steel finish, for use with 1 3/8" - 1 3/4" thick standard door | 1 |  | 1 Year | 920.55 | 0.15 | 782.4675
18447 | Salto | E9656200IP48--- | XS4 wide body electronic wire-free SVN escutcheon, Mifare / DESFire push button privacy function, Columbo Robodue premium series lever, unhanded, bright stainless steel finish, for use with 1 3/4" - 2 1/4" thick door | 1 |  | 1 Year | 735.35 | 0.15 | 625.0475
18448 | Salto | E9656200IP48-A- | XS4 wide body electronic AMOK wire-free SVN escutcheon, Mifare / DESFire push button privacy function, Columbo Robodue premium series lever, unhanded, bright stainless steel finish, for use with 1 3/4" - 2 1/4" thick door | 1 |  | 1 Year | 864.35 | 0.15 | 734.6975
18449 | Salto | E9656200IP48-C- | XS4 wide body electronic RF wireless ready SVN escutcheon, Mifare / DESFire push button privacy function, Columbo Robodue premium series lever, unhanded, bright stainless steel finish, for use with 1 3/4" - 2 1/4" thick door | 1 |  | 1 Year | 789.45 | 0.15 | 671.0325
18450 | Salto | E9656200IP48-W- | XS4 wide body electronic RF wireless SVN escutcheon, Mifare / DESFire push button privacy function, Columbo Robodue premium series lever, unhanded, bright stainless steel finish, for use with 1 3/4" - 2 1/4" thick door | 1 |  | 1 Year | 920.55 | 0.15 | 782.4675
18451 | Salto | E9656200PP38--- | XS4 wide body electronic wire-free SVN escutcheon, Mifare / DESFire push button privacy function, Columbo Robodue premium series lever, unhanded, bright brass finish, for use with 1 3/8" - 1 3/4" thick standard door | 1 |  | 1 Year | 735.35 | 0.15 | 625.0475
18452 | Salto | E9656200PP38-A- | XS4 wide body electronic AMOK wire-free SVN escutcheon, Mifare / DESFire push button privacy function, Columbo Robodue premium series lever, unhanded, bright brass finish, for use with 1 3/8" - 1 3/4" thick standard door | 1 |  | 1 Year | 864.35 | 0.15 | 734.6975
18453 | Salto | E9656200PP38-C- | XS4 wide body electronic RF wireless ready SVN escutcheon, Mifare / DESFire push button privacy function, Columbo Robodue premium series lever, unhanded, bright brass finish, for use with 1 3/8" - 1 3/4" thick standard door | 1 |  | 1 Year | 789.45 | 0.15 | 671.0325
18454 | Salto | E9656200PP38-W- | XS4 wide body electronic RF wireless SVN escutcheon, Mifare / DESFire push button privacy function, Columbo Robodue premium series lever, unhanded, bright brass finish, for use with 1 3/8" - 1 3/4" thick standard door | 1 |  | 1 Year | 920.55 | 0.15 | 782.4675
18455 | Salto | E9656200PP48--- | XS4 wide body electronic wire-free SVN escutcheon, Mifare / DESFire push button privacy function, Columbo Robodue premium series lever, unhanded, bright brass finish, for use with 1 3/4" - 2 1/4" thick door | 1 |  | 1 Year | 735.35 | 0.15 | 625.0475
18456 | Salto | E9656200PP48-A- | XS4 wide body electronic AMOK wire-free SVN escutcheon, Mifare / DESFire push button privacy function, Columbo Robodue premium series lever, unhanded, bright brass finish, for use with 1 3/4" - 2 1/4" thick door | 1 |  | 1 Year | 864.35 | 0.15 | 734.6975
18457 | Salto | E9656200PP48-C- | XS4 wide body electronic RF wireless ready SVN escutcheon, Mifare / DESFire push button privacy function, Columbo Robodue premium series lever, unhanded, bright brass finish, for use with 1 3/4" - 2 1/4" thick door | 1 |  | 1 Year | 789.45 | 0.15 | 671.0325
18458 | Salto | E9656200PP48-W- | XS4 wide body electronic RF wireless SVN escutcheon, Mifare / DESFire push button privacy function, Columbo Robodue premium series lever, unhanded, bright brass finish, for use with 1 3/4" - 2 1/4" thick door | 1 |  | 1 Year | 920.55 | 0.15 | 782.4675
18459 | Salto | E9656300IM38--- | XS4 wide body electronic wire-free SVN escutcheon, Mifare / DESFire push button privacy function, Columbo Robotre premium series lever, unhanded, satin stainless finish, for use with 1 3/8" - 1 3/4" thick standard door | 1 |  | 1 Year | 719.05 | 0.15 | 611.1925
18460 | Salto | E9656300IM38-A- | XS4 wide body electronic AMOK wire-free SVN escutcheon, Mifare / DESFire push button privacy function, Columbo Robotre premium series lever, unhanded, satin stainless finish, for use with 1 3/8" - 1 3/4" thick standard door | 1 |  | 1 Year | 848.05 | 0.15 | 720.8425
18461 | Salto | E9656300IM38-C- | XS4 wide body electronic RF wireless ready SVN escutcheon, Mifare / DESFire push button privacy function, Columbo Robotre premium series lever, unhanded, satin stainless finish, for use with 1 3/8" - 1 3/4" thick standard door | 1 |  | 1 Year | 773.15 | 0.15 | 657.1775
18462 | Salto | E9656300IM38-W- | XS4 wide body electronic RF wireless SVN escutcheon, Mifare / DESFire push button privacy function, Columbo Robotre premium series lever, unhanded, satin stainless finish, for use with 1 3/8" - 1 3/4" thick standard door | 1 |  | 1 Year | 904.25 | 0.15 | 768.6125
18463 | Salto | E9656300IM48--- | XS4 wide body electronic wire-free SVN escutcheon, Mifare / DESFire push button privacy function, Columbo Robotre premium series lever, unhanded, satin stainless finish, for use with 1 3/4" - 2 1/4" thick door | 1 |  | 1 Year | 719.05 | 0.15 | 611.1925
18464 | Salto | E9656300IM48-A- | XS4 wide body electronic AMOK wire-free SVN escutcheon, Mifare / DESFire push button privacy function, Columbo Robotre premium series lever, unhanded, satin stainless finish, for use with 1 3/4" - 2 1/4" thick door | 1 |  | 1 Year | 848.05 | 0.15 | 720.8425
18465 | Salto | E9656300IM48-C- | XS4 wide body electronic RF wireless ready SVN escutcheon, Mifare / DESFire push button privacy function, Columbo Robotre premium series lever, unhanded, satin stainless finish, for use with 1 3/4" - 2 1/4" thick door | 1 |  | 1 Year | 773.15 | 0.15 | 657.1775
18466 | Salto | E9656300IM48-W- | XS4 wide body electronic RF wireless SVN escutcheon, Mifare / DESFire push button privacy function, Columbo Robotre premium series lever, unhanded, satin stainless finish, for use with 1 3/4" - 2 1/4" thick door | 1 |  | 1 Year | 904.25 | 0.15 | 768.6125
18467 | Salto | E9656300IP38--- | XS4 wide body electronic wire-free SVN escutcheon, Mifare / DESFire push button privacy function, Columbo Robotre premium series lever, unhanded, bright stainless steel finish, for use with 1 3/8" - 1 3/4" thick standard door | 1 |  | 1 Year | 735.35 | 0.15 | 625.0475
18468 | Salto | E9656300IP38-A- | XS4 wide body electronic AMOK wire-free SVN escutcheon, Mifare / DESFire push button privacy function, Columbo Robotre premium series lever, unhanded, bright stainless steel finish, for use with 1 3/8" - 1 3/4" thick standard door | 1 |  | 1 Year | 864.35 | 0.15 | 734.6975
18469 | Salto | E9656300IP38-C- | XS4 wide body electronic RF wireless ready SVN escutcheon, Mifare / DESFire push button privacy function, Columbo Robotre premium series lever, unhanded, bright stainless steel finish, for use with 1 3/8" - 1 3/4" thick standard door | 1 |  | 1 Year | 789.45 | 0.15 | 671.0325
18470 | Salto | E9656300IP38-W- | XS4 wide body electronic RF wireless SVN escutcheon, Mifare / DESFire push button privacy function, Columbo Robotre premium series lever, unhanded, bright stainless steel finish, for use with 1 3/8" - 1 3/4" thick standard door | 1 |  | 1 Year | 920.55 | 0.15 | 782.4675
18471 | Salto | E9656300IP48--- | XS4 wide body electronic wire-free SVN escutcheon, Mifare / DESFire push button privacy function, Columbo Robotre premium series lever, unhanded, bright stainless steel finish, for use with 1 3/4" - 2 1/4" thick door | 1 |  | 1 Year | 735.35 | 0.15 | 625.0475
18472 | Salto | E9656300IP48-A- | XS4 wide body electronic AMOK wire-free SVN escutcheon, Mifare / DESFire push button privacy function, Columbo Robotre premium series lever, unhanded, bright stainless steel finish, for use with 1 3/4" - 2 1/4" thick door | 1 |  | 1 Year | 864.35 | 0.15 | 734.6975
18473 | Salto | E9656300IP48-C- | XS4 wide body electronic RF wireless ready SVN escutcheon, Mifare / DESFire push button privacy function, Columbo Robotre premium series lever, unhanded, bright stainless steel finish, for use with 1 3/4" - 2 1/4" thick door | 1 |  | 1 Year | 789.45 | 0.15 | 671.0325
18474 | Salto | E9656300IP48-W- | XS4 wide body electronic RF wireless SVN escutcheon, Mifare / DESFire push button privacy function, Columbo Robotre premium series lever, unhanded, bright stainless steel finish, for use with 1 3/4" - 2 1/4" thick door | 1 |  | 1 Year | 920.55 | 0.15 | 782.4675
18475 | Salto | E9656300PP38--- | XS4 wide body electronic wire-free SVN escutcheon, Mifare / DESFire push button privacy function, Columbo Robotre premium series lever, unhanded, bright brass finish, for use with 1 3/8" - 1 3/4" thick standard door | 1 |  | 1 Year | 735.35 | 0.15 | 625.0475
18476 | Salto | E9656300PP38-A- | XS4 wide body electronic AMOK wire-free SVN escutcheon, Mifare / DESFire push button privacy function, Columbo Robotre premium series lever, unhanded, bright brass finish, for use with 1 3/8" - 1 3/4" thick standard door | 1 |  | 1 Year | 864.35 | 0.15 | 734.6975
18477 | Salto | E9656300PP38-C- | XS4 wide body electronic RF wireless ready SVN escutcheon, Mifare / DESFire push button privacy function, Columbo Robotre premium series lever, unhanded, bright brass finish, for use with 1 3/8" - 1 3/4" thick standard door | 1 |  | 1 Year | 789.45 | 0.15 | 671.0325
18478 | Salto | E9656300PP38-W- | XS4 wide body electronic RF wireless SVN escutcheon, Mifare / DESFire push button privacy function, Columbo Robotre premium series lever, unhanded, bright brass finish, for use with 1 3/8" - 1 3/4" thick standard door | 1 |  | 1 Year | 920.55 | 0.15 | 782.4675
18479 | Salto | E9656300PP48--- | XS4 wide body electronic wire-free SVN escutcheon, Mifare / DESFire push button privacy function, Columbo Robotre premium series lever, unhanded, bright brass finish, for use with 1 3/4" - 2 1/4" thick door | 1 |  | 1 Year | 735.35 | 0.15 | 625.0475
18480 | Salto | E9656300PP48-A- | XS4 wide body electronic AMOK wire-free SVN escutcheon, Mifare / DESFire push button privacy function, Columbo Robotre premium series lever, unhanded, bright brass finish, for use with 1 3/4" - 2 1/4" thick door | 1 |  | 1 Year | 864.35 | 0.15 | 734.6975
18481 | Salto | E9656300PP48-C- | XS4 wide body electronic RF wireless ready SVN escutcheon, Mifare / DESFire push button privacy function, Columbo Robotre premium series lever, unhanded, bright brass finish, for use with 1 3/4" - 2 1/4" thick door | 1 |  | 1 Year | 789.45 | 0.15 | 671.0325
18482 | Salto | E9656300PP48-W- | XS4 wide body electronic RF wireless SVN escutcheon, Mifare / DESFire push button privacy function, Columbo Robotre premium series lever, unhanded, bright brass finish, for use with 1 3/4" - 2 1/4" thick door | 1 |  | 1 Year | 920.55 | 0.15 | 782.4675
18483 | Salto | E9656400IM38--- | XS4 wide body electronic wire-free SVN escutcheon, Mifare / DESFire push button privacy function, Columbo Roboquattro premium series lever, unhanded, satin stainless finish, for use with 1 3/8" - 1 3/4" thick standard door | 1 |  | 1 Year | 719.05 | 0.15 | 611.1925
18484 | Salto | E9656400IM38-A- | XS4 wide body electronic AMOK wire-free SVN escutcheon, Mifare / DESFire push button privacy function, Columbo Roboquattro premium series lever, unhanded, satin stainless finish, for use with 1 3/8" - 1 3/4" thick standard door | 1 |  | 1 Year | 848.05 | 0.15 | 720.8425
18485 | Salto | E9656400IM38-C- | XS4 wide body electronic RF wireless ready SVN escutcheon, Mifare / DESFire push button privacy function, Columbo Roboquattro premium series lever, unhanded, satin stainless finish, for use with 1 3/8" - 1 3/4" thick standard door | 1 |  | 1 Year | 773.15 | 0.15 | 657.1775
18486 | Salto | E9656400IM38-W- | XS4 wide body electronic RF wireless SVN escutcheon, Mifare / DESFire push button privacy function, Columbo Roboquattro premium series lever, unhanded, satin stainless finish, for use with 1 3/8" - 1 3/4" thick standard door | 1 |  | 1 Year | 904.25 | 0.15 | 768.6125
18487 | Salto | E9656400IM48--- | XS4 wide body electronic wire-free SVN escutcheon, Mifare / DESFire push button privacy function, Columbo Roboquattro premium series lever, unhanded, satin stainless finish, for use with 1 3/4" - 2 1/4" thick door | 1 |  | 1 Year | 719.05 | 0.15 | 611.1925
18488 | Salto | E9656400IM48-A- | XS4 wide body electronic AMOK wire-free SVN escutcheon, Mifare / DESFire push button privacy function, Columbo Roboquattro premium series lever, unhanded, satin stainless finish, for use with 1 3/4" - 2 1/4" thick door | 1 |  | 1 Year | 848.05 | 0.15 | 720.8425
18489 | Salto | E9656400IM48-C- | XS4 wide body electronic RF wireless ready SVN escutcheon, Mifare / DESFire push button privacy function, Columbo Roboquattro premium series lever, unhanded, satin stainless finish, for use with 1 3/4" - 2 1/4" thick door | 1 |  | 1 Year | 773.15 | 0.15 | 657.1775
18490 | Salto | E9656400IM48-W- | XS4 wide body electronic RF wireless SVN escutcheon, Mifare / DESFire push button privacy function, Columbo Roboquattro premium series lever, unhanded, satin stainless finish, for use with 1 3/4" - 2 1/4" thick door | 1 |  | 1 Year | 904.25 | 0.15 | 768.6125
18491 | Salto | E9656400IP38--- | XS4 wide body electronic wire-free SVN escutcheon, Mifare / DESFire push button privacy function, Columbo Roboquattro premium series lever, unhanded, bright stainless steel finish, for use with 1 3/8" - 1 3/4" thick standard door | 1 |  | 1 Year | 735.35 | 0.15 | 625.0475
18492 | Salto | E9656400IP38-A- | XS4 wide body electronic AMOK wire-free SVN escutcheon, Mifare / DESFire push button privacy function, Columbo Roboquattro premium series lever, unhanded, bright stainless steel finish, for use with 1 3/8" - 1 3/4" thick standard door | 1 |  | 1 Year | 864.35 | 0.15 | 734.6975
18493 | Salto | E9656400IP38-C- | XS4 wide body electronic RF wireless ready SVN escutcheon, Mifare / DESFire push button privacy function, Columbo Roboquattro premium series lever, unhanded, bright stainless steel finish, for use with 1 3/8" - 1 3/4" thick standard door | 1 |  | 1 Year | 789.45 | 0.15 | 671.0325
18494 | Salto | E9656400IP38-W- | XS4 wide body electronic RF wireless SVN escutcheon, Mifare / DESFire push button privacy function, Columbo Roboquattro premium series lever, unhanded, bright stainless steel finish, for use with 1 3/8" - 1 3/4" thick standard door | 1 |  | 1 Year | 920.55 | 0.15 | 782.4675
18495 | Salto | E9656400IP48--- | XS4 wide body electronic wire-free SVN escutcheon, Mifare / DESFire push button privacy function, Columbo Roboquattro premium series lever, unhanded, bright stainless steel finish, for use with 1 3/4" - 2 1/4" thick door | 1 |  | 1 Year | 735.35 | 0.15 | 625.0475
18496 | Salto | E9656400IP48-A- | XS4 wide body electronic AMOK wire-free SVN escutcheon, Mifare / DESFire push button privacy function, Columbo Roboquattro premium series lever, unhanded, bright stainless steel finish, for use with 1 3/4" - 2 1/4" thick door | 1 |  | 1 Year | 864.35 | 0.15 | 734.6975
18497 | Salto | E9656400IP48-C- | XS4 wide body electronic RF wireless ready SVN escutcheon, Mifare / DESFire push button privacy function, Columbo Roboquattro premium series lever, unhanded, bright stainless steel finish, for use with 1 3/4" - 2 1/4" thick door | 1 |  | 1 Year | 789.45 | 0.15 | 671.0325
18498 | Salto | E9656400IP48-W- | XS4 wide body electronic RF wireless SVN escutcheon, Mifare / DESFire push button privacy function, Columbo Roboquattro premium series lever, unhanded, bright stainless steel finish, for use with 1 3/4" - 2 1/4" thick door | 1 |  | 1 Year | 920.55 | 0.15 | 782.4675
18499 | Salto | E9656400PP38--- | XS4 wide body electronic wire-free SVN escutcheon, Mifare / DESFire push button privacy function, Columbo Roboquattro premium series lever, unhanded, bright brass finish, for use with 1 3/8" - 1 3/4" thick standard door | 1 |  | 1 Year | 735.35 | 0.15 | 625.0475
18500 | Salto | E9656400PP38-A- | XS4 wide body electronic AMOK wire-free SVN escutcheon, Mifare / DESFire push button privacy function, Columbo Roboquattro premium series lever, unhanded, bright brass finish, for use with 1 3/8" - 1 3/4" thick standard door | 1 |  | 1 Year | 864.35 | 0.15 | 734.6975
18501 | Salto | E9656400PP38-C- | XS4 wide body electronic RF wireless ready SVN escutcheon, Mifare / DESFire push button privacy function, Columbo Roboquattro premium series lever, unhanded, bright brass finish, for use with 1 3/8" - 1 3/4" thick standard door | 1 |  | 1 Year | 789.45 | 0.15 | 671.0325
18502 | Salto | E9656400PP38-W- | XS4 wide body electronic RF wireless SVN escutcheon, Mifare / DESFire push button privacy function, Columbo Roboquattro premium series lever, unhanded, bright brass finish, for use with 1 3/8" - 1 3/4" thick standard door | 1 |  | 1 Year | 920.55 | 0.15 | 782.4675
18503 | Salto | E9656400PP48--- | XS4 wide body electronic wire-free SVN escutcheon, Mifare / DESFire push button privacy function, Columbo Roboquattro premium series lever, unhanded, bright brass finish, for use with 1 3/4" - 2 1/4" thick door | 1 |  | 1 Year | 735.35 | 0.15 | 625.0475
18504 | Salto | E9656400PP48-A- | XS4 wide body electronic AMOK wire-free SVN escutcheon, Mifare / DESFire push button privacy function, Columbo Roboquattro premium series lever, unhanded, bright brass finish, for use with 1 3/4" - 2 1/4" thick door | 1 |  | 1 Year | 864.35 | 0.15 | 734.6975
18505 | Salto | E9656400PP48-C- | XS4 wide body electronic RF wireless ready SVN escutcheon, Mifare / DESFire push button privacy function, Columbo Roboquattro premium series lever, unhanded, bright brass finish, for use with 1 3/4" - 2 1/4" thick door | 1 |  | 1 Year | 789.45 | 0.15 | 671.0325
18506 | Salto | E9656400PP48-W- | XS4 wide body electronic RF wireless SVN escutcheon, Mifare / DESFire push button privacy function, Columbo Roboquattro premium series lever, unhanded, bright brass finish, for use with 1 3/4" - 2 1/4" thick door | 1 |  | 1 Year | 920.55 | 0.15 | 782.4675
18507 | Salto | E9656700IM38--- | XS4 wide body electronic wire-free SVN escutcheon, Mifare / DESFire push button privacy function, Columbo Mach premium series lever, unhanded, satin stainless finish, for use with 1 3/8" - 1 3/4" thick standard door | 1 |  | 1 Year | 719.05 | 0.15 | 611.1925
18508 | Salto | E9656700IM38-A- | XS4 wide body electronic AMOK wire-free SVN escutcheon, Mifare / DESFire push button privacy function, Columbo Mach premium series lever, unhanded, satin stainless finish, for use with 1 3/8" - 1 3/4" thick standard door | 1 |  | 1 Year | 848.05 | 0.15 | 720.8425
18509 | Salto | E9656700IM38-C- | XS4 wide body electronic RF wireless ready SVN escutcheon, Mifare / DESFire push button privacy function, Columbo Mach premium series lever, unhanded, satin stainless finish, for use with 1 3/8" - 1 3/4" thick standard door | 1 |  | 1 Year | 773.15 | 0.15 | 657.1775
18510 | Salto | E9656700IM38-W- | XS4 wide body electronic RF wireless SVN escutcheon, Mifare / DESFire push button privacy function, Columbo Mach premium series lever, unhanded, satin stainless finish, for use with 1 3/8" - 1 3/4" thick standard door | 1 |  | 1 Year | 904.25 | 0.15 | 768.6125
18511 | Salto | E9656700IM48--- | XS4 wide body electronic wire-free SVN escutcheon, Mifare / DESFire push button privacy function, Columbo Mach premium series lever, unhanded, satin stainless finish, for use with 1 3/4" - 2 1/4" thick door | 1 |  | 1 Year | 719.05 | 0.15 | 611.1925
18512 | Salto | E9656700IM48-A- | XS4 wide body electronic AMOK wire-free SVN escutcheon, Mifare / DESFire push button privacy function, Columbo Mach premium series lever, unhanded, satin stainless finish, for use with 1 3/4" - 2 1/4" thick door | 1 |  | 1 Year | 848.05 | 0.15 | 720.8425
18513 | Salto | E9656700IM48-C- | XS4 wide body electronic RF wireless ready SVN escutcheon, Mifare / DESFire push button privacy function, Columbo Mach premium series lever, unhanded, satin stainless finish, for use with 1 3/4" - 2 1/4" thick door | 1 |  | 1 Year | 773.15 | 0.15 | 657.1775
18514 | Salto | E9656700IM48-W- | XS4 wide body electronic RF wireless SVN escutcheon, Mifare / DESFire push button privacy function, Columbo Mach premium series lever, unhanded, satin stainless finish, for use with 1 3/4" - 2 1/4" thick door | 1 |  | 1 Year | 904.25 | 0.15 | 768.6125
18515 | Salto | E9656700IP38--- | XS4 wide body electronic wire-free SVN escutcheon, Mifare / DESFire push button privacy function, Columbo Mach premium series lever, unhanded, bright stainless steel finish, for use with 1 3/8" - 1 3/4" thick standard door | 1 |  | 1 Year | 735.35 | 0.15 | 625.0475
18516 | Salto | E9656700IP38-A- | XS4 wide body electronic AMOK wire-free SVN escutcheon, Mifare / DESFire push button privacy function, Columbo Mach premium series lever, unhanded, bright stainless steel finish, for use with 1 3/8" - 1 3/4" thick standard door | 1 |  | 1 Year | 864.35 | 0.15 | 734.6975
18517 | Salto | E9656700IP38-C- | XS4 wide body electronic RF wireless ready SVN escutcheon, Mifare / DESFire push button privacy function, Columbo Mach premium series lever, unhanded, bright stainless steel finish, for use with 1 3/8" - 1 3/4" thick standard door | 1 |  | 1 Year | 789.45 | 0.15 | 671.0325
18518 | Salto | E9656700IP38-W- | XS4 wide body electronic RF wireless SVN escutcheon, Mifare / DESFire push button privacy function, Columbo Mach premium series lever, unhanded, bright stainless steel finish, for use with 1 3/8" - 1 3/4" thick standard door | 1 |  | 1 Year | 920.55 | 0.15 | 782.4675
18519 | Salto | E9656700IP48--- | XS4 wide body electronic wire-free SVN escutcheon, Mifare / DESFire push button privacy function, Columbo Mach premium series lever, unhanded, bright stainless steel finish, for use with 1 3/4" - 2 1/4" thick door | 1 |  | 1 Year | 735.35 | 0.15 | 625.0475
18520 | Salto | E9656700IP48-A- | XS4 wide body electronic AMOK wire-free SVN escutcheon, Mifare / DESFire push button privacy function, Columbo Mach premium series lever, unhanded, bright stainless steel finish, for use with 1 3/4" - 2 1/4" thick door | 1 |  | 1 Year | 864.35 | 0.15 | 734.6975
18521 | Salto | E9656700IP48-C- | XS4 wide body electronic RF wireless ready SVN escutcheon, Mifare / DESFire push button privacy function, Columbo Mach premium series lever, unhanded, bright stainless steel finish, for use with 1 3/4" - 2 1/4" thick door | 1 |  | 1 Year | 789.45 | 0.15 | 671.0325
18522 | Salto | E9656700IP48-W- | XS4 wide body electronic RF wireless SVN escutcheon, Mifare / DESFire push button privacy function, Columbo Mach premium series lever, unhanded, bright stainless steel finish, for use with 1 3/4" - 2 1/4" thick door | 1 |  | 1 Year | 920.55 | 0.15 | 782.4675
18523 | Salto | E9656700PP38--- | XS4 wide body electronic wire-free SVN escutcheon, Mifare / DESFire push button privacy function, Columbo Mach premium series lever, unhanded, bright brass finish, for use with 1 3/8" - 1 3/4" thick standard door | 1 |  | 1 Year | 735.35 | 0.15 | 625.0475
18524 | Salto | E9656700PP38-A- | XS4 wide body electronic AMOK wire-free SVN escutcheon, Mifare / DESFire push button privacy function, Columbo Mach premium series lever, unhanded, bright brass finish, for use with 1 3/8" - 1 3/4" thick standard door | 1 |  | 1 Year | 864.35 | 0.15 | 734.6975
18525 | Salto | E9656700PP38-C- | XS4 wide body electronic RF wireless ready SVN escutcheon, Mifare / DESFire push button privacy function, Columbo Mach premium series lever, unhanded, bright brass finish, for use with 1 3/8" - 1 3/4" thick standard door | 1 |  | 1 Year | 789.45 | 0.15 | 671.0325
18526 | Salto | E9656700PP38-W- | XS4 wide body electronic RF wireless SVN escutcheon, Mifare / DESFire push button privacy function, Columbo Mach premium series lever, unhanded, bright brass finish, for use with 1 3/8" - 1 3/4" thick standard door | 1 |  | 1 Year | 920.55 | 0.15 | 782.4675
18527 | Salto | E9656700PP48--- | XS4 wide body electronic wire-free SVN escutcheon, Mifare / DESFire push button privacy function, Columbo Mach premium series lever, unhanded, bright brass finish, for use with 1 3/4" - 2 1/4" thick door | 1 |  | 1 Year | 735.35 | 0.15 | 625.0475
18528 | Salto | E9656700PP48-A- | XS4 wide body electronic AMOK wire-free SVN escutcheon, Mifare / DESFire push button privacy function, Columbo Mach premium series lever, unhanded, bright brass finish, for use with 1 3/4" - 2 1/4" thick door | 1 |  | 1 Year | 864.35 | 0.15 | 734.6975
18529 | Salto | E9656700PP48-C- | XS4 wide body electronic RF wireless ready SVN escutcheon, Mifare / DESFire push button privacy function, Columbo Mach premium series lever, unhanded, bright brass finish, for use with 1 3/4" - 2 1/4" thick door | 1 |  | 1 Year | 789.45 | 0.15 | 671.0325
18530 | Salto | E9656700PP48-W- | XS4 wide body electronic RF wireless SVN escutcheon, Mifare / DESFire push button privacy function, Columbo Mach premium series lever, unhanded, bright brass finish, for use with 1 3/4" - 2 1/4" thick door | 1 |  | 1 Year | 920.55 | 0.15 | 782.4675
18531 | Salto | E9656A00BC38--- | XS4 wide body electronic wire-free SVN escutcheon, Mifare / DESFire push button privacy function, A lever, unhanded, BioCote antimicrobial finish, for use with 1 3/8" - 1 3/4" thick standard door | 1 |  | 1 Year | 725.15 | 0.15 | 616.3775
18532 | Salto | E9656A00BC38-A- | XS4 wide body electronic AMOK wire-free SVN escutcheon, Mifare / DESFire push button privacy function, A lever, unhanded, BioCote antimicrobial finish, for use with 1 3/8" - 1 3/4" thick standard door | 1 |  | 1 Year | 854.15 | 0.15 | 726.0275
18533 | Salto | E9656A00BC38-C- | XS4 wide body electronic RF wireless ready SVN escutcheon, Mifare / DESFire push button privacy function, A lever, unhanded, BioCote antimicrobial finish, for use with 1 3/8" - 1 3/4" thick standard door | 1 |  | 1 Year | 779.25 | 0.15 | 662.3625
18534 | Salto | E9656A00BC38-W- | XS4 wide body electronic RF wireless SVN escutcheon, Mifare / DESFire push button privacy function, A lever, unhanded, BioCote antimicrobial finish, for use with 1 3/8" - 1 3/4" thick standard door | 1 |  | 1 Year | 910.35 | 0.15 | 773.7975
18535 | Salto | E9656A00BC48--- | XS4 wide body electronic wire-free SVN escutcheon, Mifare / DESFire push button privacy function, A lever, unhanded, BioCote antimicrobial finish, for use with 1 3/4" - 2 1/4" thick door | 1 |  | 1 Year | 725.15 | 0.15 | 616.3775
18536 | Salto | E9656A00BC48-A- | XS4 wide body electronic AMOK wire-free SVN escutcheon, Mifare / DESFire push button privacy function, A lever, unhanded, BioCote antimicrobial finish, for use with 1 3/4" - 2 1/4" thick door | 1 |  | 1 Year | 854.15 | 0.15 | 726.0275
18537 | Salto | E9656A00BC48-C- | XS4 wide body electronic RF wireless ready SVN escutcheon, Mifare / DESFire push button privacy function, A lever, unhanded, BioCote antimicrobial finish, for use with 1 3/4" - 2 1/4" thick door | 1 |  | 1 Year | 779.25 | 0.15 | 662.3625
18538 | Salto | E9656A00BC48-W- | XS4 wide body electronic RF wireless SVN escutcheon, Mifare / DESFire push button privacy function, A lever, unhanded, BioCote antimicrobial finish, for use with 1 3/4" - 2 1/4" thick door | 1 |  | 1 Year | 910.35 | 0.15 | 773.7975
18539 | Salto | E9656A00IA38--- | XS4 wide body electronic wire-free SVN escutcheon, Mifare / DESFire push button privacy function, A lever, unhanded, antique brass finish, for use with 1 3/8" - 1 3/4" thick standard door | 1 |  | 1 Year | 725.15 | 0.15 | 616.3775
18540 | Salto | E9656A00IA38-A- | XS4 wide body electronic AMOK wire-free SVN escutcheon, Mifare / DESFire push button privacy function, A lever, unhanded, antique brass finish, for use with 1 3/8" - 1 3/4" thick standard door | 1 |  | 1 Year | 854.15 | 0.15 | 726.0275
18541 | Salto | E9656A00IA38-C- | XS4 wide body electronic RF wireless ready SVN escutcheon, Mifare / DESFire push button privacy function, A lever, unhanded, antique brass finish, for use with 1 3/8" - 1 3/4" thick standard door | 1 |  | 1 Year | 779.25 | 0.15 | 662.3625
18542 | Salto | E9656A00IA38-W- | XS4 wide body electronic RF wireless SVN escutcheon, Mifare / DESFire push button privacy function, A lever, unhanded, antique brass finish, for use with 1 3/8" - 1 3/4" thick standard door | 1 |  | 1 Year | 910.35 | 0.15 | 773.7975
18543 | Salto | E9656A00IA48--- | XS4 wide body electronic wire-free SVN escutcheon, Mifare / DESFire push button privacy function, A lever, unhanded, antique brass finish, for use with 1 3/4" - 2 1/4" thick door | 1 |  | 1 Year | 725.15 | 0.15 | 616.3775
18544 | Salto | E9656A00IA48-A- | XS4 wide body electronic AMOK wire-free SVN escutcheon, Mifare / DESFire push button privacy function, A lever, unhanded, antique brass finish, for use with 1 3/4" - 2 1/4" thick door | 1 |  | 1 Year | 854.15 | 0.15 | 726.0275
18545 | Salto | E9656A00IA48-C- | XS4 wide body electronic RF wireless ready SVN escutcheon, Mifare / DESFire push button privacy function, A lever, unhanded, antique brass finish, for use with 1 3/4" - 2 1/4" thick door | 1 |  | 1 Year | 779.25 | 0.15 | 662.3625
18546 | Salto | E9656A00IA48-W- | XS4 wide body electronic RF wireless SVN escutcheon, Mifare / DESFire push button privacy function, A lever, unhanded, antique brass finish, for use with 1 3/4" - 2 1/4" thick door | 1 |  | 1 Year | 910.35 | 0.15 | 773.7975
18547 | Salto | E9656A00IM38--- | XS4 wide body electronic wire-free SVN escutcheon, Mifare / DESFire push button privacy function, A lever, unhanded, satin stainless finish, for use with 1 3/8" - 1 3/4" thick standard door | 1 |  | 1 Year | 673.15 | 0.15 | 572.1775
18548 | Salto | E9656A00IM38-A- | XS4 wide body electronic AMOK wire-free SVN escutcheon, Mifare / DESFire push button privacy function, A lever, unhanded, satin stainless finish, for use with 1 3/8" - 1 3/4" thick standard door | 1 |  | 1 Year | 802.15 | 0.15 | 681.8275
18549 | Salto | E9656A00IM38-C- | XS4 wide body electronic RF wireless ready SVN escutcheon, Mifare / DESFire push button privacy function, A lever, unhanded, satin stainless finish, for use with 1 3/8" - 1 3/4" thick standard door | 1 |  | 1 Year | 727.25 | 0.15 | 618.1625
18550 | Salto | E9656A00IM38-W- | XS4 wide body electronic RF wireless SVN escutcheon, Mifare / DESFire push button privacy function, A lever, unhanded, satin stainless finish, for use with 1 3/8" - 1 3/4" thick standard door | 1 |  | 1 Year | 858.35 | 0.15 | 729.5975
18551 | Salto | E9656A00IM48--- | XS4 wide body electronic wire-free SVN escutcheon, Mifare / DESFire push button privacy function, A lever, unhanded, satin stainless finish, for use with 1 3/4" - 2 1/4" thick door | 1 |  | 1 Year | 673.15 | 0.15 | 572.1775
18552 | Salto | E9656A00IM48-A- | XS4 wide body electronic AMOK wire-free SVN escutcheon, Mifare / DESFire push button privacy function, A lever, unhanded, satin stainless finish, for use with 1 3/4" - 2 1/4" thick door | 1 |  | 1 Year | 802.15 | 0.15 | 681.8275
18553 | Salto | E9656A00IM48-C- | XS4 wide body electronic RF wireless ready SVN escutcheon, Mifare / DESFire push button privacy function, A lever, unhanded, satin stainless finish, for use with 1 3/4" - 2 1/4" thick door | 1 |  | 1 Year | 727.25 | 0.15 | 618.1625
18554 | Salto | E9656A00IM48-W- | XS4 wide body electronic RF wireless SVN escutcheon, Mifare / DESFire push button privacy function, A lever, unhanded, satin stainless finish, for use with 1 3/4" - 2 1/4" thick door | 1 |  | 1 Year | 858.35 | 0.15 | 729.5975
18555 | Salto | E9656A00IP38--- | XS4 wide body electronic wire-free SVN escutcheon, Mifare / DESFire push button privacy function, A lever, unhanded, bright stainless steel finish, for use with 1 3/8" - 1 3/4" thick standard door | 1 |  | 1 Year | 689.45 | 0.15 | 586.0325
18556 | Salto | E9656A00IP38-A- | XS4 wide body electronic AMOK wire-free SVN escutcheon, Mifare / DESFire push button privacy function, A lever, unhanded, bright stainless steel finish, for use with 1 3/8" - 1 3/4" thick standard door | 1 |  | 1 Year | 818.45 | 0.15 | 695.6825
18557 | Salto | E9656A00IP38-C- | XS4 wide body electronic RF wireless ready SVN escutcheon, Mifare / DESFire push button privacy function, A lever, unhanded, bright stainless steel finish, for use with 1 3/8" - 1 3/4" thick standard door | 1 |  | 1 Year | 743.55 | 0.15 | 632.0175
18558 | Salto | E9656A00IP38-W- | XS4 wide body electronic RF wireless SVN escutcheon, Mifare / DESFire push button privacy function, A lever, unhanded, bright stainless steel finish, for use with 1 3/8" - 1 3/4" thick standard door | 1 |  | 1 Year | 874.65 | 0.15 | 743.4525
18559 | Salto | E9656A00IP48--- | XS4 wide body electronic wire-free SVN escutcheon, Mifare / DESFire push button privacy function, A lever, unhanded, bright stainless steel finish, for use with 1 3/4" - 2 1/4" thick door | 1 |  | 1 Year | 689.45 | 0.15 | 586.0325
18560 | Salto | E9656A00IP48-A- | XS4 wide body electronic AMOK wire-free SVN escutcheon, Mifare / DESFire push button privacy function, A lever, unhanded, bright stainless steel finish, for use with 1 3/4" - 2 1/4" thick door | 1 |  | 1 Year | 818.45 | 0.15 | 695.6825
18561 | Salto | E9656A00IP48-C- | XS4 wide body electronic RF wireless ready SVN escutcheon, Mifare / DESFire push button privacy function, A lever, unhanded, bright stainless steel finish, for use with 1 3/4" - 2 1/4" thick door | 1 |  | 1 Year | 743.55 | 0.15 | 632.0175
18562 | Salto | E9656A00IP48-W- | XS4 wide body electronic RF wireless SVN escutcheon, Mifare / DESFire push button privacy function, A lever, unhanded, bright stainless steel finish, for use with 1 3/4" - 2 1/4" thick door | 1 |  | 1 Year | 874.65 | 0.15 | 743.4525
18563 | Salto | E9656A00NE38--- | XS4 wide body electronic wire-free SVN escutcheon, Mifare / DESFire push button privacy function, A lever, unhanded, black chromium finish, for use with 1 3/8" - 1 3/4" thick standard door | 1 |  | 1 Year | 707.85 | 0.15 | 601.6725
18564 | Salto | E9656A00NE38-A- | XS4 wide body electronic AMOK wire-free SVN escutcheon, Mifare / DESFire push button privacy function, A lever, unhanded, black chromium finish, for use with 1 3/8" - 1 3/4" thick standard door | 1 |  | 1 Year | 836.85 | 0.15 | 711.3225
18565 | Salto | E9656A00NE38-C- | XS4 wide body electronic RF wireless ready SVN escutcheon, Mifare / DESFire push button privacy function, A lever, unhanded, black chromium finish, for use with 1 3/8" - 1 3/4" thick standard door | 1 |  | 1 Year | 761.95 | 0.15 | 647.6575
18566 | Salto | E9656A00NE38-W- | XS4 wide body electronic RF wireless SVN escutcheon, Mifare / DESFire push button privacy function, A lever, unhanded, black chromium finish, for use with 1 3/8" - 1 3/4" thick standard door | 1 |  | 1 Year | 893.05 | 0.15 | 759.0925
18567 | Salto | E9656A00NE48--- | XS4 wide body electronic wire-free SVN escutcheon, Mifare / DESFire push button privacy function, A lever, unhanded, black chromium finish, for use with 1 3/4" - 2 1/4" thick door | 1 |  | 1 Year | 707.85 | 0.15 | 601.6725
18568 | Salto | E9656A00NE48-A- | XS4 wide body electronic AMOK wire-free SVN escutcheon, Mifare / DESFire push button privacy function, A lever, unhanded, black chromium finish, for use with 1 3/4" - 2 1/4" thick door | 1 |  | 1 Year | 836.85 | 0.15 | 711.3225
18569 | Salto | E9656A00NE48-C- | XS4 wide body electronic RF wireless ready SVN escutcheon, Mifare / DESFire push button privacy function, A lever, unhanded, black chromium finish, for use with 1 3/4" - 2 1/4" thick door | 1 |  | 1 Year | 761.95 | 0.15 | 647.6575
18570 | Salto | E9656A00NE48-W- | XS4 wide body electronic RF wireless SVN escutcheon, Mifare / DESFire push button privacy function, A lever, unhanded, black chromium finish, for use with 1 3/4" - 2 1/4" thick door | 1 |  | 1 Year | 893.05 | 0.15 | 759.0925
18571 | Salto | E9656A00PM38--- | XS4 wide body electronic wire-free SVN escutcheon, Mifare / DESFire push button privacy function, A lever, unhanded, satin brass finish, for use with 1 3/8" - 1 3/4" thick standard door | 1 |  | 1 Year | 673.15 | 0.15 | 572.1775
18572 | Salto | E9656A00PM38-A- | XS4 wide body electronic AMOK wire-free SVN escutcheon, Mifare / DESFire push button privacy function, A lever, unhanded, satin brass finish, for use with 1 3/8" - 1 3/4" thick standard door | 1 |  | 1 Year | 802.15 | 0.15 | 681.8275
18573 | Salto | E9656A00PM38-C- | XS4 wide body electronic RF wireless ready SVN escutcheon, Mifare / DESFire push button privacy function, A lever, unhanded, satin brass finish, for use with 1 3/8" - 1 3/4" thick standard door | 1 |  | 1 Year | 727.25 | 0.15 | 618.1625
18574 | Salto | E9656A00PM38-W- | XS4 wide body electronic RF wireless SVN escutcheon, Mifare / DESFire push button privacy function, A lever, unhanded, satin brass finish, for use with 1 3/8" - 1 3/4" thick standard door | 1 |  | 1 Year | 858.35 | 0.15 | 729.5975
18575 | Salto | E9656A00PM48--- | XS4 wide body electronic wire-free SVN escutcheon, Mifare / DESFire push button privacy function, A lever, unhanded, satin brass finish, for use with 1 3/4" - 2 1/4" thick door | 1 |  | 1 Year | 673.15 | 0.15 | 572.1775
18576 | Salto | E9656A00PM48-A- | XS4 wide body electronic AMOK wire-free SVN escutcheon, Mifare / DESFire push button privacy function, A lever, unhanded, satin brass finish, for use with 1 3/4" - 2 1/4" thick door | 1 |  | 1 Year | 802.15 | 0.15 | 681.8275
18577 | Salto | E9656A00PM48-C- | XS4 wide body electronic RF wireless ready SVN escutcheon, Mifare / DESFire push button privacy function, A lever, unhanded, satin brass finish, for use with 1 3/4" - 2 1/4" thick door | 1 |  | 1 Year | 727.25 | 0.15 | 618.1625
18578 | Salto | E9656A00PM48-W- | XS4 wide body electronic RF wireless SVN escutcheon, Mifare / DESFire push button privacy function, A lever, unhanded, satin brass finish, for use with 1 3/4" - 2 1/4" thick door | 1 |  | 1 Year | 858.35 | 0.15 | 729.5975
18579 | Salto | E9656A00PP38--- | XS4 wide body electronic wire-free SVN escutcheon, Mifare / DESFire push button privacy function, A lever, unhanded, bright brass finish, for use with 1 3/8" - 1 3/4" thick standard door | 1 |  | 1 Year | 689.45 | 0.15 | 586.0325
18580 | Salto | E9656A00PP38-A- | XS4 wide body electronic AMOK wire-free SVN escutcheon, Mifare / DESFire push button privacy function, A lever, unhanded, bright brass finish, for use with 1 3/8" - 1 3/4" thick standard door | 1 |  | 1 Year | 818.45 | 0.15 | 695.6825
18581 | Salto | E9656A00PP38-C- | XS4 wide body electronic RF wireless ready SVN escutcheon, Mifare / DESFire push button privacy function, A lever, unhanded, bright brass finish, for use with 1 3/8" - 1 3/4" thick standard door | 1 |  | 1 Year | 743.55 | 0.15 | 632.0175
18582 | Salto | E9656A00PP38-W- | XS4 wide body electronic RF wireless SVN escutcheon, Mifare / DESFire push button privacy function, A lever, unhanded, bright brass finish, for use with 1 3/8" - 1 3/4" thick standard door | 1 |  | 1 Year | 874.65 | 0.15 | 743.4525
18583 | Salto | E9656A00PP48--- | XS4 wide body electronic wire-free SVN escutcheon, Mifare / DESFire push button privacy function, A lever, unhanded, bright brass finish, for use with 1 3/4" - 2 1/4" thick door | 1 |  | 1 Year | 689.45 | 0.15 | 586.0325
18584 | Salto | E9656A00PP48-A- | XS4 wide body electronic AMOK wire-free SVN escutcheon, Mifare / DESFire push button privacy function, A lever, unhanded, bright brass finish, for use with 1 3/4" - 2 1/4" thick door | 1 |  | 1 Year | 818.45 | 0.15 | 695.6825
18585 | Salto | E9656A00PP48-C- | XS4 wide body electronic RF wireless ready SVN escutcheon, Mifare / DESFire push button privacy function, A lever, unhanded, bright brass finish, for use with 1 3/4" - 2 1/4" thick door | 1 |  | 1 Year | 743.55 | 0.15 | 632.0175
18586 | Salto | E9656A00PP48-W- | XS4 wide body electronic RF wireless SVN escutcheon, Mifare / DESFire push button privacy function, A lever, unhanded, bright brass finish, for use with 1 3/4" - 2 1/4" thick door | 1 |  | 1 Year | 874.65 | 0.15 | 743.4525
18587 | Salto | E9656G00BC38--- | XS4 wide body electronic wire-free SVN escutcheon, Mifare / DESFire push button privacy function, G lever, unhanded, BioCote antimicrobial finish, for use with 1 3/8" - 1 3/4" thick standard door | 1 |  | 1 Year | 725.15 | 0.15 | 616.3775
18588 | Salto | E9656G00BC38-A- | XS4 wide body electronic AMOK wire-free SVN escutcheon, Mifare / DESFire push button privacy function, G lever, unhanded, BioCote antimicrobial finish, for use with 1 3/8" - 1 3/4" thick standard door | 1 |  | 1 Year | 854.15 | 0.15 | 726.0275
18589 | Salto | E9656G00BC38-C- | XS4 wide body electronic RF wireless ready SVN escutcheon, Mifare / DESFire push button privacy function, G lever, unhanded, BioCote antimicrobial finish, for use with 1 3/8" - 1 3/4" thick standard door | 1 |  | 1 Year | 779.25 | 0.15 | 662.3625
18590 | Salto | E9656G00BC38-W- | XS4 wide body electronic RF wireless SVN escutcheon, Mifare / DESFire push button privacy function, G lever, unhanded, BioCote antimicrobial finish, for use with 1 3/8" - 1 3/4" thick standard door | 1 |  | 1 Year | 910.35 | 0.15 | 773.7975
18591 | Salto | E9656G00BC48--- | XS4 wide body electronic wire-free SVN escutcheon, Mifare / DESFire push button privacy function, G lever, unhanded, BioCote antimicrobial finish, for use with 1 3/4" - 2 1/4" thick door | 1 |  | 1 Year | 725.15 | 0.15 | 616.3775
18592 | Salto | E9656G00BC48-A- | XS4 wide body electronic AMOK wire-free SVN escutcheon, Mifare / DESFire push button privacy function, G lever, unhanded, BioCote antimicrobial finish, for use with 1 3/4" - 2 1/4" thick door | 1 |  | 1 Year | 854.15 | 0.15 | 726.0275
18593 | Salto | E9656G00BC48-C- | XS4 wide body electronic RF wireless ready SVN escutcheon, Mifare / DESFire push button privacy function, G lever, unhanded, BioCote antimicrobial finish, for use with 1 3/4" - 2 1/4" thick door | 1 |  | 1 Year | 779.25 | 0.15 | 662.3625
18594 | Salto | E9656G00BC48-W- | XS4 wide body electronic RF wireless SVN escutcheon, Mifare / DESFire push button privacy function, G lever, unhanded, BioCote antimicrobial finish, for use with 1 3/4" - 2 1/4" thick door | 1 |  | 1 Year | 910.35 | 0.15 | 773.7975
18595 | Salto | E9656G00IM38--- | XS4 wide body electronic wire-free SVN escutcheon, Mifare / DESFire push button privacy function, G lever, unhanded, satin stainless finish, for use with 1 3/8" - 1 3/4" thick standard door | 1 |  | 1 Year | 673.15 | 0.15 | 572.1775
18596 | Salto | E9656G00IM38-A- | XS4 wide body electronic AMOK wire-free SVN escutcheon, Mifare / DESFire push button privacy function, G lever, unhanded, satin stainless finish, for use with 1 3/8" - 1 3/4" thick standard door | 1 |  | 1 Year | 802.15 | 0.15 | 681.8275
18597 | Salto | E9656G00IM38-C- | XS4 wide body electronic RF wireless ready SVN escutcheon, Mifare / DESFire push button privacy function, G lever, unhanded, satin stainless finish, for use with 1 3/8" - 1 3/4" thick standard door | 1 |  | 1 Year | 727.25 | 0.15 | 618.1625
18598 | Salto | E9656G00IM38-W- | XS4 wide body electronic RF wireless SVN escutcheon, Mifare / DESFire push button privacy function, G lever, unhanded, satin stainless finish, for use with 1 3/8" - 1 3/4" thick standard door | 1 |  | 1 Year | 858.35 | 0.15 | 729.5975
18599 | Salto | E9656G00IM48--- | XS4 wide body electronic wire-free SVN escutcheon, Mifare / DESFire push button privacy function, G lever, unhanded, satin stainless finish, for use with 1 3/4" - 2 1/4" thick door | 1 |  | 1 Year | 673.15 | 0.15 | 572.1775
18600 | Salto | E9656G00IM48-A- | XS4 wide body electronic AMOK wire-free SVN escutcheon, Mifare / DESFire push button privacy function, G lever, unhanded, satin stainless finish, for use with 1 3/4" - 2 1/4" thick door | 1 |  | 1 Year | 802.15 | 0.15 | 681.8275
18601 | Salto | E9656G00IM48-C- | XS4 wide body electronic RF wireless ready SVN escutcheon, Mifare / DESFire push button privacy function, G lever, unhanded, satin stainless finish, for use with 1 3/4" - 2 1/4" thick door | 1 |  | 1 Year | 727.25 | 0.15 | 618.1625
18602 | Salto | E9656G00IM48-W- | XS4 wide body electronic RF wireless SVN escutcheon, Mifare / DESFire push button privacy function, G lever, unhanded, satin stainless finish, for use with 1 3/4" - 2 1/4" thick door | 1 |  | 1 Year | 858.35 | 0.15 | 729.5975
18603 | Salto | E9656G00PM38--- | XS4 wide body electronic wire-free SVN escutcheon, Mifare / DESFire push button privacy function, G lever, unhanded, satin brass finish, for use with 1 3/8" - 1 3/4" thick standard door | 1 |  | 1 Year | 673.15 | 0.15 | 572.1775
18604 | Salto | E9656G00PM38-A- | XS4 wide body electronic AMOK wire-free SVN escutcheon, Mifare / DESFire push button privacy function, G lever, unhanded, satin brass finish, for use with 1 3/8" - 1 3/4" thick standard door | 1 |  | 1 Year | 802.15 | 0.15 | 681.8275
18605 | Salto | E9656G00PM38-C- | XS4 wide body electronic RF wireless ready SVN escutcheon, Mifare / DESFire push button privacy function, G lever, unhanded, satin brass finish, for use with 1 3/8" - 1 3/4" thick standard door | 1 |  | 1 Year | 727.25 | 0.15 | 618.1625
18606 | Salto | E9656G00PM38-W- | XS4 wide body electronic RF wireless SVN escutcheon, Mifare / DESFire push button privacy function, G lever, unhanded, satin brass finish, for use with 1 3/8" - 1 3/4" thick standard door | 1 |  | 1 Year | 858.35 | 0.15 | 729.5975
18607 | Salto | E9656G00PM48--- | XS4 wide body electronic wire-free SVN escutcheon, Mifare / DESFire push button privacy function, G lever, unhanded, satin brass finish, for use with 1 3/4" - 2 1/4" thick door | 1 |  | 1 Year | 673.15 | 0.15 | 572.1775
18608 | Salto | E9656G00PM48-A- | XS4 wide body electronic AMOK wire-free SVN escutcheon, Mifare / DESFire push button privacy function, G lever, unhanded, satin brass finish, for use with 1 3/4" - 2 1/4" thick door | 1 |  | 1 Year | 802.15 | 0.15 | 681.8275
18609 | Salto | E9656G00PM48-C- | XS4 wide body electronic RF wireless ready SVN escutcheon, Mifare / DESFire push button privacy function, G lever, unhanded, satin brass finish, for use with 1 3/4" - 2 1/4" thick door | 1 |  | 1 Year | 727.25 | 0.15 | 618.1625
18610 | Salto | E9656G00PM48-W- | XS4 wide body electronic RF wireless SVN escutcheon, Mifare / DESFire push button privacy function, G lever, unhanded, satin brass finish, for use with 1 3/4" - 2 1/4" thick door | 1 |  | 1 Year | 858.35 | 0.15 | 729.5975
18611 | Salto | E9656J00BC38--- | XS4 wide body electronic wire-free SVN escutcheon, Mifare / DESFire push button privacy function, J lever, unhanded, BioCote antimicrobial finish, for use with 1 3/8" - 1 3/4" thick standard door | 1 |  | 1 Year | 735.35 | 0.15 | 625.0475
18612 | Salto | E9656J00BC38-A- | XS4 wide body electronic AMOK wire-free SVN escutcheon, Mifare / DESFire push button privacy function, J lever, unhanded, BioCote antimicrobial finish, for use with 1 3/8" - 1 3/4" thick standard door | 1 |  | 1 Year | 864.35 | 0.15 | 734.6975
18613 | Salto | E9656J00BC38-C- | XS4 wide body electronic RF wireless ready SVN escutcheon, Mifare / DESFire push button privacy function, J lever, unhanded, BioCote antimicrobial finish, for use with 1 3/8" - 1 3/4" thick standard door | 1 |  | 1 Year | 789.45 | 0.15 | 671.0325
18614 | Salto | E9656J00BC38-W- | XS4 wide body electronic RF wireless SVN escutcheon, Mifare / DESFire push button privacy function, J lever, unhanded, BioCote antimicrobial finish, for use with 1 3/8" - 1 3/4" thick standard door | 1 |  | 1 Year | 920.55 | 0.15 | 782.4675
18615 | Salto | E9656J00BC48--- | XS4 wide body electronic wire-free SVN escutcheon, Mifare / DESFire push button privacy function, J lever, unhanded, BioCote antimicrobial finish, for use with 1 3/4" - 2 1/4" thick door | 1 |  | 1 Year | 735.35 | 0.15 | 625.0475
18616 | Salto | E9656J00BC48-A- | XS4 wide body electronic AMOK wire-free SVN escutcheon, Mifare / DESFire push button privacy function, J lever, unhanded, BioCote antimicrobial finish, for use with 1 3/4" - 2 1/4" thick door | 1 |  | 1 Year | 864.35 | 0.15 | 734.6975
18617 | Salto | E9656J00BC48-C- | XS4 wide body electronic RF wireless ready SVN escutcheon, Mifare / DESFire push button privacy function, J lever, unhanded, BioCote antimicrobial finish, for use with 1 3/4" - 2 1/4" thick door | 1 |  | 1 Year | 789.45 | 0.15 | 671.0325
18618 | Salto | E9656J00BC48-W- | XS4 wide body electronic RF wireless SVN escutcheon, Mifare / DESFire push button privacy function, J lever, unhanded, BioCote antimicrobial finish, for use with 1 3/4" - 2 1/4" thick door | 1 |  | 1 Year | 920.55 | 0.15 | 782.4675
18619 | Salto | E9656J00IA38--- | XS4 wide body electronic wire-free SVN escutcheon, Mifare / DESFire push button privacy function, J lever, unhanded, antique brass finish, for use with 1 3/8" - 1 3/4" thick standard door | 1 |  | 1 Year | 735.35 | 0.15 | 625.0475
18620 | Salto | E9656J00IA38-A- | XS4 wide body electronic AMOK wire-free SVN escutcheon, Mifare / DESFire push button privacy function, J lever, unhanded, antique brass finish, for use with 1 3/8" - 1 3/4" thick standard door | 1 |  | 1 Year | 864.35 | 0.15 | 734.6975
18621 | Salto | E9656J00IA38-C- | XS4 wide body electronic RF wireless ready SVN escutcheon, Mifare / DESFire push button privacy function, J lever, unhanded, antique brass finish, for use with 1 3/8" - 1 3/4" thick standard door | 1 |  | 1 Year | 789.45 | 0.15 | 671.0325
18622 | Salto | E9656J00IA38-W- | XS4 wide body electronic RF wireless SVN escutcheon, Mifare / DESFire push button privacy function, J lever, unhanded, antique brass finish, for use with 1 3/8" - 1 3/4" thick standard door | 1 |  | 1 Year | 920.55 | 0.15 | 782.4675
18623 | Salto | E9656J00IA48--- | XS4 wide body electronic wire-free SVN escutcheon, Mifare / DESFire push button privacy function, J lever, unhanded, antique brass finish, for use with 1 3/4" - 2 1/4" thick door | 1 |  | 1 Year | 735.35 | 0.15 | 625.0475
18624 | Salto | E9656J00IA48-A- | XS4 wide body electronic AMOK wire-free SVN escutcheon, Mifare / DESFire push button privacy function, J lever, unhanded, antique brass finish, for use with 1 3/4" - 2 1/4" thick door | 1 |  | 1 Year | 864.35 | 0.15 | 734.6975
18625 | Salto | E9656J00IA48-C- | XS4 wide body electronic RF wireless ready SVN escutcheon, Mifare / DESFire push button privacy function, J lever, unhanded, antique brass finish, for use with 1 3/4" - 2 1/4" thick door | 1 |  | 1 Year | 789.45 | 0.15 | 671.0325
18626 | Salto | E9656J00IA48-W- | XS4 wide body electronic RF wireless SVN escutcheon, Mifare / DESFire push button privacy function, J lever, unhanded, antique brass finish, for use with 1 3/4" - 2 1/4" thick door | 1 |  | 1 Year | 920.55 | 0.15 | 782.4675
18627 | Salto | E9656J00IM38--- | XS4 wide body electronic wire-free SVN escutcheon, Mifare / DESFire push button privacy function, J lever, unhanded, satin stainless finish, for use with 1 3/8" - 1 3/4" thick standard door | 1 |  | 1 Year | 683.35 | 0.15 | 580.8475
18628 | Salto | E9656J00IM38-A- | XS4 wide body electronic AMOK wire-free SVN escutcheon, Mifare / DESFire push button privacy function, J lever, unhanded, satin stainless finish, for use with 1 3/8" - 1 3/4" thick standard door | 1 |  | 1 Year | 812.35 | 0.15 | 690.4975
18629 | Salto | E9656J00IM38-C- | XS4 wide body electronic RF wireless ready SVN escutcheon, Mifare / DESFire push button privacy function, J lever, unhanded, satin stainless finish, for use with 1 3/8" - 1 3/4" thick standard door | 1 |  | 1 Year | 737.45 | 0.15 | 626.8325
18630 | Salto | E9656J00IM38-W- | XS4 wide body electronic RF wireless SVN escutcheon, Mifare / DESFire push button privacy function, J lever, unhanded, satin stainless finish, for use with 1 3/8" - 1 3/4" thick standard door | 1 |  | 1 Year | 868.55 | 0.15 | 738.2675
18631 | Salto | E9656J00IM48--- | XS4 wide body electronic wire-free SVN escutcheon, Mifare / DESFire push button privacy function, J lever, unhanded, satin stainless finish, for use with 1 3/4" - 2 1/4" thick door | 1 |  | 1 Year | 683.35 | 0.15 | 580.8475
18632 | Salto | E9656J00IM48-A- | XS4 wide body electronic AMOK wire-free SVN escutcheon, Mifare / DESFire push button privacy function, J lever, unhanded, satin stainless finish, for use with 1 3/4" - 2 1/4" thick door | 1 |  | 1 Year | 812.35 | 0.15 | 690.4975
18633 | Salto | E9656J00IM48-C- | XS4 wide body electronic RF wireless ready SVN escutcheon, Mifare / DESFire push button privacy function, J lever, unhanded, satin stainless finish, for use with 1 3/4" - 2 1/4" thick door | 1 |  | 1 Year | 737.45 | 0.15 | 626.8325
18634 | Salto | E9656J00IM48-W- | XS4 wide body electronic RF wireless SVN escutcheon, Mifare / DESFire push button privacy function, J lever, unhanded, satin stainless finish, for use with 1 3/4" - 2 1/4" thick door | 1 |  | 1 Year | 868.55 | 0.15 | 738.2675
18635 | Salto | E9656J00NE38--- | XS4 wide body electronic wire-free SVN escutcheon, Mifare / DESFire push button privacy function, J lever, unhanded, black chromium finish, for use with 1 3/8" - 1 3/4" thick standard door | 1 |  | 1 Year | 718.05 | 0.15 | 610.3425
18636 | Salto | E9656J00NE38-A- | XS4 wide body electronic AMOK wire-free SVN escutcheon, Mifare / DESFire push button privacy function, J lever, unhanded, black chromium finish, for use with 1 3/8" - 1 3/4" thick standard door | 1 |  | 1 Year | 847.05 | 0.15 | 719.9925
18637 | Salto | E9656J00NE38-C- | XS4 wide body electronic RF wireless ready SVN escutcheon, Mifare / DESFire push button privacy function, J lever, unhanded, black chromium finish, for use with 1 3/8" - 1 3/4" thick standard door | 1 |  | 1 Year | 772.15 | 0.15 | 656.3275
18638 | Salto | E9656J00NE38-W- | XS4 wide body electronic RF wireless SVN escutcheon, Mifare / DESFire push button privacy function, J lever, unhanded, black chromium finish, for use with 1 3/8" - 1 3/4" thick standard door | 1 |  | 1 Year | 903.25 | 0.15 | 767.7625
18639 | Salto | E9656J00NE48--- | XS4 wide body electronic wire-free SVN escutcheon, Mifare / DESFire push button privacy function, J lever, unhanded, black chromium finish, for use with 1 3/4" - 2 1/4" thick door | 1 |  | 1 Year | 718.05 | 0.15 | 610.3425
18640 | Salto | E9656J00NE48-A- | XS4 wide body electronic AMOK wire-free SVN escutcheon, Mifare / DESFire push button privacy function, J lever, unhanded, black chromium finish, for use with 1 3/4" - 2 1/4" thick door | 1 |  | 1 Year | 847.05 | 0.15 | 719.9925
18641 | Salto | E9656J00NE48-C- | XS4 wide body electronic RF wireless ready SVN escutcheon, Mifare / DESFire push button privacy function, J lever, unhanded, black chromium finish, for use with 1 3/4" - 2 1/4" thick door | 1 |  | 1 Year | 772.15 | 0.15 | 656.3275
18642 | Salto | E9656J00NE48-W- | XS4 wide body electronic RF wireless SVN escutcheon, Mifare / DESFire push button privacy function, J lever, unhanded, black chromium finish, for use with 1 3/4" - 2 1/4" thick door | 1 |  | 1 Year | 903.25 | 0.15 | 767.7625
18643 | Salto | E9656J00PM38--- | XS4 wide body electronic wire-free SVN escutcheon, Mifare / DESFire push button privacy function, J lever, unhanded, satin brass finish, for use with 1 3/8" - 1 3/4" thick standard door | 1 |  | 1 Year | 683.35 | 0.15 | 580.8475
18644 | Salto | E9656J00PM38-A- | XS4 wide body electronic AMOK wire-free SVN escutcheon, Mifare / DESFire push button privacy function, J lever, unhanded, satin brass finish, for use with 1 3/8" - 1 3/4" thick standard door | 1 |  | 1 Year | 812.35 | 0.15 | 690.4975
18645 | Salto | E9656J00PM38-C- | XS4 wide body electronic RF wireless ready SVN escutcheon, Mifare / DESFire push button privacy function, J lever, unhanded, satin brass finish, for use with 1 3/8" - 1 3/4" thick standard door | 1 |  | 1 Year | 737.45 | 0.15 | 626.8325
18646 | Salto | E9656J00PM38-W- | XS4 wide body electronic RF wireless SVN escutcheon, Mifare / DESFire push button privacy function, J lever, unhanded, satin brass finish, for use with 1 3/8" - 1 3/4" thick standard door | 1 |  | 1 Year | 868.55 | 0.15 | 738.2675
18647 | Salto | E9656J00PM48--- | XS4 wide body electronic wire-free SVN escutcheon, Mifare / DESFire push button privacy function, J lever, unhanded, satin brass finish, for use with 1 3/4" - 2 1/4" thick door | 1 |  | 1 Year | 683.35 | 0.15 | 580.8475
18648 | Salto | E9656J00PM48-A- | XS4 wide body electronic AMOK wire-free SVN escutcheon, Mifare / DESFire push button privacy function, J lever, unhanded, satin brass finish, for use with 1 3/4" - 2 1/4" thick door | 1 |  | 1 Year | 812.35 | 0.15 | 690.4975
18649 | Salto | E9656J00PM48-C- | XS4 wide body electronic RF wireless ready SVN escutcheon, Mifare / DESFire push button privacy function, J lever, unhanded, satin brass finish, for use with 1 3/4" - 2 1/4" thick door | 1 |  | 1 Year | 737.45 | 0.15 | 626.8325
18650 | Salto | E9656J00PM48-W- | XS4 wide body electronic RF wireless SVN escutcheon, Mifare / DESFire push button privacy function, J lever, unhanded, satin brass finish, for use with 1 3/4" - 2 1/4" thick door | 1 |  | 1 Year | 868.55 | 0.15 | 738.2675
18651 | Salto | E9656K00IM38L-- | XS4 wide body electronic wire-free SVN escutcheon, Mifare / DESFire push button privacy function, K lever, left handed, satin stainless finish, for use with 1 3/8" - 1 3/4" thick standard door | 1 |  | 1 Year | 683.35 | 0.15 | 580.8475
18652 | Salto | E9656K00IM38LA- | XS4 wide body electronic AMOK wire-free SVN escutcheon, Mifare / DESFire push button privacy function, K lever, left handed, satin stainless finish, for use with 1 3/8" - 1 3/4" thick standard door | 1 |  | 1 Year | 812.35 | 0.15 | 690.4975
18653 | Salto | E9656K00IM38LC- | XS4 wide body electronic RF wireless ready SVN escutcheon, Mifare / DESFire push button privacy function, K lever, left handed, satin stainless finish, for use with 1 3/8" - 1 3/4" thick standard door | 1 |  | 1 Year | 737.45 | 0.15 | 626.8325
18654 | Salto | E9656K00IM38LW- | XS4 wide body electronic RF wireless SVN escutcheon, Mifare / DESFire push button privacy function, K lever, left handed, satin stainless finish, for use with 1 3/8" - 1 3/4" thick standard door | 1 |  | 1 Year | 868.55 | 0.15 | 738.2675
18655 | Salto | E9656K00IM38R-- | XS4 wide body electronic wire-free SVN escutcheon, Mifare / DESFire push button privacy function, K lever, right handed, satin stainless finish, for use with 1 3/8" - 1 3/4" thick standard door | 1 |  | 1 Year | 683.35 | 0.15 | 580.8475
18656 | Salto | E9656K00IM38RA- | XS4 wide body electronic AMOK wire-free SVN escutcheon, Mifare / DESFire push button privacy function, K lever, right handed, satin stainless finish, for use with 1 3/8" - 1 3/4" thick standard door | 1 |  | 1 Year | 812.35 | 0.15 | 690.4975
18657 | Salto | E9656K00IM38RC- | XS4 wide body electronic RF wireless ready SVN escutcheon, Mifare / DESFire push button privacy function, K lever, right handed, satin stainless finish, for use with 1 3/8" - 1 3/4" thick standard door | 1 |  | 1 Year | 737.45 | 0.15 | 626.8325
18658 | Salto | E9656K00IM38RW- | XS4 wide body electronic RF wireless SVN escutcheon, Mifare / DESFire push button privacy function, K lever, right handed, satin stainless finish, for use with 1 3/8" - 1 3/4" thick standard door | 1 |  | 1 Year | 868.55 | 0.15 | 738.2675
18659 | Salto | E9656K00IM48L-- | XS4 wide body electronic wire-free SVN escutcheon, Mifare / DESFire push button privacy function, K lever, left handed, satin stainless finish, for use with 1 3/4" - 2 1/4" thick door | 1 |  | 1 Year | 683.35 | 0.15 | 580.8475
18660 | Salto | E9656K00IM48LA- | XS4 wide body electronic AMOK wire-free SVN escutcheon, Mifare / DESFire push button privacy function, K lever, left handed, satin stainless finish, for use with 1 3/4" - 2 1/4" thick door | 1 |  | 1 Year | 812.35 | 0.15 | 690.4975
18661 | Salto | E9656K00IM48LC- | XS4 wide body electronic RF wireless ready SVN escutcheon, Mifare / DESFire push button privacy function, K lever, left handed, satin stainless finish, for use with 1 3/4" - 2 1/4" thick door | 1 |  | 1 Year | 737.45 | 0.15 | 626.8325
18662 | Salto | E9656K00IM48LW- | XS4 wide body electronic RF wireless SVN escutcheon, Mifare / DESFire push button privacy function, K lever, left handed, satin stainless finish, for use with 1 3/4" - 2 1/4" thick door | 1 |  | 1 Year | 868.55 | 0.15 | 738.2675
18663 | Salto | E9656K00IM48R-- | XS4 wide body electronic wire-free SVN escutcheon, Mifare / DESFire push button privacy function, K lever, right handed, satin stainless finish, for use with 1 3/4" - 2 1/4" thick door | 1 |  | 1 Year | 683.35 | 0.15 | 580.8475
18664 | Salto | E9656K00IM48RA- | XS4 wide body electronic AMOK wire-free SVN escutcheon, Mifare / DESFire push button privacy function, K lever, right handed, satin stainless finish, for use with 1 3/4" - 2 1/4" thick door | 1 |  | 1 Year | 812.35 | 0.15 | 690.4975
18665 | Salto | E9656K00IM48RC- | XS4 wide body electronic RF wireless ready SVN escutcheon, Mifare / DESFire push button privacy function, K lever, right handed, satin stainless finish, for use with 1 3/4" - 2 1/4" thick door | 1 |  | 1 Year | 737.45 | 0.15 | 626.8325
18666 | Salto | E9656K00IM48RW- | XS4 wide body electronic RF wireless SVN escutcheon, Mifare / DESFire push button privacy function, K lever, right handed, satin stainless finish, for use with 1 3/4" - 2 1/4" thick door | 1 |  | 1 Year | 868.55 | 0.15 | 738.2675
18667 | Salto | E9656K00IP38L-- | XS4 wide body electronic wire-free SVN escutcheon, Mifare / DESFire push button privacy function, K lever, left handed, bright stainless steel finish, for use with 1 3/8" - 1 3/4" thick standard door | 1 |  | 1 Year | 699.65 | 0.15 | 594.7025
18668 | Salto | E9656K00IP38LA- | XS4 wide body electronic AMOK wire-free SVN escutcheon, Mifare / DESFire push button privacy function, K lever, left handed, bright stainless steel finish, for use with 1 3/8" - 1 3/4" thick standard door | 1 |  | 1 Year | 828.65 | 0.15 | 704.3525
18669 | Salto | E9656K00IP38LC- | XS4 wide body electronic RF wireless ready SVN escutcheon, Mifare / DESFire push button privacy function, K lever, left handed, bright stainless steel finish, for use with 1 3/8" - 1 3/4" thick standard door | 1 |  | 1 Year | 753.75 | 0.15 | 640.6875
18670 | Salto | E9656K00IP38LW- | XS4 wide body electronic RF wireless SVN escutcheon, Mifare / DESFire push button privacy function, K lever, left handed, bright stainless steel finish, for use with 1 3/8" - 1 3/4" thick standard door | 1 |  | 1 Year | 884.85 | 0.15 | 752.1225
18671 | Salto | E9656K00IP38R-- | XS4 wide body electronic wire-free SVN escutcheon, Mifare / DESFire push button privacy function, K lever, right handed, bright stainless steel finish, for use with 1 3/8" - 1 3/4" thick standard door | 1 |  | 1 Year | 699.65 | 0.15 | 594.7025
18672 | Salto | E9656K00IP38RA- | XS4 wide body electronic AMOK wire-free SVN escutcheon, Mifare / DESFire push button privacy function, K lever, right handed, bright stainless steel finish, for use with 1 3/8" - 1 3/4" thick standard door | 1 |  | 1 Year | 828.65 | 0.15 | 704.3525
18673 | Salto | E9656K00IP38RC- | XS4 wide body electronic RF wireless ready SVN escutcheon, Mifare / DESFire push button privacy function, K lever, right handed, bright stainless steel finish, for use with 1 3/8" - 1 3/4" thick standard door | 1 |  | 1 Year | 753.75 | 0.15 | 640.6875
18674 | Salto | E9656K00IP38RW- | XS4 wide body electronic RF wireless SVN escutcheon, Mifare / DESFire push button privacy function, K lever, right handed, bright stainless steel finish, for use with 1 3/8" - 1 3/4" thick standard door | 1 |  | 1 Year | 884.85 | 0.15 | 752.1225
18675 | Salto | E9656K00IP48L-- | XS4 wide body electronic wire-free SVN escutcheon, Mifare / DESFire push button privacy function, K lever, left handed, bright stainless steel finish, for use with 1 3/4" - 2 1/4" thick door | 1 |  | 1 Year | 699.65 | 0.15 | 594.7025
18676 | Salto | E9656K00IP48LA- | XS4 wide body electronic AMOK wire-free SVN escutcheon, Mifare / DESFire push button privacy function, K lever, left handed, bright stainless steel finish, for use with 1 3/4" - 2 1/4" thick door | 1 |  | 1 Year | 828.65 | 0.15 | 704.3525
18677 | Salto | E9656K00IP48LC- | XS4 wide body electronic RF wireless ready SVN escutcheon, Mifare / DESFire push button privacy function, K lever, left handed, bright stainless steel finish, for use with 1 3/4" - 2 1/4" thick door | 1 |  | 1 Year | 753.75 | 0.15 | 640.6875
18678 | Salto | E9656K00IP48LW- | XS4 wide body electronic RF wireless SVN escutcheon, Mifare / DESFire push button privacy function, K lever, left handed, bright stainless steel finish, for use with 1 3/4" - 2 1/4" thick door | 1 |  | 1 Year | 884.85 | 0.15 | 752.1225
18679 | Salto | E9656K00IP48R-- | XS4 wide body electronic wire-free SVN escutcheon, Mifare / DESFire push button privacy function, K lever, right handed, bright stainless steel finish, for use with 1 3/4" - 2 1/4" thick door | 1 |  | 1 Year | 699.65 | 0.15 | 594.7025
18680 | Salto | E9656K00IP48RA- | XS4 wide body electronic AMOK wire-free SVN escutcheon, Mifare / DESFire push button privacy function, K lever, right handed, bright stainless steel finish, for use with 1 3/4" - 2 1/4" thick door | 1 |  | 1 Year | 828.65 | 0.15 | 704.3525
18681 | Salto | E9656K00IP48RC- | XS4 wide body electronic RF wireless ready SVN escutcheon, Mifare / DESFire push button privacy function, K lever, right handed, bright stainless steel finish, for use with 1 3/4" - 2 1/4" thick door | 1 |  | 1 Year | 753.75 | 0.15 | 640.6875
18682 | Salto | E9656K00IP48RW- | XS4 wide body electronic RF wireless SVN escutcheon, Mifare / DESFire push button privacy function, K lever, right handed, bright stainless steel finish, for use with 1 3/4" - 2 1/4" thick door | 1 |  | 1 Year | 884.85 | 0.15 | 752.1225
18683 | Salto | E9656K00PP38L-- | XS4 wide body electronic wire-free SVN escutcheon, Mifare / DESFire push button privacy function, K lever, left handed, bright brass finish, for use with 1 3/8" - 1 3/4" thick standard door | 1 |  | 1 Year | 699.65 | 0.15 | 594.7025
18684 | Salto | E9656K00PP38LA- | XS4 wide body electronic AMOK wire-free SVN escutcheon, Mifare / DESFire push button privacy function, K lever, left handed, bright brass finish, for use with 1 3/8" - 1 3/4" thick standard door | 1 |  | 1 Year | 828.65 | 0.15 | 704.3525
18685 | Salto | E9656K00PP38LC- | XS4 wide body electronic RF wireless ready SVN escutcheon, Mifare / DESFire push button privacy function, K lever, left handed, bright brass finish, for use with 1 3/8" - 1 3/4" thick standard door | 1 |  | 1 Year | 753.75 | 0.15 | 640.6875
18686 | Salto | E9656K00PP38LW- | XS4 wide body electronic RF wireless SVN escutcheon, Mifare / DESFire push button privacy function, K lever, left handed, bright brass finish, for use with 1 3/8" - 1 3/4" thick standard door | 1 |  | 1 Year | 884.85 | 0.15 | 752.1225
18687 | Salto | E9656K00PP38R-- | XS4 wide body electronic wire-free SVN escutcheon, Mifare / DESFire push button privacy function, K lever, right handed, bright brass finish, for use with 1 3/8" - 1 3/4" thick standard door | 1 |  | 1 Year | 699.65 | 0.15 | 594.7025
18688 | Salto | E9656K00PP38RA- | XS4 wide body electronic AMOK wire-free SVN escutcheon, Mifare / DESFire push button privacy function, K lever, right handed, bright brass finish, for use with 1 3/8" - 1 3/4" thick standard door | 1 |  | 1 Year | 828.65 | 0.15 | 704.3525
18689 | Salto | E9656K00PP38RC- | XS4 wide body electronic RF wireless ready SVN escutcheon, Mifare / DESFire push button privacy function, K lever, right handed, bright brass finish, for use with 1 3/8" - 1 3/4" thick standard door | 1 |  | 1 Year | 753.75 | 0.15 | 640.6875
18690 | Salto | E9656K00PP38RW- | XS4 wide body electronic RF wireless SVN escutcheon, Mifare / DESFire push button privacy function, K lever, right handed, bright brass finish, for use with 1 3/8" - 1 3/4" thick standard door | 1 |  | 1 Year | 884.85 | 0.15 | 752.1225
18691 | Salto | E9656K00PP48L-- | XS4 wide body electronic wire-free SVN escutcheon, Mifare / DESFire push button privacy function, K lever, left handed, bright brass finish, for use with 1 3/4" - 2 1/4" thick door | 1 |  | 1 Year | 699.65 | 0.15 | 594.7025
18692 | Salto | E9656K00PP48LA- | XS4 wide body electronic AMOK wire-free SVN escutcheon, Mifare / DESFire push button privacy function, K lever, left handed, bright brass finish, for use with 1 3/4" - 2 1/4" thick door | 1 |  | 1 Year | 828.65 | 0.15 | 704.3525
18693 | Salto | E9656K00PP48LC- | XS4 wide body electronic RF wireless ready SVN escutcheon, Mifare / DESFire push button privacy function, K lever, left handed, bright brass finish, for use with 1 3/4" - 2 1/4" thick door | 1 |  | 1 Year | 753.75 | 0.15 | 640.6875
18694 | Salto | E9656K00PP48LW- | XS4 wide body electronic RF wireless SVN escutcheon, Mifare / DESFire push button privacy function, K lever, left handed, bright brass finish, for use with 1 3/4" - 2 1/4" thick door | 1 |  | 1 Year | 884.85 | 0.15 | 752.1225
18695 | Salto | E9656K00PP48R-- | XS4 wide body electronic wire-free SVN escutcheon, Mifare / DESFire push button privacy function, K lever, right handed, bright brass finish, for use with 1 3/4" - 2 1/4" thick door | 1 |  | 1 Year | 699.65 | 0.15 | 594.7025
18696 | Salto | E9656K00PP48RA- | XS4 wide body electronic AMOK wire-free SVN escutcheon, Mifare / DESFire push button privacy function, K lever, right handed, bright brass finish, for use with 1 3/4" - 2 1/4" thick door | 1 |  | 1 Year | 828.65 | 0.15 | 704.3525
18697 | Salto | E9656K00PP48RC- | XS4 wide body electronic RF wireless ready SVN escutcheon, Mifare / DESFire push button privacy function, K lever, right handed, bright brass finish, for use with 1 3/4" - 2 1/4" thick door | 1 |  | 1 Year | 753.75 | 0.15 | 640.6875
18698 | Salto | E9656K00PP48RW- | XS4 wide body electronic RF wireless SVN escutcheon, Mifare / DESFire push button privacy function, K lever, right handed, bright brass finish, for use with 1 3/4" - 2 1/4" thick door | 1 |  | 1 Year | 884.85 | 0.15 | 752.1225
18699 | Salto | E9656L00BC38--- | XS4 wide body electronic wire-free SVN escutcheon, Mifare / DESFire push button privacy function, L lever, unhanded, BioCote antimicrobial finish, for use with 1 3/8" - 1 3/4" thick standard door | 1 |  | 1 Year | 725.15 | 0.15 | 616.3775
18700 | Salto | E9656L00BC38-A- | XS4 wide body electronic AMOK wire-free SVN escutcheon, Mifare / DESFire push button privacy function, L lever, unhanded, BioCote antimicrobial finish, for use with 1 3/8" - 1 3/4" thick standard door | 1 |  | 1 Year | 854.15 | 0.15 | 726.0275
18701 | Salto | E9656L00BC38-C- | XS4 wide body electronic RF wireless ready SVN escutcheon, Mifare / DESFire push button privacy function, L lever, unhanded, BioCote antimicrobial finish, for use with 1 3/8" - 1 3/4" thick standard door | 1 |  | 1 Year | 779.25 | 0.15 | 662.3625
18702 | Salto | E9656L00BC38-W- | XS4 wide body electronic RF wireless SVN escutcheon, Mifare / DESFire push button privacy function, L lever, unhanded, BioCote antimicrobial finish, for use with 1 3/8" - 1 3/4" thick standard door | 1 |  | 1 Year | 910.35 | 0.15 | 773.7975
18703 | Salto | E9656L00BC48--- | XS4 wide body electronic wire-free SVN escutcheon, Mifare / DESFire push button privacy function, L lever, unhanded, BioCote antimicrobial finish, for use with 1 3/4" - 2 1/4" thick door | 1 |  | 1 Year | 725.15 | 0.15 | 616.3775
18704 | Salto | E9656L00BC48-A- | XS4 wide body electronic AMOK wire-free SVN escutcheon, Mifare / DESFire push button privacy function, L lever, unhanded, BioCote antimicrobial finish, for use with 1 3/4" - 2 1/4" thick door | 1 |  | 1 Year | 854.15 | 0.15 | 726.0275
18705 | Salto | E9656L00BC48-C- | XS4 wide body electronic RF wireless ready SVN escutcheon, Mifare / DESFire push button privacy function, L lever, unhanded, BioCote antimicrobial finish, for use with 1 3/4" - 2 1/4" thick door | 1 |  | 1 Year | 779.25 | 0.15 | 662.3625
18706 | Salto | E9656L00BC48-W- | XS4 wide body electronic RF wireless SVN escutcheon, Mifare / DESFire push button privacy function, L lever, unhanded, BioCote antimicrobial finish, for use with 1 3/4" - 2 1/4" thick door | 1 |  | 1 Year | 910.35 | 0.15 | 773.7975
18707 | Salto | E9656L00IA38--- | XS4 wide body electronic wire-free SVN escutcheon, Mifare / DESFire push button privacy function, L lever, unhanded, antique brass finish, for use with 1 3/8" - 1 3/4" thick standard door | 1 |  | 1 Year | 725.15 | 0.15 | 616.3775
18708 | Salto | E9656L00IA38-A- | XS4 wide body electronic AMOK wire-free SVN escutcheon, Mifare / DESFire push button privacy function, L lever, unhanded, antique brass finish, for use with 1 3/8" - 1 3/4" thick standard door | 1 |  | 1 Year | 854.15 | 0.15 | 726.0275
18709 | Salto | E9656L00IA38-C- | XS4 wide body electronic RF wireless ready SVN escutcheon, Mifare / DESFire push button privacy function, L lever, unhanded, antique brass finish, for use with 1 3/8" - 1 3/4" thick standard door | 1 |  | 1 Year | 779.25 | 0.15 | 662.3625
18710 | Salto | E9656L00IA38-W- | XS4 wide body electronic RF wireless SVN escutcheon, Mifare / DESFire push button privacy function, L lever, unhanded, antique brass finish, for use with 1 3/8" - 1 3/4" thick standard door | 1 |  | 1 Year | 910.35 | 0.15 | 773.7975
18711 | Salto | E9656L00IA48--- | XS4 wide body electronic wire-free SVN escutcheon, Mifare / DESFire push button privacy function, L lever, unhanded, antique brass finish, for use with 1 3/4" - 2 1/4" thick door | 1 |  | 1 Year | 725.15 | 0.15 | 616.3775
18712 | Salto | E9656L00IA48-A- | XS4 wide body electronic AMOK wire-free SVN escutcheon, Mifare / DESFire push button privacy function, L lever, unhanded, antique brass finish, for use with 1 3/4" - 2 1/4" thick door | 1 |  | 1 Year | 854.15 | 0.15 | 726.0275
18713 | Salto | E9656L00IA48-C- | XS4 wide body electronic RF wireless ready SVN escutcheon, Mifare / DESFire push button privacy function, L lever, unhanded, antique brass finish, for use with 1 3/4" - 2 1/4" thick door | 1 |  | 1 Year | 779.25 | 0.15 | 662.3625
18714 | Salto | E9656L00IA48-W- | XS4 wide body electronic RF wireless SVN escutcheon, Mifare / DESFire push button privacy function, L lever, unhanded, antique brass finish, for use with 1 3/4" - 2 1/4" thick door | 1 |  | 1 Year | 910.35 | 0.15 | 773.7975
18715 | Salto | E9656L00IM38--- | XS4 wide body electronic wire-free SVN escutcheon, Mifare / DESFire push button privacy function, L lever, unhanded, satin stainless finish, for use with 1 3/8" - 1 3/4" thick standard door | 1 |  | 1 Year | 673.15 | 0.15 | 572.1775
18716 | Salto | E9656L00IM38-A- | XS4 wide body electronic AMOK wire-free SVN escutcheon, Mifare / DESFire push button privacy function, L lever, unhanded, satin stainless finish, for use with 1 3/8" - 1 3/4" thick standard door | 1 |  | 1 Year | 802.15 | 0.15 | 681.8275
18717 | Salto | E9656L00IM38-C- | XS4 wide body electronic RF wireless ready SVN escutcheon, Mifare / DESFire push button privacy function, L lever, unhanded, satin stainless finish, for use with 1 3/8" - 1 3/4" thick standard door | 1 |  | 1 Year | 727.25 | 0.15 | 618.1625
18718 | Salto | E9656L00IM38-W- | XS4 wide body electronic RF wireless SVN escutcheon, Mifare / DESFire push button privacy function, L lever, unhanded, satin stainless finish, for use with 1 3/8" - 1 3/4" thick standard door | 1 |  | 1 Year | 858.35 | 0.15 | 729.5975
18719 | Salto | E9656L00IM48--- | XS4 wide body electronic wire-free SVN escutcheon, Mifare / DESFire push button privacy function, L lever, unhanded, satin stainless finish, for use with 1 3/4" - 2 1/4" thick door | 1 |  | 1 Year | 673.15 | 0.15 | 572.1775
18720 | Salto | E9656L00IM48-A- | XS4 wide body electronic AMOK wire-free SVN escutcheon, Mifare / DESFire push button privacy function, L lever, unhanded, satin stainless finish, for use with 1 3/4" - 2 1/4" thick door | 1 |  | 1 Year | 802.15 | 0.15 | 681.8275
18721 | Salto | E9656L00IM48-C- | XS4 wide body electronic RF wireless ready SVN escutcheon, Mifare / DESFire push button privacy function, L lever, unhanded, satin stainless finish, for use with 1 3/4" - 2 1/4" thick door | 1 |  | 1 Year | 727.25 | 0.15 | 618.1625
18722 | Salto | E9656L00IM48-W- | XS4 wide body electronic RF wireless SVN escutcheon, Mifare / DESFire push button privacy function, L lever, unhanded, satin stainless finish, for use with 1 3/4" - 2 1/4" thick door | 1 |  | 1 Year | 858.35 | 0.15 | 729.5975
18723 | Salto | E9656L00IP38--- | XS4 wide body electronic wire-free SVN escutcheon, Mifare / DESFire push button privacy function, L lever, unhanded, bright stainless steel finish, for use with 1 3/8" - 1 3/4" thick standard door | 1 |  | 1 Year | 689.45 | 0.15 | 586.0325
18724 | Salto | E9656L00IP38-A- | XS4 wide body electronic AMOK wire-free SVN escutcheon, Mifare / DESFire push button privacy function, L lever, unhanded, bright stainless steel finish, for use with 1 3/8" - 1 3/4" thick standard door | 1 |  | 1 Year | 818.45 | 0.15 | 695.6825
18725 | Salto | E9656L00IP38-C- | XS4 wide body electronic RF wireless ready SVN escutcheon, Mifare / DESFire push button privacy function, L lever, unhanded, bright stainless steel finish, for use with 1 3/8" - 1 3/4" thick standard door | 1 |  | 1 Year | 743.55 | 0.15 | 632.0175
18726 | Salto | E9656L00IP38-W- | XS4 wide body electronic RF wireless SVN escutcheon, Mifare / DESFire push button privacy function, L lever, unhanded, bright stainless steel finish, for use with 1 3/8" - 1 3/4" thick standard door | 1 |  | 1 Year | 874.65 | 0.15 | 743.4525
18727 | Salto | E9656L00IP48--- | XS4 wide body electronic wire-free SVN escutcheon, Mifare / DESFire push button privacy function, L lever, unhanded, bright stainless steel finish, for use with 1 3/4" - 2 1/4" thick door | 1 |  | 1 Year | 689.45 | 0.15 | 586.0325
18728 | Salto | E9656L00IP48-A- | XS4 wide body electronic AMOK wire-free SVN escutcheon, Mifare / DESFire push button privacy function, L lever, unhanded, bright stainless steel finish, for use with 1 3/4" - 2 1/4" thick door | 1 |  | 1 Year | 818.45 | 0.15 | 695.6825
18729 | Salto | E9656L00IP48-C- | XS4 wide body electronic RF wireless ready SVN escutcheon, Mifare / DESFire push button privacy function, L lever, unhanded, bright stainless steel finish, for use with 1 3/4" - 2 1/4" thick door | 1 |  | 1 Year | 743.55 | 0.15 | 632.0175
18730 | Salto | E9656L00IP48-W- | XS4 wide body electronic RF wireless SVN escutcheon, Mifare / DESFire push button privacy function, L lever, unhanded, bright stainless steel finish, for use with 1 3/4" - 2 1/4" thick door | 1 |  | 1 Year | 874.65 | 0.15 | 743.4525
18731 | Salto | E9656L00NE38--- | XS4 wide body electronic wire-free SVN escutcheon, Mifare / DESFire push button privacy function, L lever, unhanded, black chromium finish, for use with 1 3/8" - 1 3/4" thick standard door | 1 |  | 1 Year | 707.85 | 0.15 | 601.6725
18732 | Salto | E9656L00NE38-A- | XS4 wide body electronic AMOK wire-free SVN escutcheon, Mifare / DESFire push button privacy function, L lever, unhanded, black chromium finish, for use with 1 3/8" - 1 3/4" thick standard door | 1 |  | 1 Year | 836.85 | 0.15 | 711.3225
18733 | Salto | E9656L00NE38-C- | XS4 wide body electronic RF wireless ready SVN escutcheon, Mifare / DESFire push button privacy function, L lever, unhanded, black chromium finish, for use with 1 3/8" - 1 3/4" thick standard door | 1 |  | 1 Year | 761.95 | 0.15 | 647.6575
18734 | Salto | E9656L00NE38-W- | XS4 wide body electronic RF wireless SVN escutcheon, Mifare / DESFire push button privacy function, L lever, unhanded, black chromium finish, for use with 1 3/8" - 1 3/4" thick standard door | 1 |  | 1 Year | 893.05 | 0.15 | 759.0925
18735 | Salto | E9656L00NE48--- | XS4 wide body electronic wire-free SVN escutcheon, Mifare / DESFire push button privacy function, L lever, unhanded, black chromium finish, for use with 1 3/4" - 2 1/4" thick door | 1 |  | 1 Year | 707.85 | 0.15 | 601.6725
18736 | Salto | E9656L00NE48-A- | XS4 wide body electronic AMOK wire-free SVN escutcheon, Mifare / DESFire push button privacy function, L lever, unhanded, black chromium finish, for use with 1 3/4" - 2 1/4" thick door | 1 |  | 1 Year | 836.85 | 0.15 | 711.3225
18737 | Salto | E9656L00NE48-C- | XS4 wide body electronic RF wireless ready SVN escutcheon, Mifare / DESFire push button privacy function, L lever, unhanded, black chromium finish, for use with 1 3/4" - 2 1/4" thick door | 1 |  | 1 Year | 761.95 | 0.15 | 647.6575
18738 | Salto | E9656L00NE48-W- | XS4 wide body electronic RF wireless SVN escutcheon, Mifare / DESFire push button privacy function, L lever, unhanded, black chromium finish, for use with 1 3/4" - 2 1/4" thick door | 1 |  | 1 Year | 893.05 | 0.15 | 759.0925
18739 | Salto | E9656L00PM38--- | XS4 wide body electronic wire-free SVN escutcheon, Mifare / DESFire push button privacy function, L lever, unhanded, satin brass finish, for use with 1 3/8" - 1 3/4" thick standard door | 1 |  | 1 Year | 673.15 | 0.15 | 572.1775
18740 | Salto | E9656L00PM38-A- | XS4 wide body electronic AMOK wire-free SVN escutcheon, Mifare / DESFire push button privacy function, L lever, unhanded, satin brass finish, for use with 1 3/8" - 1 3/4" thick standard door | 1 |  | 1 Year | 802.15 | 0.15 | 681.8275
18741 | Salto | E9656L00PM38-C- | XS4 wide body electronic RF wireless ready SVN escutcheon, Mifare / DESFire push button privacy function, L lever, unhanded, satin brass finish, for use with 1 3/8" - 1 3/4" thick standard door | 1 |  | 1 Year | 727.25 | 0.15 | 618.1625
18742 | Salto | E9656L00PM38-W- | XS4 wide body electronic RF wireless SVN escutcheon, Mifare / DESFire push button privacy function, L lever, unhanded, satin brass finish, for use with 1 3/8" - 1 3/4" thick standard door | 1 |  | 1 Year | 858.35 | 0.15 | 729.5975
18743 | Salto | E9656L00PM48--- | XS4 wide body electronic wire-free SVN escutcheon, Mifare / DESFire push button privacy function, L lever, unhanded, satin brass finish, for use with 1 3/4" - 2 1/4" thick door | 1 |  | 1 Year | 673.15 | 0.15 | 572.1775
18744 | Salto | E9656L00PM48-A- | XS4 wide body electronic AMOK wire-free SVN escutcheon, Mifare / DESFire push button privacy function, L lever, unhanded, satin brass finish, for use with 1 3/4" - 2 1/4" thick door | 1 |  | 1 Year | 802.15 | 0.15 | 681.8275
18745 | Salto | E9656L00PM48-C- | XS4 wide body electronic RF wireless ready SVN escutcheon, Mifare / DESFire push button privacy function, L lever, unhanded, satin brass finish, for use with 1 3/4" - 2 1/4" thick door | 1 |  | 1 Year | 727.25 | 0.15 | 618.1625
18746 | Salto | E9656L00PM48-W- | XS4 wide body electronic RF wireless SVN escutcheon, Mifare / DESFire push button privacy function, L lever, unhanded, satin brass finish, for use with 1 3/4" - 2 1/4" thick door | 1 |  | 1 Year | 858.35 | 0.15 | 729.5975
18747 | Salto | E9656L00PP38--- | XS4 wide body electronic wire-free SVN escutcheon, Mifare / DESFire push button privacy function, L lever, unhanded, bright brass finish, for use with 1 3/8" - 1 3/4" thick standard door | 1 |  | 1 Year | 689.45 | 0.15 | 586.0325
18748 | Salto | E9656L00PP38-A- | XS4 wide body electronic AMOK wire-free SVN escutcheon, Mifare / DESFire push button privacy function, L lever, unhanded, bright brass finish, for use with 1 3/8" - 1 3/4" thick standard door | 1 |  | 1 Year | 818.45 | 0.15 | 695.6825
18749 | Salto | E9656L00PP38-C- | XS4 wide body electronic RF wireless ready SVN escutcheon, Mifare / DESFire push button privacy function, L lever, unhanded, bright brass finish, for use with 1 3/8" - 1 3/4" thick standard door | 1 |  | 1 Year | 743.55 | 0.15 | 632.0175
18750 | Salto | E9656L00PP38-W- | XS4 wide body electronic RF wireless SVN escutcheon, Mifare / DESFire push button privacy function, L lever, unhanded, bright brass finish, for use with 1 3/8" - 1 3/4" thick standard door | 1 |  | 1 Year | 874.65 | 0.15 | 743.4525
18751 | Salto | E9656L00PP48--- | XS4 wide body electronic wire-free SVN escutcheon, Mifare / DESFire push button privacy function, L lever, unhanded, bright brass finish, for use with 1 3/4" - 2 1/4" thick door | 1 |  | 1 Year | 689.45 | 0.15 | 586.0325
18752 | Salto | E9656L00PP48-A- | XS4 wide body electronic AMOK wire-free SVN escutcheon, Mifare / DESFire push button privacy function, L lever, unhanded, bright brass finish, for use with 1 3/4" - 2 1/4" thick door | 1 |  | 1 Year | 818.45 | 0.15 | 695.6825
18753 | Salto | E9656L00PP48-C- | XS4 wide body electronic RF wireless ready SVN escutcheon, Mifare / DESFire push button privacy function, L lever, unhanded, bright brass finish, for use with 1 3/4" - 2 1/4" thick door | 1 |  | 1 Year | 743.55 | 0.15 | 632.0175
18754 | Salto | E9656L00PP48-W- | XS4 wide body electronic RF wireless SVN escutcheon, Mifare / DESFire push button privacy function, L lever, unhanded, bright brass finish, for use with 1 3/4" - 2 1/4" thick door | 1 |  | 1 Year | 874.65 | 0.15 | 743.4525
18755 | Salto | E9656N00BC38--- | XS4 wide body electronic wire-free SVN escutcheon, Mifare / DESFire push button privacy function, N lever, unhanded, BioCote antimicrobial finish, for use with 1 3/8" - 1 3/4" thick standard door | 1 |  | 1 Year | 725.15 | 0.15 | 616.3775
18756 | Salto | E9656N00BC38-A- | XS4 wide body electronic AMOK wire-free SVN escutcheon, Mifare / DESFire push button privacy function, N lever, unhanded, BioCote antimicrobial finish, for use with 1 3/8" - 1 3/4" thick standard door | 1 |  | 1 Year | 854.15 | 0.15 | 726.0275
18757 | Salto | E9656N00BC38-C- | XS4 wide body electronic RF wireless ready SVN escutcheon, Mifare / DESFire push button privacy function, N lever, unhanded, BioCote antimicrobial finish, for use with 1 3/8" - 1 3/4" thick standard door | 1 |  | 1 Year | 779.25 | 0.15 | 662.3625
18758 | Salto | E9656N00BC38-W- | XS4 wide body electronic RF wireless SVN escutcheon, Mifare / DESFire push button privacy function, N lever, unhanded, BioCote antimicrobial finish, for use with 1 3/8" - 1 3/4" thick standard door | 1 |  | 1 Year | 910.35 | 0.15 | 773.7975
18759 | Salto | E9656N00BC48--- | XS4 wide body electronic wire-free SVN escutcheon, Mifare / DESFire push button privacy function, N lever, unhanded, BioCote antimicrobial finish, for use with 1 3/4" - 2 1/4" thick door | 1 |  | 1 Year | 725.15 | 0.15 | 616.3775
18760 | Salto | E9656N00BC48-A- | XS4 wide body electronic AMOK wire-free SVN escutcheon, Mifare / DESFire push button privacy function, N lever, unhanded, BioCote antimicrobial finish, for use with 1 3/4" - 2 1/4" thick door | 1 |  | 1 Year | 854.15 | 0.15 | 726.0275
18761 | Salto | E9656N00BC48-C- | XS4 wide body electronic RF wireless ready SVN escutcheon, Mifare / DESFire push button privacy function, N lever, unhanded, BioCote antimicrobial finish, for use with 1 3/4" - 2 1/4" thick door | 1 |  | 1 Year | 779.25 | 0.15 | 662.3625
18762 | Salto | E9656N00BC48-W- | XS4 wide body electronic RF wireless SVN escutcheon, Mifare / DESFire push button privacy function, N lever, unhanded, BioCote antimicrobial finish, for use with 1 3/4" - 2 1/4" thick door | 1 |  | 1 Year | 910.35 | 0.15 | 773.7975
18763 | Salto | E9656N00IM38--- | XS4 wide body electronic wire-free SVN escutcheon, Mifare / DESFire push button privacy function, N lever, unhanded, satin stainless finish, for use with 1 3/8" - 1 3/4" thick standard door | 1 |  | 1 Year | 673.15 | 0.15 | 572.1775
18764 | Salto | E9656N00IM38-A- | XS4 wide body electronic AMOK wire-free SVN escutcheon, Mifare / DESFire push button privacy function, N lever, unhanded, satin stainless finish, for use with 1 3/8" - 1 3/4" thick standard door | 1 |  | 1 Year | 802.15 | 0.15 | 681.8275
18765 | Salto | E9656N00IM38-C- | XS4 wide body electronic RF wireless ready SVN escutcheon, Mifare / DESFire push button privacy function, N lever, unhanded, satin stainless finish, for use with 1 3/8" - 1 3/4" thick standard door | 1 |  | 1 Year | 727.25 | 0.15 | 618.1625
18766 | Salto | E9656N00IM38-W- | XS4 wide body electronic RF wireless SVN escutcheon, Mifare / DESFire push button privacy function, N lever, unhanded, satin stainless finish, for use with 1 3/8" - 1 3/4" thick standard door | 1 |  | 1 Year | 858.35 | 0.15 | 729.5975
18767 | Salto | E9656N00IM48--- | XS4 wide body electronic wire-free SVN escutcheon, Mifare / DESFire push button privacy function, N lever, unhanded, satin stainless finish, for use with 1 3/4" - 2 1/4" thick door | 1 |  | 1 Year | 673.15 | 0.15 | 572.1775
18768 | Salto | E9656N00IM48-A- | XS4 wide body electronic AMOK wire-free SVN escutcheon, Mifare / DESFire push button privacy function, N lever, unhanded, satin stainless finish, for use with 1 3/4" - 2 1/4" thick door | 1 |  | 1 Year | 802.15 | 0.15 | 681.8275
18769 | Salto | E9656N00IM48-C- | XS4 wide body electronic RF wireless ready SVN escutcheon, Mifare / DESFire push button privacy function, N lever, unhanded, satin stainless finish, for use with 1 3/4" - 2 1/4" thick door | 1 |  | 1 Year | 727.25 | 0.15 | 618.1625
18770 | Salto | E9656N00IM48-W- | XS4 wide body electronic RF wireless SVN escutcheon, Mifare / DESFire push button privacy function, N lever, unhanded, satin stainless finish, for use with 1 3/4" - 2 1/4" thick door | 1 |  | 1 Year | 858.35 | 0.15 | 729.5975
18771 | Salto | E9656N00PM38--- | XS4 wide body electronic wire-free SVN escutcheon, Mifare / DESFire push button privacy function, N lever, unhanded, satin brass finish, for use with 1 3/8" - 1 3/4" thick standard door | 1 |  | 1 Year | 673.15 | 0.15 | 572.1775
18772 | Salto | E9656N00PM38-A- | XS4 wide body electronic AMOK wire-free SVN escutcheon, Mifare / DESFire push button privacy function, N lever, unhanded, satin brass finish, for use with 1 3/8" - 1 3/4" thick standard door | 1 |  | 1 Year | 802.15 | 0.15 | 681.8275
18773 | Salto | E9656N00PM38-C- | XS4 wide body electronic RF wireless ready SVN escutcheon, Mifare / DESFire push button privacy function, N lever, unhanded, satin brass finish, for use with 1 3/8" - 1 3/4" thick standard door | 1 |  | 1 Year | 727.25 | 0.15 | 618.1625
18774 | Salto | E9656N00PM38-W- | XS4 wide body electronic RF wireless SVN escutcheon, Mifare / DESFire push button privacy function, N lever, unhanded, satin brass finish, for use with 1 3/8" - 1 3/4" thick standard door | 1 |  | 1 Year | 858.35 | 0.15 | 729.5975
18775 | Salto | E9656N00PM48--- | XS4 wide body electronic wire-free SVN escutcheon, Mifare / DESFire push button privacy function, N lever, unhanded, satin brass finish, for use with 1 3/4" - 2 1/4" thick door | 1 |  | 1 Year | 673.15 | 0.15 | 572.1775
18776 | Salto | E9656N00PM48-A- | XS4 wide body electronic AMOK wire-free SVN escutcheon, Mifare / DESFire push button privacy function, N lever, unhanded, satin brass finish, for use with 1 3/4" - 2 1/4" thick door | 1 |  | 1 Year | 802.15 | 0.15 | 681.8275
18777 | Salto | E9656N00PM48-C- | XS4 wide body electronic RF wireless ready SVN escutcheon, Mifare / DESFire push button privacy function, N lever, unhanded, satin brass finish, for use with 1 3/4" - 2 1/4" thick door | 1 |  | 1 Year | 727.25 | 0.15 | 618.1625
18778 | Salto | E9656N00PM48-W- | XS4 wide body electronic RF wireless SVN escutcheon, Mifare / DESFire push button privacy function, N lever, unhanded, satin brass finish, for use with 1 3/4" - 2 1/4" thick door | 1 |  | 1 Year | 858.35 | 0.15 | 729.5975
18779 | Salto | E9656O00IA38L-- | XS4 wide body electronic wire-free SVN escutcheon, Mifare / DESFire push button privacy function, O lever, left handed, antique brass finish, for use with 1 3/8" - 1 3/4" thick standard door | 1 |  | 1 Year | 735.35 | 0.15 | 625.0475
18780 | Salto | E9656O00IA38LA- | XS4 wide body electronic AMOK wire-free SVN escutcheon, Mifare / DESFire push button privacy function, O lever, left handed, antique brass finish, for use with 1 3/8" - 1 3/4" thick standard door | 1 |  | 1 Year | 864.35 | 0.15 | 734.6975
18781 | Salto | E9656O00IA38LC- | XS4 wide body electronic RF wireless ready SVN escutcheon, Mifare / DESFire push button privacy function, O lever, left handed, antique brass finish, for use with 1 3/8" - 1 3/4" thick standard door | 1 |  | 1 Year | 789.45 | 0.15 | 671.0325
18782 | Salto | E9656O00IA38LW- | XS4 wide body electronic RF wireless SVN escutcheon, Mifare / DESFire push button privacy function, O lever, left handed, antique brass finish, for use with 1 3/8" - 1 3/4" thick standard door | 1 |  | 1 Year | 920.55 | 0.15 | 782.4675
18783 | Salto | E9656O00IA38R-- | XS4 wide body electronic wire-free SVN escutcheon, Mifare / DESFire push button privacy function, O lever, right handed, antique brass finish, for use with 1 3/8" - 1 3/4" thick standard door | 1 |  | 1 Year | 735.35 | 0.15 | 625.0475
18784 | Salto | E9656O00IA38RA- | XS4 wide body electronic AMOK wire-free SVN escutcheon, Mifare / DESFire push button privacy function, O lever, right handed, antique brass finish, for use with 1 3/8" - 1 3/4" thick standard door | 1 |  | 1 Year | 864.35 | 0.15 | 734.6975
18785 | Salto | E9656O00IA38RC- | XS4 wide body electronic RF wireless ready SVN escutcheon, Mifare / DESFire push button privacy function, O lever, right handed, antique brass finish, for use with 1 3/8" - 1 3/4" thick standard door | 1 |  | 1 Year | 789.45 | 0.15 | 671.0325
18786 | Salto | E9656O00IA38RW- | XS4 wide body electronic RF wireless SVN escutcheon, Mifare / DESFire push button privacy function, O lever, right handed, antique brass finish, for use with 1 3/8" - 1 3/4" thick standard door | 1 |  | 1 Year | 920.55 | 0.15 | 782.4675
18787 | Salto | E9656O00IA48L-- | XS4 wide body electronic wire-free SVN escutcheon, Mifare / DESFire push button privacy function, O lever, left handed, antique brass finish, for use with 1 3/4" - 2 1/4" thick door | 1 |  | 1 Year | 735.35 | 0.15 | 625.0475
18788 | Salto | E9656O00IA48LA- | XS4 wide body electronic AMOK wire-free SVN escutcheon, Mifare / DESFire push button privacy function, O lever, left handed, antique brass finish, for use with 1 3/4" - 2 1/4" thick door | 1 |  | 1 Year | 864.35 | 0.15 | 734.6975
18789 | Salto | E9656O00IA48LC- | XS4 wide body electronic RF wireless ready SVN escutcheon, Mifare / DESFire push button privacy function, O lever, left handed, antique brass finish, for use with 1 3/4" - 2 1/4" thick door | 1 |  | 1 Year | 789.45 | 0.15 | 671.0325
18790 | Salto | E9656O00IA48LW- | XS4 wide body electronic RF wireless SVN escutcheon, Mifare / DESFire push button privacy function, O lever, left handed, antique brass finish, for use with 1 3/4" - 2 1/4" thick door | 1 |  | 1 Year | 920.55 | 0.15 | 782.4675
18791 | Salto | E9656O00IA48R-- | XS4 wide body electronic wire-free SVN escutcheon, Mifare / DESFire push button privacy function, O lever, right handed, antique brass finish, for use with 1 3/4" - 2 1/4" thick door | 1 |  | 1 Year | 735.35 | 0.15 | 625.0475
18792 | Salto | E9656O00IA48RA- | XS4 wide body electronic AMOK wire-free SVN escutcheon, Mifare / DESFire push button privacy function, O lever, right handed, antique brass finish, for use with 1 3/4" - 2 1/4" thick door | 1 |  | 1 Year | 864.35 | 0.15 | 734.6975
18793 | Salto | E9656O00IA48RC- | XS4 wide body electronic RF wireless ready SVN escutcheon, Mifare / DESFire push button privacy function, O lever, right handed, antique brass finish, for use with 1 3/4" - 2 1/4" thick door | 1 |  | 1 Year | 789.45 | 0.15 | 671.0325
18794 | Salto | E9656O00IA48RW- | XS4 wide body electronic RF wireless SVN escutcheon, Mifare / DESFire push button privacy function, O lever, right handed, antique brass finish, for use with 1 3/4" - 2 1/4" thick door | 1 |  | 1 Year | 920.55 | 0.15 | 782.4675
18795 | Salto | E9656O00IM38L-- | XS4 wide body electronic wire-free SVN escutcheon, Mifare / DESFire push button privacy function, O lever, left handed, satin stainless finish, for use with 1 3/8" - 1 3/4" thick standard door | 1 |  | 1 Year | 683.35 | 0.15 | 580.8475
18796 | Salto | E9656O00IM38LA- | XS4 wide body electronic AMOK wire-free SVN escutcheon, Mifare / DESFire push button privacy function, O lever, left handed, satin stainless finish, for use with 1 3/8" - 1 3/4" thick standard door | 1 |  | 1 Year | 812.35 | 0.15 | 690.4975
18797 | Salto | E9656O00IM38LC- | XS4 wide body electronic RF wireless ready SVN escutcheon, Mifare / DESFire push button privacy function, O lever, left handed, satin stainless finish, for use with 1 3/8" - 1 3/4" thick standard door | 1 |  | 1 Year | 737.45 | 0.15 | 626.8325
18798 | Salto | E9656O00IM38LW- | XS4 wide body electronic RF wireless SVN escutcheon, Mifare / DESFire push button privacy function, O lever, left handed, satin stainless finish, for use with 1 3/8" - 1 3/4" thick standard door | 1 |  | 1 Year | 868.55 | 0.15 | 738.2675
18799 | Salto | E9656O00IM38R-- | XS4 wide body electronic wire-free SVN escutcheon, Mifare / DESFire push button privacy function, O lever, right handed, satin stainless finish, for use with 1 3/8" - 1 3/4" thick standard door | 1 |  | 1 Year | 683.35 | 0.15 | 580.8475
18800 | Salto | E9656O00IM38RA- | XS4 wide body electronic AMOK wire-free SVN escutcheon, Mifare / DESFire push button privacy function, O lever, right handed, satin stainless finish, for use with 1 3/8" - 1 3/4" thick standard door | 1 |  | 1 Year | 812.35 | 0.15 | 690.4975
18801 | Salto | E9656O00IM38RC- | XS4 wide body electronic RF wireless ready SVN escutcheon, Mifare / DESFire push button privacy function, O lever, right handed, satin stainless finish, for use with 1 3/8" - 1 3/4" thick standard door | 1 |  | 1 Year | 737.45 | 0.15 | 626.8325
18802 | Salto | E9656O00IM38RW- | XS4 wide body electronic RF wireless SVN escutcheon, Mifare / DESFire push button privacy function, O lever, right handed, satin stainless finish, for use with 1 3/8" - 1 3/4" thick standard door | 1 |  | 1 Year | 868.55 | 0.15 | 738.2675
18803 | Salto | E9656O00IM48L-- | XS4 wide body electronic wire-free SVN escutcheon, Mifare / DESFire push button privacy function, O lever, left handed, satin stainless finish, for use with 1 3/4" - 2 1/4" thick door | 1 |  | 1 Year | 683.35 | 0.15 | 580.8475
18804 | Salto | E9656O00IM48LA- | XS4 wide body electronic AMOK wire-free SVN escutcheon, Mifare / DESFire push button privacy function, O lever, left handed, satin stainless finish, for use with 1 3/4" - 2 1/4" thick door | 1 |  | 1 Year | 812.35 | 0.15 | 690.4975
18805 | Salto | E9656O00IM48LC- | XS4 wide body electronic RF wireless ready SVN escutcheon, Mifare / DESFire push button privacy function, O lever, left handed, satin stainless finish, for use with 1 3/4" - 2 1/4" thick door | 1 |  | 1 Year | 737.45 | 0.15 | 626.8325
18806 | Salto | E9656O00IM48LW- | XS4 wide body electronic RF wireless SVN escutcheon, Mifare / DESFire push button privacy function, O lever, left handed, satin stainless finish, for use with 1 3/4" - 2 1/4" thick door | 1 |  | 1 Year | 868.55 | 0.15 | 738.2675
18807 | Salto | E9656O00IM48R-- | XS4 wide body electronic wire-free SVN escutcheon, Mifare / DESFire push button privacy function, O lever, right handed, satin stainless finish, for use with 1 3/4" - 2 1/4" thick door | 1 |  | 1 Year | 683.35 | 0.15 | 580.8475
18808 | Salto | E9656O00IM48RA- | XS4 wide body electronic AMOK wire-free SVN escutcheon, Mifare / DESFire push button privacy function, O lever, right handed, satin stainless finish, for use with 1 3/4" - 2 1/4" thick door | 1 |  | 1 Year | 812.35 | 0.15 | 690.4975
18809 | Salto | E9656O00IM48RC- | XS4 wide body electronic RF wireless ready SVN escutcheon, Mifare / DESFire push button privacy function, O lever, right handed, satin stainless finish, for use with 1 3/4" - 2 1/4" thick door | 1 |  | 1 Year | 737.45 | 0.15 | 626.8325
18810 | Salto | E9656O00IM48RW- | XS4 wide body electronic RF wireless SVN escutcheon, Mifare / DESFire push button privacy function, O lever, right handed, satin stainless finish, for use with 1 3/4" - 2 1/4" thick door | 1 |  | 1 Year | 868.55 | 0.15 | 738.2675
18811 | Salto | E9656O00IP38L-- | XS4 wide body electronic wire-free SVN escutcheon, Mifare / DESFire push button privacy function, O lever, left handed, bright stainless steel finish, for use with 1 3/8" - 1 3/4" thick standard door | 1 |  | 1 Year | 699.65 | 0.15 | 594.7025
18812 | Salto | E9656O00IP38LA- | XS4 wide body electronic AMOK wire-free SVN escutcheon, Mifare / DESFire push button privacy function, O lever, left handed, bright stainless steel finish, for use with 1 3/8" - 1 3/4" thick standard door | 1 |  | 1 Year | 828.65 | 0.15 | 704.3525
18813 | Salto | E9656O00IP38LC- | XS4 wide body electronic RF wireless ready SVN escutcheon, Mifare / DESFire push button privacy function, O lever, left handed, bright stainless steel finish, for use with 1 3/8" - 1 3/4" thick standard door | 1 |  | 1 Year | 753.75 | 0.15 | 640.6875
18814 | Salto | E9656O00IP38LW- | XS4 wide body electronic RF wireless SVN escutcheon, Mifare / DESFire push button privacy function, O lever, left handed, bright stainless steel finish, for use with 1 3/8" - 1 3/4" thick standard door | 1 |  | 1 Year | 884.85 | 0.15 | 752.1225
18815 | Salto | E9656O00IP38R-- | XS4 wide body electronic wire-free SVN escutcheon, Mifare / DESFire push button privacy function, O lever, right handed, bright stainless steel finish, for use with 1 3/8" - 1 3/4" thick standard door | 1 |  | 1 Year | 699.65 | 0.15 | 594.7025
18816 | Salto | E9656O00IP38RA- | XS4 wide body electronic AMOK wire-free SVN escutcheon, Mifare / DESFire push button privacy function, O lever, right handed, bright stainless steel finish, for use with 1 3/8" - 1 3/4" thick standard door | 1 |  | 1 Year | 828.65 | 0.15 | 704.3525
18817 | Salto | E9656O00IP38RC- | XS4 wide body electronic RF wireless ready SVN escutcheon, Mifare / DESFire push button privacy function, O lever, right handed, bright stainless steel finish, for use with 1 3/8" - 1 3/4" thick standard door | 1 |  | 1 Year | 753.75 | 0.15 | 640.6875
18818 | Salto | E9656O00IP38RW- | XS4 wide body electronic RF wireless SVN escutcheon, Mifare / DESFire push button privacy function, O lever, right handed, bright stainless steel finish, for use with 1 3/8" - 1 3/4" thick standard door | 1 |  | 1 Year | 884.85 | 0.15 | 752.1225
18819 | Salto | E9656O00IP48L-- | XS4 wide body electronic wire-free SVN escutcheon, Mifare / DESFire push button privacy function, O lever, left handed, bright stainless steel finish, for use with 1 3/4" - 2 1/4" thick door | 1 |  | 1 Year | 699.65 | 0.15 | 594.7025
18820 | Salto | E9656O00IP48LA- | XS4 wide body electronic AMOK wire-free SVN escutcheon, Mifare / DESFire push button privacy function, O lever, left handed, bright stainless steel finish, for use with 1 3/4" - 2 1/4" thick door | 1 |  | 1 Year | 828.65 | 0.15 | 704.3525
18821 | Salto | E9656O00IP48LC- | XS4 wide body electronic RF wireless ready SVN escutcheon, Mifare / DESFire push button privacy function, O lever, left handed, bright stainless steel finish, for use with 1 3/4" - 2 1/4" thick door | 1 |  | 1 Year | 753.75 | 0.15 | 640.6875
18822 | Salto | E9656O00IP48LW- | XS4 wide body electronic RF wireless SVN escutcheon, Mifare / DESFire push button privacy function, O lever, left handed, bright stainless steel finish, for use with 1 3/4" - 2 1/4" thick door | 1 |  | 1 Year | 884.85 | 0.15 | 752.1225
18823 | Salto | E9656O00IP48R-- | XS4 wide body electronic wire-free SVN escutcheon, Mifare / DESFire push button privacy function, O lever, right handed, bright stainless steel finish, for use with 1 3/4" - 2 1/4" thick door | 1 |  | 1 Year | 699.65 | 0.15 | 594.7025
18824 | Salto | E9656O00IP48RA- | XS4 wide body electronic AMOK wire-free SVN escutcheon, Mifare / DESFire push button privacy function, O lever, right handed, bright stainless steel finish, for use with 1 3/4" - 2 1/4" thick door | 1 |  | 1 Year | 828.65 | 0.15 | 704.3525
18825 | Salto | E9656O00IP48RC- | XS4 wide body electronic RF wireless ready SVN escutcheon, Mifare / DESFire push button privacy function, O lever, right handed, bright stainless steel finish, for use with 1 3/4" - 2 1/4" thick door | 1 |  | 1 Year | 753.75 | 0.15 | 640.6875
18826 | Salto | E9656O00IP48RW- | XS4 wide body electronic RF wireless SVN escutcheon, Mifare / DESFire push button privacy function, O lever, right handed, bright stainless steel finish, for use with 1 3/4" - 2 1/4" thick door | 1 |  | 1 Year | 884.85 | 0.15 | 752.1225
18827 | Salto | E9656O00NE38L-- | XS4 wide body electronic wire-free SVN escutcheon, Mifare / DESFire push button privacy function, O lever, left handed, black chromium finish, for use with 1 3/8" - 1 3/4" thick standard door | 1 |  | 1 Year | 718.05 | 0.15 | 610.3425
18828 | Salto | E9656O00NE38LA- | XS4 wide body electronic AMOK wire-free SVN escutcheon, Mifare / DESFire push button privacy function, O lever, left handed, black chromium finish, for use with 1 3/8" - 1 3/4" thick standard door | 1 |  | 1 Year | 847.05 | 0.15 | 719.9925
18829 | Salto | E9656O00NE38LC- | XS4 wide body electronic RF wireless ready SVN escutcheon, Mifare / DESFire push button privacy function, O lever, left handed, black chromium finish, for use with 1 3/8" - 1 3/4" thick standard door | 1 |  | 1 Year | 772.15 | 0.15 | 656.3275
18830 | Salto | E9656O00NE38LW- | XS4 wide body electronic RF wireless SVN escutcheon, Mifare / DESFire push button privacy function, O lever, left handed, black chromium finish, for use with 1 3/8" - 1 3/4" thick standard door | 1 |  | 1 Year | 903.25 | 0.15 | 767.7625
18831 | Salto | E9656O00NE38R-- | XS4 wide body electronic wire-free SVN escutcheon, Mifare / DESFire push button privacy function, O lever, right handed, black chromium finish, for use with 1 3/8" - 1 3/4" thick standard door | 1 |  | 1 Year | 718.05 | 0.15 | 610.3425
18832 | Salto | E9656O00NE38RA- | XS4 wide body electronic AMOK wire-free SVN escutcheon, Mifare / DESFire push button privacy function, O lever, right handed, black chromium finish, for use with 1 3/8" - 1 3/4" thick standard door | 1 |  | 1 Year | 847.05 | 0.15 | 719.9925
18833 | Salto | E9656O00NE38RC- | XS4 wide body electronic RF wireless ready SVN escutcheon, Mifare / DESFire push button privacy function, O lever, right handed, black chromium finish, for use with 1 3/8" - 1 3/4" thick standard door | 1 |  | 1 Year | 772.15 | 0.15 | 656.3275
18834 | Salto | E9656O00NE38RW- | XS4 wide body electronic RF wireless SVN escutcheon, Mifare / DESFire push button privacy function, O lever, right handed, black chromium finish, for use with 1 3/8" - 1 3/4" thick standard door | 1 |  | 1 Year | 903.25 | 0.15 | 767.7625
18835 | Salto | E9656O00NE48L-- | XS4 wide body electronic wire-free SVN escutcheon, Mifare / DESFire push button privacy function, O lever, left handed, black chromium finish, for use with 1 3/4" - 2 1/4" thick door | 1 |  | 1 Year | 718.05 | 0.15 | 610.3425
18836 | Salto | E9656O00NE48LA- | XS4 wide body electronic AMOK wire-free SVN escutcheon, Mifare / DESFire push button privacy function, O lever, left handed, black chromium finish, for use with 1 3/4" - 2 1/4" thick door | 1 |  | 1 Year | 847.05 | 0.15 | 719.9925
18837 | Salto | E9656O00NE48LC- | XS4 wide body electronic RF wireless ready SVN escutcheon, Mifare / DESFire push button privacy function, O lever, left handed, black chromium finish, for use with 1 3/4" - 2 1/4" thick door | 1 |  | 1 Year | 772.15 | 0.15 | 656.3275
18838 | Salto | E9656O00NE48LW- | XS4 wide body electronic RF wireless SVN escutcheon, Mifare / DESFire push button privacy function, O lever, left handed, black chromium finish, for use with 1 3/4" - 2 1/4" thick door | 1 |  | 1 Year | 903.25 | 0.15 | 767.7625
18839 | Salto | E9656O00NE48R-- | XS4 wide body electronic wire-free SVN escutcheon, Mifare / DESFire push button privacy function, O lever, right handed, black chromium finish, for use with 1 3/4" - 2 1/4" thick door | 1 |  | 1 Year | 718.05 | 0.15 | 610.3425
18840 | Salto | E9656O00NE48RA- | XS4 wide body electronic AMOK wire-free SVN escutcheon, Mifare / DESFire push button privacy function, O lever, right handed, black chromium finish, for use with 1 3/4" - 2 1/4" thick door | 1 |  | 1 Year | 847.05 | 0.15 | 719.9925
18841 | Salto | E9656O00NE48RC- | XS4 wide body electronic RF wireless ready SVN escutcheon, Mifare / DESFire push button privacy function, O lever, right handed, black chromium finish, for use with 1 3/4" - 2 1/4" thick door | 1 |  | 1 Year | 772.15 | 0.15 | 656.3275
18842 | Salto | E9656O00NE48RW- | XS4 wide body electronic RF wireless SVN escutcheon, Mifare / DESFire push button privacy function, O lever, right handed, black chromium finish, for use with 1 3/4" - 2 1/4" thick door | 1 |  | 1 Year | 903.25 | 0.15 | 767.7625
18843 | Salto | E9656O00PM38L-- | XS4 wide body electronic wire-free SVN escutcheon, Mifare / DESFire push button privacy function, O lever, left handed, satin brass finish, for use with 1 3/8" - 1 3/4" thick standard door | 1 |  | 1 Year | 683.35 | 0.15 | 580.8475
18844 | Salto | E9656O00PM38LA- | XS4 wide body electronic AMOK wire-free SVN escutcheon, Mifare / DESFire push button privacy function, O lever, left handed, satin brass finish, for use with 1 3/8" - 1 3/4" thick standard door | 1 |  | 1 Year | 812.35 | 0.15 | 690.4975
18845 | Salto | E9656O00PM38LC- | XS4 wide body electronic RF wireless ready SVN escutcheon, Mifare / DESFire push button privacy function, O lever, left handed, satin brass finish, for use with 1 3/8" - 1 3/4" thick standard door | 1 |  | 1 Year | 737.45 | 0.15 | 626.8325
18846 | Salto | E9656O00PM38LW- | XS4 wide body electronic RF wireless SVN escutcheon, Mifare / DESFire push button privacy function, O lever, left handed, satin brass finish, for use with 1 3/8" - 1 3/4" thick standard door | 1 |  | 1 Year | 868.55 | 0.15 | 738.2675
18847 | Salto | E9656O00PM38R-- | XS4 wide body electronic wire-free SVN escutcheon, Mifare / DESFire push button privacy function, O lever, right handed, satin brass finish, for use with 1 3/8" - 1 3/4" thick standard door | 1 |  | 1 Year | 683.35 | 0.15 | 580.8475
18848 | Salto | E9656O00PM38RA- | XS4 wide body electronic AMOK wire-free SVN escutcheon, Mifare / DESFire push button privacy function, O lever, right handed, satin brass finish, for use with 1 3/8" - 1 3/4" thick standard door | 1 |  | 1 Year | 812.35 | 0.15 | 690.4975
18849 | Salto | E9656O00PM38RC- | XS4 wide body electronic RF wireless ready SVN escutcheon, Mifare / DESFire push button privacy function, O lever, right handed, satin brass finish, for use with 1 3/8" - 1 3/4" thick standard door | 1 |  | 1 Year | 737.45 | 0.15 | 626.8325
18850 | Salto | E9656O00PM38RW- | XS4 wide body electronic RF wireless SVN escutcheon, Mifare / DESFire push button privacy function, O lever, right handed, satin brass finish, for use with 1 3/8" - 1 3/4" thick standard door | 1 |  | 1 Year | 868.55 | 0.15 | 738.2675
18851 | Salto | E9656O00PM48L-- | XS4 wide body electronic wire-free SVN escutcheon, Mifare / DESFire push button privacy function, O lever, left handed, satin brass finish, for use with 1 3/4" - 2 1/4" thick door | 1 |  | 1 Year | 683.35 | 0.15 | 580.8475
18852 | Salto | E9656O00PM48LA- | XS4 wide body electronic AMOK wire-free SVN escutcheon, Mifare / DESFire push button privacy function, O lever, left handed, satin brass finish, for use with 1 3/4" - 2 1/4" thick door | 1 |  | 1 Year | 812.35 | 0.15 | 690.4975
18853 | Salto | E9656O00PM48LC- | XS4 wide body electronic RF wireless ready SVN escutcheon, Mifare / DESFire push button privacy function, O lever, left handed, satin brass finish, for use with 1 3/4" - 2 1/4" thick door | 1 |  | 1 Year | 737.45 | 0.15 | 626.8325
18854 | Salto | E9656O00PM48LW- | XS4 wide body electronic RF wireless SVN escutcheon, Mifare / DESFire push button privacy function, O lever, left handed, satin brass finish, for use with 1 3/4" - 2 1/4" thick door | 1 |  | 1 Year | 868.55 | 0.15 | 738.2675
18855 | Salto | E9656O00PM48R-- | XS4 wide body electronic wire-free SVN escutcheon, Mifare / DESFire push button privacy function, O lever, right handed, satin brass finish, for use with 1 3/4" - 2 1/4" thick door | 1 |  | 1 Year | 683.35 | 0.15 | 580.8475
18856 | Salto | E9656O00PM48RA- | XS4 wide body electronic AMOK wire-free SVN escutcheon, Mifare / DESFire push button privacy function, O lever, right handed, satin brass finish, for use with 1 3/4" - 2 1/4" thick door | 1 |  | 1 Year | 812.35 | 0.15 | 690.4975
18857 | Salto | E9656O00PM48RC- | XS4 wide body electronic RF wireless ready SVN escutcheon, Mifare / DESFire push button privacy function, O lever, right handed, satin brass finish, for use with 1 3/4" - 2 1/4" thick door | 1 |  | 1 Year | 737.45 | 0.15 | 626.8325
18858 | Salto | E9656O00PM48RW- | XS4 wide body electronic RF wireless SVN escutcheon, Mifare / DESFire push button privacy function, O lever, right handed, satin brass finish, for use with 1 3/4" - 2 1/4" thick door | 1 |  | 1 Year | 868.55 | 0.15 | 738.2675
18859 | Salto | E9656O00PP38L-- | XS4 wide body electronic wire-free SVN escutcheon, Mifare / DESFire push button privacy function, O lever, left handed, bright brass finish, for use with 1 3/8" - 1 3/4" thick standard door | 1 |  | 1 Year | 699.65 | 0.15 | 594.7025
18860 | Salto | E9656O00PP38LA- | XS4 wide body electronic AMOK wire-free SVN escutcheon, Mifare / DESFire push button privacy function, O lever, left handed, bright brass finish, for use with 1 3/8" - 1 3/4" thick standard door | 1 |  | 1 Year | 828.65 | 0.15 | 704.3525
18861 | Salto | E9656O00PP38LC- | XS4 wide body electronic RF wireless ready SVN escutcheon, Mifare / DESFire push button privacy function, O lever, left handed, bright brass finish, for use with 1 3/8" - 1 3/4" thick standard door | 1 |  | 1 Year | 753.75 | 0.15 | 640.6875
18862 | Salto | E9656O00PP38LW- | XS4 wide body electronic RF wireless SVN escutcheon, Mifare / DESFire push button privacy function, O lever, left handed, bright brass finish, for use with 1 3/8" - 1 3/4" thick standard door | 1 |  | 1 Year | 884.85 | 0.15 | 752.1225
18863 | Salto | E9656O00PP38R-- | XS4 wide body electronic wire-free SVN escutcheon, Mifare / DESFire push button privacy function, O lever, right handed, bright brass finish, for use with 1 3/8" - 1 3/4" thick standard door | 1 |  | 1 Year | 699.65 | 0.15 | 594.7025
18864 | Salto | E9656O00PP38RA- | XS4 wide body electronic AMOK wire-free SVN escutcheon, Mifare / DESFire push button privacy function, O lever, right handed, bright brass finish, for use with 1 3/8" - 1 3/4" thick standard door | 1 |  | 1 Year | 828.65 | 0.15 | 704.3525
18865 | Salto | E9656O00PP38RC- | XS4 wide body electronic RF wireless ready SVN escutcheon, Mifare / DESFire push button privacy function, O lever, right handed, bright brass finish, for use with 1 3/8" - 1 3/4" thick standard door | 1 |  | 1 Year | 753.75 | 0.15 | 640.6875
18866 | Salto | E9656O00PP38RW- | XS4 wide body electronic RF wireless SVN escutcheon, Mifare / DESFire push button privacy function, O lever, right handed, bright brass finish, for use with 1 3/8" - 1 3/4" thick standard door | 1 |  | 1 Year | 884.85 | 0.15 | 752.1225
18867 | Salto | E9656O00PP48L-- | XS4 wide body electronic wire-free SVN escutcheon, Mifare / DESFire push button privacy function, O lever, left handed, bright brass finish, for use with 1 3/4" - 2 1/4" thick door | 1 |  | 1 Year | 699.65 | 0.15 | 594.7025
18868 | Salto | E9656O00PP48LA- | XS4 wide body electronic AMOK wire-free SVN escutcheon, Mifare / DESFire push button privacy function, O lever, left handed, bright brass finish, for use with 1 3/4" - 2 1/4" thick door | 1 |  | 1 Year | 828.65 | 0.15 | 704.3525
18869 | Salto | E9656O00PP48LC- | XS4 wide body electronic RF wireless ready SVN escutcheon, Mifare / DESFire push button privacy function, O lever, left handed, bright brass finish, for use with 1 3/4" - 2 1/4" thick door | 1 |  | 1 Year | 753.75 | 0.15 | 640.6875
18870 | Salto | E9656O00PP48LW- | XS4 wide body electronic RF wireless SVN escutcheon, Mifare / DESFire push button privacy function, O lever, left handed, bright brass finish, for use with 1 3/4" - 2 1/4" thick door | 1 |  | 1 Year | 884.85 | 0.15 | 752.1225
18871 | Salto | E9656O00PP48R-- | XS4 wide body electronic wire-free SVN escutcheon, Mifare / DESFire push button privacy function, O lever, right handed, bright brass finish, for use with 1 3/4" - 2 1/4" thick door | 1 |  | 1 Year | 699.65 | 0.15 | 594.7025
18872 | Salto | E9656O00PP48RA- | XS4 wide body electronic AMOK wire-free SVN escutcheon, Mifare / DESFire push button privacy function, O lever, right handed, bright brass finish, for use with 1 3/4" - 2 1/4" thick door | 1 |  | 1 Year | 828.65 | 0.15 | 704.3525
18873 | Salto | E9656O00PP48RC- | XS4 wide body electronic RF wireless ready SVN escutcheon, Mifare / DESFire push button privacy function, O lever, right handed, bright brass finish, for use with 1 3/4" - 2 1/4" thick door | 1 |  | 1 Year | 753.75 | 0.15 | 640.6875
18874 | Salto | E9656O00PP48RW- | XS4 wide body electronic RF wireless SVN escutcheon, Mifare / DESFire push button privacy function, O lever, right handed, bright brass finish, for use with 1 3/4" - 2 1/4" thick door | 1 |  | 1 Year | 884.85 | 0.15 | 752.1225
18875 | Salto | E9656W00BC38--- | XS4 wide body electronic wire-free SVN escutcheon, Mifare / DESFire push button privacy function, W lever, unhanded, BioCote antimicrobial finish, for use with 1 3/8" - 1 3/4" thick standard door | 1 |  | 1 Year | 725.15 | 0.15 | 616.3775
18876 | Salto | E9656W00BC38-A- | XS4 wide body electronic AMOK wire-free SVN escutcheon, Mifare / DESFire push button privacy function, W lever, unhanded, BioCote antimicrobial finish, for use with 1 3/8" - 1 3/4" thick standard door | 1 |  | 1 Year | 854.15 | 0.15 | 726.0275
18877 | Salto | E9656W00BC38-C- | XS4 wide body electronic RF wireless ready SVN escutcheon, Mifare / DESFire push button privacy function, W lever, unhanded, BioCote antimicrobial finish, for use with 1 3/8" - 1 3/4" thick standard door | 1 |  | 1 Year | 779.25 | 0.15 | 662.3625
18878 | Salto | E9656W00BC38-W- | XS4 wide body electronic RF wireless SVN escutcheon, Mifare / DESFire push button privacy function, W lever, unhanded, BioCote antimicrobial finish, for use with 1 3/8" - 1 3/4" thick standard door | 1 |  | 1 Year | 910.35 | 0.15 | 773.7975
18879 | Salto | E9656W00BC48--- | XS4 wide body electronic wire-free SVN escutcheon, Mifare / DESFire push button privacy function, W lever, unhanded, BioCote antimicrobial finish, for use with 1 3/4" - 2 1/4" thick door | 1 |  | 1 Year | 725.15 | 0.15 | 616.3775
18880 | Salto | E9656W00BC48-A- | XS4 wide body electronic AMOK wire-free SVN escutcheon, Mifare / DESFire push button privacy function, W lever, unhanded, BioCote antimicrobial finish, for use with 1 3/4" - 2 1/4" thick door | 1 |  | 1 Year | 854.15 | 0.15 | 726.0275
18881 | Salto | E9656W00BC48-C- | XS4 wide body electronic RF wireless ready SVN escutcheon, Mifare / DESFire push button privacy function, W lever, unhanded, BioCote antimicrobial finish, for use with 1 3/4" - 2 1/4" thick door | 1 |  | 1 Year | 779.25 | 0.15 | 662.3625
18882 | Salto | E9656W00BC48-W- | XS4 wide body electronic RF wireless SVN escutcheon, Mifare / DESFire push button privacy function, W lever, unhanded, BioCote antimicrobial finish, for use with 1 3/4" - 2 1/4" thick door | 1 |  | 1 Year | 910.35 | 0.15 | 773.7975
18883 | Salto | E9656W00IA38--- | XS4 wide body electronic wire-free SVN escutcheon, Mifare / DESFire push button privacy function, W lever, unhanded, antique brass finish, for use with 1 3/8" - 1 3/4" thick standard door | 1 |  | 1 Year | 725.15 | 0.15 | 616.3775
18884 | Salto | E9656W00IA38-A- | XS4 wide body electronic AMOK wire-free SVN escutcheon, Mifare / DESFire push button privacy function, W lever, unhanded, antique brass finish, for use with 1 3/8" - 1 3/4" thick standard door | 1 |  | 1 Year | 854.15 | 0.15 | 726.0275
18885 | Salto | E9656W00IA38-C- | XS4 wide body electronic RF wireless ready SVN escutcheon, Mifare / DESFire push button privacy function, W lever, unhanded, antique brass finish, for use with 1 3/8" - 1 3/4" thick standard door | 1 |  | 1 Year | 779.25 | 0.15 | 662.3625
18886 | Salto | E9656W00IA38-W- | XS4 wide body electronic RF wireless SVN escutcheon, Mifare / DESFire push button privacy function, W lever, unhanded, antique brass finish, for use with 1 3/8" - 1 3/4" thick standard door | 1 |  | 1 Year | 910.35 | 0.15 | 773.7975
18887 | Salto | E9656W00IA48--- | XS4 wide body electronic wire-free SVN escutcheon, Mifare / DESFire push button privacy function, W lever, unhanded, antique brass finish, for use with 1 3/4" - 2 1/4" thick door | 1 |  | 1 Year | 725.15 | 0.15 | 616.3775
18888 | Salto | E9656W00IA48-A- | XS4 wide body electronic AMOK wire-free SVN escutcheon, Mifare / DESFire push button privacy function, W lever, unhanded, antique brass finish, for use with 1 3/4" - 2 1/4" thick door | 1 |  | 1 Year | 854.15 | 0.15 | 726.0275
18889 | Salto | E9656W00IA48-C- | XS4 wide body electronic RF wireless ready SVN escutcheon, Mifare / DESFire push button privacy function, W lever, unhanded, antique brass finish, for use with 1 3/4" - 2 1/4" thick door | 1 |  | 1 Year | 779.25 | 0.15 | 662.3625
18890 | Salto | E9656W00IA48-W- | XS4 wide body electronic RF wireless SVN escutcheon, Mifare / DESFire push button privacy function, W lever, unhanded, antique brass finish, for use with 1 3/4" - 2 1/4" thick door | 1 |  | 1 Year | 910.35 | 0.15 | 773.7975
18891 | Salto | E9656W00IM38--- | XS4 wide body electronic wire-free SVN escutcheon, Mifare / DESFire push button privacy function, W lever, unhanded, satin stainless finish, for use with 1 3/8" - 1 3/4" thick standard door | 1 |  | 1 Year | 673.15 | 0.15 | 572.1775
18892 | Salto | E9656W00IM38-A- | XS4 wide body electronic AMOK wire-free SVN escutcheon, Mifare / DESFire push button privacy function, W lever, unhanded, satin stainless finish, for use with 1 3/8" - 1 3/4" thick standard door | 1 |  | 1 Year | 802.15 | 0.15 | 681.8275
18893 | Salto | E9656W00IM38-C- | XS4 wide body electronic RF wireless ready SVN escutcheon, Mifare / DESFire push button privacy function, W lever, unhanded, satin stainless finish, for use with 1 3/8" - 1 3/4" thick standard door | 1 |  | 1 Year | 727.25 | 0.15 | 618.1625
18894 | Salto | E9656W00IM38-W- | XS4 wide body electronic RF wireless SVN escutcheon, Mifare / DESFire push button privacy function, W lever, unhanded, satin stainless finish, for use with 1 3/8" - 1 3/4" thick standard door | 1 |  | 1 Year | 858.35 | 0.15 | 729.5975
18895 | Salto | E9656W00IM48--- | XS4 wide body electronic wire-free SVN escutcheon, Mifare / DESFire push button privacy function, W lever, unhanded, satin stainless finish, for use with 1 3/4" - 2 1/4" thick door | 1 |  | 1 Year | 673.15 | 0.15 | 572.1775
18896 | Salto | E9656W00IM48-A- | XS4 wide body electronic AMOK wire-free SVN escutcheon, Mifare / DESFire push button privacy function, W lever, unhanded, satin stainless finish, for use with 1 3/4" - 2 1/4" thick door | 1 |  | 1 Year | 802.15 | 0.15 | 681.8275
18897 | Salto | E9656W00IM48-C- | XS4 wide body electronic RF wireless ready SVN escutcheon, Mifare / DESFire push button privacy function, W lever, unhanded, satin stainless finish, for use with 1 3/4" - 2 1/4" thick door | 1 |  | 1 Year | 727.25 | 0.15 | 618.1625
18898 | Salto | E9656W00IM48-W- | XS4 wide body electronic RF wireless SVN escutcheon, Mifare / DESFire push button privacy function, W lever, unhanded, satin stainless finish, for use with 1 3/4" - 2 1/4" thick door | 1 |  | 1 Year | 858.35 | 0.15 | 729.5975
18899 | Salto | E9656W00IP38--- | XS4 wide body electronic wire-free SVN escutcheon, Mifare / DESFire push button privacy function, W lever, unhanded, bright stainless steel finish, for use with 1 3/8" - 1 3/4" thick standard door | 1 |  | 1 Year | 689.45 | 0.15 | 586.0325
18900 | Salto | E9656W00IP38-A- | XS4 wide body electronic AMOK wire-free SVN escutcheon, Mifare / DESFire push button privacy function, W lever, unhanded, bright stainless steel finish, for use with 1 3/8" - 1 3/4" thick standard door | 1 |  | 1 Year | 818.45 | 0.15 | 695.6825
18901 | Salto | E9656W00IP38-C- | XS4 wide body electronic RF wireless ready SVN escutcheon, Mifare / DESFire push button privacy function, W lever, unhanded, bright stainless steel finish, for use with 1 3/8" - 1 3/4" thick standard door | 1 |  | 1 Year | 743.55 | 0.15 | 632.0175
18902 | Salto | E9656W00IP38-W- | XS4 wide body electronic RF wireless SVN escutcheon, Mifare / DESFire push button privacy function, W lever, unhanded, bright stainless steel finish, for use with 1 3/8" - 1 3/4" thick standard door | 1 |  | 1 Year | 874.65 | 0.15 | 743.4525
18903 | Salto | E9656W00IP48--- | XS4 wide body electronic wire-free SVN escutcheon, Mifare / DESFire push button privacy function, W lever, unhanded, bright stainless steel finish, for use with 1 3/4" - 2 1/4" thick door | 1 |  | 1 Year | 689.45 | 0.15 | 586.0325
18904 | Salto | E9656W00IP48-A- | XS4 wide body electronic AMOK wire-free SVN escutcheon, Mifare / DESFire push button privacy function, W lever, unhanded, bright stainless steel finish, for use with 1 3/4" - 2 1/4" thick door | 1 |  | 1 Year | 818.45 | 0.15 | 695.6825
18905 | Salto | E9656W00IP48-C- | XS4 wide body electronic RF wireless ready SVN escutcheon, Mifare / DESFire push button privacy function, W lever, unhanded, bright stainless steel finish, for use with 1 3/4" - 2 1/4" thick door | 1 |  | 1 Year | 743.55 | 0.15 | 632.0175
18906 | Salto | E9656W00IP48-W- | XS4 wide body electronic RF wireless SVN escutcheon, Mifare / DESFire push button privacy function, W lever, unhanded, bright stainless steel finish, for use with 1 3/4" - 2 1/4" thick door | 1 |  | 1 Year | 874.65 | 0.15 | 743.4525
18907 | Salto | E9656W00NE38--- | XS4 wide body electronic wire-free SVN escutcheon, Mifare / DESFire push button privacy function, W lever, unhanded, black chromium finish, for use with 1 3/8" - 1 3/4" thick standard door | 1 |  | 1 Year | 707.85 | 0.15 | 601.6725
18908 | Salto | E9656W00NE38-A- | XS4 wide body electronic AMOK wire-free SVN escutcheon, Mifare / DESFire push button privacy function, W lever, unhanded, black chromium finish, for use with 1 3/8" - 1 3/4" thick standard door | 1 |  | 1 Year | 836.85 | 0.15 | 711.3225
18909 | Salto | E9656W00NE38-C- | XS4 wide body electronic RF wireless ready SVN escutcheon, Mifare / DESFire push button privacy function, W lever, unhanded, black chromium finish, for use with 1 3/8" - 1 3/4" thick standard door | 1 |  | 1 Year | 761.95 | 0.15 | 647.6575
18910 | Salto | E9656W00NE38-W- | XS4 wide body electronic RF wireless SVN escutcheon, Mifare / DESFire push button privacy function, W lever, unhanded, black chromium finish, for use with 1 3/8" - 1 3/4" thick standard door | 1 |  | 1 Year | 893.05 | 0.15 | 759.0925
18911 | Salto | E9656W00NE48--- | XS4 wide body electronic wire-free SVN escutcheon, Mifare / DESFire push button privacy function, W lever, unhanded, black chromium finish, for use with 1 3/4" - 2 1/4" thick door | 1 |  | 1 Year | 707.85 | 0.15 | 601.6725
18912 | Salto | E9656W00NE48-A- | XS4 wide body electronic AMOK wire-free SVN escutcheon, Mifare / DESFire push button privacy function, W lever, unhanded, black chromium finish, for use with 1 3/4" - 2 1/4" thick door | 1 |  | 1 Year | 836.85 | 0.15 | 711.3225
18913 | Salto | E9656W00NE48-C- | XS4 wide body electronic RF wireless ready SVN escutcheon, Mifare / DESFire push button privacy function, W lever, unhanded, black chromium finish, for use with 1 3/4" - 2 1/4" thick door | 1 |  | 1 Year | 761.95 | 0.15 | 647.6575
18914 | Salto | E9656W00NE48-W- | XS4 wide body electronic RF wireless SVN escutcheon, Mifare / DESFire push button privacy function, W lever, unhanded, black chromium finish, for use with 1 3/4" - 2 1/4" thick door | 1 |  | 1 Year | 893.05 | 0.15 | 759.0925
18915 | Salto | E9656W00PM38--- | XS4 wide body electronic wire-free SVN escutcheon, Mifare / DESFire push button privacy function, W lever, unhanded, satin brass finish, for use with 1 3/8" - 1 3/4" thick standard door | 1 |  | 1 Year | 673.15 | 0.15 | 572.1775
18916 | Salto | E9656W00PM38-A- | XS4 wide body electronic AMOK wire-free SVN escutcheon, Mifare / DESFire push button privacy function, W lever, unhanded, satin brass finish, for use with 1 3/8" - 1 3/4" thick standard door | 1 |  | 1 Year | 802.15 | 0.15 | 681.8275
18917 | Salto | E9656W00PM38-C- | XS4 wide body electronic RF wireless ready SVN escutcheon, Mifare / DESFire push button privacy function, W lever, unhanded, satin brass finish, for use with 1 3/8" - 1 3/4" thick standard door | 1 |  | 1 Year | 727.25 | 0.15 | 618.1625
18918 | Salto | E9656W00PM38-W- | XS4 wide body electronic RF wireless SVN escutcheon, Mifare / DESFire push button privacy function, W lever, unhanded, satin brass finish, for use with 1 3/8" - 1 3/4" thick standard door | 1 |  | 1 Year | 858.35 | 0.15 | 729.5975
18919 | Salto | E9656W00PM48--- | XS4 wide body electronic wire-free SVN escutcheon, Mifare / DESFire push button privacy function, W lever, unhanded, satin brass finish, for use with 1 3/4" - 2 1/4" thick door | 1 |  | 1 Year | 673.15 | 0.15 | 572.1775
18920 | Salto | E9656W00PM48-A- | XS4 wide body electronic AMOK wire-free SVN escutcheon, Mifare / DESFire push button privacy function, W lever, unhanded, satin brass finish, for use with 1 3/4" - 2 1/4" thick door | 1 |  | 1 Year | 802.15 | 0.15 | 681.8275
18921 | Salto | E9656W00PM48-C- | XS4 wide body electronic RF wireless ready SVN escutcheon, Mifare / DESFire push button privacy function, W lever, unhanded, satin brass finish, for use with 1 3/4" - 2 1/4" thick door | 1 |  | 1 Year | 727.25 | 0.15 | 618.1625
18922 | Salto | E9656W00PM48-W- | XS4 wide body electronic RF wireless SVN escutcheon, Mifare / DESFire push button privacy function, W lever, unhanded, satin brass finish, for use with 1 3/4" - 2 1/4" thick door | 1 |  | 1 Year | 858.35 | 0.15 | 729.5975
18923 | Salto | E9656W00PP38--- | XS4 wide body electronic wire-free SVN escutcheon, Mifare / DESFire push button privacy function, W lever, unhanded, bright brass finish, for use with 1 3/8" - 1 3/4" thick standard door | 1 |  | 1 Year | 689.45 | 0.15 | 586.0325
18924 | Salto | E9656W00PP38-A- | XS4 wide body electronic AMOK wire-free SVN escutcheon, Mifare / DESFire push button privacy function, W lever, unhanded, bright brass finish, for use with 1 3/8" - 1 3/4" thick standard door | 1 |  | 1 Year | 818.45 | 0.15 | 695.6825
18925 | Salto | E9656W00PP38-C- | XS4 wide body electronic RF wireless ready SVN escutcheon, Mifare / DESFire push button privacy function, W lever, unhanded, bright brass finish, for use with 1 3/8" - 1 3/4" thick standard door | 1 |  | 1 Year | 743.55 | 0.15 | 632.0175
18926 | Salto | E9656W00PP38-W- | XS4 wide body electronic RF wireless SVN escutcheon, Mifare / DESFire push button privacy function, W lever, unhanded, bright brass finish, for use with 1 3/8" - 1 3/4" thick standard door | 1 |  | 1 Year | 874.65 | 0.15 | 743.4525
18927 | Salto | E9656W00PP48--- | XS4 wide body electronic wire-free SVN escutcheon, Mifare / DESFire push button privacy function, W lever, unhanded, bright brass finish, for use with 1 3/4" - 2 1/4" thick door | 1 |  | 1 Year | 689.45 | 0.15 | 586.0325
18928 | Salto | E9656W00PP48-A- | XS4 wide body electronic AMOK wire-free SVN escutcheon, Mifare / DESFire push button privacy function, W lever, unhanded, bright brass finish, for use with 1 3/4" - 2 1/4" thick door | 1 |  | 1 Year | 818.45 | 0.15 | 695.6825
18929 | Salto | E9656W00PP48-C- | XS4 wide body electronic RF wireless ready SVN escutcheon, Mifare / DESFire push button privacy function, W lever, unhanded, bright brass finish, for use with 1 3/4" - 2 1/4" thick door | 1 |  | 1 Year | 743.55 | 0.15 | 632.0175
18930 | Salto | E9656W00PP48-W- | XS4 wide body electronic RF wireless SVN escutcheon, Mifare / DESFire push button privacy function, W lever, unhanded, bright brass finish, for use with 1 3/4" - 2 1/4" thick door | 1 |  | 1 Year | 874.65 | 0.15 | 743.4525
18931 | Salto | E9658261IM38--- | XS4 wide body electronic wire-free SVN escutcheon, Mifare / DESFire deadbolt privacy function, Columbo Robodue premium series lever, unhanded, satin stainless finish, for use with 1 3/8" - 1 3/4" thick standard door | 1 |  | 1 Year | 719.05 | 0.15 | 611.1925
18932 | Salto | E9658261IM38-A- | XS4 wide body electronic AMOK wire-free SVN escutcheon, Mifare / DESFire deadbolt privacy function, Columbo Robodue premium series lever, unhanded, satin stainless finish, for use with 1 3/8" - 1 3/4" thick standard door | 1 |  | 1 Year | 848.05 | 0.15 | 720.8425
18933 | Salto | E9658261IM38-C- | XS4 wide body electronic RF wireless ready SVN escutcheon, Mifare / DESFire deadbolt privacy function, Columbo Robodue premium series lever, unhanded, satin stainless finish, for use with 1 3/8" - 1 3/4" thick standard door | 1 |  | 1 Year | 773.15 | 0.15 | 657.1775
18934 | Salto | E9658261IM38-W- | XS4 wide body electronic RF wireless SVN escutcheon, Mifare / DESFire deadbolt privacy function, Columbo Robodue premium series lever, unhanded, satin stainless finish, for use with 1 3/8" - 1 3/4" thick standard door | 1 |  | 1 Year | 904.25 | 0.15 | 768.6125
18935 | Salto | E9658261IM48--- | XS4 wide body electronic wire-free SVN escutcheon, Mifare / DESFire deadbolt privacy function, Columbo Robodue premium series lever, unhanded, satin stainless finish, for use with 1 3/4" - 2 1/4" thick door | 1 |  | 1 Year | 719.05 | 0.15 | 611.1925
18936 | Salto | E9658261IM48-A- | XS4 wide body electronic AMOK wire-free SVN escutcheon, Mifare / DESFire deadbolt privacy function, Columbo Robodue premium series lever, unhanded, satin stainless finish, for use with 1 3/4" - 2 1/4" thick door | 1 |  | 1 Year | 848.05 | 0.15 | 720.8425
18937 | Salto | E9658261IM48-C- | XS4 wide body electronic RF wireless ready SVN escutcheon, Mifare / DESFire deadbolt privacy function, Columbo Robodue premium series lever, unhanded, satin stainless finish, for use with 1 3/4" - 2 1/4" thick door | 1 |  | 1 Year | 773.15 | 0.15 | 657.1775
18938 | Salto | E9658261IM48-W- | XS4 wide body electronic RF wireless SVN escutcheon, Mifare / DESFire deadbolt privacy function, Columbo Robodue premium series lever, unhanded, satin stainless finish, for use with 1 3/4" - 2 1/4" thick door | 1 |  | 1 Year | 904.25 | 0.15 | 768.6125
18939 | Salto | E9658261IP38--- | XS4 wide body electronic wire-free SVN escutcheon, Mifare / DESFire deadbolt privacy function, Columbo Robodue premium series lever, unhanded, bright stainless steel finish, for use with 1 3/8" - 1 3/4" thick standard door | 1 |  | 1 Year | 735.35 | 0.15 | 625.0475
18940 | Salto | E9658261IP38-A- | XS4 wide body electronic AMOK wire-free SVN escutcheon, Mifare / DESFire deadbolt privacy function, Columbo Robodue premium series lever, unhanded, bright stainless steel finish, for use with 1 3/8" - 1 3/4" thick standard door | 1 |  | 1 Year | 864.35 | 0.15 | 734.6975
18941 | Salto | E9658261IP38-C- | XS4 wide body electronic RF wireless ready SVN escutcheon, Mifare / DESFire deadbolt privacy function, Columbo Robodue premium series lever, unhanded, bright stainless steel finish, for use with 1 3/8" - 1 3/4" thick standard door | 1 |  | 1 Year | 789.45 | 0.15 | 671.0325
18942 | Salto | E9658261IP38-W- | XS4 wide body electronic RF wireless SVN escutcheon, Mifare / DESFire deadbolt privacy function, Columbo Robodue premium series lever, unhanded, bright stainless steel finish, for use with 1 3/8" - 1 3/4" thick standard door | 1 |  | 1 Year | 920.55 | 0.15 | 782.4675
18943 | Salto | E9658261IP48--- | XS4 wide body electronic wire-free SVN escutcheon, Mifare / DESFire deadbolt privacy function, Columbo Robodue premium series lever, unhanded, bright stainless steel finish, for use with 1 3/4" - 2 1/4" thick door | 1 |  | 1 Year | 735.35 | 0.15 | 625.0475
18944 | Salto | E9658261IP48-A- | XS4 wide body electronic AMOK wire-free SVN escutcheon, Mifare / DESFire deadbolt privacy function, Columbo Robodue premium series lever, unhanded, bright stainless steel finish, for use with 1 3/4" - 2 1/4" thick door | 1 |  | 1 Year | 864.35 | 0.15 | 734.6975
18945 | Salto | E9658261IP48-C- | XS4 wide body electronic RF wireless ready SVN escutcheon, Mifare / DESFire deadbolt privacy function, Columbo Robodue premium series lever, unhanded, bright stainless steel finish, for use with 1 3/4" - 2 1/4" thick door | 1 |  | 1 Year | 789.45 | 0.15 | 671.0325
18946 | Salto | E9658261IP48-W- | XS4 wide body electronic RF wireless SVN escutcheon, Mifare / DESFire deadbolt privacy function, Columbo Robodue premium series lever, unhanded, bright stainless steel finish, for use with 1 3/4" - 2 1/4" thick door | 1 |  | 1 Year | 920.55 | 0.15 | 782.4675
18947 | Salto | E9658261PP38--- | XS4 wide body electronic wire-free SVN escutcheon, Mifare / DESFire deadbolt privacy function, Columbo Robodue premium series lever, unhanded, bright brass finish, for use with 1 3/8" - 1 3/4" thick standard door | 1 |  | 1 Year | 735.35 | 0.15 | 625.0475
18948 | Salto | E9658261PP38-A- | XS4 wide body electronic AMOK wire-free SVN escutcheon, Mifare / DESFire deadbolt privacy function, Columbo Robodue premium series lever, unhanded, bright brass finish, for use with 1 3/8" - 1 3/4" thick standard door | 1 |  | 1 Year | 864.35 | 0.15 | 734.6975
18949 | Salto | E9658261PP38-C- | XS4 wide body electronic RF wireless ready SVN escutcheon, Mifare / DESFire deadbolt privacy function, Columbo Robodue premium series lever, unhanded, bright brass finish, for use with 1 3/8" - 1 3/4" thick standard door | 1 |  | 1 Year | 789.45 | 0.15 | 671.0325
18950 | Salto | E9658261PP38-W- | XS4 wide body electronic RF wireless SVN escutcheon, Mifare / DESFire deadbolt privacy function, Columbo Robodue premium series lever, unhanded, bright brass finish, for use with 1 3/8" - 1 3/4" thick standard door | 1 |  | 1 Year | 920.55 | 0.15 | 782.4675
18951 | Salto | E9658261PP48--- | XS4 wide body electronic wire-free SVN escutcheon, Mifare / DESFire deadbolt privacy function, Columbo Robodue premium series lever, unhanded, bright brass finish, for use with 1 3/4" - 2 1/4" thick door | 1 |  | 1 Year | 735.35 | 0.15 | 625.0475
18952 | Salto | E9658261PP48-A- | XS4 wide body electronic AMOK wire-free SVN escutcheon, Mifare / DESFire deadbolt privacy function, Columbo Robodue premium series lever, unhanded, bright brass finish, for use with 1 3/4" - 2 1/4" thick door | 1 |  | 1 Year | 864.35 | 0.15 | 734.6975
18953 | Salto | E9658261PP48-C- | XS4 wide body electronic RF wireless ready SVN escutcheon, Mifare / DESFire deadbolt privacy function, Columbo Robodue premium series lever, unhanded, bright brass finish, for use with 1 3/4" - 2 1/4" thick door | 1 |  | 1 Year | 789.45 | 0.15 | 671.0325
18954 | Salto | E9658261PP48-W- | XS4 wide body electronic RF wireless SVN escutcheon, Mifare / DESFire deadbolt privacy function, Columbo Robodue premium series lever, unhanded, bright brass finish, for use with 1 3/4" - 2 1/4" thick door | 1 |  | 1 Year | 920.55 | 0.15 | 782.4675
18955 | Salto | E9658262IM38--- | XS4 wide body electronic wire-free SVN escutcheon, Mifare / DESFire deadbolt privacy function, Columbo Robodue premium series lever, unhanded, satin stainless finish, for use with 1 3/8" - 1 3/4" thick standard door | 1 |  | 1 Year | 719.05 | 0.15 | 611.1925
18956 | Salto | E9658262IM38-A- | XS4 wide body electronic AMOK wire-free SVN escutcheon, Mifare / DESFire deadbolt privacy function, Columbo Robodue premium series lever, unhanded, satin stainless finish, for use with 1 3/8" - 1 3/4" thick standard door | 1 |  | 1 Year | 848.05 | 0.15 | 720.8425
18957 | Salto | E9658262IM38-C- | XS4 wide body electronic RF wireless ready SVN escutcheon, Mifare / DESFire deadbolt privacy function, Columbo Robodue premium series lever, unhanded, satin stainless finish, for use with 1 3/8" - 1 3/4" thick standard door | 1 |  | 1 Year | 773.15 | 0.15 | 657.1775
18958 | Salto | E9658262IM38-W- | XS4 wide body electronic RF wireless SVN escutcheon, Mifare / DESFire deadbolt privacy function, Columbo Robodue premium series lever, unhanded, satin stainless finish, for use with 1 3/8" - 1 3/4" thick standard door | 1 |  | 1 Year | 904.25 | 0.15 | 768.6125
18959 | Salto | E9658262IM48--- | XS4 wide body electronic wire-free SVN escutcheon, Mifare / DESFire deadbolt privacy function, Columbo Robodue premium series lever, unhanded, satin stainless finish, for use with 1 3/4" - 2 1/4" thick door | 1 |  | 1 Year | 719.05 | 0.15 | 611.1925
18960 | Salto | E9658262IM48-A- | XS4 wide body electronic AMOK wire-free SVN escutcheon, Mifare / DESFire deadbolt privacy function, Columbo Robodue premium series lever, unhanded, satin stainless finish, for use with 1 3/4" - 2 1/4" thick door | 1 |  | 1 Year | 848.05 | 0.15 | 720.8425
18961 | Salto | E9658262IM48-C- | XS4 wide body electronic RF wireless ready SVN escutcheon, Mifare / DESFire deadbolt privacy function, Columbo Robodue premium series lever, unhanded, satin stainless finish, for use with 1 3/4" - 2 1/4" thick door | 1 |  | 1 Year | 773.15 | 0.15 | 657.1775
18962 | Salto | E9658262IM48-W- | XS4 wide body electronic RF wireless SVN escutcheon, Mifare / DESFire deadbolt privacy function, Columbo Robodue premium series lever, unhanded, satin stainless finish, for use with 1 3/4" - 2 1/4" thick door | 1 |  | 1 Year | 904.25 | 0.15 | 768.6125
18963 | Salto | E9658262IP38--- | XS4 wide body electronic wire-free SVN escutcheon, Mifare / DESFire deadbolt privacy function, Columbo Robodue premium series lever, unhanded, bright stainless steel finish, for use with 1 3/8" - 1 3/4" thick standard door | 1 |  | 1 Year | 735.35 | 0.15 | 625.0475
18964 | Salto | E9658262IP38-A- | XS4 wide body electronic AMOK wire-free SVN escutcheon, Mifare / DESFire deadbolt privacy function, Columbo Robodue premium series lever, unhanded, bright stainless steel finish, for use with 1 3/8" - 1 3/4" thick standard door | 1 |  | 1 Year | 864.35 | 0.15 | 734.6975
18965 | Salto | E9658262IP38-C- | XS4 wide body electronic RF wireless ready SVN escutcheon, Mifare / DESFire deadbolt privacy function, Columbo Robodue premium series lever, unhanded, bright stainless steel finish, for use with 1 3/8" - 1 3/4" thick standard door | 1 |  | 1 Year | 789.45 | 0.15 | 671.0325
18966 | Salto | E9658262IP38-W- | XS4 wide body electronic RF wireless SVN escutcheon, Mifare / DESFire deadbolt privacy function, Columbo Robodue premium series lever, unhanded, bright stainless steel finish, for use with 1 3/8" - 1 3/4" thick standard door | 1 |  | 1 Year | 920.55 | 0.15 | 782.4675
18967 | Salto | E9658262IP48--- | XS4 wide body electronic wire-free SVN escutcheon, Mifare / DESFire deadbolt privacy function, Columbo Robodue premium series lever, unhanded, bright stainless steel finish, for use with 1 3/4" - 2 1/4" thick door | 1 |  | 1 Year | 735.35 | 0.15 | 625.0475
18968 | Salto | E9658262IP48-A- | XS4 wide body electronic AMOK wire-free SVN escutcheon, Mifare / DESFire deadbolt privacy function, Columbo Robodue premium series lever, unhanded, bright stainless steel finish, for use with 1 3/4" - 2 1/4" thick door | 1 |  | 1 Year | 864.35 | 0.15 | 734.6975
18969 | Salto | E9658262IP48-C- | XS4 wide body electronic RF wireless ready SVN escutcheon, Mifare / DESFire deadbolt privacy function, Columbo Robodue premium series lever, unhanded, bright stainless steel finish, for use with 1 3/4" - 2 1/4" thick door | 1 |  | 1 Year | 789.45 | 0.15 | 671.0325
18970 | Salto | E9658262IP48-W- | XS4 wide body electronic RF wireless SVN escutcheon, Mifare / DESFire deadbolt privacy function, Columbo Robodue premium series lever, unhanded, bright stainless steel finish, for use with 1 3/4" - 2 1/4" thick door | 1 |  | 1 Year | 920.55 | 0.15 | 782.4675
18971 | Salto | E9658262PP38--- | XS4 wide body electronic wire-free SVN escutcheon, Mifare / DESFire deadbolt privacy function, Columbo Robodue premium series lever, unhanded, bright brass finish, for use with 1 3/8" - 1 3/4" thick standard door | 1 |  | 1 Year | 735.35 | 0.15 | 625.0475
18972 | Salto | E9658262PP38-A- | XS4 wide body electronic AMOK wire-free SVN escutcheon, Mifare / DESFire deadbolt privacy function, Columbo Robodue premium series lever, unhanded, bright brass finish, for use with 1 3/8" - 1 3/4" thick standard door | 1 |  | 1 Year | 864.35 | 0.15 | 734.6975
18973 | Salto | E9658262PP38-C- | XS4 wide body electronic RF wireless ready SVN escutcheon, Mifare / DESFire deadbolt privacy function, Columbo Robodue premium series lever, unhanded, bright brass finish, for use with 1 3/8" - 1 3/4" thick standard door | 1 |  | 1 Year | 789.45 | 0.15 | 671.0325
18974 | Salto | E9658262PP38-W- | XS4 wide body electronic RF wireless SVN escutcheon, Mifare / DESFire deadbolt privacy function, Columbo Robodue premium series lever, unhanded, bright brass finish, for use with 1 3/8" - 1 3/4" thick standard door | 1 |  | 1 Year | 920.55 | 0.15 | 782.4675
18975 | Salto | E9658262PP48--- | XS4 wide body electronic wire-free SVN escutcheon, Mifare / DESFire deadbolt privacy function, Columbo Robodue premium series lever, unhanded, bright brass finish, for use with 1 3/4" - 2 1/4" thick door | 1 |  | 1 Year | 735.35 | 0.15 | 625.0475
18976 | Salto | E9658262PP48-A- | XS4 wide body electronic AMOK wire-free SVN escutcheon, Mifare / DESFire deadbolt privacy function, Columbo Robodue premium series lever, unhanded, bright brass finish, for use with 1 3/4" - 2 1/4" thick door | 1 |  | 1 Year | 864.35 | 0.15 | 734.6975
18977 | Salto | E9658262PP48-C- | XS4 wide body electronic RF wireless ready SVN escutcheon, Mifare / DESFire deadbolt privacy function, Columbo Robodue premium series lever, unhanded, bright brass finish, for use with 1 3/4" - 2 1/4" thick door | 1 |  | 1 Year | 789.45 | 0.15 | 671.0325
18978 | Salto | E9658262PP48-W- | XS4 wide body electronic RF wireless SVN escutcheon, Mifare / DESFire deadbolt privacy function, Columbo Robodue premium series lever, unhanded, bright brass finish, for use with 1 3/4" - 2 1/4" thick door | 1 |  | 1 Year | 920.55 | 0.15 | 782.4675
18979 | Salto | E9658263IM38--- | XS4 wide body electronic wire-free SVN escutcheon, Mifare / DESFire deadbolt privacy function, Columbo Robodue premium series lever, unhanded, satin stainless finish, for use with 1 3/8" - 1 3/4" thick standard door | 1 |  | 1 Year | 719.05 | 0.15 | 611.1925
18980 | Salto | E9658263IM38-A- | XS4 wide body electronic AMOK wire-free SVN escutcheon, Mifare / DESFire deadbolt privacy function, Columbo Robodue premium series lever, unhanded, satin stainless finish, for use with 1 3/8" - 1 3/4" thick standard door | 1 |  | 1 Year | 848.05 | 0.15 | 720.8425
18981 | Salto | E9658263IM38-C- | XS4 wide body electronic RF wireless ready SVN escutcheon, Mifare / DESFire deadbolt privacy function, Columbo Robodue premium series lever, unhanded, satin stainless finish, for use with 1 3/8" - 1 3/4" thick standard door | 1 |  | 1 Year | 773.15 | 0.15 | 657.1775
18982 | Salto | E9658263IM38-W- | XS4 wide body electronic RF wireless SVN escutcheon, Mifare / DESFire deadbolt privacy function, Columbo Robodue premium series lever, unhanded, satin stainless finish, for use with 1 3/8" - 1 3/4" thick standard door | 1 |  | 1 Year | 904.25 | 0.15 | 768.6125
18983 | Salto | E9658263IM48--- | XS4 wide body electronic wire-free SVN escutcheon, Mifare / DESFire deadbolt privacy function, Columbo Robodue premium series lever, unhanded, satin stainless finish, for use with 1 3/4" - 2 1/4" thick door | 1 |  | 1 Year | 719.05 | 0.15 | 611.1925
18984 | Salto | E9658263IM48-A- | XS4 wide body electronic AMOK wire-free SVN escutcheon, Mifare / DESFire deadbolt privacy function, Columbo Robodue premium series lever, unhanded, satin stainless finish, for use with 1 3/4" - 2 1/4" thick door | 1 |  | 1 Year | 848.05 | 0.15 | 720.8425
18985 | Salto | E9658263IM48-C- | XS4 wide body electronic RF wireless ready SVN escutcheon, Mifare / DESFire deadbolt privacy function, Columbo Robodue premium series lever, unhanded, satin stainless finish, for use with 1 3/4" - 2 1/4" thick door | 1 |  | 1 Year | 773.15 | 0.15 | 657.1775
18986 | Salto | E9658263IM48-W- | XS4 wide body electronic RF wireless SVN escutcheon, Mifare / DESFire deadbolt privacy function, Columbo Robodue premium series lever, unhanded, satin stainless finish, for use with 1 3/4" - 2 1/4" thick door | 1 |  | 1 Year | 904.25 | 0.15 | 768.6125
18987 | Salto | E9658263IP38--- | XS4 wide body electronic wire-free SVN escutcheon, Mifare / DESFire deadbolt privacy function, Columbo Robodue premium series lever, unhanded, bright stainless steel finish, for use with 1 3/8" - 1 3/4" thick standard door | 1 |  | 1 Year | 735.35 | 0.15 | 625.0475
18988 | Salto | E9658263IP38-A- | XS4 wide body electronic AMOK wire-free SVN escutcheon, Mifare / DESFire deadbolt privacy function, Columbo Robodue premium series lever, unhanded, bright stainless steel finish, for use with 1 3/8" - 1 3/4" thick standard door | 1 |  | 1 Year | 864.35 | 0.15 | 734.6975
18989 | Salto | E9658263IP38-C- | XS4 wide body electronic RF wireless ready SVN escutcheon, Mifare / DESFire deadbolt privacy function, Columbo Robodue premium series lever, unhanded, bright stainless steel finish, for use with 1 3/8" - 1 3/4" thick standard door | 1 |  | 1 Year | 789.45 | 0.15 | 671.0325
18990 | Salto | E9658263IP38-W- | XS4 wide body electronic RF wireless SVN escutcheon, Mifare / DESFire deadbolt privacy function, Columbo Robodue premium series lever, unhanded, bright stainless steel finish, for use with 1 3/8" - 1 3/4" thick standard door | 1 |  | 1 Year | 920.55 | 0.15 | 782.4675
18991 | Salto | E9658263IP48--- | XS4 wide body electronic wire-free SVN escutcheon, Mifare / DESFire deadbolt privacy function, Columbo Robodue premium series lever, unhanded, bright stainless steel finish, for use with 1 3/4" - 2 1/4" thick door | 1 |  | 1 Year | 735.35 | 0.15 | 625.0475
18992 | Salto | E9658263IP48-A- | XS4 wide body electronic AMOK wire-free SVN escutcheon, Mifare / DESFire deadbolt privacy function, Columbo Robodue premium series lever, unhanded, bright stainless steel finish, for use with 1 3/4" - 2 1/4" thick door | 1 |  | 1 Year | 864.35 | 0.15 | 734.6975
18993 | Salto | E9658263IP48-C- | XS4 wide body electronic RF wireless ready SVN escutcheon, Mifare / DESFire deadbolt privacy function, Columbo Robodue premium series lever, unhanded, bright stainless steel finish, for use with 1 3/4" - 2 1/4" thick door | 1 |  | 1 Year | 789.45 | 0.15 | 671.0325
18994 | Salto | E9658263IP48-W- | XS4 wide body electronic RF wireless SVN escutcheon, Mifare / DESFire deadbolt privacy function, Columbo Robodue premium series lever, unhanded, bright stainless steel finish, for use with 1 3/4" - 2 1/4" thick door | 1 |  | 1 Year | 920.55 | 0.15 | 782.4675
18995 | Salto | E9658263PP38--- | XS4 wide body electronic wire-free SVN escutcheon, Mifare / DESFire deadbolt privacy function, Columbo Robodue premium series lever, unhanded, bright brass finish, for use with 1 3/8" - 1 3/4" thick standard door | 1 |  | 1 Year | 735.35 | 0.15 | 625.0475
18996 | Salto | E9658263PP38-A- | XS4 wide body electronic AMOK wire-free SVN escutcheon, Mifare / DESFire deadbolt privacy function, Columbo Robodue premium series lever, unhanded, bright brass finish, for use with 1 3/8" - 1 3/4" thick standard door | 1 |  | 1 Year | 864.35 | 0.15 | 734.6975
18997 | Salto | E9658263PP38-C- | XS4 wide body electronic RF wireless ready SVN escutcheon, Mifare / DESFire deadbolt privacy function, Columbo Robodue premium series lever, unhanded, bright brass finish, for use with 1 3/8" - 1 3/4" thick standard door | 1 |  | 1 Year | 789.45 | 0.15 | 671.0325
18998 | Salto | E9658263PP38-W- | XS4 wide body electronic RF wireless SVN escutcheon, Mifare / DESFire deadbolt privacy function, Columbo Robodue premium series lever, unhanded, bright brass finish, for use with 1 3/8" - 1 3/4" thick standard door | 1 |  | 1 Year | 920.55 | 0.15 | 782.4675
18999 | Salto | E9658263PP48--- | XS4 wide body electronic wire-free SVN escutcheon, Mifare / DESFire deadbolt privacy function, Columbo Robodue premium series lever, unhanded, bright brass finish, for use with 1 3/4" - 2 1/4" thick door | 1 |  | 1 Year | 735.35 | 0.15 | 625.0475
19000 | Salto | E9658263PP48-A- | XS4 wide body electronic AMOK wire-free SVN escutcheon, Mifare / DESFire deadbolt privacy function, Columbo Robodue premium series lever, unhanded, bright brass finish, for use with 1 3/4" - 2 1/4" thick door | 1 |  | 1 Year | 864.35 | 0.15 | 734.6975
19001 | Salto | E9658263PP48-C- | XS4 wide body electronic RF wireless ready SVN escutcheon, Mifare / DESFire deadbolt privacy function, Columbo Robodue premium series lever, unhanded, bright brass finish, for use with 1 3/4" - 2 1/4" thick door | 1 |  | 1 Year | 789.45 | 0.15 | 671.0325
19002 | Salto | E9658263PP48-W- | XS4 wide body electronic RF wireless SVN escutcheon, Mifare / DESFire deadbolt privacy function, Columbo Robodue premium series lever, unhanded, bright brass finish, for use with 1 3/4" - 2 1/4" thick door | 1 |  | 1 Year | 920.55 | 0.15 | 782.4675
19003 | Salto | E9658361IM38--- | XS4 wide body electronic wire-free SVN escutcheon, Mifare / DESFire deadbolt privacy function, Columbo Robotre premium series lever, unhanded, satin stainless finish, for use with 1 3/8" - 1 3/4" thick standard door | 1 |  | 1 Year | 719.05 | 0.15 | 611.1925
19004 | Salto | E9658361IM38-A- | XS4 wide body electronic AMOK wire-free SVN escutcheon, Mifare / DESFire deadbolt privacy function, Columbo Robotre premium series lever, unhanded, satin stainless finish, for use with 1 3/8" - 1 3/4" thick standard door | 1 |  | 1 Year | 848.05 | 0.15 | 720.8425
19005 | Salto | E9658361IM38-C- | XS4 wide body electronic RF wireless ready SVN escutcheon, Mifare / DESFire deadbolt privacy function, Columbo Robotre premium series lever, unhanded, satin stainless finish, for use with 1 3/8" - 1 3/4" thick standard door | 1 |  | 1 Year | 773.15 | 0.15 | 657.1775
19006 | Salto | E9658361IM38-W- | XS4 wide body electronic RF wireless SVN escutcheon, Mifare / DESFire deadbolt privacy function, Columbo Robotre premium series lever, unhanded, satin stainless finish, for use with 1 3/8" - 1 3/4" thick standard door | 1 |  | 1 Year | 904.25 | 0.15 | 768.6125
19007 | Salto | E9658361IM48--- | XS4 wide body electronic wire-free SVN escutcheon, Mifare / DESFire deadbolt privacy function, Columbo Robotre premium series lever, unhanded, satin stainless finish, for use with 1 3/4" - 2 1/4" thick door | 1 |  | 1 Year | 719.05 | 0.15 | 611.1925
19008 | Salto | E9658361IM48-A- | XS4 wide body electronic AMOK wire-free SVN escutcheon, Mifare / DESFire deadbolt privacy function, Columbo Robotre premium series lever, unhanded, satin stainless finish, for use with 1 3/4" - 2 1/4" thick door | 1 |  | 1 Year | 848.05 | 0.15 | 720.8425
19009 | Salto | E9658361IM48-C- | XS4 wide body electronic RF wireless ready SVN escutcheon, Mifare / DESFire deadbolt privacy function, Columbo Robotre premium series lever, unhanded, satin stainless finish, for use with 1 3/4" - 2 1/4" thick door | 1 |  | 1 Year | 773.15 | 0.15 | 657.1775
19010 | Salto | E9658361IM48-W- | XS4 wide body electronic RF wireless SVN escutcheon, Mifare / DESFire deadbolt privacy function, Columbo Robotre premium series lever, unhanded, satin stainless finish, for use with 1 3/4" - 2 1/4" thick door | 1 |  | 1 Year | 904.25 | 0.15 | 768.6125
19011 | Salto | E9658361IP38--- | XS4 wide body electronic wire-free SVN escutcheon, Mifare / DESFire deadbolt privacy function, Columbo Robotre premium series lever, unhanded, bright stainless steel finish, for use with 1 3/8" - 1 3/4" thick standard door | 1 |  | 1 Year | 735.35 | 0.15 | 625.0475
19012 | Salto | E9658361IP38-A- | XS4 wide body electronic AMOK wire-free SVN escutcheon, Mifare / DESFire deadbolt privacy function, Columbo Robotre premium series lever, unhanded, bright stainless steel finish, for use with 1 3/8" - 1 3/4" thick standard door | 1 |  | 1 Year | 864.35 | 0.15 | 734.6975
19013 | Salto | E9658361IP38-C- | XS4 wide body electronic RF wireless ready SVN escutcheon, Mifare / DESFire deadbolt privacy function, Columbo Robotre premium series lever, unhanded, bright stainless steel finish, for use with 1 3/8" - 1 3/4" thick standard door | 1 |  | 1 Year | 789.45 | 0.15 | 671.0325
19014 | Salto | E9658361IP38-W- | XS4 wide body electronic RF wireless SVN escutcheon, Mifare / DESFire deadbolt privacy function, Columbo Robotre premium series lever, unhanded, bright stainless steel finish, for use with 1 3/8" - 1 3/4" thick standard door | 1 |  | 1 Year | 920.55 | 0.15 | 782.4675
19015 | Salto | E9658361IP48--- | XS4 wide body electronic wire-free SVN escutcheon, Mifare / DESFire deadbolt privacy function, Columbo Robotre premium series lever, unhanded, bright stainless steel finish, for use with 1 3/4" - 2 1/4" thick door | 1 |  | 1 Year | 735.35 | 0.15 | 625.0475
19016 | Salto | E9658361IP48-A- | XS4 wide body electronic AMOK wire-free SVN escutcheon, Mifare / DESFire deadbolt privacy function, Columbo Robotre premium series lever, unhanded, bright stainless steel finish, for use with 1 3/4" - 2 1/4" thick door | 1 |  | 1 Year | 864.35 | 0.15 | 734.6975
19017 | Salto | E9658361IP48-C- | XS4 wide body electronic RF wireless ready SVN escutcheon, Mifare / DESFire deadbolt privacy function, Columbo Robotre premium series lever, unhanded, bright stainless steel finish, for use with 1 3/4" - 2 1/4" thick door | 1 |  | 1 Year | 789.45 | 0.15 | 671.0325
19018 | Salto | E9658361IP48-W- | XS4 wide body electronic RF wireless SVN escutcheon, Mifare / DESFire deadbolt privacy function, Columbo Robotre premium series lever, unhanded, bright stainless steel finish, for use with 1 3/4" - 2 1/4" thick door | 1 |  | 1 Year | 920.55 | 0.15 | 782.4675
19019 | Salto | E9658361PP38--- | XS4 wide body electronic wire-free SVN escutcheon, Mifare / DESFire deadbolt privacy function, Columbo Robotre premium series lever, unhanded, bright brass finish, for use with 1 3/8" - 1 3/4" thick standard door | 1 |  | 1 Year | 735.35 | 0.15 | 625.0475
19020 | Salto | E9658361PP38-A- | XS4 wide body electronic AMOK wire-free SVN escutcheon, Mifare / DESFire deadbolt privacy function, Columbo Robotre premium series lever, unhanded, bright brass finish, for use with 1 3/8" - 1 3/4" thick standard door | 1 |  | 1 Year | 864.35 | 0.15 | 734.6975
19021 | Salto | E9658361PP38-C- | XS4 wide body electronic RF wireless ready SVN escutcheon, Mifare / DESFire deadbolt privacy function, Columbo Robotre premium series lever, unhanded, bright brass finish, for use with 1 3/8" - 1 3/4" thick standard door | 1 |  | 1 Year | 789.45 | 0.15 | 671.0325
19022 | Salto | E9658361PP38-W- | XS4 wide body electronic RF wireless SVN escutcheon, Mifare / DESFire deadbolt privacy function, Columbo Robotre premium series lever, unhanded, bright brass finish, for use with 1 3/8" - 1 3/4" thick standard door | 1 |  | 1 Year | 920.55 | 0.15 | 782.4675
19023 | Salto | E9658361PP48--- | XS4 wide body electronic wire-free SVN escutcheon, Mifare / DESFire deadbolt privacy function, Columbo Robotre premium series lever, unhanded, bright brass finish, for use with 1 3/4" - 2 1/4" thick door | 1 |  | 1 Year | 735.35 | 0.15 | 625.0475
19024 | Salto | E9658361PP48-A- | XS4 wide body electronic AMOK wire-free SVN escutcheon, Mifare / DESFire deadbolt privacy function, Columbo Robotre premium series lever, unhanded, bright brass finish, for use with 1 3/4" - 2 1/4" thick door | 1 |  | 1 Year | 864.35 | 0.15 | 734.6975
19025 | Salto | E9658361PP48-C- | XS4 wide body electronic RF wireless ready SVN escutcheon, Mifare / DESFire deadbolt privacy function, Columbo Robotre premium series lever, unhanded, bright brass finish, for use with 1 3/4" - 2 1/4" thick door | 1 |  | 1 Year | 789.45 | 0.15 | 671.0325
19026 | Salto | E9658361PP48-W- | XS4 wide body electronic RF wireless SVN escutcheon, Mifare / DESFire deadbolt privacy function, Columbo Robotre premium series lever, unhanded, bright brass finish, for use with 1 3/4" - 2 1/4" thick door | 1 |  | 1 Year | 920.55 | 0.15 | 782.4675
19027 | Salto | E9658362IM38--- | XS4 wide body electronic wire-free SVN escutcheon, Mifare / DESFire deadbolt privacy function, Columbo Robotre premium series lever, unhanded, satin stainless finish, for use with 1 3/8" - 1 3/4" thick standard door | 1 |  | 1 Year | 719.05 | 0.15 | 611.1925
19028 | Salto | E9658362IM38-A- | XS4 wide body electronic AMOK wire-free SVN escutcheon, Mifare / DESFire deadbolt privacy function, Columbo Robotre premium series lever, unhanded, satin stainless finish, for use with 1 3/8" - 1 3/4" thick standard door | 1 |  | 1 Year | 848.05 | 0.15 | 720.8425
19029 | Salto | E9658362IM38-C- | XS4 wide body electronic RF wireless ready SVN escutcheon, Mifare / DESFire deadbolt privacy function, Columbo Robotre premium series lever, unhanded, satin stainless finish, for use with 1 3/8" - 1 3/4" thick standard door | 1 |  | 1 Year | 773.15 | 0.15 | 657.1775
19030 | Salto | E9658362IM38-W- | XS4 wide body electronic RF wireless SVN escutcheon, Mifare / DESFire deadbolt privacy function, Columbo Robotre premium series lever, unhanded, satin stainless finish, for use with 1 3/8" - 1 3/4" thick standard door | 1 |  | 1 Year | 904.25 | 0.15 | 768.6125
19031 | Salto | E9658362IM48--- | XS4 wide body electronic wire-free SVN escutcheon, Mifare / DESFire deadbolt privacy function, Columbo Robotre premium series lever, unhanded, satin stainless finish, for use with 1 3/4" - 2 1/4" thick door | 1 |  | 1 Year | 719.05 | 0.15 | 611.1925
19032 | Salto | E9658362IM48-A- | XS4 wide body electronic AMOK wire-free SVN escutcheon, Mifare / DESFire deadbolt privacy function, Columbo Robotre premium series lever, unhanded, satin stainless finish, for use with 1 3/4" - 2 1/4" thick door | 1 |  | 1 Year | 848.05 | 0.15 | 720.8425
19033 | Salto | E9658362IM48-C- | XS4 wide body electronic RF wireless ready SVN escutcheon, Mifare / DESFire deadbolt privacy function, Columbo Robotre premium series lever, unhanded, satin stainless finish, for use with 1 3/4" - 2 1/4" thick door | 1 |  | 1 Year | 773.15 | 0.15 | 657.1775
19034 | Salto | E9658362IM48-W- | XS4 wide body electronic RF wireless SVN escutcheon, Mifare / DESFire deadbolt privacy function, Columbo Robotre premium series lever, unhanded, satin stainless finish, for use with 1 3/4" - 2 1/4" thick door | 1 |  | 1 Year | 904.25 | 0.15 | 768.6125
19035 | Salto | E9658362IP38--- | XS4 wide body electronic wire-free SVN escutcheon, Mifare / DESFire deadbolt privacy function, Columbo Robotre premium series lever, unhanded, bright stainless steel finish, for use with 1 3/8" - 1 3/4" thick standard door | 1 |  | 1 Year | 735.35 | 0.15 | 625.0475
19036 | Salto | E9658362IP38-A- | XS4 wide body electronic AMOK wire-free SVN escutcheon, Mifare / DESFire deadbolt privacy function, Columbo Robotre premium series lever, unhanded, bright stainless steel finish, for use with 1 3/8" - 1 3/4" thick standard door | 1 |  | 1 Year | 864.35 | 0.15 | 734.6975
19037 | Salto | E9658362IP38-C- | XS4 wide body electronic RF wireless ready SVN escutcheon, Mifare / DESFire deadbolt privacy function, Columbo Robotre premium series lever, unhanded, bright stainless steel finish, for use with 1 3/8" - 1 3/4" thick standard door | 1 |  | 1 Year | 789.45 | 0.15 | 671.0325
19038 | Salto | E9658362IP38-W- | XS4 wide body electronic RF wireless SVN escutcheon, Mifare / DESFire deadbolt privacy function, Columbo Robotre premium series lever, unhanded, bright stainless steel finish, for use with 1 3/8" - 1 3/4" thick standard door | 1 |  | 1 Year | 920.55 | 0.15 | 782.4675
19039 | Salto | E9658362IP48--- | XS4 wide body electronic wire-free SVN escutcheon, Mifare / DESFire deadbolt privacy function, Columbo Robotre premium series lever, unhanded, bright stainless steel finish, for use with 1 3/4" - 2 1/4" thick door | 1 |  | 1 Year | 735.35 | 0.15 | 625.0475
19040 | Salto | E9658362IP48-A- | XS4 wide body electronic AMOK wire-free SVN escutcheon, Mifare / DESFire deadbolt privacy function, Columbo Robotre premium series lever, unhanded, bright stainless steel finish, for use with 1 3/4" - 2 1/4" thick door | 1 |  | 1 Year | 864.35 | 0.15 | 734.6975
19041 | Salto | E9658362IP48-C- | XS4 wide body electronic RF wireless ready SVN escutcheon, Mifare / DESFire deadbolt privacy function, Columbo Robotre premium series lever, unhanded, bright stainless steel finish, for use with 1 3/4" - 2 1/4" thick door | 1 |  | 1 Year | 789.45 | 0.15 | 671.0325
19042 | Salto | E9658362IP48-W- | XS4 wide body electronic RF wireless SVN escutcheon, Mifare / DESFire deadbolt privacy function, Columbo Robotre premium series lever, unhanded, bright stainless steel finish, for use with 1 3/4" - 2 1/4" thick door | 1 |  | 1 Year | 920.55 | 0.15 | 782.4675
19043 | Salto | E9658362PP38--- | XS4 wide body electronic wire-free SVN escutcheon, Mifare / DESFire deadbolt privacy function, Columbo Robotre premium series lever, unhanded, bright brass finish, for use with 1 3/8" - 1 3/4" thick standard door | 1 |  | 1 Year | 735.35 | 0.15 | 625.0475
19044 | Salto | E9658362PP38-A- | XS4 wide body electronic AMOK wire-free SVN escutcheon, Mifare / DESFire deadbolt privacy function, Columbo Robotre premium series lever, unhanded, bright brass finish, for use with 1 3/8" - 1 3/4" thick standard door | 1 |  | 1 Year | 864.35 | 0.15 | 734.6975
19045 | Salto | E9658362PP38-C- | XS4 wide body electronic RF wireless ready SVN escutcheon, Mifare / DESFire deadbolt privacy function, Columbo Robotre premium series lever, unhanded, bright brass finish, for use with 1 3/8" - 1 3/4" thick standard door | 1 |  | 1 Year | 789.45 | 0.15 | 671.0325
19046 | Salto | E9658362PP38-W- | XS4 wide body electronic RF wireless SVN escutcheon, Mifare / DESFire deadbolt privacy function, Columbo Robotre premium series lever, unhanded, bright brass finish, for use with 1 3/8" - 1 3/4" thick standard door | 1 |  | 1 Year | 920.55 | 0.15 | 782.4675
19047 | Salto | E9658362PP48--- | XS4 wide body electronic wire-free SVN escutcheon, Mifare / DESFire deadbolt privacy function, Columbo Robotre premium series lever, unhanded, bright brass finish, for use with 1 3/4" - 2 1/4" thick door | 1 |  | 1 Year | 735.35 | 0.15 | 625.0475
19048 | Salto | E9658362PP48-A- | XS4 wide body electronic AMOK wire-free SVN escutcheon, Mifare / DESFire deadbolt privacy function, Columbo Robotre premium series lever, unhanded, bright brass finish, for use with 1 3/4" - 2 1/4" thick door | 1 |  | 1 Year | 864.35 | 0.15 | 734.6975
19049 | Salto | E9658362PP48-C- | XS4 wide body electronic RF wireless ready SVN escutcheon, Mifare / DESFire deadbolt privacy function, Columbo Robotre premium series lever, unhanded, bright brass finish, for use with 1 3/4" - 2 1/4" thick door | 1 |  | 1 Year | 789.45 | 0.15 | 671.0325
19050 | Salto | E9658362PP48-W- | XS4 wide body electronic RF wireless SVN escutcheon, Mifare / DESFire deadbolt privacy function, Columbo Robotre premium series lever, unhanded, bright brass finish, for use with 1 3/4" - 2 1/4" thick door | 1 |  | 1 Year | 920.55 | 0.15 | 782.4675
19051 | Salto | E9658363IM38--- | XS4 wide body electronic wire-free SVN escutcheon, Mifare / DESFire deadbolt privacy function, Columbo Robotre premium series lever, unhanded, satin stainless finish, for use with 1 3/8" - 1 3/4" thick standard door | 1 |  | 1 Year | 719.05 | 0.15 | 611.1925
19052 | Salto | E9658363IM38-A- | XS4 wide body electronic AMOK wire-free SVN escutcheon, Mifare / DESFire deadbolt privacy function, Columbo Robotre premium series lever, unhanded, satin stainless finish, for use with 1 3/8" - 1 3/4" thick standard door | 1 |  | 1 Year | 848.05 | 0.15 | 720.8425
19053 | Salto | E9658363IM38-C- | XS4 wide body electronic RF wireless ready SVN escutcheon, Mifare / DESFire deadbolt privacy function, Columbo Robotre premium series lever, unhanded, satin stainless finish, for use with 1 3/8" - 1 3/4" thick standard door | 1 |  | 1 Year | 773.15 | 0.15 | 657.1775
19054 | Salto | E9658363IM38-W- | XS4 wide body electronic RF wireless SVN escutcheon, Mifare / DESFire deadbolt privacy function, Columbo Robotre premium series lever, unhanded, satin stainless finish, for use with 1 3/8" - 1 3/4" thick standard door | 1 |  | 1 Year | 904.25 | 0.15 | 768.6125
19055 | Salto | E9658363IM48--- | XS4 wide body electronic wire-free SVN escutcheon, Mifare / DESFire deadbolt privacy function, Columbo Robotre premium series lever, unhanded, satin stainless finish, for use with 1 3/4" - 2 1/4" thick door | 1 |  | 1 Year | 719.05 | 0.15 | 611.1925
19056 | Salto | E9658363IM48-A- | XS4 wide body electronic AMOK wire-free SVN escutcheon, Mifare / DESFire deadbolt privacy function, Columbo Robotre premium series lever, unhanded, satin stainless finish, for use with 1 3/4" - 2 1/4" thick door | 1 |  | 1 Year | 848.05 | 0.15 | 720.8425
19057 | Salto | E9658363IM48-C- | XS4 wide body electronic RF wireless ready SVN escutcheon, Mifare / DESFire deadbolt privacy function, Columbo Robotre premium series lever, unhanded, satin stainless finish, for use with 1 3/4" - 2 1/4" thick door | 1 |  | 1 Year | 773.15 | 0.15 | 657.1775
19058 | Salto | E9658363IM48-W- | XS4 wide body electronic RF wireless SVN escutcheon, Mifare / DESFire deadbolt privacy function, Columbo Robotre premium series lever, unhanded, satin stainless finish, for use with 1 3/4" - 2 1/4" thick door | 1 |  | 1 Year | 904.25 | 0.15 | 768.6125
19059 | Salto | E9658363IP38--- | XS4 wide body electronic wire-free SVN escutcheon, Mifare / DESFire deadbolt privacy function, Columbo Robotre premium series lever, unhanded, bright stainless steel finish, for use with 1 3/8" - 1 3/4" thick standard door | 1 |  | 1 Year | 735.35 | 0.15 | 625.0475
19060 | Salto | E9658363IP38-A- | XS4 wide body electronic AMOK wire-free SVN escutcheon, Mifare / DESFire deadbolt privacy function, Columbo Robotre premium series lever, unhanded, bright stainless steel finish, for use with 1 3/8" - 1 3/4" thick standard door | 1 |  | 1 Year | 864.35 | 0.15 | 734.6975
19061 | Salto | E9658363IP38-C- | XS4 wide body electronic RF wireless ready SVN escutcheon, Mifare / DESFire deadbolt privacy function, Columbo Robotre premium series lever, unhanded, bright stainless steel finish, for use with 1 3/8" - 1 3/4" thick standard door | 1 |  | 1 Year | 789.45 | 0.15 | 671.0325
19062 | Salto | E9658363IP38-W- | XS4 wide body electronic RF wireless SVN escutcheon, Mifare / DESFire deadbolt privacy function, Columbo Robotre premium series lever, unhanded, bright stainless steel finish, for use with 1 3/8" - 1 3/4" thick standard door | 1 |  | 1 Year | 920.55 | 0.15 | 782.4675
19063 | Salto | E9658363IP48--- | XS4 wide body electronic wire-free SVN escutcheon, Mifare / DESFire deadbolt privacy function, Columbo Robotre premium series lever, unhanded, bright stainless steel finish, for use with 1 3/4" - 2 1/4" thick door | 1 |  | 1 Year | 735.35 | 0.15 | 625.0475
19064 | Salto | E9658363IP48-A- | XS4 wide body electronic AMOK wire-free SVN escutcheon, Mifare / DESFire deadbolt privacy function, Columbo Robotre premium series lever, unhanded, bright stainless steel finish, for use with 1 3/4" - 2 1/4" thick door | 1 |  | 1 Year | 864.35 | 0.15 | 734.6975
19065 | Salto | E9658363IP48-C- | XS4 wide body electronic RF wireless ready SVN escutcheon, Mifare / DESFire deadbolt privacy function, Columbo Robotre premium series lever, unhanded, bright stainless steel finish, for use with 1 3/4" - 2 1/4" thick door | 1 |  | 1 Year | 789.45 | 0.15 | 671.0325
19066 | Salto | E9658363IP48-W- | XS4 wide body electronic RF wireless SVN escutcheon, Mifare / DESFire deadbolt privacy function, Columbo Robotre premium series lever, unhanded, bright stainless steel finish, for use with 1 3/4" - 2 1/4" thick door | 1 |  | 1 Year | 920.55 | 0.15 | 782.4675
19067 | Salto | E9658363PP38--- | XS4 wide body electronic wire-free SVN escutcheon, Mifare / DESFire deadbolt privacy function, Columbo Robotre premium series lever, unhanded, bright brass finish, for use with 1 3/8" - 1 3/4" thick standard door | 1 |  | 1 Year | 735.35 | 0.15 | 625.0475
19068 | Salto | E9658363PP38-A- | XS4 wide body electronic AMOK wire-free SVN escutcheon, Mifare / DESFire deadbolt privacy function, Columbo Robotre premium series lever, unhanded, bright brass finish, for use with 1 3/8" - 1 3/4" thick standard door | 1 |  | 1 Year | 864.35 | 0.15 | 734.6975
19069 | Salto | E9658363PP38-C- | XS4 wide body electronic RF wireless ready SVN escutcheon, Mifare / DESFire deadbolt privacy function, Columbo Robotre premium series lever, unhanded, bright brass finish, for use with 1 3/8" - 1 3/4" thick standard door | 1 |  | 1 Year | 789.45 | 0.15 | 671.0325
19070 | Salto | E9658363PP38-W- | XS4 wide body electronic RF wireless SVN escutcheon, Mifare / DESFire deadbolt privacy function, Columbo Robotre premium series lever, unhanded, bright brass finish, for use with 1 3/8" - 1 3/4" thick standard door | 1 |  | 1 Year | 920.55 | 0.15 | 782.4675
19071 | Salto | E9658363PP48--- | XS4 wide body electronic wire-free SVN escutcheon, Mifare / DESFire deadbolt privacy function, Columbo Robotre premium series lever, unhanded, bright brass finish, for use with 1 3/4" - 2 1/4" thick door | 1 |  | 1 Year | 735.35 | 0.15 | 625.0475
19072 | Salto | E9658363PP48-A- | XS4 wide body electronic AMOK wire-free SVN escutcheon, Mifare / DESFire deadbolt privacy function, Columbo Robotre premium series lever, unhanded, bright brass finish, for use with 1 3/4" - 2 1/4" thick door | 1 |  | 1 Year | 864.35 | 0.15 | 734.6975
19073 | Salto | E9658363PP48-C- | XS4 wide body electronic RF wireless ready SVN escutcheon, Mifare / DESFire deadbolt privacy function, Columbo Robotre premium series lever, unhanded, bright brass finish, for use with 1 3/4" - 2 1/4" thick door | 1 |  | 1 Year | 789.45 | 0.15 | 671.0325
19074 | Salto | E9658363PP48-W- | XS4 wide body electronic RF wireless SVN escutcheon, Mifare / DESFire deadbolt privacy function, Columbo Robotre premium series lever, unhanded, bright brass finish, for use with 1 3/4" - 2 1/4" thick door | 1 |  | 1 Year | 920.55 | 0.15 | 782.4675
19075 | Salto | E9658461IM38--- | XS4 wide body electronic wire-free SVN escutcheon, Mifare / DESFire deadbolt privacy function, Columbo Roboquattro premium series lever, unhanded, satin stainless finish, for use with 1 3/8" - 1 3/4" thick standard door | 1 |  | 1 Year | 719.05 | 0.15 | 611.1925
19076 | Salto | E9658461IM38-A- | XS4 wide body electronic AMOK wire-free SVN escutcheon, Mifare / DESFire deadbolt privacy function, Columbo Roboquattro premium series lever, unhanded, satin stainless finish, for use with 1 3/8" - 1 3/4" thick standard door | 1 |  | 1 Year | 848.05 | 0.15 | 720.8425
19077 | Salto | E9658461IM38-C- | XS4 wide body electronic RF wireless ready SVN escutcheon, Mifare / DESFire deadbolt privacy function, Columbo Roboquattro premium series lever, unhanded, satin stainless finish, for use with 1 3/8" - 1 3/4" thick standard door | 1 |  | 1 Year | 773.15 | 0.15 | 657.1775
19078 | Salto | E9658461IM38-W- | XS4 wide body electronic RF wireless SVN escutcheon, Mifare / DESFire deadbolt privacy function, Columbo Roboquattro premium series lever, unhanded, satin stainless finish, for use with 1 3/8" - 1 3/4" thick standard door | 1 |  | 1 Year | 904.25 | 0.15 | 768.6125
19079 | Salto | E9658461IM48--- | XS4 wide body electronic wire-free SVN escutcheon, Mifare / DESFire deadbolt privacy function, Columbo Roboquattro premium series lever, unhanded, satin stainless finish, for use with 1 3/4" - 2 1/4" thick door | 1 |  | 1 Year | 719.05 | 0.15 | 611.1925
19080 | Salto | E9658461IM48-A- | XS4 wide body electronic AMOK wire-free SVN escutcheon, Mifare / DESFire deadbolt privacy function, Columbo Roboquattro premium series lever, unhanded, satin stainless finish, for use with 1 3/4" - 2 1/4" thick door | 1 |  | 1 Year | 848.05 | 0.15 | 720.8425
19081 | Salto | E9658461IM48-C- | XS4 wide body electronic RF wireless ready SVN escutcheon, Mifare / DESFire deadbolt privacy function, Columbo Roboquattro premium series lever, unhanded, satin stainless finish, for use with 1 3/4" - 2 1/4" thick door | 1 |  | 1 Year | 773.15 | 0.15 | 657.1775
19082 | Salto | E9658461IM48-W- | XS4 wide body electronic RF wireless SVN escutcheon, Mifare / DESFire deadbolt privacy function, Columbo Roboquattro premium series lever, unhanded, satin stainless finish, for use with 1 3/4" - 2 1/4" thick door | 1 |  | 1 Year | 904.25 | 0.15 | 768.6125
19083 | Salto | E9658461IP38--- | XS4 wide body electronic wire-free SVN escutcheon, Mifare / DESFire deadbolt privacy function, Columbo Roboquattro premium series lever, unhanded, bright stainless steel finish, for use with 1 3/8" - 1 3/4" thick standard door | 1 |  | 1 Year | 735.35 | 0.15 | 625.0475
19084 | Salto | E9658461IP38-A- | XS4 wide body electronic AMOK wire-free SVN escutcheon, Mifare / DESFire deadbolt privacy function, Columbo Roboquattro premium series lever, unhanded, bright stainless steel finish, for use with 1 3/8" - 1 3/4" thick standard door | 1 |  | 1 Year | 864.35 | 0.15 | 734.6975
19085 | Salto | E9658461IP38-C- | XS4 wide body electronic RF wireless ready SVN escutcheon, Mifare / DESFire deadbolt privacy function, Columbo Roboquattro premium series lever, unhanded, bright stainless steel finish, for use with 1 3/8" - 1 3/4" thick standard door | 1 |  | 1 Year | 789.45 | 0.15 | 671.0325
19086 | Salto | E9658461IP38-W- | XS4 wide body electronic RF wireless SVN escutcheon, Mifare / DESFire deadbolt privacy function, Columbo Roboquattro premium series lever, unhanded, bright stainless steel finish, for use with 1 3/8" - 1 3/4" thick standard door | 1 |  | 1 Year | 920.55 | 0.15 | 782.4675
19087 | Salto | E9658461IP48--- | XS4 wide body electronic wire-free SVN escutcheon, Mifare / DESFire deadbolt privacy function, Columbo Roboquattro premium series lever, unhanded, bright stainless steel finish, for use with 1 3/4" - 2 1/4" thick door | 1 |  | 1 Year | 735.35 | 0.15 | 625.0475
19088 | Salto | E9658461IP48-A- | XS4 wide body electronic AMOK wire-free SVN escutcheon, Mifare / DESFire deadbolt privacy function, Columbo Roboquattro premium series lever, unhanded, bright stainless steel finish, for use with 1 3/4" - 2 1/4" thick door | 1 |  | 1 Year | 864.35 | 0.15 | 734.6975
19089 | Salto | E9658461IP48-C- | XS4 wide body electronic RF wireless ready SVN escutcheon, Mifare / DESFire deadbolt privacy function, Columbo Roboquattro premium series lever, unhanded, bright stainless steel finish, for use with 1 3/4" - 2 1/4" thick door | 1 |  | 1 Year | 789.45 | 0.15 | 671.0325
19090 | Salto | E9658461IP48-W- | XS4 wide body electronic RF wireless SVN escutcheon, Mifare / DESFire deadbolt privacy function, Columbo Roboquattro premium series lever, unhanded, bright stainless steel finish, for use with 1 3/4" - 2 1/4" thick door | 1 |  | 1 Year | 920.55 | 0.15 | 782.4675
19091 | Salto | E9658461PP38--- | XS4 wide body electronic wire-free SVN escutcheon, Mifare / DESFire deadbolt privacy function, Columbo Roboquattro premium series lever, unhanded, bright brass finish, for use with 1 3/8" - 1 3/4" thick standard door | 1 |  | 1 Year | 735.35 | 0.15 | 625.0475
19092 | Salto | E9658461PP38-A- | XS4 wide body electronic AMOK wire-free SVN escutcheon, Mifare / DESFire deadbolt privacy function, Columbo Roboquattro premium series lever, unhanded, bright brass finish, for use with 1 3/8" - 1 3/4" thick standard door | 1 |  | 1 Year | 864.35 | 0.15 | 734.6975
19093 | Salto | E9658461PP38-C- | XS4 wide body electronic RF wireless ready SVN escutcheon, Mifare / DESFire deadbolt privacy function, Columbo Roboquattro premium series lever, unhanded, bright brass finish, for use with 1 3/8" - 1 3/4" thick standard door | 1 |  | 1 Year | 789.45 | 0.15 | 671.0325
19094 | Salto | E9658461PP38-W- | XS4 wide body electronic RF wireless SVN escutcheon, Mifare / DESFire deadbolt privacy function, Columbo Roboquattro premium series lever, unhanded, bright brass finish, for use with 1 3/8" - 1 3/4" thick standard door | 1 |  | 1 Year | 920.55 | 0.15 | 782.4675
19095 | Salto | E9658461PP48--- | XS4 wide body electronic wire-free SVN escutcheon, Mifare / DESFire deadbolt privacy function, Columbo Roboquattro premium series lever, unhanded, bright brass finish, for use with 1 3/4" - 2 1/4" thick door | 1 |  | 1 Year | 735.35 | 0.15 | 625.0475
19096 | Salto | E9658461PP48-A- | XS4 wide body electronic AMOK wire-free SVN escutcheon, Mifare / DESFire deadbolt privacy function, Columbo Roboquattro premium series lever, unhanded, bright brass finish, for use with 1 3/4" - 2 1/4" thick door | 1 |  | 1 Year | 864.35 | 0.15 | 734.6975
19097 | Salto | E9658461PP48-C- | XS4 wide body electronic RF wireless ready SVN escutcheon, Mifare / DESFire deadbolt privacy function, Columbo Roboquattro premium series lever, unhanded, bright brass finish, for use with 1 3/4" - 2 1/4" thick door | 1 |  | 1 Year | 789.45 | 0.15 | 671.0325
19098 | Salto | E9658461PP48-W- | XS4 wide body electronic RF wireless SVN escutcheon, Mifare / DESFire deadbolt privacy function, Columbo Roboquattro premium series lever, unhanded, bright brass finish, for use with 1 3/4" - 2 1/4" thick door | 1 |  | 1 Year | 920.55 | 0.15 | 782.4675
19099 | Salto | E9658462IM38--- | XS4 wide body electronic wire-free SVN escutcheon, Mifare / DESFire deadbolt privacy function, Columbo Roboquattro premium series lever, unhanded, satin stainless finish, for use with 1 3/8" - 1 3/4" thick standard door | 1 |  | 1 Year | 719.05 | 0.15 | 611.1925
19100 | Salto | E9658462IM38-A- | XS4 wide body electronic AMOK wire-free SVN escutcheon, Mifare / DESFire deadbolt privacy function, Columbo Roboquattro premium series lever, unhanded, satin stainless finish, for use with 1 3/8" - 1 3/4" thick standard door | 1 |  | 1 Year | 848.05 | 0.15 | 720.8425
19101 | Salto | E9658462IM38-C- | XS4 wide body electronic RF wireless ready SVN escutcheon, Mifare / DESFire deadbolt privacy function, Columbo Roboquattro premium series lever, unhanded, satin stainless finish, for use with 1 3/8" - 1 3/4" thick standard door | 1 |  | 1 Year | 773.15 | 0.15 | 657.1775
19102 | Salto | E9658462IM38-W- | XS4 wide body electronic RF wireless SVN escutcheon, Mifare / DESFire deadbolt privacy function, Columbo Roboquattro premium series lever, unhanded, satin stainless finish, for use with 1 3/8" - 1 3/4" thick standard door | 1 |  | 1 Year | 904.25 | 0.15 | 768.6125
19103 | Salto | E9658462IM48--- | XS4 wide body electronic wire-free SVN escutcheon, Mifare / DESFire deadbolt privacy function, Columbo Roboquattro premium series lever, unhanded, satin stainless finish, for use with 1 3/4" - 2 1/4" thick door | 1 |  | 1 Year | 719.05 | 0.15 | 611.1925
19104 | Salto | E9658462IM48-A- | XS4 wide body electronic AMOK wire-free SVN escutcheon, Mifare / DESFire deadbolt privacy function, Columbo Roboquattro premium series lever, unhanded, satin stainless finish, for use with 1 3/4" - 2 1/4" thick door | 1 |  | 1 Year | 848.05 | 0.15 | 720.8425
19105 | Salto | E9658462IM48-C- | XS4 wide body electronic RF wireless ready SVN escutcheon, Mifare / DESFire deadbolt privacy function, Columbo Roboquattro premium series lever, unhanded, satin stainless finish, for use with 1 3/4" - 2 1/4" thick door | 1 |  | 1 Year | 773.15 | 0.15 | 657.1775
19106 | Salto | E9658462IM48-W- | XS4 wide body electronic RF wireless SVN escutcheon, Mifare / DESFire deadbolt privacy function, Columbo Roboquattro premium series lever, unhanded, satin stainless finish, for use with 1 3/4" - 2 1/4" thick door | 1 |  | 1 Year | 904.25 | 0.15 | 768.6125
19107 | Salto | E9658462IP38--- | XS4 wide body electronic wire-free SVN escutcheon, Mifare / DESFire deadbolt privacy function, Columbo Roboquattro premium series lever, unhanded, bright stainless steel finish, for use with 1 3/8" - 1 3/4" thick standard door | 1 |  | 1 Year | 735.35 | 0.15 | 625.0475
19108 | Salto | E9658462IP38-A- | XS4 wide body electronic AMOK wire-free SVN escutcheon, Mifare / DESFire deadbolt privacy function, Columbo Roboquattro premium series lever, unhanded, bright stainless steel finish, for use with 1 3/8" - 1 3/4" thick standard door | 1 |  | 1 Year | 864.35 | 0.15 | 734.6975
19109 | Salto | E9658462IP38-C- | XS4 wide body electronic RF wireless ready SVN escutcheon, Mifare / DESFire deadbolt privacy function, Columbo Roboquattro premium series lever, unhanded, bright stainless steel finish, for use with 1 3/8" - 1 3/4" thick standard door | 1 |  | 1 Year | 789.45 | 0.15 | 671.0325
19110 | Salto | E9658462IP38-W- | XS4 wide body electronic RF wireless SVN escutcheon, Mifare / DESFire deadbolt privacy function, Columbo Roboquattro premium series lever, unhanded, bright stainless steel finish, for use with 1 3/8" - 1 3/4" thick standard door | 1 |  | 1 Year | 920.55 | 0.15 | 782.4675
19111 | Salto | E9658462IP48--- | XS4 wide body electronic wire-free SVN escutcheon, Mifare / DESFire deadbolt privacy function, Columbo Roboquattro premium series lever, unhanded, bright stainless steel finish, for use with 1 3/4" - 2 1/4" thick door | 1 |  | 1 Year | 735.35 | 0.15 | 625.0475
19112 | Salto | E9658462IP48-A- | XS4 wide body electronic AMOK wire-free SVN escutcheon, Mifare / DESFire deadbolt privacy function, Columbo Roboquattro premium series lever, unhanded, bright stainless steel finish, for use with 1 3/4" - 2 1/4" thick door | 1 |  | 1 Year | 864.35 | 0.15 | 734.6975
19113 | Salto | E9658462IP48-C- | XS4 wide body electronic RF wireless ready SVN escutcheon, Mifare / DESFire deadbolt privacy function, Columbo Roboquattro premium series lever, unhanded, bright stainless steel finish, for use with 1 3/4" - 2 1/4" thick door | 1 |  | 1 Year | 789.45 | 0.15 | 671.0325
19114 | Salto | E9658462IP48-W- | XS4 wide body electronic RF wireless SVN escutcheon, Mifare / DESFire deadbolt privacy function, Columbo Roboquattro premium series lever, unhanded, bright stainless steel finish, for use with 1 3/4" - 2 1/4" thick door | 1 |  | 1 Year | 920.55 | 0.15 | 782.4675
19115 | Salto | E9658462PP38--- | XS4 wide body electronic wire-free SVN escutcheon, Mifare / DESFire deadbolt privacy function, Columbo Roboquattro premium series lever, unhanded, bright brass finish, for use with 1 3/8" - 1 3/4" thick standard door | 1 |  | 1 Year | 735.35 | 0.15 | 625.0475
19116 | Salto | E9658462PP38-A- | XS4 wide body electronic AMOK wire-free SVN escutcheon, Mifare / DESFire deadbolt privacy function, Columbo Roboquattro premium series lever, unhanded, bright brass finish, for use with 1 3/8" - 1 3/4" thick standard door | 1 |  | 1 Year | 864.35 | 0.15 | 734.6975
19117 | Salto | E9658462PP38-C- | XS4 wide body electronic RF wireless ready SVN escutcheon, Mifare / DESFire deadbolt privacy function, Columbo Roboquattro premium series lever, unhanded, bright brass finish, for use with 1 3/8" - 1 3/4" thick standard door | 1 |  | 1 Year | 789.45 | 0.15 | 671.0325
19118 | Salto | E9658462PP38-W- | XS4 wide body electronic RF wireless SVN escutcheon, Mifare / DESFire deadbolt privacy function, Columbo Roboquattro premium series lever, unhanded, bright brass finish, for use with 1 3/8" - 1 3/4" thick standard door | 1 |  | 1 Year | 920.55 | 0.15 | 782.4675
19119 | Salto | E9658462PP48--- | XS4 wide body electronic wire-free SVN escutcheon, Mifare / DESFire deadbolt privacy function, Columbo Roboquattro premium series lever, unhanded, bright brass finish, for use with 1 3/4" - 2 1/4" thick door | 1 |  | 1 Year | 735.35 | 0.15 | 625.0475
19120 | Salto | E9658462PP48-A- | XS4 wide body electronic AMOK wire-free SVN escutcheon, Mifare / DESFire deadbolt privacy function, Columbo Roboquattro premium series lever, unhanded, bright brass finish, for use with 1 3/4" - 2 1/4" thick door | 1 |  | 1 Year | 864.35 | 0.15 | 734.6975
19121 | Salto | E9658462PP48-C- | XS4 wide body electronic RF wireless ready SVN escutcheon, Mifare / DESFire deadbolt privacy function, Columbo Roboquattro premium series lever, unhanded, bright brass finish, for use with 1 3/4" - 2 1/4" thick door | 1 |  | 1 Year | 789.45 | 0.15 | 671.0325
19122 | Salto | E9658462PP48-W- | XS4 wide body electronic RF wireless SVN escutcheon, Mifare / DESFire deadbolt privacy function, Columbo Roboquattro premium series lever, unhanded, bright brass finish, for use with 1 3/4" - 2 1/4" thick door | 1 |  | 1 Year | 920.55 | 0.15 | 782.4675
19123 | Salto | E9658463IM38--- | XS4 wide body electronic wire-free SVN escutcheon, Mifare / DESFire deadbolt privacy function, Columbo Roboquattro premium series lever, unhanded, satin stainless finish, for use with 1 3/8" - 1 3/4" thick standard door | 1 |  | 1 Year | 719.05 | 0.15 | 611.1925
19124 | Salto | E9658463IM38-A- | XS4 wide body electronic AMOK wire-free SVN escutcheon, Mifare / DESFire deadbolt privacy function, Columbo Roboquattro premium series lever, unhanded, satin stainless finish, for use with 1 3/8" - 1 3/4" thick standard door | 1 |  | 1 Year | 848.05 | 0.15 | 720.8425
19125 | Salto | E9658463IM38-C- | XS4 wide body electronic RF wireless ready SVN escutcheon, Mifare / DESFire deadbolt privacy function, Columbo Roboquattro premium series lever, unhanded, satin stainless finish, for use with 1 3/8" - 1 3/4" thick standard door | 1 |  | 1 Year | 773.15 | 0.15 | 657.1775
19126 | Salto | E9658463IM38-W- | XS4 wide body electronic RF wireless SVN escutcheon, Mifare / DESFire deadbolt privacy function, Columbo Roboquattro premium series lever, unhanded, satin stainless finish, for use with 1 3/8" - 1 3/4" thick standard door | 1 |  | 1 Year | 904.25 | 0.15 | 768.6125
19127 | Salto | E9658463IM48--- | XS4 wide body electronic wire-free SVN escutcheon, Mifare / DESFire deadbolt privacy function, Columbo Roboquattro premium series lever, unhanded, satin stainless finish, for use with 1 3/4" - 2 1/4" thick door | 1 |  | 1 Year | 719.05 | 0.15 | 611.1925
19128 | Salto | E9658463IM48-A- | XS4 wide body electronic AMOK wire-free SVN escutcheon, Mifare / DESFire deadbolt privacy function, Columbo Roboquattro premium series lever, unhanded, satin stainless finish, for use with 1 3/4" - 2 1/4" thick door | 1 |  | 1 Year | 848.05 | 0.15 | 720.8425
19129 | Salto | E9658463IM48-C- | XS4 wide body electronic RF wireless ready SVN escutcheon, Mifare / DESFire deadbolt privacy function, Columbo Roboquattro premium series lever, unhanded, satin stainless finish, for use with 1 3/4" - 2 1/4" thick door | 1 |  | 1 Year | 773.15 | 0.15 | 657.1775
19130 | Salto | E9658463IM48-W- | XS4 wide body electronic RF wireless SVN escutcheon, Mifare / DESFire deadbolt privacy function, Columbo Roboquattro premium series lever, unhanded, satin stainless finish, for use with 1 3/4" - 2 1/4" thick door | 1 |  | 1 Year | 904.25 | 0.15 | 768.6125
19131 | Salto | E9658463IP38--- | XS4 wide body electronic wire-free SVN escutcheon, Mifare / DESFire deadbolt privacy function, Columbo Roboquattro premium series lever, unhanded, bright stainless steel finish, for use with 1 3/8" - 1 3/4" thick standard door | 1 |  | 1 Year | 735.35 | 0.15 | 625.0475
19132 | Salto | E9658463IP38-A- | XS4 wide body electronic AMOK wire-free SVN escutcheon, Mifare / DESFire deadbolt privacy function, Columbo Roboquattro premium series lever, unhanded, bright stainless steel finish, for use with 1 3/8" - 1 3/4" thick standard door | 1 |  | 1 Year | 864.35 | 0.15 | 734.6975
19133 | Salto | E9658463IP38-C- | XS4 wide body electronic RF wireless ready SVN escutcheon, Mifare / DESFire deadbolt privacy function, Columbo Roboquattro premium series lever, unhanded, bright stainless steel finish, for use with 1 3/8" - 1 3/4" thick standard door | 1 |  | 1 Year | 789.45 | 0.15 | 671.0325
19134 | Salto | E9658463IP38-W- | XS4 wide body electronic RF wireless SVN escutcheon, Mifare / DESFire deadbolt privacy function, Columbo Roboquattro premium series lever, unhanded, bright stainless steel finish, for use with 1 3/8" - 1 3/4" thick standard door | 1 |  | 1 Year | 920.55 | 0.15 | 782.4675
19135 | Salto | E9658463IP48--- | XS4 wide body electronic wire-free SVN escutcheon, Mifare / DESFire deadbolt privacy function, Columbo Roboquattro premium series lever, unhanded, bright stainless steel finish, for use with 1 3/4" - 2 1/4" thick door | 1 |  | 1 Year | 735.35 | 0.15 | 625.0475
19136 | Salto | E9658463IP48-A- | XS4 wide body electronic AMOK wire-free SVN escutcheon, Mifare / DESFire deadbolt privacy function, Columbo Roboquattro premium series lever, unhanded, bright stainless steel finish, for use with 1 3/4" - 2 1/4" thick door | 1 |  | 1 Year | 864.35 | 0.15 | 734.6975
19137 | Salto | E9658463IP48-C- | XS4 wide body electronic RF wireless ready SVN escutcheon, Mifare / DESFire deadbolt privacy function, Columbo Roboquattro premium series lever, unhanded, bright stainless steel finish, for use with 1 3/4" - 2 1/4" thick door | 1 |  | 1 Year | 789.45 | 0.15 | 671.0325
19138 | Salto | E9658463IP48-W- | XS4 wide body electronic RF wireless SVN escutcheon, Mifare / DESFire deadbolt privacy function, Columbo Roboquattro premium series lever, unhanded, bright stainless steel finish, for use with 1 3/4" - 2 1/4" thick door | 1 |  | 1 Year | 920.55 | 0.15 | 782.4675
19139 | Salto | E9658463PP38--- | XS4 wide body electronic wire-free SVN escutcheon, Mifare / DESFire deadbolt privacy function, Columbo Roboquattro premium series lever, unhanded, bright brass finish, for use with 1 3/8" - 1 3/4" thick standard door | 1 |  | 1 Year | 735.35 | 0.15 | 625.0475
19140 | Salto | E9658463PP38-A- | XS4 wide body electronic AMOK wire-free SVN escutcheon, Mifare / DESFire deadbolt privacy function, Columbo Roboquattro premium series lever, unhanded, bright brass finish, for use with 1 3/8" - 1 3/4" thick standard door | 1 |  | 1 Year | 864.35 | 0.15 | 734.6975
19141 | Salto | E9658463PP38-C- | XS4 wide body electronic RF wireless ready SVN escutcheon, Mifare / DESFire deadbolt privacy function, Columbo Roboquattro premium series lever, unhanded, bright brass finish, for use with 1 3/8" - 1 3/4" thick standard door | 1 |  | 1 Year | 789.45 | 0.15 | 671.0325
19142 | Salto | E9658463PP38-W- | XS4 wide body electronic RF wireless SVN escutcheon, Mifare / DESFire deadbolt privacy function, Columbo Roboquattro premium series lever, unhanded, bright brass finish, for use with 1 3/8" - 1 3/4" thick standard door | 1 |  | 1 Year | 920.55 | 0.15 | 782.4675
19143 | Salto | E9658463PP48--- | XS4 wide body electronic wire-free SVN escutcheon, Mifare / DESFire deadbolt privacy function, Columbo Roboquattro premium series lever, unhanded, bright brass finish, for use with 1 3/4" - 2 1/4" thick door | 1 |  | 1 Year | 735.35 | 0.15 | 625.0475
19144 | Salto | E9658463PP48-A- | XS4 wide body electronic AMOK wire-free SVN escutcheon, Mifare / DESFire deadbolt privacy function, Columbo Roboquattro premium series lever, unhanded, bright brass finish, for use with 1 3/4" - 2 1/4" thick door | 1 |  | 1 Year | 864.35 | 0.15 | 734.6975
19145 | Salto | E9658463PP48-C- | XS4 wide body electronic RF wireless ready SVN escutcheon, Mifare / DESFire deadbolt privacy function, Columbo Roboquattro premium series lever, unhanded, bright brass finish, for use with 1 3/4" - 2 1/4" thick door | 1 |  | 1 Year | 789.45 | 0.15 | 671.0325
19146 | Salto | E9658463PP48-W- | XS4 wide body electronic RF wireless SVN escutcheon, Mifare / DESFire deadbolt privacy function, Columbo Roboquattro premium series lever, unhanded, bright brass finish, for use with 1 3/4" - 2 1/4" thick door | 1 |  | 1 Year | 920.55 | 0.15 | 782.4675
19147 | Salto | E9658761IM38--- | XS4 wide body electronic wire-free SVN escutcheon, Mifare / DESFire deadbolt privacy function, Columbo Mach premium series lever, unhanded, satin stainless finish, for use with 1 3/8" - 1 3/4" thick standard door | 1 |  | 1 Year | 719.05 | 0.15 | 611.1925
19148 | Salto | E9658761IM38-A- | XS4 wide body electronic AMOK wire-free SVN escutcheon, Mifare / DESFire deadbolt privacy function, Columbo Mach premium series lever, unhanded, satin stainless finish, for use with 1 3/8" - 1 3/4" thick standard door | 1 |  | 1 Year | 848.05 | 0.15 | 720.8425
19149 | Salto | E9658761IM38-C- | XS4 wide body electronic RF wireless ready SVN escutcheon, Mifare / DESFire deadbolt privacy function, Columbo Mach premium series lever, unhanded, satin stainless finish, for use with 1 3/8" - 1 3/4" thick standard door | 1 |  | 1 Year | 773.15 | 0.15 | 657.1775
19150 | Salto | E9658761IM38-W- | XS4 wide body electronic RF wireless SVN escutcheon, Mifare / DESFire deadbolt privacy function, Columbo Mach premium series lever, unhanded, satin stainless finish, for use with 1 3/8" - 1 3/4" thick standard door | 1 |  | 1 Year | 904.25 | 0.15 | 768.6125
19151 | Salto | E9658761IM48--- | XS4 wide body electronic wire-free SVN escutcheon, Mifare / DESFire deadbolt privacy function, Columbo Mach premium series lever, unhanded, satin stainless finish, for use with 1 3/4" - 2 1/4" thick door | 1 |  | 1 Year | 719.05 | 0.15 | 611.1925
19152 | Salto | E9658761IM48-A- | XS4 wide body electronic AMOK wire-free SVN escutcheon, Mifare / DESFire deadbolt privacy function, Columbo Mach premium series lever, unhanded, satin stainless finish, for use with 1 3/4" - 2 1/4" thick door | 1 |  | 1 Year | 848.05 | 0.15 | 720.8425
19153 | Salto | E9658761IM48-C- | XS4 wide body electronic RF wireless ready SVN escutcheon, Mifare / DESFire deadbolt privacy function, Columbo Mach premium series lever, unhanded, satin stainless finish, for use with 1 3/4" - 2 1/4" thick door | 1 |  | 1 Year | 773.15 | 0.15 | 657.1775
19154 | Salto | E9658761IM48-W- | XS4 wide body electronic RF wireless SVN escutcheon, Mifare / DESFire deadbolt privacy function, Columbo Mach premium series lever, unhanded, satin stainless finish, for use with 1 3/4" - 2 1/4" thick door | 1 |  | 1 Year | 904.25 | 0.15 | 768.6125
19155 | Salto | E9658761IP38--- | XS4 wide body electronic wire-free SVN escutcheon, Mifare / DESFire deadbolt privacy function, Columbo Mach premium series lever, unhanded, bright stainless steel finish, for use with 1 3/8" - 1 3/4" thick standard door | 1 |  | 1 Year | 735.35 | 0.15 | 625.0475
19156 | Salto | E9658761IP38-A- | XS4 wide body electronic AMOK wire-free SVN escutcheon, Mifare / DESFire deadbolt privacy function, Columbo Mach premium series lever, unhanded, bright stainless steel finish, for use with 1 3/8" - 1 3/4" thick standard door | 1 |  | 1 Year | 864.35 | 0.15 | 734.6975
19157 | Salto | E9658761IP38-C- | XS4 wide body electronic RF wireless ready SVN escutcheon, Mifare / DESFire deadbolt privacy function, Columbo Mach premium series lever, unhanded, bright stainless steel finish, for use with 1 3/8" - 1 3/4" thick standard door | 1 |  | 1 Year | 789.45 | 0.15 | 671.0325
19158 | Salto | E9658761IP38-W- | XS4 wide body electronic RF wireless SVN escutcheon, Mifare / DESFire deadbolt privacy function, Columbo Mach premium series lever, unhanded, bright stainless steel finish, for use with 1 3/8" - 1 3/4" thick standard door | 1 |  | 1 Year | 920.55 | 0.15 | 782.4675
19159 | Salto | E9658761IP48--- | XS4 wide body electronic wire-free SVN escutcheon, Mifare / DESFire deadbolt privacy function, Columbo Mach premium series lever, unhanded, bright stainless steel finish, for use with 1 3/4" - 2 1/4" thick door | 1 |  | 1 Year | 735.35 | 0.15 | 625.0475
19160 | Salto | E9658761IP48-A- | XS4 wide body electronic AMOK wire-free SVN escutcheon, Mifare / DESFire deadbolt privacy function, Columbo Mach premium series lever, unhanded, bright stainless steel finish, for use with 1 3/4" - 2 1/4" thick door | 1 |  | 1 Year | 864.35 | 0.15 | 734.6975
19161 | Salto | E9658761IP48-C- | XS4 wide body electronic RF wireless ready SVN escutcheon, Mifare / DESFire deadbolt privacy function, Columbo Mach premium series lever, unhanded, bright stainless steel finish, for use with 1 3/4" - 2 1/4" thick door | 1 |  | 1 Year | 789.45 | 0.15 | 671.0325
19162 | Salto | E9658761IP48-W- | XS4 wide body electronic RF wireless SVN escutcheon, Mifare / DESFire deadbolt privacy function, Columbo Mach premium series lever, unhanded, bright stainless steel finish, for use with 1 3/4" - 2 1/4" thick door | 1 |  | 1 Year | 920.55 | 0.15 | 782.4675
19163 | Salto | E9658761PP38--- | XS4 wide body electronic wire-free SVN escutcheon, Mifare / DESFire deadbolt privacy function, Columbo Mach premium series lever, unhanded, bright brass finish, for use with 1 3/8" - 1 3/4" thick standard door | 1 |  | 1 Year | 735.35 | 0.15 | 625.0475
19164 | Salto | E9658761PP38-A- | XS4 wide body electronic AMOK wire-free SVN escutcheon, Mifare / DESFire deadbolt privacy function, Columbo Mach premium series lever, unhanded, bright brass finish, for use with 1 3/8" - 1 3/4" thick standard door | 1 |  | 1 Year | 864.35 | 0.15 | 734.6975
19165 | Salto | E9658761PP38-C- | XS4 wide body electronic RF wireless ready SVN escutcheon, Mifare / DESFire deadbolt privacy function, Columbo Mach premium series lever, unhanded, bright brass finish, for use with 1 3/8" - 1 3/4" thick standard door | 1 |  | 1 Year | 789.45 | 0.15 | 671.0325
19166 | Salto | E9658761PP38-W- | XS4 wide body electronic RF wireless SVN escutcheon, Mifare / DESFire deadbolt privacy function, Columbo Mach premium series lever, unhanded, bright brass finish, for use with 1 3/8" - 1 3/4" thick standard door | 1 |  | 1 Year | 920.55 | 0.15 | 782.4675
19167 | Salto | E9658761PP48--- | XS4 wide body electronic wire-free SVN escutcheon, Mifare / DESFire deadbolt privacy function, Columbo Mach premium series lever, unhanded, bright brass finish, for use with 1 3/4" - 2 1/4" thick door | 1 |  | 1 Year | 735.35 | 0.15 | 625.0475
19168 | Salto | E9658761PP48-A- | XS4 wide body electronic AMOK wire-free SVN escutcheon, Mifare / DESFire deadbolt privacy function, Columbo Mach premium series lever, unhanded, bright brass finish, for use with 1 3/4" - 2 1/4" thick door | 1 |  | 1 Year | 864.35 | 0.15 | 734.6975
19169 | Salto | E9658761PP48-C- | XS4 wide body electronic RF wireless ready SVN escutcheon, Mifare / DESFire deadbolt privacy function, Columbo Mach premium series lever, unhanded, bright brass finish, for use with 1 3/4" - 2 1/4" thick door | 1 |  | 1 Year | 789.45 | 0.15 | 671.0325
19170 | Salto | E9658761PP48-W- | XS4 wide body electronic RF wireless SVN escutcheon, Mifare / DESFire deadbolt privacy function, Columbo Mach premium series lever, unhanded, bright brass finish, for use with 1 3/4" - 2 1/4" thick door | 1 |  | 1 Year | 920.55 | 0.15 | 782.4675
19171 | Salto | E9658762IM38--- | XS4 wide body electronic wire-free SVN escutcheon, Mifare / DESFire deadbolt privacy function, Columbo Mach premium series lever, unhanded, satin stainless finish, for use with 1 3/8" - 1 3/4" thick standard door | 1 |  | 1 Year | 719.05 | 0.15 | 611.1925
19172 | Salto | E9658762IM38-A- | XS4 wide body electronic AMOK wire-free SVN escutcheon, Mifare / DESFire deadbolt privacy function, Columbo Mach premium series lever, unhanded, satin stainless finish, for use with 1 3/8" - 1 3/4" thick standard door | 1 |  | 1 Year | 848.05 | 0.15 | 720.8425
19173 | Salto | E9658762IM38-C- | XS4 wide body electronic RF wireless ready SVN escutcheon, Mifare / DESFire deadbolt privacy function, Columbo Mach premium series lever, unhanded, satin stainless finish, for use with 1 3/8" - 1 3/4" thick standard door | 1 |  | 1 Year | 773.15 | 0.15 | 657.1775
19174 | Salto | E9658762IM38-W- | XS4 wide body electronic RF wireless SVN escutcheon, Mifare / DESFire deadbolt privacy function, Columbo Mach premium series lever, unhanded, satin stainless finish, for use with 1 3/8" - 1 3/4" thick standard door | 1 |  | 1 Year | 904.25 | 0.15 | 768.6125
19175 | Salto | E9658762IM48--- | XS4 wide body electronic wire-free SVN escutcheon, Mifare / DESFire deadbolt privacy function, Columbo Mach premium series lever, unhanded, satin stainless finish, for use with 1 3/4" - 2 1/4" thick door | 1 |  | 1 Year | 719.05 | 0.15 | 611.1925
19176 | Salto | E9658762IM48-A- | XS4 wide body electronic AMOK wire-free SVN escutcheon, Mifare / DESFire deadbolt privacy function, Columbo Mach premium series lever, unhanded, satin stainless finish, for use with 1 3/4" - 2 1/4" thick door | 1 |  | 1 Year | 848.05 | 0.15 | 720.8425
19177 | Salto | E9658762IM48-C- | XS4 wide body electronic RF wireless ready SVN escutcheon, Mifare / DESFire deadbolt privacy function, Columbo Mach premium series lever, unhanded, satin stainless finish, for use with 1 3/4" - 2 1/4" thick door | 1 |  | 1 Year | 773.15 | 0.15 | 657.1775
19178 | Salto | E9658762IM48-W- | XS4 wide body electronic RF wireless SVN escutcheon, Mifare / DESFire deadbolt privacy function, Columbo Mach premium series lever, unhanded, satin stainless finish, for use with 1 3/4" - 2 1/4" thick door | 1 |  | 1 Year | 904.25 | 0.15 | 768.6125
19179 | Salto | E9658762IP38--- | XS4 wide body electronic wire-free SVN escutcheon, Mifare / DESFire deadbolt privacy function, Columbo Mach premium series lever, unhanded, bright stainless steel finish, for use with 1 3/8" - 1 3/4" thick standard door | 1 |  | 1 Year | 735.35 | 0.15 | 625.0475
19180 | Salto | E9658762IP38-A- | XS4 wide body electronic AMOK wire-free SVN escutcheon, Mifare / DESFire deadbolt privacy function, Columbo Mach premium series lever, unhanded, bright stainless steel finish, for use with 1 3/8" - 1 3/4" thick standard door | 1 |  | 1 Year | 864.35 | 0.15 | 734.6975
19181 | Salto | E9658762IP38-C- | XS4 wide body electronic RF wireless ready SVN escutcheon, Mifare / DESFire deadbolt privacy function, Columbo Mach premium series lever, unhanded, bright stainless steel finish, for use with 1 3/8" - 1 3/4" thick standard door | 1 |  | 1 Year | 789.45 | 0.15 | 671.0325
19182 | Salto | E9658762IP38-W- | XS4 wide body electronic RF wireless SVN escutcheon, Mifare / DESFire deadbolt privacy function, Columbo Mach premium series lever, unhanded, bright stainless steel finish, for use with 1 3/8" - 1 3/4" thick standard door | 1 |  | 1 Year | 920.55 | 0.15 | 782.4675
19183 | Salto | E9658762IP48--- | XS4 wide body electronic wire-free SVN escutcheon, Mifare / DESFire deadbolt privacy function, Columbo Mach premium series lever, unhanded, bright stainless steel finish, for use with 1 3/4" - 2 1/4" thick door | 1 |  | 1 Year | 735.35 | 0.15 | 625.0475
19184 | Salto | E9658762IP48-A- | XS4 wide body electronic AMOK wire-free SVN escutcheon, Mifare / DESFire deadbolt privacy function, Columbo Mach premium series lever, unhanded, bright stainless steel finish, for use with 1 3/4" - 2 1/4" thick door | 1 |  | 1 Year | 864.35 | 0.15 | 734.6975
19185 | Salto | E9658762IP48-C- | XS4 wide body electronic RF wireless ready SVN escutcheon, Mifare / DESFire deadbolt privacy function, Columbo Mach premium series lever, unhanded, bright stainless steel finish, for use with 1 3/4" - 2 1/4" thick door | 1 |  | 1 Year | 789.45 | 0.15 | 671.0325
19186 | Salto | E9658762IP48-W- | XS4 wide body electronic RF wireless SVN escutcheon, Mifare / DESFire deadbolt privacy function, Columbo Mach premium series lever, unhanded, bright stainless steel finish, for use with 1 3/4" - 2 1/4" thick door | 1 |  | 1 Year | 920.55 | 0.15 | 782.4675
19187 | Salto | E9658762PP38--- | XS4 wide body electronic wire-free SVN escutcheon, Mifare / DESFire deadbolt privacy function, Columbo Mach premium series lever, unhanded, bright brass finish, for use with 1 3/8" - 1 3/4" thick standard door | 1 |  | 1 Year | 735.35 | 0.15 | 625.0475
19188 | Salto | E9658762PP38-A- | XS4 wide body electronic AMOK wire-free SVN escutcheon, Mifare / DESFire deadbolt privacy function, Columbo Mach premium series lever, unhanded, bright brass finish, for use with 1 3/8" - 1 3/4" thick standard door | 1 |  | 1 Year | 864.35 | 0.15 | 734.6975
19189 | Salto | E9658762PP38-C- | XS4 wide body electronic RF wireless ready SVN escutcheon, Mifare / DESFire deadbolt privacy function, Columbo Mach premium series lever, unhanded, bright brass finish, for use with 1 3/8" - 1 3/4" thick standard door | 1 |  | 1 Year | 789.45 | 0.15 | 671.0325
19190 | Salto | E9658762PP38-W- | XS4 wide body electronic RF wireless SVN escutcheon, Mifare / DESFire deadbolt privacy function, Columbo Mach premium series lever, unhanded, bright brass finish, for use with 1 3/8" - 1 3/4" thick standard door | 1 |  | 1 Year | 920.55 | 0.15 | 782.4675
19191 | Salto | E9658762PP48--- | XS4 wide body electronic wire-free SVN escutcheon, Mifare / DESFire deadbolt privacy function, Columbo Mach premium series lever, unhanded, bright brass finish, for use with 1 3/4" - 2 1/4" thick door | 1 |  | 1 Year | 735.35 | 0.15 | 625.0475
19192 | Salto | E9658762PP48-A- | XS4 wide body electronic AMOK wire-free SVN escutcheon, Mifare / DESFire deadbolt privacy function, Columbo Mach premium series lever, unhanded, bright brass finish, for use with 1 3/4" - 2 1/4" thick door | 1 |  | 1 Year | 864.35 | 0.15 | 734.6975
19193 | Salto | E9658762PP48-C- | XS4 wide body electronic RF wireless ready SVN escutcheon, Mifare / DESFire deadbolt privacy function, Columbo Mach premium series lever, unhanded, bright brass finish, for use with 1 3/4" - 2 1/4" thick door | 1 |  | 1 Year | 789.45 | 0.15 | 671.0325
19194 | Salto | E9658762PP48-W- | XS4 wide body electronic RF wireless SVN escutcheon, Mifare / DESFire deadbolt privacy function, Columbo Mach premium series lever, unhanded, bright brass finish, for use with 1 3/4" - 2 1/4" thick door | 1 |  | 1 Year | 920.55 | 0.15 | 782.4675
19195 | Salto | E9658763IM38--- | XS4 wide body electronic wire-free SVN escutcheon, Mifare / DESFire deadbolt privacy function, Columbo Mach premium series lever, unhanded, satin stainless finish, for use with 1 3/8" - 1 3/4" thick standard door | 1 |  | 1 Year | 719.05 | 0.15 | 611.1925
19196 | Salto | E9658763IM38-A- | XS4 wide body electronic AMOK wire-free SVN escutcheon, Mifare / DESFire deadbolt privacy function, Columbo Mach premium series lever, unhanded, satin stainless finish, for use with 1 3/8" - 1 3/4" thick standard door | 1 |  | 1 Year | 848.05 | 0.15 | 720.8425
19197 | Salto | E9658763IM38-C- | XS4 wide body electronic RF wireless ready SVN escutcheon, Mifare / DESFire deadbolt privacy function, Columbo Mach premium series lever, unhanded, satin stainless finish, for use with 1 3/8" - 1 3/4" thick standard door | 1 |  | 1 Year | 773.15 | 0.15 | 657.1775
19198 | Salto | E9658763IM38-W- | XS4 wide body electronic RF wireless SVN escutcheon, Mifare / DESFire deadbolt privacy function, Columbo Mach premium series lever, unhanded, satin stainless finish, for use with 1 3/8" - 1 3/4" thick standard door | 1 |  | 1 Year | 904.25 | 0.15 | 768.6125
19199 | Salto | E9658763IM48--- | XS4 wide body electronic wire-free SVN escutcheon, Mifare / DESFire deadbolt privacy function, Columbo Mach premium series lever, unhanded, satin stainless finish, for use with 1 3/4" - 2 1/4" thick door | 1 |  | 1 Year | 719.05 | 0.15 | 611.1925
19200 | Salto | E9658763IM48-A- | XS4 wide body electronic AMOK wire-free SVN escutcheon, Mifare / DESFire deadbolt privacy function, Columbo Mach premium series lever, unhanded, satin stainless finish, for use with 1 3/4" - 2 1/4" thick door | 1 |  | 1 Year | 848.05 | 0.15 | 720.8425
19201 | Salto | E9658763IM48-C- | XS4 wide body electronic RF wireless ready SVN escutcheon, Mifare / DESFire deadbolt privacy function, Columbo Mach premium series lever, unhanded, satin stainless finish, for use with 1 3/4" - 2 1/4" thick door | 1 |  | 1 Year | 773.15 | 0.15 | 657.1775
19202 | Salto | E9658763IM48-W- | XS4 wide body electronic RF wireless SVN escutcheon, Mifare / DESFire deadbolt privacy function, Columbo Mach premium series lever, unhanded, satin stainless finish, for use with 1 3/4" - 2 1/4" thick door | 1 |  | 1 Year | 904.25 | 0.15 | 768.6125
19203 | Salto | E9658763IP38--- | XS4 wide body electronic wire-free SVN escutcheon, Mifare / DESFire deadbolt privacy function, Columbo Mach premium series lever, unhanded, bright stainless steel finish, for use with 1 3/8" - 1 3/4" thick standard door | 1 |  | 1 Year | 735.35 | 0.15 | 625.0475
19204 | Salto | E9658763IP38-A- | XS4 wide body electronic AMOK wire-free SVN escutcheon, Mifare / DESFire deadbolt privacy function, Columbo Mach premium series lever, unhanded, bright stainless steel finish, for use with 1 3/8" - 1 3/4" thick standard door | 1 |  | 1 Year | 864.35 | 0.15 | 734.6975
19205 | Salto | E9658763IP38-C- | XS4 wide body electronic RF wireless ready SVN escutcheon, Mifare / DESFire deadbolt privacy function, Columbo Mach premium series lever, unhanded, bright stainless steel finish, for use with 1 3/8" - 1 3/4" thick standard door | 1 |  | 1 Year | 789.45 | 0.15 | 671.0325
19206 | Salto | E9658763IP38-W- | XS4 wide body electronic RF wireless SVN escutcheon, Mifare / DESFire deadbolt privacy function, Columbo Mach premium series lever, unhanded, bright stainless steel finish, for use with 1 3/8" - 1 3/4" thick standard door | 1 |  | 1 Year | 920.55 | 0.15 | 782.4675
19207 | Salto | E9658763IP48--- | XS4 wide body electronic wire-free SVN escutcheon, Mifare / DESFire deadbolt privacy function, Columbo Mach premium series lever, unhanded, bright stainless steel finish, for use with 1 3/4" - 2 1/4" thick door | 1 |  | 1 Year | 735.35 | 0.15 | 625.0475
19208 | Salto | E9658763IP48-A- | XS4 wide body electronic AMOK wire-free SVN escutcheon, Mifare / DESFire deadbolt privacy function, Columbo Mach premium series lever, unhanded, bright stainless steel finish, for use with 1 3/4" - 2 1/4" thick door | 1 |  | 1 Year | 864.35 | 0.15 | 734.6975
19209 | Salto | E9658763IP48-C- | XS4 wide body electronic RF wireless ready SVN escutcheon, Mifare / DESFire deadbolt privacy function, Columbo Mach premium series lever, unhanded, bright stainless steel finish, for use with 1 3/4" - 2 1/4" thick door | 1 |  | 1 Year | 789.45 | 0.15 | 671.0325
19210 | Salto | E9658763IP48-W- | XS4 wide body electronic RF wireless SVN escutcheon, Mifare / DESFire deadbolt privacy function, Columbo Mach premium series lever, unhanded, bright stainless steel finish, for use with 1 3/4" - 2 1/4" thick door | 1 |  | 1 Year | 920.55 | 0.15 | 782.4675
19211 | Salto | E9658763PP38--- | XS4 wide body electronic wire-free SVN escutcheon, Mifare / DESFire deadbolt privacy function, Columbo Mach premium series lever, unhanded, bright brass finish, for use with 1 3/8" - 1 3/4" thick standard door | 1 |  | 1 Year | 735.35 | 0.15 | 625.0475
19212 | Salto | E9658763PP38-A- | XS4 wide body electronic AMOK wire-free SVN escutcheon, Mifare / DESFire deadbolt privacy function, Columbo Mach premium series lever, unhanded, bright brass finish, for use with 1 3/8" - 1 3/4" thick standard door | 1 |  | 1 Year | 864.35 | 0.15 | 734.6975
19213 | Salto | E9658763PP38-C- | XS4 wide body electronic RF wireless ready SVN escutcheon, Mifare / DESFire deadbolt privacy function, Columbo Mach premium series lever, unhanded, bright brass finish, for use with 1 3/8" - 1 3/4" thick standard door | 1 |  | 1 Year | 789.45 | 0.15 | 671.0325
19214 | Salto | E9658763PP38-W- | XS4 wide body electronic RF wireless SVN escutcheon, Mifare / DESFire deadbolt privacy function, Columbo Mach premium series lever, unhanded, bright brass finish, for use with 1 3/8" - 1 3/4" thick standard door | 1 |  | 1 Year | 920.55 | 0.15 | 782.4675
19215 | Salto | E9658763PP48--- | XS4 wide body electronic wire-free SVN escutcheon, Mifare / DESFire deadbolt privacy function, Columbo Mach premium series lever, unhanded, bright brass finish, for use with 1 3/4" - 2 1/4" thick door | 1 |  | 1 Year | 735.35 | 0.15 | 625.0475
19216 | Salto | E9658763PP48-A- | XS4 wide body electronic AMOK wire-free SVN escutcheon, Mifare / DESFire deadbolt privacy function, Columbo Mach premium series lever, unhanded, bright brass finish, for use with 1 3/4" - 2 1/4" thick door | 1 |  | 1 Year | 864.35 | 0.15 | 734.6975
19217 | Salto | E9658763PP48-C- | XS4 wide body electronic RF wireless ready SVN escutcheon, Mifare / DESFire deadbolt privacy function, Columbo Mach premium series lever, unhanded, bright brass finish, for use with 1 3/4" - 2 1/4" thick door | 1 |  | 1 Year | 789.45 | 0.15 | 671.0325
19218 | Salto | E9658763PP48-W- | XS4 wide body electronic RF wireless SVN escutcheon, Mifare / DESFire deadbolt privacy function, Columbo Mach premium series lever, unhanded, bright brass finish, for use with 1 3/4" - 2 1/4" thick door | 1 |  | 1 Year | 920.55 | 0.15 | 782.4675
19219 | Salto | E9658A61BC38--- | XS4 wide body electronic wire-free SVN escutcheon, Mifare / DESFire deadbolt privacy function, A lever, unhanded, BioCote antimicrobial finish, for use with 1 3/8" - 1 3/4" thick standard door | 1 |  | 1 Year | 725.15 | 0.15 | 616.3775
19220 | Salto | E9658A61BC38-A- | XS4 wide body electronic AMOK wire-free SVN escutcheon, Mifare / DESFire deadbolt privacy function, A lever, unhanded, BioCote antimicrobial finish, for use with 1 3/8" - 1 3/4" thick standard door | 1 |  | 1 Year | 854.15 | 0.15 | 726.0275
19221 | Salto | E9658A61BC38-C- | XS4 wide body electronic RF wireless ready SVN escutcheon, Mifare / DESFire deadbolt privacy function, A lever, unhanded, BioCote antimicrobial finish, for use with 1 3/8" - 1 3/4" thick standard door | 1 |  | 1 Year | 779.25 | 0.15 | 662.3625
19222 | Salto | E9658A61BC38-W- | XS4 wide body electronic RF wireless SVN escutcheon, Mifare / DESFire deadbolt privacy function, A lever, unhanded, BioCote antimicrobial finish, for use with 1 3/8" - 1 3/4" thick standard door | 1 |  | 1 Year | 910.35 | 0.15 | 773.7975
19223 | Salto | E9658A61BC48--- | XS4 wide body electronic wire-free SVN escutcheon, Mifare / DESFire deadbolt privacy function, A lever, unhanded, BioCote antimicrobial finish, for use with 1 3/4" - 2 1/4" thick door | 1 |  | 1 Year | 725.15 | 0.15 | 616.3775
19224 | Salto | E9658A61BC48-A- | XS4 wide body electronic AMOK wire-free SVN escutcheon, Mifare / DESFire deadbolt privacy function, A lever, unhanded, BioCote antimicrobial finish, for use with 1 3/4" - 2 1/4" thick door | 1 |  | 1 Year | 854.15 | 0.15 | 726.0275
19225 | Salto | E9658A61BC48-C- | XS4 wide body electronic RF wireless ready SVN escutcheon, Mifare / DESFire deadbolt privacy function, A lever, unhanded, BioCote antimicrobial finish, for use with 1 3/4" - 2 1/4" thick door | 1 |  | 1 Year | 779.25 | 0.15 | 662.3625
19226 | Salto | E9658A61BC48-W- | XS4 wide body electronic RF wireless SVN escutcheon, Mifare / DESFire deadbolt privacy function, A lever, unhanded, BioCote antimicrobial finish, for use with 1 3/4" - 2 1/4" thick door | 1 |  | 1 Year | 910.35 | 0.15 | 773.7975
19227 | Salto | E9658A61IA38--- | XS4 wide body electronic wire-free SVN escutcheon, Mifare / DESFire deadbolt privacy function, A lever, unhanded, antique brass finish, for use with 1 3/8" - 1 3/4" thick standard door | 1 |  | 1 Year | 725.15 | 0.15 | 616.3775
19228 | Salto | E9658A61IA38-A- | XS4 wide body electronic AMOK wire-free SVN escutcheon, Mifare / DESFire deadbolt privacy function, A lever, unhanded, antique brass finish, for use with 1 3/8" - 1 3/4" thick standard door | 1 |  | 1 Year | 854.15 | 0.15 | 726.0275
19229 | Salto | E9658A61IA38-C- | XS4 wide body electronic RF wireless ready SVN escutcheon, Mifare / DESFire deadbolt privacy function, A lever, unhanded, antique brass finish, for use with 1 3/8" - 1 3/4" thick standard door | 1 |  | 1 Year | 779.25 | 0.15 | 662.3625
19230 | Salto | E9658A61IA38-W- | XS4 wide body electronic RF wireless SVN escutcheon, Mifare / DESFire deadbolt privacy function, A lever, unhanded, antique brass finish, for use with 1 3/8" - 1 3/4" thick standard door | 1 |  | 1 Year | 910.35 | 0.15 | 773.7975
19231 | Salto | E9658A61IA48--- | XS4 wide body electronic wire-free SVN escutcheon, Mifare / DESFire deadbolt privacy function, A lever, unhanded, antique brass finish, for use with 1 3/4" - 2 1/4" thick door | 1 |  | 1 Year | 725.15 | 0.15 | 616.3775
19232 | Salto | E9658A61IA48-A- | XS4 wide body electronic AMOK wire-free SVN escutcheon, Mifare / DESFire deadbolt privacy function, A lever, unhanded, antique brass finish, for use with 1 3/4" - 2 1/4" thick door | 1 |  | 1 Year | 854.15 | 0.15 | 726.0275
19233 | Salto | E9658A61IA48-C- | XS4 wide body electronic RF wireless ready SVN escutcheon, Mifare / DESFire deadbolt privacy function, A lever, unhanded, antique brass finish, for use with 1 3/4" - 2 1/4" thick door | 1 |  | 1 Year | 779.25 | 0.15 | 662.3625
19234 | Salto | E9658A61IA48-W- | XS4 wide body electronic RF wireless SVN escutcheon, Mifare / DESFire deadbolt privacy function, A lever, unhanded, antique brass finish, for use with 1 3/4" - 2 1/4" thick door | 1 |  | 1 Year | 910.35 | 0.15 | 773.7975
19235 | Salto | E9658A61IM38--- | XS4 wide body electronic wire-free SVN escutcheon, Mifare / DESFire deadbolt privacy function, A lever, unhanded, satin stainless finish, for use with 1 3/8" - 1 3/4" thick standard door | 1 |  | 1 Year | 673.15 | 0.15 | 572.1775
19236 | Salto | E9658A61IM38-A- | XS4 wide body electronic AMOK wire-free SVN escutcheon, Mifare / DESFire deadbolt privacy function, A lever, unhanded, satin stainless finish, for use with 1 3/8" - 1 3/4" thick standard door | 1 |  | 1 Year | 802.15 | 0.15 | 681.8275
19237 | Salto | E9658A61IM38-C- | XS4 wide body electronic RF wireless ready SVN escutcheon, Mifare / DESFire deadbolt privacy function, A lever, unhanded, satin stainless finish, for use with 1 3/8" - 1 3/4" thick standard door | 1 |  | 1 Year | 727.25 | 0.15 | 618.1625
19238 | Salto | E9658A61IM38-W- | XS4 wide body electronic RF wireless SVN escutcheon, Mifare / DESFire deadbolt privacy function, A lever, unhanded, satin stainless finish, for use with 1 3/8" - 1 3/4" thick standard door | 1 |  | 1 Year | 858.35 | 0.15 | 729.5975
19239 | Salto | E9658A61IM48--- | XS4 wide body electronic wire-free SVN escutcheon, Mifare / DESFire deadbolt privacy function, A lever, unhanded, satin stainless finish, for use with 1 3/4" - 2 1/4" thick door | 1 |  | 1 Year | 673.15 | 0.15 | 572.1775
19240 | Salto | E9658A61IM48-A- | XS4 wide body electronic AMOK wire-free SVN escutcheon, Mifare / DESFire deadbolt privacy function, A lever, unhanded, satin stainless finish, for use with 1 3/4" - 2 1/4" thick door | 1 |  | 1 Year | 802.15 | 0.15 | 681.8275
19241 | Salto | E9658A61IM48-C- | XS4 wide body electronic RF wireless ready SVN escutcheon, Mifare / DESFire deadbolt privacy function, A lever, unhanded, satin stainless finish, for use with 1 3/4" - 2 1/4" thick door | 1 |  | 1 Year | 727.25 | 0.15 | 618.1625
19242 | Salto | E9658A61IM48-W- | XS4 wide body electronic RF wireless SVN escutcheon, Mifare / DESFire deadbolt privacy function, A lever, unhanded, satin stainless finish, for use with 1 3/4" - 2 1/4" thick door | 1 |  | 1 Year | 858.35 | 0.15 | 729.5975
19243 | Salto | E9658A61IP38--- | XS4 wide body electronic wire-free SVN escutcheon, Mifare / DESFire deadbolt privacy function, A lever, unhanded, bright stainless steel finish, for use with 1 3/8" - 1 3/4" thick standard door | 1 |  | 1 Year | 689.45 | 0.15 | 586.0325
19244 | Salto | E9658A61IP38-A- | XS4 wide body electronic AMOK wire-free SVN escutcheon, Mifare / DESFire deadbolt privacy function, A lever, unhanded, bright stainless steel finish, for use with 1 3/8" - 1 3/4" thick standard door | 1 |  | 1 Year | 818.45 | 0.15 | 695.6825
19245 | Salto | E9658A61IP38-C- | XS4 wide body electronic RF wireless ready SVN escutcheon, Mifare / DESFire deadbolt privacy function, A lever, unhanded, bright stainless steel finish, for use with 1 3/8" - 1 3/4" thick standard door | 1 |  | 1 Year | 743.55 | 0.15 | 632.0175
19246 | Salto | E9658A61IP38-W- | XS4 wide body electronic RF wireless SVN escutcheon, Mifare / DESFire deadbolt privacy function, A lever, unhanded, bright stainless steel finish, for use with 1 3/8" - 1 3/4" thick standard door | 1 |  | 1 Year | 874.65 | 0.15 | 743.4525
19247 | Salto | E9658A61IP48--- | XS4 wide body electronic wire-free SVN escutcheon, Mifare / DESFire deadbolt privacy function, A lever, unhanded, bright stainless steel finish, for use with 1 3/4" - 2 1/4" thick door | 1 |  | 1 Year | 689.45 | 0.15 | 586.0325
19248 | Salto | E9658A61IP48-A- | XS4 wide body electronic AMOK wire-free SVN escutcheon, Mifare / DESFire deadbolt privacy function, A lever, unhanded, bright stainless steel finish, for use with 1 3/4" - 2 1/4" thick door | 1 |  | 1 Year | 818.45 | 0.15 | 695.6825
19249 | Salto | E9658A61IP48-C- | XS4 wide body electronic RF wireless ready SVN escutcheon, Mifare / DESFire deadbolt privacy function, A lever, unhanded, bright stainless steel finish, for use with 1 3/4" - 2 1/4" thick door | 1 |  | 1 Year | 743.55 | 0.15 | 632.0175
19250 | Salto | E9658A61IP48-W- | XS4 wide body electronic RF wireless SVN escutcheon, Mifare / DESFire deadbolt privacy function, A lever, unhanded, bright stainless steel finish, for use with 1 3/4" - 2 1/4" thick door | 1 |  | 1 Year | 874.65 | 0.15 | 743.4525
19251 | Salto | E9658A61NE38--- | XS4 wide body electronic wire-free SVN escutcheon, Mifare / DESFire deadbolt privacy function, A lever, unhanded, black chromium finish, for use with 1 3/8" - 1 3/4" thick standard door | 1 |  | 1 Year | 707.85 | 0.15 | 601.6725
19252 | Salto | E9658A61NE38-A- | XS4 wide body electronic AMOK wire-free SVN escutcheon, Mifare / DESFire deadbolt privacy function, A lever, unhanded, black chromium finish, for use with 1 3/8" - 1 3/4" thick standard door | 1 |  | 1 Year | 836.85 | 0.15 | 711.3225
19253 | Salto | E9658A61NE38-C- | XS4 wide body electronic RF wireless ready SVN escutcheon, Mifare / DESFire deadbolt privacy function, A lever, unhanded, black chromium finish, for use with 1 3/8" - 1 3/4" thick standard door | 1 |  | 1 Year | 761.95 | 0.15 | 647.6575
19254 | Salto | E9658A61NE38-W- | XS4 wide body electronic RF wireless SVN escutcheon, Mifare / DESFire deadbolt privacy function, A lever, unhanded, black chromium finish, for use with 1 3/8" - 1 3/4" thick standard door | 1 |  | 1 Year | 893.05 | 0.15 | 759.0925
19255 | Salto | E9658A61NE48--- | XS4 wide body electronic wire-free SVN escutcheon, Mifare / DESFire deadbolt privacy function, A lever, unhanded, black chromium finish, for use with 1 3/4" - 2 1/4" thick door | 1 |  | 1 Year | 707.85 | 0.15 | 601.6725
19256 | Salto | E9658A61NE48-A- | XS4 wide body electronic AMOK wire-free SVN escutcheon, Mifare / DESFire deadbolt privacy function, A lever, unhanded, black chromium finish, for use with 1 3/4" - 2 1/4" thick door | 1 |  | 1 Year | 836.85 | 0.15 | 711.3225
19257 | Salto | E9658A61NE48-C- | XS4 wide body electronic RF wireless ready SVN escutcheon, Mifare / DESFire deadbolt privacy function, A lever, unhanded, black chromium finish, for use with 1 3/4" - 2 1/4" thick door | 1 |  | 1 Year | 761.95 | 0.15 | 647.6575
19258 | Salto | E9658A61NE48-W- | XS4 wide body electronic RF wireless SVN escutcheon, Mifare / DESFire deadbolt privacy function, A lever, unhanded, black chromium finish, for use with 1 3/4" - 2 1/4" thick door | 1 |  | 1 Year | 893.05 | 0.15 | 759.0925
19259 | Salto | E9658A61PM38--- | XS4 wide body electronic wire-free SVN escutcheon, Mifare / DESFire deadbolt privacy function, A lever, unhanded, satin brass finish, for use with 1 3/8" - 1 3/4" thick standard door | 1 |  | 1 Year | 673.15 | 0.15 | 572.1775
19260 | Salto | E9658A61PM38-A- | XS4 wide body electronic AMOK wire-free SVN escutcheon, Mifare / DESFire deadbolt privacy function, A lever, unhanded, satin brass finish, for use with 1 3/8" - 1 3/4" thick standard door | 1 |  | 1 Year | 802.15 | 0.15 | 681.8275
19261 | Salto | E9658A61PM38-C- | XS4 wide body electronic RF wireless ready SVN escutcheon, Mifare / DESFire deadbolt privacy function, A lever, unhanded, satin brass finish, for use with 1 3/8" - 1 3/4" thick standard door | 1 |  | 1 Year | 727.25 | 0.15 | 618.1625
19262 | Salto | E9658A61PM38-W- | XS4 wide body electronic RF wireless SVN escutcheon, Mifare / DESFire deadbolt privacy function, A lever, unhanded, satin brass finish, for use with 1 3/8" - 1 3/4" thick standard door | 1 |  | 1 Year | 858.35 | 0.15 | 729.5975
19263 | Salto | E9658A61PM48--- | XS4 wide body electronic wire-free SVN escutcheon, Mifare / DESFire deadbolt privacy function, A lever, unhanded, satin brass finish, for use with 1 3/4" - 2 1/4" thick door | 1 |  | 1 Year | 673.15 | 0.15 | 572.1775
19264 | Salto | E9658A61PM48-A- | XS4 wide body electronic AMOK wire-free SVN escutcheon, Mifare / DESFire deadbolt privacy function, A lever, unhanded, satin brass finish, for use with 1 3/4" - 2 1/4" thick door | 1 |  | 1 Year | 802.15 | 0.15 | 681.8275
19265 | Salto | E9658A61PM48-C- | XS4 wide body electronic RF wireless ready SVN escutcheon, Mifare / DESFire deadbolt privacy function, A lever, unhanded, satin brass finish, for use with 1 3/4" - 2 1/4" thick door | 1 |  | 1 Year | 727.25 | 0.15 | 618.1625
19266 | Salto | E9658A61PM48-W- | XS4 wide body electronic RF wireless SVN escutcheon, Mifare / DESFire deadbolt privacy function, A lever, unhanded, satin brass finish, for use with 1 3/4" - 2 1/4" thick door | 1 |  | 1 Year | 858.35 | 0.15 | 729.5975
19267 | Salto | E9658A61PP38--- | XS4 wide body electronic wire-free SVN escutcheon, Mifare / DESFire deadbolt privacy function, A lever, unhanded, bright brass finish, for use with 1 3/8" - 1 3/4" thick standard door | 1 |  | 1 Year | 689.45 | 0.15 | 586.0325
19268 | Salto | E9658A61PP38-A- | XS4 wide body electronic AMOK wire-free SVN escutcheon, Mifare / DESFire deadbolt privacy function, A lever, unhanded, bright brass finish, for use with 1 3/8" - 1 3/4" thick standard door | 1 |  | 1 Year | 818.45 | 0.15 | 695.6825
19269 | Salto | E9658A61PP38-C- | XS4 wide body electronic RF wireless ready SVN escutcheon, Mifare / DESFire deadbolt privacy function, A lever, unhanded, bright brass finish, for use with 1 3/8" - 1 3/4" thick standard door | 1 |  | 1 Year | 743.55 | 0.15 | 632.0175
19270 | Salto | E9658A61PP38-W- | XS4 wide body electronic RF wireless SVN escutcheon, Mifare / DESFire deadbolt privacy function, A lever, unhanded, bright brass finish, for use with 1 3/8" - 1 3/4" thick standard door | 1 |  | 1 Year | 874.65 | 0.15 | 743.4525
19271 | Salto | E9658A61PP48--- | XS4 wide body electronic wire-free SVN escutcheon, Mifare / DESFire deadbolt privacy function, A lever, unhanded, bright brass finish, for use with 1 3/4" - 2 1/4" thick door | 1 |  | 1 Year | 689.45 | 0.15 | 586.0325
19272 | Salto | E9658A61PP48-A- | XS4 wide body electronic AMOK wire-free SVN escutcheon, Mifare / DESFire deadbolt privacy function, A lever, unhanded, bright brass finish, for use with 1 3/4" - 2 1/4" thick door | 1 |  | 1 Year | 818.45 | 0.15 | 695.6825
19273 | Salto | E9658A61PP48-C- | XS4 wide body electronic RF wireless ready SVN escutcheon, Mifare / DESFire deadbolt privacy function, A lever, unhanded, bright brass finish, for use with 1 3/4" - 2 1/4" thick door | 1 |  | 1 Year | 743.55 | 0.15 | 632.0175
19274 | Salto | E9658A61PP48-W- | XS4 wide body electronic RF wireless SVN escutcheon, Mifare / DESFire deadbolt privacy function, A lever, unhanded, bright brass finish, for use with 1 3/4" - 2 1/4" thick door | 1 |  | 1 Year | 874.65 | 0.15 | 743.4525
19275 | Salto | E9658A62BC38--- | XS4 wide body electronic wire-free SVN escutcheon, Mifare / DESFire deadbolt privacy function, A lever, unhanded, BioCote antimicrobial finish, for use with 1 3/8" - 1 3/4" thick standard door | 1 |  | 1 Year | 725.15 | 0.15 | 616.3775
19276 | Salto | E9658A62BC38-A- | XS4 wide body electronic AMOK wire-free SVN escutcheon, Mifare / DESFire deadbolt privacy function, A lever, unhanded, BioCote antimicrobial finish, for use with 1 3/8" - 1 3/4" thick standard door | 1 |  | 1 Year | 854.15 | 0.15 | 726.0275
19277 | Salto | E9658A62BC38-C- | XS4 wide body electronic RF wireless ready SVN escutcheon, Mifare / DESFire deadbolt privacy function, A lever, unhanded, BioCote antimicrobial finish, for use with 1 3/8" - 1 3/4" thick standard door | 1 |  | 1 Year | 779.25 | 0.15 | 662.3625
19278 | Salto | E9658A62BC38-W- | XS4 wide body electronic RF wireless SVN escutcheon, Mifare / DESFire deadbolt privacy function, A lever, unhanded, BioCote antimicrobial finish, for use with 1 3/8" - 1 3/4" thick standard door | 1 |  | 1 Year | 910.35 | 0.15 | 773.7975
19279 | Salto | E9658A62BC48--- | XS4 wide body electronic wire-free SVN escutcheon, Mifare / DESFire deadbolt privacy function, A lever, unhanded, BioCote antimicrobial finish, for use with 1 3/4" - 2 1/4" thick door | 1 |  | 1 Year | 725.15 | 0.15 | 616.3775
19280 | Salto | E9658A62BC48-A- | XS4 wide body electronic AMOK wire-free SVN escutcheon, Mifare / DESFire deadbolt privacy function, A lever, unhanded, BioCote antimicrobial finish, for use with 1 3/4" - 2 1/4" thick door | 1 |  | 1 Year | 854.15 | 0.15 | 726.0275
19281 | Salto | E9658A62BC48-C- | XS4 wide body electronic RF wireless ready SVN escutcheon, Mifare / DESFire deadbolt privacy function, A lever, unhanded, BioCote antimicrobial finish, for use with 1 3/4" - 2 1/4" thick door | 1 |  | 1 Year | 779.25 | 0.15 | 662.3625
19282 | Salto | E9658A62BC48-W- | XS4 wide body electronic RF wireless SVN escutcheon, Mifare / DESFire deadbolt privacy function, A lever, unhanded, BioCote antimicrobial finish, for use with 1 3/4" - 2 1/4" thick door | 1 |  | 1 Year | 910.35 | 0.15 | 773.7975
19283 | Salto | E9658A62IA38--- | XS4 wide body electronic wire-free SVN escutcheon, Mifare / DESFire deadbolt privacy function, A lever, unhanded, antique brass finish, for use with 1 3/8" - 1 3/4" thick standard door | 1 |  | 1 Year | 725.15 | 0.15 | 616.3775
19284 | Salto | E9658A62IA38-A- | XS4 wide body electronic AMOK wire-free SVN escutcheon, Mifare / DESFire deadbolt privacy function, A lever, unhanded, antique brass finish, for use with 1 3/8" - 1 3/4" thick standard door | 1 |  | 1 Year | 854.15 | 0.15 | 726.0275
19285 | Salto | E9658A62IA38-C- | XS4 wide body electronic RF wireless ready SVN escutcheon, Mifare / DESFire deadbolt privacy function, A lever, unhanded, antique brass finish, for use with 1 3/8" - 1 3/4" thick standard door | 1 |  | 1 Year | 779.25 | 0.15 | 662.3625
19286 | Salto | E9658A62IA38-W- | XS4 wide body electronic RF wireless SVN escutcheon, Mifare / DESFire deadbolt privacy function, A lever, unhanded, antique brass finish, for use with 1 3/8" - 1 3/4" thick standard door | 1 |  | 1 Year | 910.35 | 0.15 | 773.7975
19287 | Salto | E9658A62IA48--- | XS4 wide body electronic wire-free SVN escutcheon, Mifare / DESFire deadbolt privacy function, A lever, unhanded, antique brass finish, for use with 1 3/4" - 2 1/4" thick door | 1 |  | 1 Year | 725.15 | 0.15 | 616.3775
19288 | Salto | E9658A62IA48-A- | XS4 wide body electronic AMOK wire-free SVN escutcheon, Mifare / DESFire deadbolt privacy function, A lever, unhanded, antique brass finish, for use with 1 3/4" - 2 1/4" thick door | 1 |  | 1 Year | 854.15 | 0.15 | 726.0275
19289 | Salto | E9658A62IA48-C- | XS4 wide body electronic RF wireless ready SVN escutcheon, Mifare / DESFire deadbolt privacy function, A lever, unhanded, antique brass finish, for use with 1 3/4" - 2 1/4" thick door | 1 |  | 1 Year | 779.25 | 0.15 | 662.3625
19290 | Salto | E9658A62IA48-W- | XS4 wide body electronic RF wireless SVN escutcheon, Mifare / DESFire deadbolt privacy function, A lever, unhanded, antique brass finish, for use with 1 3/4" - 2 1/4" thick door | 1 |  | 1 Year | 910.35 | 0.15 | 773.7975
19291 | Salto | E9658A62IM38--- | XS4 wide body electronic wire-free SVN escutcheon, Mifare / DESFire deadbolt privacy function, A lever, unhanded, satin stainless finish, for use with 1 3/8" - 1 3/4" thick standard door | 1 |  | 1 Year | 673.15 | 0.15 | 572.1775
19292 | Salto | E9658A62IM38-A- | XS4 wide body electronic AMOK wire-free SVN escutcheon, Mifare / DESFire deadbolt privacy function, A lever, unhanded, satin stainless finish, for use with 1 3/8" - 1 3/4" thick standard door | 1 |  | 1 Year | 802.15 | 0.15 | 681.8275
19293 | Salto | E9658A62IM38-C- | XS4 wide body electronic RF wireless ready SVN escutcheon, Mifare / DESFire deadbolt privacy function, A lever, unhanded, satin stainless finish, for use with 1 3/8" - 1 3/4" thick standard door | 1 |  | 1 Year | 727.25 | 0.15 | 618.1625
19294 | Salto | E9658A62IM38-W- | XS4 wide body electronic RF wireless SVN escutcheon, Mifare / DESFire deadbolt privacy function, A lever, unhanded, satin stainless finish, for use with 1 3/8" - 1 3/4" thick standard door | 1 |  | 1 Year | 858.35 | 0.15 | 729.5975
19295 | Salto | E9658A62IM48--- | XS4 wide body electronic wire-free SVN escutcheon, Mifare / DESFire deadbolt privacy function, A lever, unhanded, satin stainless finish, for use with 1 3/4" - 2 1/4" thick door | 1 |  | 1 Year | 673.15 | 0.15 | 572.1775
19296 | Salto | E9658A62IM48-A- | XS4 wide body electronic AMOK wire-free SVN escutcheon, Mifare / DESFire deadbolt privacy function, A lever, unhanded, satin stainless finish, for use with 1 3/4" - 2 1/4" thick door | 1 |  | 1 Year | 802.15 | 0.15 | 681.8275
19297 | Salto | E9658A62IM48-C- | XS4 wide body electronic RF wireless ready SVN escutcheon, Mifare / DESFire deadbolt privacy function, A lever, unhanded, satin stainless finish, for use with 1 3/4" - 2 1/4" thick door | 1 |  | 1 Year | 727.25 | 0.15 | 618.1625
19298 | Salto | E9658A62IM48-W- | XS4 wide body electronic RF wireless SVN escutcheon, Mifare / DESFire deadbolt privacy function, A lever, unhanded, satin stainless finish, for use with 1 3/4" - 2 1/4" thick door | 1 |  | 1 Year | 858.35 | 0.15 | 729.5975
19299 | Salto | E9658A62IP38--- | XS4 wide body electronic wire-free SVN escutcheon, Mifare / DESFire deadbolt privacy function, A lever, unhanded, bright stainless steel finish, for use with 1 3/8" - 1 3/4" thick standard door | 1 |  | 1 Year | 689.45 | 0.15 | 586.0325
19300 | Salto | E9658A62IP38-A- | XS4 wide body electronic AMOK wire-free SVN escutcheon, Mifare / DESFire deadbolt privacy function, A lever, unhanded, bright stainless steel finish, for use with 1 3/8" - 1 3/4" thick standard door | 1 |  | 1 Year | 818.45 | 0.15 | 695.6825
19301 | Salto | E9658A62IP38-C- | XS4 wide body electronic RF wireless ready SVN escutcheon, Mifare / DESFire deadbolt privacy function, A lever, unhanded, bright stainless steel finish, for use with 1 3/8" - 1 3/4" thick standard door | 1 |  | 1 Year | 743.55 | 0.15 | 632.0175
19302 | Salto | E9658A62IP38-W- | XS4 wide body electronic RF wireless SVN escutcheon, Mifare / DESFire deadbolt privacy function, A lever, unhanded, bright stainless steel finish, for use with 1 3/8" - 1 3/4" thick standard door | 1 |  | 1 Year | 874.65 | 0.15 | 743.4525
19303 | Salto | E9658A62IP48--- | XS4 wide body electronic wire-free SVN escutcheon, Mifare / DESFire deadbolt privacy function, A lever, unhanded, bright stainless steel finish, for use with 1 3/4" - 2 1/4" thick door | 1 |  | 1 Year | 689.45 | 0.15 | 586.0325
19304 | Salto | E9658A62IP48-A- | XS4 wide body electronic AMOK wire-free SVN escutcheon, Mifare / DESFire deadbolt privacy function, A lever, unhanded, bright stainless steel finish, for use with 1 3/4" - 2 1/4" thick door | 1 |  | 1 Year | 818.45 | 0.15 | 695.6825
19305 | Salto | E9658A62IP48-C- | XS4 wide body electronic RF wireless ready SVN escutcheon, Mifare / DESFire deadbolt privacy function, A lever, unhanded, bright stainless steel finish, for use with 1 3/4" - 2 1/4" thick door | 1 |  | 1 Year | 743.55 | 0.15 | 632.0175
19306 | Salto | E9658A62IP48-W- | XS4 wide body electronic RF wireless SVN escutcheon, Mifare / DESFire deadbolt privacy function, A lever, unhanded, bright stainless steel finish, for use with 1 3/4" - 2 1/4" thick door | 1 |  | 1 Year | 874.65 | 0.15 | 743.4525
19307 | Salto | E9658A62NE38--- | XS4 wide body electronic wire-free SVN escutcheon, Mifare / DESFire deadbolt privacy function, A lever, unhanded, black chromium finish, for use with 1 3/8" - 1 3/4" thick standard door | 1 |  | 1 Year | 707.85 | 0.15 | 601.6725
19308 | Salto | E9658A62NE38-A- | XS4 wide body electronic AMOK wire-free SVN escutcheon, Mifare / DESFire deadbolt privacy function, A lever, unhanded, black chromium finish, for use with 1 3/8" - 1 3/4" thick standard door | 1 |  | 1 Year | 836.85 | 0.15 | 711.3225
19309 | Salto | E9658A62NE38-C- | XS4 wide body electronic RF wireless ready SVN escutcheon, Mifare / DESFire deadbolt privacy function, A lever, unhanded, black chromium finish, for use with 1 3/8" - 1 3/4" thick standard door | 1 |  | 1 Year | 761.95 | 0.15 | 647.6575
19310 | Salto | E9658A62NE38-W- | XS4 wide body electronic RF wireless SVN escutcheon, Mifare / DESFire deadbolt privacy function, A lever, unhanded, black chromium finish, for use with 1 3/8" - 1 3/4" thick standard door | 1 |  | 1 Year | 893.05 | 0.15 | 759.0925
19311 | Salto | E9658A62NE48--- | XS4 wide body electronic wire-free SVN escutcheon, Mifare / DESFire deadbolt privacy function, A lever, unhanded, black chromium finish, for use with 1 3/4" - 2 1/4" thick door | 1 |  | 1 Year | 707.85 | 0.15 | 601.6725
19312 | Salto | E9658A62NE48-A- | XS4 wide body electronic AMOK wire-free SVN escutcheon, Mifare / DESFire deadbolt privacy function, A lever, unhanded, black chromium finish, for use with 1 3/4" - 2 1/4" thick door | 1 |  | 1 Year | 836.85 | 0.15 | 711.3225
19313 | Salto | E9658A62NE48-C- | XS4 wide body electronic RF wireless ready SVN escutcheon, Mifare / DESFire deadbolt privacy function, A lever, unhanded, black chromium finish, for use with 1 3/4" - 2 1/4" thick door | 1 |  | 1 Year | 761.95 | 0.15 | 647.6575
19314 | Salto | E9658A62NE48-W- | XS4 wide body electronic RF wireless SVN escutcheon, Mifare / DESFire deadbolt privacy function, A lever, unhanded, black chromium finish, for use with 1 3/4" - 2 1/4" thick door | 1 |  | 1 Year | 893.05 | 0.15 | 759.0925
19315 | Salto | E9658A62PM38--- | XS4 wide body electronic wire-free SVN escutcheon, Mifare / DESFire deadbolt privacy function, A lever, unhanded, satin brass finish, for use with 1 3/8" - 1 3/4" thick standard door | 1 |  | 1 Year | 673.15 | 0.15 | 572.1775
19316 | Salto | E9658A62PM38-A- | XS4 wide body electronic AMOK wire-free SVN escutcheon, Mifare / DESFire deadbolt privacy function, A lever, unhanded, satin brass finish, for use with 1 3/8" - 1 3/4" thick standard door | 1 |  | 1 Year | 802.15 | 0.15 | 681.8275
19317 | Salto | E9658A62PM38-C- | XS4 wide body electronic RF wireless ready SVN escutcheon, Mifare / DESFire deadbolt privacy function, A lever, unhanded, satin brass finish, for use with 1 3/8" - 1 3/4" thick standard door | 1 |  | 1 Year | 727.25 | 0.15 | 618.1625
19318 | Salto | E9658A62PM38-W- | XS4 wide body electronic RF wireless SVN escutcheon, Mifare / DESFire deadbolt privacy function, A lever, unhanded, satin brass finish, for use with 1 3/8" - 1 3/4" thick standard door | 1 |  | 1 Year | 858.35 | 0.15 | 729.5975
19319 | Salto | E9658A62PM48--- | XS4 wide body electronic wire-free SVN escutcheon, Mifare / DESFire deadbolt privacy function, A lever, unhanded, satin brass finish, for use with 1 3/4" - 2 1/4" thick door | 1 |  | 1 Year | 673.15 | 0.15 | 572.1775
19320 | Salto | E9658A62PM48-A- | XS4 wide body electronic AMOK wire-free SVN escutcheon, Mifare / DESFire deadbolt privacy function, A lever, unhanded, satin brass finish, for use with 1 3/4" - 2 1/4" thick door | 1 |  | 1 Year | 802.15 | 0.15 | 681.8275
19321 | Salto | E9658A62PM48-C- | XS4 wide body electronic RF wireless ready SVN escutcheon, Mifare / DESFire deadbolt privacy function, A lever, unhanded, satin brass finish, for use with 1 3/4" - 2 1/4" thick door | 1 |  | 1 Year | 727.25 | 0.15 | 618.1625
19322 | Salto | E9658A62PM48-W- | XS4 wide body electronic RF wireless SVN escutcheon, Mifare / DESFire deadbolt privacy function, A lever, unhanded, satin brass finish, for use with 1 3/4" - 2 1/4" thick door | 1 |  | 1 Year | 858.35 | 0.15 | 729.5975
19323 | Salto | E9658A62PP38--- | XS4 wide body electronic wire-free SVN escutcheon, Mifare / DESFire deadbolt privacy function, A lever, unhanded, bright brass finish, for use with 1 3/8" - 1 3/4" thick standard door | 1 |  | 1 Year | 689.45 | 0.15 | 586.0325
19324 | Salto | E9658A62PP38-A- | XS4 wide body electronic AMOK wire-free SVN escutcheon, Mifare / DESFire deadbolt privacy function, A lever, unhanded, bright brass finish, for use with 1 3/8" - 1 3/4" thick standard door | 1 |  | 1 Year | 818.45 | 0.15 | 695.6825
19325 | Salto | E9658A62PP38-C- | XS4 wide body electronic RF wireless ready SVN escutcheon, Mifare / DESFire deadbolt privacy function, A lever, unhanded, bright brass finish, for use with 1 3/8" - 1 3/4" thick standard door | 1 |  | 1 Year | 743.55 | 0.15 | 632.0175
19326 | Salto | E9658A62PP38-W- | XS4 wide body electronic RF wireless SVN escutcheon, Mifare / DESFire deadbolt privacy function, A lever, unhanded, bright brass finish, for use with 1 3/8" - 1 3/4" thick standard door | 1 |  | 1 Year | 874.65 | 0.15 | 743.4525
19327 | Salto | E9658A62PP48--- | XS4 wide body electronic wire-free SVN escutcheon, Mifare / DESFire deadbolt privacy function, A lever, unhanded, bright brass finish, for use with 1 3/4" - 2 1/4" thick door | 1 |  | 1 Year | 689.45 | 0.15 | 586.0325
19328 | Salto | E9658A62PP48-A- | XS4 wide body electronic AMOK wire-free SVN escutcheon, Mifare / DESFire deadbolt privacy function, A lever, unhanded, bright brass finish, for use with 1 3/4" - 2 1/4" thick door | 1 |  | 1 Year | 818.45 | 0.15 | 695.6825
19329 | Salto | E9658A62PP48-C- | XS4 wide body electronic RF wireless ready SVN escutcheon, Mifare / DESFire deadbolt privacy function, A lever, unhanded, bright brass finish, for use with 1 3/4" - 2 1/4" thick door | 1 |  | 1 Year | 743.55 | 0.15 | 632.0175
19330 | Salto | E9658A62PP48-W- | XS4 wide body electronic RF wireless SVN escutcheon, Mifare / DESFire deadbolt privacy function, A lever, unhanded, bright brass finish, for use with 1 3/4" - 2 1/4" thick door | 1 |  | 1 Year | 874.65 | 0.15 | 743.4525
19331 | Salto | E9658A63BC38--- | XS4 wide body electronic wire-free SVN escutcheon, Mifare / DESFire deadbolt privacy function, A lever, unhanded, BioCote antimicrobial finish, for use with 1 3/8" - 1 3/4" thick standard door | 1 |  | 1 Year | 725.15 | 0.15 | 616.3775
19332 | Salto | E9658A63BC38-A- | XS4 wide body electronic AMOK wire-free SVN escutcheon, Mifare / DESFire deadbolt privacy function, A lever, unhanded, BioCote antimicrobial finish, for use with 1 3/8" - 1 3/4" thick standard door | 1 |  | 1 Year | 854.15 | 0.15 | 726.0275
19333 | Salto | E9658A63BC38-C- | XS4 wide body electronic RF wireless ready SVN escutcheon, Mifare / DESFire deadbolt privacy function, A lever, unhanded, BioCote antimicrobial finish, for use with 1 3/8" - 1 3/4" thick standard door | 1 |  | 1 Year | 779.25 | 0.15 | 662.3625
19334 | Salto | E9658A63BC38-W- | XS4 wide body electronic RF wireless SVN escutcheon, Mifare / DESFire deadbolt privacy function, A lever, unhanded, BioCote antimicrobial finish, for use with 1 3/8" - 1 3/4" thick standard door | 1 |  | 1 Year | 910.35 | 0.15 | 773.7975
19335 | Salto | E9658A63BC48--- | XS4 wide body electronic wire-free SVN escutcheon, Mifare / DESFire deadbolt privacy function, A lever, unhanded, BioCote antimicrobial finish, for use with 1 3/4" - 2 1/4" thick door | 1 |  | 1 Year | 725.15 | 0.15 | 616.3775
19336 | Salto | E9658A63BC48-A- | XS4 wide body electronic AMOK wire-free SVN escutcheon, Mifare / DESFire deadbolt privacy function, A lever, unhanded, BioCote antimicrobial finish, for use with 1 3/4" - 2 1/4" thick door | 1 |  | 1 Year | 854.15 | 0.15 | 726.0275
19337 | Salto | E9658A63BC48-C- | XS4 wide body electronic RF wireless ready SVN escutcheon, Mifare / DESFire deadbolt privacy function, A lever, unhanded, BioCote antimicrobial finish, for use with 1 3/4" - 2 1/4" thick door | 1 |  | 1 Year | 779.25 | 0.15 | 662.3625
19338 | Salto | E9658A63BC48-W- | XS4 wide body electronic RF wireless SVN escutcheon, Mifare / DESFire deadbolt privacy function, A lever, unhanded, BioCote antimicrobial finish, for use with 1 3/4" - 2 1/4" thick door | 1 |  | 1 Year | 910.35 | 0.15 | 773.7975
19339 | Salto | E9658A63IA38--- | XS4 wide body electronic wire-free SVN escutcheon, Mifare / DESFire deadbolt privacy function, A lever, unhanded, antique brass finish, for use with 1 3/8" - 1 3/4" thick standard door | 1 |  | 1 Year | 725.15 | 0.15 | 616.3775
19340 | Salto | E9658A63IA38-A- | XS4 wide body electronic AMOK wire-free SVN escutcheon, Mifare / DESFire deadbolt privacy function, A lever, unhanded, antique brass finish, for use with 1 3/8" - 1 3/4" thick standard door | 1 |  | 1 Year | 854.15 | 0.15 | 726.0275
19341 | Salto | E9658A63IA38-C- | XS4 wide body electronic RF wireless ready SVN escutcheon, Mifare / DESFire deadbolt privacy function, A lever, unhanded, antique brass finish, for use with 1 3/8" - 1 3/4" thick standard door | 1 |  | 1 Year | 779.25 | 0.15 | 662.3625
19342 | Salto | E9658A63IA38-W- | XS4 wide body electronic RF wireless SVN escutcheon, Mifare / DESFire deadbolt privacy function, A lever, unhanded, antique brass finish, for use with 1 3/8" - 1 3/4" thick standard door | 1 |  | 1 Year | 910.35 | 0.15 | 773.7975
19343 | Salto | E9658A63IA48--- | XS4 wide body electronic wire-free SVN escutcheon, Mifare / DESFire deadbolt privacy function, A lever, unhanded, antique brass finish, for use with 1 3/4" - 2 1/4" thick door | 1 |  | 1 Year | 725.15 | 0.15 | 616.3775
19344 | Salto | E9658A63IA48-A- | XS4 wide body electronic AMOK wire-free SVN escutcheon, Mifare / DESFire deadbolt privacy function, A lever, unhanded, antique brass finish, for use with 1 3/4" - 2 1/4" thick door | 1 |  | 1 Year | 854.15 | 0.15 | 726.0275
19345 | Salto | E9658A63IA48-C- | XS4 wide body electronic RF wireless ready SVN escutcheon, Mifare / DESFire deadbolt privacy function, A lever, unhanded, antique brass finish, for use with 1 3/4" - 2 1/4" thick door | 1 |  | 1 Year | 779.25 | 0.15 | 662.3625
19346 | Salto | E9658A63IA48-W- | XS4 wide body electronic RF wireless SVN escutcheon, Mifare / DESFire deadbolt privacy function, A lever, unhanded, antique brass finish, for use with 1 3/4" - 2 1/4" thick door | 1 |  | 1 Year | 910.35 | 0.15 | 773.7975
19347 | Salto | E9658A63IM38--- | XS4 wide body electronic wire-free SVN escutcheon, Mifare / DESFire deadbolt privacy function, A lever, unhanded, satin stainless finish, for use with 1 3/8" - 1 3/4" thick standard door | 1 |  | 1 Year | 673.15 | 0.15 | 572.1775
19348 | Salto | E9658A63IM38-A- | XS4 wide body electronic AMOK wire-free SVN escutcheon, Mifare / DESFire deadbolt privacy function, A lever, unhanded, satin stainless finish, for use with 1 3/8" - 1 3/4" thick standard door | 1 |  | 1 Year | 802.15 | 0.15 | 681.8275
19349 | Salto | E9658A63IM38-C- | XS4 wide body electronic RF wireless ready SVN escutcheon, Mifare / DESFire deadbolt privacy function, A lever, unhanded, satin stainless finish, for use with 1 3/8" - 1 3/4" thick standard door | 1 |  | 1 Year | 727.25 | 0.15 | 618.1625
19350 | Salto | E9658A63IM38-W- | XS4 wide body electronic RF wireless SVN escutcheon, Mifare / DESFire deadbolt privacy function, A lever, unhanded, satin stainless finish, for use with 1 3/8" - 1 3/4" thick standard door | 1 |  | 1 Year | 858.35 | 0.15 | 729.5975
19351 | Salto | E9658A63IM48--- | XS4 wide body electronic wire-free SVN escutcheon, Mifare / DESFire deadbolt privacy function, A lever, unhanded, satin stainless finish, for use with 1 3/4" - 2 1/4" thick door | 1 |  | 1 Year | 673.15 | 0.15 | 572.1775
19352 | Salto | E9658A63IM48-A- | XS4 wide body electronic AMOK wire-free SVN escutcheon, Mifare / DESFire deadbolt privacy function, A lever, unhanded, satin stainless finish, for use with 1 3/4" - 2 1/4" thick door | 1 |  | 1 Year | 802.15 | 0.15 | 681.8275
19353 | Salto | E9658A63IM48-C- | XS4 wide body electronic RF wireless ready SVN escutcheon, Mifare / DESFire deadbolt privacy function, A lever, unhanded, satin stainless finish, for use with 1 3/4" - 2 1/4" thick door | 1 |  | 1 Year | 727.25 | 0.15 | 618.1625
19354 | Salto | E9658A63IM48-W- | XS4 wide body electronic RF wireless SVN escutcheon, Mifare / DESFire deadbolt privacy function, A lever, unhanded, satin stainless finish, for use with 1 3/4" - 2 1/4" thick door | 1 |  | 1 Year | 858.35 | 0.15 | 729.5975
19355 | Salto | E9658A63IP38--- | XS4 wide body electronic wire-free SVN escutcheon, Mifare / DESFire deadbolt privacy function, A lever, unhanded, bright stainless steel finish, for use with 1 3/8" - 1 3/4" thick standard door | 1 |  | 1 Year | 689.45 | 0.15 | 586.0325
19356 | Salto | E9658A63IP38-A- | XS4 wide body electronic AMOK wire-free SVN escutcheon, Mifare / DESFire deadbolt privacy function, A lever, unhanded, bright stainless steel finish, for use with 1 3/8" - 1 3/4" thick standard door | 1 |  | 1 Year | 818.45 | 0.15 | 695.6825
19357 | Salto | E9658A63IP38-C- | XS4 wide body electronic RF wireless ready SVN escutcheon, Mifare / DESFire deadbolt privacy function, A lever, unhanded, bright stainless steel finish, for use with 1 3/8" - 1 3/4" thick standard door | 1 |  | 1 Year | 743.55 | 0.15 | 632.0175
19358 | Salto | E9658A63IP38-W- | XS4 wide body electronic RF wireless SVN escutcheon, Mifare / DESFire deadbolt privacy function, A lever, unhanded, bright stainless steel finish, for use with 1 3/8" - 1 3/4" thick standard door | 1 |  | 1 Year | 874.65 | 0.15 | 743.4525
19359 | Salto | E9658A63IP48--- | XS4 wide body electronic wire-free SVN escutcheon, Mifare / DESFire deadbolt privacy function, A lever, unhanded, bright stainless steel finish, for use with 1 3/4" - 2 1/4" thick door | 1 |  | 1 Year | 689.45 | 0.15 | 586.0325
19360 | Salto | E9658A63IP48-A- | XS4 wide body electronic AMOK wire-free SVN escutcheon, Mifare / DESFire deadbolt privacy function, A lever, unhanded, bright stainless steel finish, for use with 1 3/4" - 2 1/4" thick door | 1 |  | 1 Year | 818.45 | 0.15 | 695.6825
19361 | Salto | E9658A63IP48-C- | XS4 wide body electronic RF wireless ready SVN escutcheon, Mifare / DESFire deadbolt privacy function, A lever, unhanded, bright stainless steel finish, for use with 1 3/4" - 2 1/4" thick door | 1 |  | 1 Year | 743.55 | 0.15 | 632.0175
19362 | Salto | E9658A63IP48-W- | XS4 wide body electronic RF wireless SVN escutcheon, Mifare / DESFire deadbolt privacy function, A lever, unhanded, bright stainless steel finish, for use with 1 3/4" - 2 1/4" thick door | 1 |  | 1 Year | 874.65 | 0.15 | 743.4525
19363 | Salto | E9658A63NE38--- | XS4 wide body electronic wire-free SVN escutcheon, Mifare / DESFire deadbolt privacy function, A lever, unhanded, black chromium finish, for use with 1 3/8" - 1 3/4" thick standard door | 1 |  | 1 Year | 707.85 | 0.15 | 601.6725
19364 | Salto | E9658A63NE38-A- | XS4 wide body electronic AMOK wire-free SVN escutcheon, Mifare / DESFire deadbolt privacy function, A lever, unhanded, black chromium finish, for use with 1 3/8" - 1 3/4" thick standard door | 1 |  | 1 Year | 836.85 | 0.15 | 711.3225
19365 | Salto | E9658A63NE38-C- | XS4 wide body electronic RF wireless ready SVN escutcheon, Mifare / DESFire deadbolt privacy function, A lever, unhanded, black chromium finish, for use with 1 3/8" - 1 3/4" thick standard door | 1 |  | 1 Year | 761.95 | 0.15 | 647.6575
19366 | Salto | E9658A63NE38-W- | XS4 wide body electronic RF wireless SVN escutcheon, Mifare / DESFire deadbolt privacy function, A lever, unhanded, black chromium finish, for use with 1 3/8" - 1 3/4" thick standard door | 1 |  | 1 Year | 893.05 | 0.15 | 759.0925
19367 | Salto | E9658A63NE48--- | XS4 wide body electronic wire-free SVN escutcheon, Mifare / DESFire deadbolt privacy function, A lever, unhanded, black chromium finish, for use with 1 3/4" - 2 1/4" thick door | 1 |  | 1 Year | 707.85 | 0.15 | 601.6725
19368 | Salto | E9658A63NE48-A- | XS4 wide body electronic AMOK wire-free SVN escutcheon, Mifare / DESFire deadbolt privacy function, A lever, unhanded, black chromium finish, for use with 1 3/4" - 2 1/4" thick door | 1 |  | 1 Year | 836.85 | 0.15 | 711.3225
19369 | Salto | E9658A63NE48-C- | XS4 wide body electronic RF wireless ready SVN escutcheon, Mifare / DESFire deadbolt privacy function, A lever, unhanded, black chromium finish, for use with 1 3/4" - 2 1/4" thick door | 1 |  | 1 Year | 761.95 | 0.15 | 647.6575
19370 | Salto | E9658A63NE48-W- | XS4 wide body electronic RF wireless SVN escutcheon, Mifare / DESFire deadbolt privacy function, A lever, unhanded, black chromium finish, for use with 1 3/4" - 2 1/4" thick door | 1 |  | 1 Year | 893.05 | 0.15 | 759.0925
19371 | Salto | E9658A63PM38--- | XS4 wide body electronic wire-free SVN escutcheon, Mifare / DESFire deadbolt privacy function, A lever, unhanded, satin brass finish, for use with 1 3/8" - 1 3/4" thick standard door | 1 |  | 1 Year | 673.15 | 0.15 | 572.1775
19372 | Salto | E9658A63PM38-A- | XS4 wide body electronic AMOK wire-free SVN escutcheon, Mifare / DESFire deadbolt privacy function, A lever, unhanded, satin brass finish, for use with 1 3/8" - 1 3/4" thick standard door | 1 |  | 1 Year | 802.15 | 0.15 | 681.8275
19373 | Salto | E9658A63PM38-C- | XS4 wide body electronic RF wireless ready SVN escutcheon, Mifare / DESFire deadbolt privacy function, A lever, unhanded, satin brass finish, for use with 1 3/8" - 1 3/4" thick standard door | 1 |  | 1 Year | 727.25 | 0.15 | 618.1625
19374 | Salto | E9658A63PM38-W- | XS4 wide body electronic RF wireless SVN escutcheon, Mifare / DESFire deadbolt privacy function, A lever, unhanded, satin brass finish, for use with 1 3/8" - 1 3/4" thick standard door | 1 |  | 1 Year | 858.35 | 0.15 | 729.5975
19375 | Salto | E9658A63PM48--- | XS4 wide body electronic wire-free SVN escutcheon, Mifare / DESFire deadbolt privacy function, A lever, unhanded, satin brass finish, for use with 1 3/4" - 2 1/4" thick door | 1 |  | 1 Year | 673.15 | 0.15 | 572.1775
19376 | Salto | E9658A63PM48-A- | XS4 wide body electronic AMOK wire-free SVN escutcheon, Mifare / DESFire deadbolt privacy function, A lever, unhanded, satin brass finish, for use with 1 3/4" - 2 1/4" thick door | 1 |  | 1 Year | 802.15 | 0.15 | 681.8275
19377 | Salto | E9658A63PM48-C- | XS4 wide body electronic RF wireless ready SVN escutcheon, Mifare / DESFire deadbolt privacy function, A lever, unhanded, satin brass finish, for use with 1 3/4" - 2 1/4" thick door | 1 |  | 1 Year | 727.25 | 0.15 | 618.1625
19378 | Salto | E9658A63PM48-W- | XS4 wide body electronic RF wireless SVN escutcheon, Mifare / DESFire deadbolt privacy function, A lever, unhanded, satin brass finish, for use with 1 3/4" - 2 1/4" thick door | 1 |  | 1 Year | 858.35 | 0.15 | 729.5975
19379 | Salto | E9658A63PP38--- | XS4 wide body electronic wire-free SVN escutcheon, Mifare / DESFire deadbolt privacy function, A lever, unhanded, bright brass finish, for use with 1 3/8" - 1 3/4" thick standard door | 1 |  | 1 Year | 689.45 | 0.15 | 586.0325
19380 | Salto | E9658A63PP38-A- | XS4 wide body electronic AMOK wire-free SVN escutcheon, Mifare / DESFire deadbolt privacy function, A lever, unhanded, bright brass finish, for use with 1 3/8" - 1 3/4" thick standard door | 1 |  | 1 Year | 818.45 | 0.15 | 695.6825
19381 | Salto | E9658A63PP38-C- | XS4 wide body electronic RF wireless ready SVN escutcheon, Mifare / DESFire deadbolt privacy function, A lever, unhanded, bright brass finish, for use with 1 3/8" - 1 3/4" thick standard door | 1 |  | 1 Year | 743.55 | 0.15 | 632.0175
19382 | Salto | E9658A63PP38-W- | XS4 wide body electronic RF wireless SVN escutcheon, Mifare / DESFire deadbolt privacy function, A lever, unhanded, bright brass finish, for use with 1 3/8" - 1 3/4" thick standard door | 1 |  | 1 Year | 874.65 | 0.15 | 743.4525
19383 | Salto | E9658A63PP48--- | XS4 wide body electronic wire-free SVN escutcheon, Mifare / DESFire deadbolt privacy function, A lever, unhanded, bright brass finish, for use with 1 3/4" - 2 1/4" thick door | 1 |  | 1 Year | 689.45 | 0.15 | 586.0325
19384 | Salto | E9658A63PP48-A- | XS4 wide body electronic AMOK wire-free SVN escutcheon, Mifare / DESFire deadbolt privacy function, A lever, unhanded, bright brass finish, for use with 1 3/4" - 2 1/4" thick door | 1 |  | 1 Year | 818.45 | 0.15 | 695.6825
19385 | Salto | E9658A63PP48-C- | XS4 wide body electronic RF wireless ready SVN escutcheon, Mifare / DESFire deadbolt privacy function, A lever, unhanded, bright brass finish, for use with 1 3/4" - 2 1/4" thick door | 1 |  | 1 Year | 743.55 | 0.15 | 632.0175
19386 | Salto | E9658A63PP48-W- | XS4 wide body electronic RF wireless SVN escutcheon, Mifare / DESFire deadbolt privacy function, A lever, unhanded, bright brass finish, for use with 1 3/4" - 2 1/4" thick door | 1 |  | 1 Year | 874.65 | 0.15 | 743.4525
19387 | Salto | E9658G61BC38--- | XS4 wide body electronic wire-free SVN escutcheon, Mifare / DESFire deadbolt privacy function, G lever, unhanded, BioCote antimicrobial finish, for use with 1 3/8" - 1 3/4" thick standard door | 1 |  | 1 Year | 725.15 | 0.15 | 616.3775
19388 | Salto | E9658G61BC38-A- | XS4 wide body electronic AMOK wire-free SVN escutcheon, Mifare / DESFire deadbolt privacy function, G lever, unhanded, BioCote antimicrobial finish, for use with 1 3/8" - 1 3/4" thick standard door | 1 |  | 1 Year | 854.15 | 0.15 | 726.0275
19389 | Salto | E9658G61BC38-C- | XS4 wide body electronic RF wireless ready SVN escutcheon, Mifare / DESFire deadbolt privacy function, G lever, unhanded, BioCote antimicrobial finish, for use with 1 3/8" - 1 3/4" thick standard door | 1 |  | 1 Year | 779.25 | 0.15 | 662.3625
19390 | Salto | E9658G61BC38-W- | XS4 wide body electronic RF wireless SVN escutcheon, Mifare / DESFire deadbolt privacy function, G lever, unhanded, BioCote antimicrobial finish, for use with 1 3/8" - 1 3/4" thick standard door | 1 |  | 1 Year | 910.35 | 0.15 | 773.7975
19391 | Salto | E9658G61BC48--- | XS4 wide body electronic wire-free SVN escutcheon, Mifare / DESFire deadbolt privacy function, G lever, unhanded, BioCote antimicrobial finish, for use with 1 3/4" - 2 1/4" thick door | 1 |  | 1 Year | 725.15 | 0.15 | 616.3775
19392 | Salto | E9658G61BC48-A- | XS4 wide body electronic AMOK wire-free SVN escutcheon, Mifare / DESFire deadbolt privacy function, G lever, unhanded, BioCote antimicrobial finish, for use with 1 3/4" - 2 1/4" thick door | 1 |  | 1 Year | 854.15 | 0.15 | 726.0275
19393 | Salto | E9658G61BC48-C- | XS4 wide body electronic RF wireless ready SVN escutcheon, Mifare / DESFire deadbolt privacy function, G lever, unhanded, BioCote antimicrobial finish, for use with 1 3/4" - 2 1/4" thick door | 1 |  | 1 Year | 779.25 | 0.15 | 662.3625
19394 | Salto | E9658G61BC48-W- | XS4 wide body electronic RF wireless SVN escutcheon, Mifare / DESFire deadbolt privacy function, G lever, unhanded, BioCote antimicrobial finish, for use with 1 3/4" - 2 1/4" thick door | 1 |  | 1 Year | 910.35 | 0.15 | 773.7975
19395 | Salto | E9658G61IM38--- | XS4 wide body electronic wire-free SVN escutcheon, Mifare / DESFire deadbolt privacy function, G lever, unhanded, satin stainless finish, for use with 1 3/8" - 1 3/4" thick standard door | 1 |  | 1 Year | 673.15 | 0.15 | 572.1775
19396 | Salto | E9658G61IM38-A- | XS4 wide body electronic AMOK wire-free SVN escutcheon, Mifare / DESFire deadbolt privacy function, G lever, unhanded, satin stainless finish, for use with 1 3/8" - 1 3/4" thick standard door | 1 |  | 1 Year | 802.15 | 0.15 | 681.8275
19397 | Salto | E9658G61IM38-C- | XS4 wide body electronic RF wireless ready SVN escutcheon, Mifare / DESFire deadbolt privacy function, G lever, unhanded, satin stainless finish, for use with 1 3/8" - 1 3/4" thick standard door | 1 |  | 1 Year | 727.25 | 0.15 | 618.1625
19398 | Salto | E9658G61IM38-W- | XS4 wide body electronic RF wireless SVN escutcheon, Mifare / DESFire deadbolt privacy function, G lever, unhanded, satin stainless finish, for use with 1 3/8" - 1 3/4" thick standard door | 1 |  | 1 Year | 858.35 | 0.15 | 729.5975
19399 | Salto | E9658G61IM48--- | XS4 wide body electronic wire-free SVN escutcheon, Mifare / DESFire deadbolt privacy function, G lever, unhanded, satin stainless finish, for use with 1 3/4" - 2 1/4" thick door | 1 |  | 1 Year | 673.15 | 0.15 | 572.1775
19400 | Salto | E9658G61IM48-A- | XS4 wide body electronic AMOK wire-free SVN escutcheon, Mifare / DESFire deadbolt privacy function, G lever, unhanded, satin stainless finish, for use with 1 3/4" - 2 1/4" thick door | 1 |  | 1 Year | 802.15 | 0.15 | 681.8275
19401 | Salto | E9658G61IM48-C- | XS4 wide body electronic RF wireless ready SVN escutcheon, Mifare / DESFire deadbolt privacy function, G lever, unhanded, satin stainless finish, for use with 1 3/4" - 2 1/4" thick door | 1 |  | 1 Year | 727.25 | 0.15 | 618.1625
19402 | Salto | E9658G61IM48-W- | XS4 wide body electronic RF wireless SVN escutcheon, Mifare / DESFire deadbolt privacy function, G lever, unhanded, satin stainless finish, for use with 1 3/4" - 2 1/4" thick door | 1 |  | 1 Year | 858.35 | 0.15 | 729.5975
19403 | Salto | E9658G61PM38--- | XS4 wide body electronic wire-free SVN escutcheon, Mifare / DESFire deadbolt privacy function, G lever, unhanded, satin brass finish, for use with 1 3/8" - 1 3/4" thick standard door | 1 |  | 1 Year | 673.15 | 0.15 | 572.1775
19404 | Salto | E9658G61PM38-A- | XS4 wide body electronic AMOK wire-free SVN escutcheon, Mifare / DESFire deadbolt privacy function, G lever, unhanded, satin brass finish, for use with 1 3/8" - 1 3/4" thick standard door | 1 |  | 1 Year | 802.15 | 0.15 | 681.8275
19405 | Salto | E9658G61PM38-C- | XS4 wide body electronic RF wireless ready SVN escutcheon, Mifare / DESFire deadbolt privacy function, G lever, unhanded, satin brass finish, for use with 1 3/8" - 1 3/4" thick standard door | 1 |  | 1 Year | 727.25 | 0.15 | 618.1625
19406 | Salto | E9658G61PM38-W- | XS4 wide body electronic RF wireless SVN escutcheon, Mifare / DESFire deadbolt privacy function, G lever, unhanded, satin brass finish, for use with 1 3/8" - 1 3/4" thick standard door | 1 |  | 1 Year | 858.35 | 0.15 | 729.5975
19407 | Salto | E9658G61PM48--- | XS4 wide body electronic wire-free SVN escutcheon, Mifare / DESFire deadbolt privacy function, G lever, unhanded, satin brass finish, for use with 1 3/4" - 2 1/4" thick door | 1 |  | 1 Year | 673.15 | 0.15 | 572.1775
19408 | Salto | E9658G61PM48-A- | XS4 wide body electronic AMOK wire-free SVN escutcheon, Mifare / DESFire deadbolt privacy function, G lever, unhanded, satin brass finish, for use with 1 3/4" - 2 1/4" thick door | 1 |  | 1 Year | 802.15 | 0.15 | 681.8275
19409 | Salto | E9658G61PM48-C- | XS4 wide body electronic RF wireless ready SVN escutcheon, Mifare / DESFire deadbolt privacy function, G lever, unhanded, satin brass finish, for use with 1 3/4" - 2 1/4" thick door | 1 |  | 1 Year | 727.25 | 0.15 | 618.1625
19410 | Salto | E9658G61PM48-W- | XS4 wide body electronic RF wireless SVN escutcheon, Mifare / DESFire deadbolt privacy function, G lever, unhanded, satin brass finish, for use with 1 3/4" - 2 1/4" thick door | 1 |  | 1 Year | 858.35 | 0.15 | 729.5975
19411 | Salto | E9658G62BC38--- | XS4 wide body electronic wire-free SVN escutcheon, Mifare / DESFire deadbolt privacy function, G lever, unhanded, BioCote antimicrobial finish, for use with 1 3/8" - 1 3/4" thick standard door | 1 |  | 1 Year | 725.15 | 0.15 | 616.3775
19412 | Salto | E9658G62BC38-A- | XS4 wide body electronic AMOK wire-free SVN escutcheon, Mifare / DESFire deadbolt privacy function, G lever, unhanded, BioCote antimicrobial finish, for use with 1 3/8" - 1 3/4" thick standard door | 1 |  | 1 Year | 854.15 | 0.15 | 726.0275
19413 | Salto | E9658G62BC38-C- | XS4 wide body electronic RF wireless ready SVN escutcheon, Mifare / DESFire deadbolt privacy function, G lever, unhanded, BioCote antimicrobial finish, for use with 1 3/8" - 1 3/4" thick standard door | 1 |  | 1 Year | 779.25 | 0.15 | 662.3625
19414 | Salto | E9658G62BC38-W- | XS4 wide body electronic RF wireless SVN escutcheon, Mifare / DESFire deadbolt privacy function, G lever, unhanded, BioCote antimicrobial finish, for use with 1 3/8" - 1 3/4" thick standard door | 1 |  | 1 Year | 910.35 | 0.15 | 773.7975
19415 | Salto | E9658G62BC48--- | XS4 wide body electronic wire-free SVN escutcheon, Mifare / DESFire deadbolt privacy function, G lever, unhanded, BioCote antimicrobial finish, for use with 1 3/4" - 2 1/4" thick door | 1 |  | 1 Year | 725.15 | 0.15 | 616.3775
19416 | Salto | E9658G62BC48-A- | XS4 wide body electronic AMOK wire-free SVN escutcheon, Mifare / DESFire deadbolt privacy function, G lever, unhanded, BioCote antimicrobial finish, for use with 1 3/4" - 2 1/4" thick door | 1 |  | 1 Year | 854.15 | 0.15 | 726.0275
19417 | Salto | E9658G62BC48-C- | XS4 wide body electronic RF wireless ready SVN escutcheon, Mifare / DESFire deadbolt privacy function, G lever, unhanded, BioCote antimicrobial finish, for use with 1 3/4" - 2 1/4" thick door | 1 |  | 1 Year | 779.25 | 0.15 | 662.3625
19418 | Salto | E9658G62BC48-W- | XS4 wide body electronic RF wireless SVN escutcheon, Mifare / DESFire deadbolt privacy function, G lever, unhanded, BioCote antimicrobial finish, for use with 1 3/4" - 2 1/4" thick door | 1 |  | 1 Year | 910.35 | 0.15 | 773.7975
19419 | Salto | E9658G62IM38--- | XS4 wide body electronic wire-free SVN escutcheon, Mifare / DESFire deadbolt privacy function, G lever, unhanded, satin stainless finish, for use with 1 3/8" - 1 3/4" thick standard door | 1 |  | 1 Year | 673.15 | 0.15 | 572.1775
19420 | Salto | E9658G62IM38-A- | XS4 wide body electronic AMOK wire-free SVN escutcheon, Mifare / DESFire deadbolt privacy function, G lever, unhanded, satin stainless finish, for use with 1 3/8" - 1 3/4" thick standard door | 1 |  | 1 Year | 802.15 | 0.15 | 681.8275
19421 | Salto | E9658G62IM38-C- | XS4 wide body electronic RF wireless ready SVN escutcheon, Mifare / DESFire deadbolt privacy function, G lever, unhanded, satin stainless finish, for use with 1 3/8" - 1 3/4" thick standard door | 1 |  | 1 Year | 727.25 | 0.15 | 618.1625
19422 | Salto | E9658G62IM38-W- | XS4 wide body electronic RF wireless SVN escutcheon, Mifare / DESFire deadbolt privacy function, G lever, unhanded, satin stainless finish, for use with 1 3/8" - 1 3/4" thick standard door | 1 |  | 1 Year | 858.35 | 0.15 | 729.5975
19423 | Salto | E9658G62IM48--- | XS4 wide body electronic wire-free SVN escutcheon, Mifare / DESFire deadbolt privacy function, G lever, unhanded, satin stainless finish, for use with 1 3/4" - 2 1/4" thick door | 1 |  | 1 Year | 673.15 | 0.15 | 572.1775
19424 | Salto | E9658G62IM48-A- | XS4 wide body electronic AMOK wire-free SVN escutcheon, Mifare / DESFire deadbolt privacy function, G lever, unhanded, satin stainless finish, for use with 1 3/4" - 2 1/4" thick door | 1 |  | 1 Year | 802.15 | 0.15 | 681.8275
19425 | Salto | E9658G62IM48-C- | XS4 wide body electronic RF wireless ready SVN escutcheon, Mifare / DESFire deadbolt privacy function, G lever, unhanded, satin stainless finish, for use with 1 3/4" - 2 1/4" thick door | 1 |  | 1 Year | 727.25 | 0.15 | 618.1625
19426 | Salto | E9658G62IM48-W- | XS4 wide body electronic RF wireless SVN escutcheon, Mifare / DESFire deadbolt privacy function, G lever, unhanded, satin stainless finish, for use with 1 3/4" - 2 1/4" thick door | 1 |  | 1 Year | 858.35 | 0.15 | 729.5975
19427 | Salto | E9658G62PM38--- | XS4 wide body electronic wire-free SVN escutcheon, Mifare / DESFire deadbolt privacy function, G lever, unhanded, satin brass finish, for use with 1 3/8" - 1 3/4" thick standard door | 1 |  | 1 Year | 673.15 | 0.15 | 572.1775
19428 | Salto | E9658G62PM38-A- | XS4 wide body electronic AMOK wire-free SVN escutcheon, Mifare / DESFire deadbolt privacy function, G lever, unhanded, satin brass finish, for use with 1 3/8" - 1 3/4" thick standard door | 1 |  | 1 Year | 802.15 | 0.15 | 681.8275
19429 | Salto | E9658G62PM38-C- | XS4 wide body electronic RF wireless ready SVN escutcheon, Mifare / DESFire deadbolt privacy function, G lever, unhanded, satin brass finish, for use with 1 3/8" - 1 3/4" thick standard door | 1 |  | 1 Year | 727.25 | 0.15 | 618.1625
19430 | Salto | E9658G62PM38-W- | XS4 wide body electronic RF wireless SVN escutcheon, Mifare / DESFire deadbolt privacy function, G lever, unhanded, satin brass finish, for use with 1 3/8" - 1 3/4" thick standard door | 1 |  | 1 Year | 858.35 | 0.15 | 729.5975
19431 | Salto | E9658G62PM48--- | XS4 wide body electronic wire-free SVN escutcheon, Mifare / DESFire deadbolt privacy function, G lever, unhanded, satin brass finish, for use with 1 3/4" - 2 1/4" thick door | 1 |  | 1 Year | 673.15 | 0.15 | 572.1775
19432 | Salto | E9658G62PM48-A- | XS4 wide body electronic AMOK wire-free SVN escutcheon, Mifare / DESFire deadbolt privacy function, G lever, unhanded, satin brass finish, for use with 1 3/4" - 2 1/4" thick door | 1 |  | 1 Year | 802.15 | 0.15 | 681.8275
19433 | Salto | E9658G62PM48-C- | XS4 wide body electronic RF wireless ready SVN escutcheon, Mifare / DESFire deadbolt privacy function, G lever, unhanded, satin brass finish, for use with 1 3/4" - 2 1/4" thick door | 1 |  | 1 Year | 727.25 | 0.15 | 618.1625
19434 | Salto | E9658G62PM48-W- | XS4 wide body electronic RF wireless SVN escutcheon, Mifare / DESFire deadbolt privacy function, G lever, unhanded, satin brass finish, for use with 1 3/4" - 2 1/4" thick door | 1 |  | 1 Year | 858.35 | 0.15 | 729.5975
19435 | Salto | E9658G63BC38--- | XS4 wide body electronic wire-free SVN escutcheon, Mifare / DESFire deadbolt privacy function, G lever, unhanded, BioCote antimicrobial finish, for use with 1 3/8" - 1 3/4" thick standard door | 1 |  | 1 Year | 725.15 | 0.15 | 616.3775
19436 | Salto | E9658G63BC38-A- | XS4 wide body electronic AMOK wire-free SVN escutcheon, Mifare / DESFire deadbolt privacy function, G lever, unhanded, BioCote antimicrobial finish, for use with 1 3/8" - 1 3/4" thick standard door | 1 |  | 1 Year | 854.15 | 0.15 | 726.0275
19437 | Salto | E9658G63BC38-C- | XS4 wide body electronic RF wireless ready SVN escutcheon, Mifare / DESFire deadbolt privacy function, G lever, unhanded, BioCote antimicrobial finish, for use with 1 3/8" - 1 3/4" thick standard door | 1 |  | 1 Year | 779.25 | 0.15 | 662.3625
19438 | Salto | E9658G63BC38-W- | XS4 wide body electronic RF wireless SVN escutcheon, Mifare / DESFire deadbolt privacy function, G lever, unhanded, BioCote antimicrobial finish, for use with 1 3/8" - 1 3/4" thick standard door | 1 |  | 1 Year | 910.35 | 0.15 | 773.7975
19439 | Salto | E9658G63BC48--- | XS4 wide body electronic wire-free SVN escutcheon, Mifare / DESFire deadbolt privacy function, G lever, unhanded, BioCote antimicrobial finish, for use with 1 3/4" - 2 1/4" thick door | 1 |  | 1 Year | 725.15 | 0.15 | 616.3775
19440 | Salto | E9658G63BC48-A- | XS4 wide body electronic AMOK wire-free SVN escutcheon, Mifare / DESFire deadbolt privacy function, G lever, unhanded, BioCote antimicrobial finish, for use with 1 3/4" - 2 1/4" thick door | 1 |  | 1 Year | 854.15 | 0.15 | 726.0275
19441 | Salto | E9658G63BC48-C- | XS4 wide body electronic RF wireless ready SVN escutcheon, Mifare / DESFire deadbolt privacy function, G lever, unhanded, BioCote antimicrobial finish, for use with 1 3/4" - 2 1/4" thick door | 1 |  | 1 Year | 779.25 | 0.15 | 662.3625
19442 | Salto | E9658G63BC48-W- | XS4 wide body electronic RF wireless SVN escutcheon, Mifare / DESFire deadbolt privacy function, G lever, unhanded, BioCote antimicrobial finish, for use with 1 3/4" - 2 1/4" thick door | 1 |  | 1 Year | 910.35 | 0.15 | 773.7975
19443 | Salto | E9658G63IM38--- | XS4 wide body electronic wire-free SVN escutcheon, Mifare / DESFire deadbolt privacy function, G lever, unhanded, satin stainless finish, for use with 1 3/8" - 1 3/4" thick standard door | 1 |  | 1 Year | 673.15 | 0.15 | 572.1775
19444 | Salto | E9658G63IM38-A- | XS4 wide body electronic AMOK wire-free SVN escutcheon, Mifare / DESFire deadbolt privacy function, G lever, unhanded, satin stainless finish, for use with 1 3/8" - 1 3/4" thick standard door | 1 |  | 1 Year | 802.15 | 0.15 | 681.8275
19445 | Salto | E9658G63IM38-C- | XS4 wide body electronic RF wireless ready SVN escutcheon, Mifare / DESFire deadbolt privacy function, G lever, unhanded, satin stainless finish, for use with 1 3/8" - 1 3/4" thick standard door | 1 |  | 1 Year | 727.25 | 0.15 | 618.1625
19446 | Salto | E9658G63IM38-W- | XS4 wide body electronic RF wireless SVN escutcheon, Mifare / DESFire deadbolt privacy function, G lever, unhanded, satin stainless finish, for use with 1 3/8" - 1 3/4" thick standard door | 1 |  | 1 Year | 858.35 | 0.15 | 729.5975
19447 | Salto | E9658G63IM48--- | XS4 wide body electronic wire-free SVN escutcheon, Mifare / DESFire deadbolt privacy function, G lever, unhanded, satin stainless finish, for use with 1 3/4" - 2 1/4" thick door | 1 |  | 1 Year | 673.15 | 0.15 | 572.1775
19448 | Salto | E9658G63IM48-A- | XS4 wide body electronic AMOK wire-free SVN escutcheon, Mifare / DESFire deadbolt privacy function, G lever, unhanded, satin stainless finish, for use with 1 3/4" - 2 1/4" thick door | 1 |  | 1 Year | 802.15 | 0.15 | 681.8275
19449 | Salto | E9658G63IM48-C- | XS4 wide body electronic RF wireless ready SVN escutcheon, Mifare / DESFire deadbolt privacy function, G lever, unhanded, satin stainless finish, for use with 1 3/4" - 2 1/4" thick door | 1 |  | 1 Year | 727.25 | 0.15 | 618.1625
19450 | Salto | E9658G63IM48-W- | XS4 wide body electronic RF wireless SVN escutcheon, Mifare / DESFire deadbolt privacy function, G lever, unhanded, satin stainless finish, for use with 1 3/4" - 2 1/4" thick door | 1 |  | 1 Year | 858.35 | 0.15 | 729.5975
19451 | Salto | E9658G63PM38--- | XS4 wide body electronic wire-free SVN escutcheon, Mifare / DESFire deadbolt privacy function, G lever, unhanded, satin brass finish, for use with 1 3/8" - 1 3/4" thick standard door | 1 |  | 1 Year | 673.15 | 0.15 | 572.1775
19452 | Salto | E9658G63PM38-A- | XS4 wide body electronic AMOK wire-free SVN escutcheon, Mifare / DESFire deadbolt privacy function, G lever, unhanded, satin brass finish, for use with 1 3/8" - 1 3/4" thick standard door | 1 |  | 1 Year | 802.15 | 0.15 | 681.8275
19453 | Salto | E9658G63PM38-C- | XS4 wide body electronic RF wireless ready SVN escutcheon, Mifare / DESFire deadbolt privacy function, G lever, unhanded, satin brass finish, for use with 1 3/8" - 1 3/4" thick standard door | 1 |  | 1 Year | 727.25 | 0.15 | 618.1625
19454 | Salto | E9658G63PM38-W- | XS4 wide body electronic RF wireless SVN escutcheon, Mifare / DESFire deadbolt privacy function, G lever, unhanded, satin brass finish, for use with 1 3/8" - 1 3/4" thick standard door | 1 |  | 1 Year | 858.35 | 0.15 | 729.5975
19455 | Salto | E9658G63PM48--- | XS4 wide body electronic wire-free SVN escutcheon, Mifare / DESFire deadbolt privacy function, G lever, unhanded, satin brass finish, for use with 1 3/4" - 2 1/4" thick door | 1 |  | 1 Year | 673.15 | 0.15 | 572.1775
19456 | Salto | E9658G63PM48-A- | XS4 wide body electronic AMOK wire-free SVN escutcheon, Mifare / DESFire deadbolt privacy function, G lever, unhanded, satin brass finish, for use with 1 3/4" - 2 1/4" thick door | 1 |  | 1 Year | 802.15 | 0.15 | 681.8275
19457 | Salto | E9658G63PM48-C- | XS4 wide body electronic RF wireless ready SVN escutcheon, Mifare / DESFire deadbolt privacy function, G lever, unhanded, satin brass finish, for use with 1 3/4" - 2 1/4" thick door | 1 |  | 1 Year | 727.25 | 0.15 | 618.1625
19458 | Salto | E9658G63PM48-W- | XS4 wide body electronic RF wireless SVN escutcheon, Mifare / DESFire deadbolt privacy function, G lever, unhanded, satin brass finish, for use with 1 3/4" - 2 1/4" thick door | 1 |  | 1 Year | 858.35 | 0.15 | 729.5975
19459 | Salto | E9658J61BC38--- | XS4 wide body electronic wire-free SVN escutcheon, Mifare / DESFire deadbolt privacy function, J lever, unhanded, BioCote antimicrobial finish, for use with 1 3/8" - 1 3/4" thick standard door | 1 |  | 1 Year | 735.35 | 0.15 | 625.0475
19460 | Salto | E9658J61BC38-A- | XS4 wide body electronic AMOK wire-free SVN escutcheon, Mifare / DESFire deadbolt privacy function, J lever, unhanded, BioCote antimicrobial finish, for use with 1 3/8" - 1 3/4" thick standard door | 1 |  | 1 Year | 864.35 | 0.15 | 734.6975
19461 | Salto | E9658J61BC38-C- | XS4 wide body electronic RF wireless ready SVN escutcheon, Mifare / DESFire deadbolt privacy function, J lever, unhanded, BioCote antimicrobial finish, for use with 1 3/8" - 1 3/4" thick standard door | 1 |  | 1 Year | 789.45 | 0.15 | 671.0325
19462 | Salto | E9658J61BC38-W- | XS4 wide body electronic RF wireless SVN escutcheon, Mifare / DESFire deadbolt privacy function, J lever, unhanded, BioCote antimicrobial finish, for use with 1 3/8" - 1 3/4" thick standard door | 1 |  | 1 Year | 920.55 | 0.15 | 782.4675
19463 | Salto | E9658J61BC48--- | XS4 wide body electronic wire-free SVN escutcheon, Mifare / DESFire deadbolt privacy function, J lever, unhanded, BioCote antimicrobial finish, for use with 1 3/4" - 2 1/4" thick door | 1 |  | 1 Year | 735.35 | 0.15 | 625.0475
19464 | Salto | E9658J61BC48-A- | XS4 wide body electronic AMOK wire-free SVN escutcheon, Mifare / DESFire deadbolt privacy function, J lever, unhanded, BioCote antimicrobial finish, for use with 1 3/4" - 2 1/4" thick door | 1 |  | 1 Year | 864.35 | 0.15 | 734.6975
19465 | Salto | E9658J61BC48-C- | XS4 wide body electronic RF wireless ready SVN escutcheon, Mifare / DESFire deadbolt privacy function, J lever, unhanded, BioCote antimicrobial finish, for use with 1 3/4" - 2 1/4" thick door | 1 |  | 1 Year | 789.45 | 0.15 | 671.0325
19466 | Salto | E9658J61BC48-W- | XS4 wide body electronic RF wireless SVN escutcheon, Mifare / DESFire deadbolt privacy function, J lever, unhanded, BioCote antimicrobial finish, for use with 1 3/4" - 2 1/4" thick door | 1 |  | 1 Year | 920.55 | 0.15 | 782.4675
19467 | Salto | E9658J61IA38--- | XS4 wide body electronic wire-free SVN escutcheon, Mifare / DESFire deadbolt privacy function, J lever, unhanded, antique brass finish, for use with 1 3/8" - 1 3/4" thick standard door | 1 |  | 1 Year | 735.35 | 0.15 | 625.0475
19468 | Salto | E9658J61IA38-A- | XS4 wide body electronic AMOK wire-free SVN escutcheon, Mifare / DESFire deadbolt privacy function, J lever, unhanded, antique brass finish, for use with 1 3/8" - 1 3/4" thick standard door | 1 |  | 1 Year | 864.35 | 0.15 | 734.6975
19469 | Salto | E9658J61IA38-C- | XS4 wide body electronic RF wireless ready SVN escutcheon, Mifare / DESFire deadbolt privacy function, J lever, unhanded, antique brass finish, for use with 1 3/8" - 1 3/4" thick standard door | 1 |  | 1 Year | 789.45 | 0.15 | 671.0325
19470 | Salto | E9658J61IA38-W- | XS4 wide body electronic RF wireless SVN escutcheon, Mifare / DESFire deadbolt privacy function, J lever, unhanded, antique brass finish, for use with 1 3/8" - 1 3/4" thick standard door | 1 |  | 1 Year | 920.55 | 0.15 | 782.4675
19471 | Salto | E9658J61IA48--- | XS4 wide body electronic wire-free SVN escutcheon, Mifare / DESFire deadbolt privacy function, J lever, unhanded, antique brass finish, for use with 1 3/4" - 2 1/4" thick door | 1 |  | 1 Year | 735.35 | 0.15 | 625.0475
19472 | Salto | E9658J61IA48-A- | XS4 wide body electronic AMOK wire-free SVN escutcheon, Mifare / DESFire deadbolt privacy function, J lever, unhanded, antique brass finish, for use with 1 3/4" - 2 1/4" thick door | 1 |  | 1 Year | 864.35 | 0.15 | 734.6975
19473 | Salto | E9658J61IA48-C- | XS4 wide body electronic RF wireless ready SVN escutcheon, Mifare / DESFire deadbolt privacy function, J lever, unhanded, antique brass finish, for use with 1 3/4" - 2 1/4" thick door | 1 |  | 1 Year | 789.45 | 0.15 | 671.0325
19474 | Salto | E9658J61IA48-W- | XS4 wide body electronic RF wireless SVN escutcheon, Mifare / DESFire deadbolt privacy function, J lever, unhanded, antique brass finish, for use with 1 3/4" - 2 1/4" thick door | 1 |  | 1 Year | 920.55 | 0.15 | 782.4675
19475 | Salto | E9658J61IM38--- | XS4 wide body electronic wire-free SVN escutcheon, Mifare / DESFire deadbolt privacy function, J lever, unhanded, satin stainless finish, for use with 1 3/8" - 1 3/4" thick standard door | 1 |  | 1 Year | 683.35 | 0.15 | 580.8475
19476 | Salto | E9658J61IM38-A- | XS4 wide body electronic AMOK wire-free SVN escutcheon, Mifare / DESFire deadbolt privacy function, J lever, unhanded, satin stainless finish, for use with 1 3/8" - 1 3/4" thick standard door | 1 |  | 1 Year | 812.35 | 0.15 | 690.4975
19477 | Salto | E9658J61IM38-C- | XS4 wide body electronic RF wireless ready SVN escutcheon, Mifare / DESFire deadbolt privacy function, J lever, unhanded, satin stainless finish, for use with 1 3/8" - 1 3/4" thick standard door | 1 |  | 1 Year | 737.45 | 0.15 | 626.8325
19478 | Salto | E9658J61IM38-W- | XS4 wide body electronic RF wireless SVN escutcheon, Mifare / DESFire deadbolt privacy function, J lever, unhanded, satin stainless finish, for use with 1 3/8" - 1 3/4" thick standard door | 1 |  | 1 Year | 868.55 | 0.15 | 738.2675
19479 | Salto | E9658J61IM48--- | XS4 wide body electronic wire-free SVN escutcheon, Mifare / DESFire deadbolt privacy function, J lever, unhanded, satin stainless finish, for use with 1 3/4" - 2 1/4" thick door | 1 |  | 1 Year | 683.35 | 0.15 | 580.8475
19480 | Salto | E9658J61IM48-A- | XS4 wide body electronic AMOK wire-free SVN escutcheon, Mifare / DESFire deadbolt privacy function, J lever, unhanded, satin stainless finish, for use with 1 3/4" - 2 1/4" thick door | 1 |  | 1 Year | 812.35 | 0.15 | 690.4975
19481 | Salto | E9658J61IM48-C- | XS4 wide body electronic RF wireless ready SVN escutcheon, Mifare / DESFire deadbolt privacy function, J lever, unhanded, satin stainless finish, for use with 1 3/4" - 2 1/4" thick door | 1 |  | 1 Year | 737.45 | 0.15 | 626.8325
19482 | Salto | E9658J61IM48-W- | XS4 wide body electronic RF wireless SVN escutcheon, Mifare / DESFire deadbolt privacy function, J lever, unhanded, satin stainless finish, for use with 1 3/4" - 2 1/4" thick door | 1 |  | 1 Year | 868.55 | 0.15 | 738.2675
19483 | Salto | E9658J61NE38--- | XS4 wide body electronic wire-free SVN escutcheon, Mifare / DESFire deadbolt privacy function, J lever, unhanded, black chromium finish, for use with 1 3/8" - 1 3/4" thick standard door | 1 |  | 1 Year | 718.05 | 0.15 | 610.3425
19484 | Salto | E9658J61NE38-A- | XS4 wide body electronic AMOK wire-free SVN escutcheon, Mifare / DESFire deadbolt privacy function, J lever, unhanded, black chromium finish, for use with 1 3/8" - 1 3/4" thick standard door | 1 |  | 1 Year | 847.05 | 0.15 | 719.9925
19485 | Salto | E9658J61NE38-C- | XS4 wide body electronic RF wireless ready SVN escutcheon, Mifare / DESFire deadbolt privacy function, J lever, unhanded, black chromium finish, for use with 1 3/8" - 1 3/4" thick standard door | 1 |  | 1 Year | 772.15 | 0.15 | 656.3275
19486 | Salto | E9658J61NE38-W- | XS4 wide body electronic RF wireless SVN escutcheon, Mifare / DESFire deadbolt privacy function, J lever, unhanded, black chromium finish, for use with 1 3/8" - 1 3/4" thick standard door | 1 |  | 1 Year | 903.25 | 0.15 | 767.7625
19487 | Salto | E9658J61NE48--- | XS4 wide body electronic wire-free SVN escutcheon, Mifare / DESFire deadbolt privacy function, J lever, unhanded, black chromium finish, for use with 1 3/4" - 2 1/4" thick door | 1 |  | 1 Year | 718.05 | 0.15 | 610.3425
19488 | Salto | E9658J61NE48-A- | XS4 wide body electronic AMOK wire-free SVN escutcheon, Mifare / DESFire deadbolt privacy function, J lever, unhanded, black chromium finish, for use with 1 3/4" - 2 1/4" thick door | 1 |  | 1 Year | 847.05 | 0.15 | 719.9925
19489 | Salto | E9658J61NE48-C- | XS4 wide body electronic RF wireless ready SVN escutcheon, Mifare / DESFire deadbolt privacy function, J lever, unhanded, black chromium finish, for use with 1 3/4" - 2 1/4" thick door | 1 |  | 1 Year | 772.15 | 0.15 | 656.3275
19490 | Salto | E9658J61NE48-W- | XS4 wide body electronic RF wireless SVN escutcheon, Mifare / DESFire deadbolt privacy function, J lever, unhanded, black chromium finish, for use with 1 3/4" - 2 1/4" thick door | 1 |  | 1 Year | 903.25 | 0.15 | 767.7625
19491 | Salto | E9658J61PM38--- | XS4 wide body electronic wire-free SVN escutcheon, Mifare / DESFire deadbolt privacy function, J lever, unhanded, satin brass finish, for use with 1 3/8" - 1 3/4" thick standard door | 1 |  | 1 Year | 683.35 | 0.15 | 580.8475
19492 | Salto | E9658J61PM38-A- | XS4 wide body electronic AMOK wire-free SVN escutcheon, Mifare / DESFire deadbolt privacy function, J lever, unhanded, satin brass finish, for use with 1 3/8" - 1 3/4" thick standard door | 1 |  | 1 Year | 812.35 | 0.15 | 690.4975
19493 | Salto | E9658J61PM38-C- | XS4 wide body electronic RF wireless ready SVN escutcheon, Mifare / DESFire deadbolt privacy function, J lever, unhanded, satin brass finish, for use with 1 3/8" - 1 3/4" thick standard door | 1 |  | 1 Year | 737.45 | 0.15 | 626.8325
19494 | Salto | E9658J61PM38-W- | XS4 wide body electronic RF wireless SVN escutcheon, Mifare / DESFire deadbolt privacy function, J lever, unhanded, satin brass finish, for use with 1 3/8" - 1 3/4" thick standard door | 1 |  | 1 Year | 868.55 | 0.15 | 738.2675
19495 | Salto | E9658J61PM48--- | XS4 wide body electronic wire-free SVN escutcheon, Mifare / DESFire deadbolt privacy function, J lever, unhanded, satin brass finish, for use with 1 3/4" - 2 1/4" thick door | 1 |  | 1 Year | 683.35 | 0.15 | 580.8475
19496 | Salto | E9658J61PM48-A- | XS4 wide body electronic AMOK wire-free SVN escutcheon, Mifare / DESFire deadbolt privacy function, J lever, unhanded, satin brass finish, for use with 1 3/4" - 2 1/4" thick door | 1 |  | 1 Year | 812.35 | 0.15 | 690.4975
19497 | Salto | E9658J61PM48-C- | XS4 wide body electronic RF wireless ready SVN escutcheon, Mifare / DESFire deadbolt privacy function, J lever, unhanded, satin brass finish, for use with 1 3/4" - 2 1/4" thick door | 1 |  | 1 Year | 737.45 | 0.15 | 626.8325
19498 | Salto | E9658J61PM48-W- | XS4 wide body electronic RF wireless SVN escutcheon, Mifare / DESFire deadbolt privacy function, J lever, unhanded, satin brass finish, for use with 1 3/4" - 2 1/4" thick door | 1 |  | 1 Year | 868.55 | 0.15 | 738.2675
19499 | Salto | E9658J62BC38--- | XS4 wide body electronic wire-free SVN escutcheon, Mifare / DESFire deadbolt privacy function, J lever, unhanded, BioCote antimicrobial finish, for use with 1 3/8" - 1 3/4" thick standard door | 1 |  | 1 Year | 735.35 | 0.15 | 625.0475
19500 | Salto | E9658J62BC38-A- | XS4 wide body electronic AMOK wire-free SVN escutcheon, Mifare / DESFire deadbolt privacy function, J lever, unhanded, BioCote antimicrobial finish, for use with 1 3/8" - 1 3/4" thick standard door | 1 |  | 1 Year | 864.35 | 0.15 | 734.6975
19501 | Salto | E9658J62BC38-C- | XS4 wide body electronic RF wireless ready SVN escutcheon, Mifare / DESFire deadbolt privacy function, J lever, unhanded, BioCote antimicrobial finish, for use with 1 3/8" - 1 3/4" thick standard door | 1 |  | 1 Year | 789.45 | 0.15 | 671.0325
19502 | Salto | E9658J62BC38-W- | XS4 wide body electronic RF wireless SVN escutcheon, Mifare / DESFire deadbolt privacy function, J lever, unhanded, BioCote antimicrobial finish, for use with 1 3/8" - 1 3/4" thick standard door | 1 |  | 1 Year | 920.55 | 0.15 | 782.4675
19503 | Salto | E9658J62BC48--- | XS4 wide body electronic wire-free SVN escutcheon, Mifare / DESFire deadbolt privacy function, J lever, unhanded, BioCote antimicrobial finish, for use with 1 3/4" - 2 1/4" thick door | 1 |  | 1 Year | 735.35 | 0.15 | 625.0475
19504 | Salto | E9658J62BC48-A- | XS4 wide body electronic AMOK wire-free SVN escutcheon, Mifare / DESFire deadbolt privacy function, J lever, unhanded, BioCote antimicrobial finish, for use with 1 3/4" - 2 1/4" thick door | 1 |  | 1 Year | 864.35 | 0.15 | 734.6975
19505 | Salto | E9658J62BC48-C- | XS4 wide body electronic RF wireless ready SVN escutcheon, Mifare / DESFire deadbolt privacy function, J lever, unhanded, BioCote antimicrobial finish, for use with 1 3/4" - 2 1/4" thick door | 1 |  | 1 Year | 789.45 | 0.15 | 671.0325
19506 | Salto | E9658J62BC48-W- | XS4 wide body electronic RF wireless SVN escutcheon, Mifare / DESFire deadbolt privacy function, J lever, unhanded, BioCote antimicrobial finish, for use with 1 3/4" - 2 1/4" thick door | 1 |  | 1 Year | 920.55 | 0.15 | 782.4675
19507 | Salto | E9658J62IA38--- | XS4 wide body electronic wire-free SVN escutcheon, Mifare / DESFire deadbolt privacy function, J lever, unhanded, antique brass finish, for use with 1 3/8" - 1 3/4" thick standard door | 1 |  | 1 Year | 735.35 | 0.15 | 625.0475
19508 | Salto | E9658J62IA38-A- | XS4 wide body electronic AMOK wire-free SVN escutcheon, Mifare / DESFire deadbolt privacy function, J lever, unhanded, antique brass finish, for use with 1 3/8" - 1 3/4" thick standard door | 1 |  | 1 Year | 864.35 | 0.15 | 734.6975
19509 | Salto | E9658J62IA38-C- | XS4 wide body electronic RF wireless ready SVN escutcheon, Mifare / DESFire deadbolt privacy function, J lever, unhanded, antique brass finish, for use with 1 3/8" - 1 3/4" thick standard door | 1 |  | 1 Year | 789.45 | 0.15 | 671.0325
19510 | Salto | E9658J62IA38-W- | XS4 wide body electronic RF wireless SVN escutcheon, Mifare / DESFire deadbolt privacy function, J lever, unhanded, antique brass finish, for use with 1 3/8" - 1 3/4" thick standard door | 1 |  | 1 Year | 920.55 | 0.15 | 782.4675
19511 | Salto | E9658J62IA48--- | XS4 wide body electronic wire-free SVN escutcheon, Mifare / DESFire deadbolt privacy function, J lever, unhanded, antique brass finish, for use with 1 3/4" - 2 1/4" thick door | 1 |  | 1 Year | 735.35 | 0.15 | 625.0475
19512 | Salto | E9658J62IA48-A- | XS4 wide body electronic AMOK wire-free SVN escutcheon, Mifare / DESFire deadbolt privacy function, J lever, unhanded, antique brass finish, for use with 1 3/4" - 2 1/4" thick door | 1 |  | 1 Year | 864.35 | 0.15 | 734.6975
19513 | Salto | E9658J62IA48-C- | XS4 wide body electronic RF wireless ready SVN escutcheon, Mifare / DESFire deadbolt privacy function, J lever, unhanded, antique brass finish, for use with 1 3/4" - 2 1/4" thick door | 1 |  | 1 Year | 789.45 | 0.15 | 671.0325
19514 | Salto | E9658J62IA48-W- | XS4 wide body electronic RF wireless SVN escutcheon, Mifare / DESFire deadbolt privacy function, J lever, unhanded, antique brass finish, for use with 1 3/4" - 2 1/4" thick door | 1 |  | 1 Year | 920.55 | 0.15 | 782.4675
19515 | Salto | E9658J62IM38--- | XS4 wide body electronic wire-free SVN escutcheon, Mifare / DESFire deadbolt privacy function, J lever, unhanded, satin stainless finish, for use with 1 3/8" - 1 3/4" thick standard door | 1 |  | 1 Year | 683.35 | 0.15 | 580.8475
19516 | Salto | E9658J62IM38-A- | XS4 wide body electronic AMOK wire-free SVN escutcheon, Mifare / DESFire deadbolt privacy function, J lever, unhanded, satin stainless finish, for use with 1 3/8" - 1 3/4" thick standard door | 1 |  | 1 Year | 812.35 | 0.15 | 690.4975
19517 | Salto | E9658J62IM38-C- | XS4 wide body electronic RF wireless ready SVN escutcheon, Mifare / DESFire deadbolt privacy function, J lever, unhanded, satin stainless finish, for use with 1 3/8" - 1 3/4" thick standard door | 1 |  | 1 Year | 737.45 | 0.15 | 626.8325
19518 | Salto | E9658J62IM38-W- | XS4 wide body electronic RF wireless SVN escutcheon, Mifare / DESFire deadbolt privacy function, J lever, unhanded, satin stainless finish, for use with 1 3/8" - 1 3/4" thick standard door | 1 |  | 1 Year | 868.55 | 0.15 | 738.2675
19519 | Salto | E9658J62IM48--- | XS4 wide body electronic wire-free SVN escutcheon, Mifare / DESFire deadbolt privacy function, J lever, unhanded, satin stainless finish, for use with 1 3/4" - 2 1/4" thick door | 1 |  | 1 Year | 683.35 | 0.15 | 580.8475
19520 | Salto | E9658J62IM48-A- | XS4 wide body electronic AMOK wire-free SVN escutcheon, Mifare / DESFire deadbolt privacy function, J lever, unhanded, satin stainless finish, for use with 1 3/4" - 2 1/4" thick door | 1 |  | 1 Year | 812.35 | 0.15 | 690.4975
19521 | Salto | E9658J62IM48-C- | XS4 wide body electronic RF wireless ready SVN escutcheon, Mifare / DESFire deadbolt privacy function, J lever, unhanded, satin stainless finish, for use with 1 3/4" - 2 1/4" thick door | 1 |  | 1 Year | 737.45 | 0.15 | 626.8325
19522 | Salto | E9658J62IM48-W- | XS4 wide body electronic RF wireless SVN escutcheon, Mifare / DESFire deadbolt privacy function, J lever, unhanded, satin stainless finish, for use with 1 3/4" - 2 1/4" thick door | 1 |  | 1 Year | 868.55 | 0.15 | 738.2675
19523 | Salto | E9658J62NE38--- | XS4 wide body electronic wire-free SVN escutcheon, Mifare / DESFire deadbolt privacy function, J lever, unhanded, black chromium finish, for use with 1 3/8" - 1 3/4" thick standard door | 1 |  | 1 Year | 718.05 | 0.15 | 610.3425
19524 | Salto | E9658J62NE38-A- | XS4 wide body electronic AMOK wire-free SVN escutcheon, Mifare / DESFire deadbolt privacy function, J lever, unhanded, black chromium finish, for use with 1 3/8" - 1 3/4" thick standard door | 1 |  | 1 Year | 847.05 | 0.15 | 719.9925
19525 | Salto | E9658J62NE38-C- | XS4 wide body electronic RF wireless ready SVN escutcheon, Mifare / DESFire deadbolt privacy function, J lever, unhanded, black chromium finish, for use with 1 3/8" - 1 3/4" thick standard door | 1 |  | 1 Year | 772.15 | 0.15 | 656.3275
19526 | Salto | E9658J62NE38-W- | XS4 wide body electronic RF wireless SVN escutcheon, Mifare / DESFire deadbolt privacy function, J lever, unhanded, black chromium finish, for use with 1 3/8" - 1 3/4" thick standard door | 1 |  | 1 Year | 903.25 | 0.15 | 767.7625
19527 | Salto | E9658J62NE48--- | XS4 wide body electronic wire-free SVN escutcheon, Mifare / DESFire deadbolt privacy function, J lever, unhanded, black chromium finish, for use with 1 3/4" - 2 1/4" thick door | 1 |  | 1 Year | 718.05 | 0.15 | 610.3425
19528 | Salto | E9658J62NE48-A- | XS4 wide body electronic AMOK wire-free SVN escutcheon, Mifare / DESFire deadbolt privacy function, J lever, unhanded, black chromium finish, for use with 1 3/4" - 2 1/4" thick door | 1 |  | 1 Year | 847.05 | 0.15 | 719.9925
19529 | Salto | E9658J62NE48-C- | XS4 wide body electronic RF wireless ready SVN escutcheon, Mifare / DESFire deadbolt privacy function, J lever, unhanded, black chromium finish, for use with 1 3/4" - 2 1/4" thick door | 1 |  | 1 Year | 772.15 | 0.15 | 656.3275
19530 | Salto | E9658J62NE48-W- | XS4 wide body electronic RF wireless SVN escutcheon, Mifare / DESFire deadbolt privacy function, J lever, unhanded, black chromium finish, for use with 1 3/4" - 2 1/4" thick door | 1 |  | 1 Year | 903.25 | 0.15 | 767.7625
19531 | Salto | E9658J62PM38--- | XS4 wide body electronic wire-free SVN escutcheon, Mifare / DESFire deadbolt privacy function, J lever, unhanded, satin brass finish, for use with 1 3/8" - 1 3/4" thick standard door | 1 |  | 1 Year | 683.35 | 0.15 | 580.8475
19532 | Salto | E9658J62PM38-A- | XS4 wide body electronic AMOK wire-free SVN escutcheon, Mifare / DESFire deadbolt privacy function, J lever, unhanded, satin brass finish, for use with 1 3/8" - 1 3/4" thick standard door | 1 |  | 1 Year | 812.35 | 0.15 | 690.4975
19533 | Salto | E9658J62PM38-C- | XS4 wide body electronic RF wireless ready SVN escutcheon, Mifare / DESFire deadbolt privacy function, J lever, unhanded, satin brass finish, for use with 1 3/8" - 1 3/4" thick standard door | 1 |  | 1 Year | 737.45 | 0.15 | 626.8325
19534 | Salto | E9658J62PM38-W- | XS4 wide body electronic RF wireless SVN escutcheon, Mifare / DESFire deadbolt privacy function, J lever, unhanded, satin brass finish, for use with 1 3/8" - 1 3/4" thick standard door | 1 |  | 1 Year | 868.55 | 0.15 | 738.2675
19535 | Salto | E9658J62PM48--- | XS4 wide body electronic wire-free SVN escutcheon, Mifare / DESFire deadbolt privacy function, J lever, unhanded, satin brass finish, for use with 1 3/4" - 2 1/4" thick door | 1 |  | 1 Year | 683.35 | 0.15 | 580.8475
19536 | Salto | E9658J62PM48-A- | XS4 wide body electronic AMOK wire-free SVN escutcheon, Mifare / DESFire deadbolt privacy function, J lever, unhanded, satin brass finish, for use with 1 3/4" - 2 1/4" thick door | 1 |  | 1 Year | 812.35 | 0.15 | 690.4975
19537 | Salto | E9658J62PM48-C- | XS4 wide body electronic RF wireless ready SVN escutcheon, Mifare / DESFire deadbolt privacy function, J lever, unhanded, satin brass finish, for use with 1 3/4" - 2 1/4" thick door | 1 |  | 1 Year | 737.45 | 0.15 | 626.8325
19538 | Salto | E9658J62PM48-W- | XS4 wide body electronic RF wireless SVN escutcheon, Mifare / DESFire deadbolt privacy function, J lever, unhanded, satin brass finish, for use with 1 3/4" - 2 1/4" thick door | 1 |  | 1 Year | 868.55 | 0.15 | 738.2675
19539 | Salto | E9658J63BC38--- | XS4 wide body electronic wire-free SVN escutcheon, Mifare / DESFire deadbolt privacy function, J lever, unhanded, BioCote antimicrobial finish, for use with 1 3/8" - 1 3/4" thick standard door | 1 |  | 1 Year | 735.35 | 0.15 | 625.0475
19540 | Salto | E9658J63BC38-A- | XS4 wide body electronic AMOK wire-free SVN escutcheon, Mifare / DESFire deadbolt privacy function, J lever, unhanded, BioCote antimicrobial finish, for use with 1 3/8" - 1 3/4" thick standard door | 1 |  | 1 Year | 864.35 | 0.15 | 734.6975
19541 | Salto | E9658J63BC38-C- | XS4 wide body electronic RF wireless ready SVN escutcheon, Mifare / DESFire deadbolt privacy function, J lever, unhanded, BioCote antimicrobial finish, for use with 1 3/8" - 1 3/4" thick standard door | 1 |  | 1 Year | 789.45 | 0.15 | 671.0325
19542 | Salto | E9658J63BC38-W- | XS4 wide body electronic RF wireless SVN escutcheon, Mifare / DESFire deadbolt privacy function, J lever, unhanded, BioCote antimicrobial finish, for use with 1 3/8" - 1 3/4" thick standard door | 1 |  | 1 Year | 920.55 | 0.15 | 782.4675
19543 | Salto | E9658J63BC48--- | XS4 wide body electronic wire-free SVN escutcheon, Mifare / DESFire deadbolt privacy function, J lever, unhanded, BioCote antimicrobial finish, for use with 1 3/4" - 2 1/4" thick door | 1 |  | 1 Year | 735.35 | 0.15 | 625.0475
19544 | Salto | E9658J63BC48-A- | XS4 wide body electronic AMOK wire-free SVN escutcheon, Mifare / DESFire deadbolt privacy function, J lever, unhanded, BioCote antimicrobial finish, for use with 1 3/4" - 2 1/4" thick door | 1 |  | 1 Year | 864.35 | 0.15 | 734.6975
19545 | Salto | E9658J63BC48-C- | XS4 wide body electronic RF wireless ready SVN escutcheon, Mifare / DESFire deadbolt privacy function, J lever, unhanded, BioCote antimicrobial finish, for use with 1 3/4" - 2 1/4" thick door | 1 |  | 1 Year | 789.45 | 0.15 | 671.0325
19546 | Salto | E9658J63BC48-W- | XS4 wide body electronic RF wireless SVN escutcheon, Mifare / DESFire deadbolt privacy function, J lever, unhanded, BioCote antimicrobial finish, for use with 1 3/4" - 2 1/4" thick door | 1 |  | 1 Year | 920.55 | 0.15 | 782.4675
19547 | Salto | E9658J63IA38--- | XS4 wide body electronic wire-free SVN escutcheon, Mifare / DESFire deadbolt privacy function, J lever, unhanded, antique brass finish, for use with 1 3/8" - 1 3/4" thick standard door | 1 |  | 1 Year | 735.35 | 0.15 | 625.0475
19548 | Salto | E9658J63IA38-A- | XS4 wide body electronic AMOK wire-free SVN escutcheon, Mifare / DESFire deadbolt privacy function, J lever, unhanded, antique brass finish, for use with 1 3/8" - 1 3/4" thick standard door | 1 |  | 1 Year | 864.35 | 0.15 | 734.6975
19549 | Salto | E9658J63IA38-C- | XS4 wide body electronic RF wireless ready SVN escutcheon, Mifare / DESFire deadbolt privacy function, J lever, unhanded, antique brass finish, for use with 1 3/8" - 1 3/4" thick standard door | 1 |  | 1 Year | 789.45 | 0.15 | 671.0325
19550 | Salto | E9658J63IA38-W- | XS4 wide body electronic RF wireless SVN escutcheon, Mifare / DESFire deadbolt privacy function, J lever, unhanded, antique brass finish, for use with 1 3/8" - 1 3/4" thick standard door | 1 |  | 1 Year | 920.55 | 0.15 | 782.4675
19551 | Salto | E9658J63IA48--- | XS4 wide body electronic wire-free SVN escutcheon, Mifare / DESFire deadbolt privacy function, J lever, unhanded, antique brass finish, for use with 1 3/4" - 2 1/4" thick door | 1 |  | 1 Year | 735.35 | 0.15 | 625.0475
19552 | Salto | E9658J63IA48-A- | XS4 wide body electronic AMOK wire-free SVN escutcheon, Mifare / DESFire deadbolt privacy function, J lever, unhanded, antique brass finish, for use with 1 3/4" - 2 1/4" thick door | 1 |  | 1 Year | 864.35 | 0.15 | 734.6975
19553 | Salto | E9658J63IA48-C- | XS4 wide body electronic RF wireless ready SVN escutcheon, Mifare / DESFire deadbolt privacy function, J lever, unhanded, antique brass finish, for use with 1 3/4" - 2 1/4" thick door | 1 |  | 1 Year | 789.45 | 0.15 | 671.0325
19554 | Salto | E9658J63IA48-W- | XS4 wide body electronic RF wireless SVN escutcheon, Mifare / DESFire deadbolt privacy function, J lever, unhanded, antique brass finish, for use with 1 3/4" - 2 1/4" thick door | 1 |  | 1 Year | 920.55 | 0.15 | 782.4675
19555 | Salto | E9658J63IM38--- | XS4 wide body electronic wire-free SVN escutcheon, Mifare / DESFire deadbolt privacy function, J lever, unhanded, satin stainless finish, for use with 1 3/8" - 1 3/4" thick standard door | 1 |  | 1 Year | 683.35 | 0.15 | 580.8475
19556 | Salto | E9658J63IM38-A- | XS4 wide body electronic AMOK wire-free SVN escutcheon, Mifare / DESFire deadbolt privacy function, J lever, unhanded, satin stainless finish, for use with 1 3/8" - 1 3/4" thick standard door | 1 |  | 1 Year | 812.35 | 0.15 | 690.4975
19557 | Salto | E9658J63IM38-C- | XS4 wide body electronic RF wireless ready SVN escutcheon, Mifare / DESFire deadbolt privacy function, J lever, unhanded, satin stainless finish, for use with 1 3/8" - 1 3/4" thick standard door | 1 |  | 1 Year | 737.45 | 0.15 | 626.8325
19558 | Salto | E9658J63IM38-W- | XS4 wide body electronic RF wireless SVN escutcheon, Mifare / DESFire deadbolt privacy function, J lever, unhanded, satin stainless finish, for use with 1 3/8" - 1 3/4" thick standard door | 1 |  | 1 Year | 868.55 | 0.15 | 738.2675
19559 | Salto | E9658J63IM48--- | XS4 wide body electronic wire-free SVN escutcheon, Mifare / DESFire deadbolt privacy function, J lever, unhanded, satin stainless finish, for use with 1 3/4" - 2 1/4" thick door | 1 |  | 1 Year | 683.35 | 0.15 | 580.8475
19560 | Salto | E9658J63IM48-A- | XS4 wide body electronic AMOK wire-free SVN escutcheon, Mifare / DESFire deadbolt privacy function, J lever, unhanded, satin stainless finish, for use with 1 3/4" - 2 1/4" thick door | 1 |  | 1 Year | 812.35 | 0.15 | 690.4975
19561 | Salto | E9658J63IM48-C- | XS4 wide body electronic RF wireless ready SVN escutcheon, Mifare / DESFire deadbolt privacy function, J lever, unhanded, satin stainless finish, for use with 1 3/4" - 2 1/4" thick door | 1 |  | 1 Year | 737.45 | 0.15 | 626.8325
19562 | Salto | E9658J63IM48-W- | XS4 wide body electronic RF wireless SVN escutcheon, Mifare / DESFire deadbolt privacy function, J lever, unhanded, satin stainless finish, for use with 1 3/4" - 2 1/4" thick door | 1 |  | 1 Year | 868.55 | 0.15 | 738.2675
19563 | Salto | E9658J63NE38--- | XS4 wide body electronic wire-free SVN escutcheon, Mifare / DESFire deadbolt privacy function, J lever, unhanded, black chromium finish, for use with 1 3/8" - 1 3/4" thick standard door | 1 |  | 1 Year | 718.05 | 0.15 | 610.3425
19564 | Salto | E9658J63NE38-A- | XS4 wide body electronic AMOK wire-free SVN escutcheon, Mifare / DESFire deadbolt privacy function, J lever, unhanded, black chromium finish, for use with 1 3/8" - 1 3/4" thick standard door | 1 |  | 1 Year | 847.05 | 0.15 | 719.9925
19565 | Salto | E9658J63NE38-C- | XS4 wide body electronic RF wireless ready SVN escutcheon, Mifare / DESFire deadbolt privacy function, J lever, unhanded, black chromium finish, for use with 1 3/8" - 1 3/4" thick standard door | 1 |  | 1 Year | 772.15 | 0.15 | 656.3275
19566 | Salto | E9658J63NE38-W- | XS4 wide body electronic RF wireless SVN escutcheon, Mifare / DESFire deadbolt privacy function, J lever, unhanded, black chromium finish, for use with 1 3/8" - 1 3/4" thick standard door | 1 |  | 1 Year | 903.25 | 0.15 | 767.7625
19567 | Salto | E9658J63NE48--- | XS4 wide body electronic wire-free SVN escutcheon, Mifare / DESFire deadbolt privacy function, J lever, unhanded, black chromium finish, for use with 1 3/4" - 2 1/4" thick door | 1 |  | 1 Year | 718.05 | 0.15 | 610.3425
19568 | Salto | E9658J63NE48-A- | XS4 wide body electronic AMOK wire-free SVN escutcheon, Mifare / DESFire deadbolt privacy function, J lever, unhanded, black chromium finish, for use with 1 3/4" - 2 1/4" thick door | 1 |  | 1 Year | 847.05 | 0.15 | 719.9925
19569 | Salto | E9658J63NE48-C- | XS4 wide body electronic RF wireless ready SVN escutcheon, Mifare / DESFire deadbolt privacy function, J lever, unhanded, black chromium finish, for use with 1 3/4" - 2 1/4" thick door | 1 |  | 1 Year | 772.15 | 0.15 | 656.3275
19570 | Salto | E9658J63NE48-W- | XS4 wide body electronic RF wireless SVN escutcheon, Mifare / DESFire deadbolt privacy function, J lever, unhanded, black chromium finish, for use with 1 3/4" - 2 1/4" thick door | 1 |  | 1 Year | 903.25 | 0.15 | 767.7625
19571 | Salto | E9658J63PM38--- | XS4 wide body electronic wire-free SVN escutcheon, Mifare / DESFire deadbolt privacy function, J lever, unhanded, satin brass finish, for use with 1 3/8" - 1 3/4" thick standard door | 1 |  | 1 Year | 683.35 | 0.15 | 580.8475
19572 | Salto | E9658J63PM38-A- | XS4 wide body electronic AMOK wire-free SVN escutcheon, Mifare / DESFire deadbolt privacy function, J lever, unhanded, satin brass finish, for use with 1 3/8" - 1 3/4" thick standard door | 1 |  | 1 Year | 812.35 | 0.15 | 690.4975
19573 | Salto | E9658J63PM38-C- | XS4 wide body electronic RF wireless ready SVN escutcheon, Mifare / DESFire deadbolt privacy function, J lever, unhanded, satin brass finish, for use with 1 3/8" - 1 3/4" thick standard door | 1 |  | 1 Year | 737.45 | 0.15 | 626.8325
19574 | Salto | E9658J63PM38-W- | XS4 wide body electronic RF wireless SVN escutcheon, Mifare / DESFire deadbolt privacy function, J lever, unhanded, satin brass finish, for use with 1 3/8" - 1 3/4" thick standard door | 1 |  | 1 Year | 868.55 | 0.15 | 738.2675
19575 | Salto | E9658J63PM48--- | XS4 wide body electronic wire-free SVN escutcheon, Mifare / DESFire deadbolt privacy function, J lever, unhanded, satin brass finish, for use with 1 3/4" - 2 1/4" thick door | 1 |  | 1 Year | 683.35 | 0.15 | 580.8475
19576 | Salto | E9658J63PM48-A- | XS4 wide body electronic AMOK wire-free SVN escutcheon, Mifare / DESFire deadbolt privacy function, J lever, unhanded, satin brass finish, for use with 1 3/4" - 2 1/4" thick door | 1 |  | 1 Year | 812.35 | 0.15 | 690.4975
19577 | Salto | E9658J63PM48-C- | XS4 wide body electronic RF wireless ready SVN escutcheon, Mifare / DESFire deadbolt privacy function, J lever, unhanded, satin brass finish, for use with 1 3/4" - 2 1/4" thick door | 1 |  | 1 Year | 737.45 | 0.15 | 626.8325
19578 | Salto | E9658J63PM48-W- | XS4 wide body electronic RF wireless SVN escutcheon, Mifare / DESFire deadbolt privacy function, J lever, unhanded, satin brass finish, for use with 1 3/4" - 2 1/4" thick door | 1 |  | 1 Year | 868.55 | 0.15 | 738.2675
19579 | Salto | E9658K61IM38L-- | XS4 wide body electronic wire-free SVN escutcheon, Mifare / DESFire deadbolt privacy function, K lever, left handed, satin stainless finish, for use with 1 3/8" - 1 3/4" thick standard door | 1 |  | 1 Year | 683.35 | 0.15 | 580.8475
19580 | Salto | E9658K61IM38LA- | XS4 wide body electronic AMOK wire-free SVN escutcheon, Mifare / DESFire deadbolt privacy function, K lever, left handed, satin stainless finish, for use with 1 3/8" - 1 3/4" thick standard door | 1 |  | 1 Year | 812.35 | 0.15 | 690.4975
19581 | Salto | E9658K61IM38LC- | XS4 wide body electronic RF wireless ready SVN escutcheon, Mifare / DESFire deadbolt privacy function, K lever, left handed, satin stainless finish, for use with 1 3/8" - 1 3/4" thick standard door | 1 |  | 1 Year | 737.45 | 0.15 | 626.8325
19582 | Salto | E9658K61IM38LW- | XS4 wide body electronic RF wireless SVN escutcheon, Mifare / DESFire deadbolt privacy function, K lever, left handed, satin stainless finish, for use with 1 3/8" - 1 3/4" thick standard door | 1 |  | 1 Year | 868.55 | 0.15 | 738.2675
19583 | Salto | E9658K61IM38R-- | XS4 wide body electronic wire-free SVN escutcheon, Mifare / DESFire deadbolt privacy function, K lever, right handed, satin stainless finish, for use with 1 3/8" - 1 3/4" thick standard door | 1 |  | 1 Year | 683.35 | 0.15 | 580.8475
19584 | Salto | E9658K61IM38RA- | XS4 wide body electronic AMOK wire-free SVN escutcheon, Mifare / DESFire deadbolt privacy function, K lever, right handed, satin stainless finish, for use with 1 3/8" - 1 3/4" thick standard door | 1 |  | 1 Year | 812.35 | 0.15 | 690.4975
19585 | Salto | E9658K61IM38RC- | XS4 wide body electronic RF wireless ready SVN escutcheon, Mifare / DESFire deadbolt privacy function, K lever, right handed, satin stainless finish, for use with 1 3/8" - 1 3/4" thick standard door | 1 |  | 1 Year | 737.45 | 0.15 | 626.8325
19586 | Salto | E9658K61IM38RW- | XS4 wide body electronic RF wireless SVN escutcheon, Mifare / DESFire deadbolt privacy function, K lever, right handed, satin stainless finish, for use with 1 3/8" - 1 3/4" thick standard door | 1 |  | 1 Year | 868.55 | 0.15 | 738.2675
19587 | Salto | E9658K61IM48L-- | XS4 wide body electronic wire-free SVN escutcheon, Mifare / DESFire deadbolt privacy function, K lever, left handed, satin stainless finish, for use with 1 3/4" - 2 1/4" thick door | 1 |  | 1 Year | 683.35 | 0.15 | 580.8475
19588 | Salto | E9658K61IM48LA- | XS4 wide body electronic AMOK wire-free SVN escutcheon, Mifare / DESFire deadbolt privacy function, K lever, left handed, satin stainless finish, for use with 1 3/4" - 2 1/4" thick door | 1 |  | 1 Year | 812.35 | 0.15 | 690.4975
19589 | Salto | E9658K61IM48LC- | XS4 wide body electronic RF wireless ready SVN escutcheon, Mifare / DESFire deadbolt privacy function, K lever, left handed, satin stainless finish, for use with 1 3/4" - 2 1/4" thick door | 1 |  | 1 Year | 737.45 | 0.15 | 626.8325
19590 | Salto | E9658K61IM48LW- | XS4 wide body electronic RF wireless SVN escutcheon, Mifare / DESFire deadbolt privacy function, K lever, left handed, satin stainless finish, for use with 1 3/4" - 2 1/4" thick door | 1 |  | 1 Year | 868.55 | 0.15 | 738.2675
19591 | Salto | E9658K61IM48R-- | XS4 wide body electronic wire-free SVN escutcheon, Mifare / DESFire deadbolt privacy function, K lever, right handed, satin stainless finish, for use with 1 3/4" - 2 1/4" thick door | 1 |  | 1 Year | 683.35 | 0.15 | 580.8475
19592 | Salto | E9658K61IM48RA- | XS4 wide body electronic AMOK wire-free SVN escutcheon, Mifare / DESFire deadbolt privacy function, K lever, right handed, satin stainless finish, for use with 1 3/4" - 2 1/4" thick door | 1 |  | 1 Year | 812.35 | 0.15 | 690.4975
19593 | Salto | E9658K61IM48RC- | XS4 wide body electronic RF wireless ready SVN escutcheon, Mifare / DESFire deadbolt privacy function, K lever, right handed, satin stainless finish, for use with 1 3/4" - 2 1/4" thick door | 1 |  | 1 Year | 737.45 | 0.15 | 626.8325
19594 | Salto | E9658K61IM48RW- | XS4 wide body electronic RF wireless SVN escutcheon, Mifare / DESFire deadbolt privacy function, K lever, right handed, satin stainless finish, for use with 1 3/4" - 2 1/4" thick door | 1 |  | 1 Year | 868.55 | 0.15 | 738.2675
19595 | Salto | E9658K61IP38L-- | XS4 wide body electronic wire-free SVN escutcheon, Mifare / DESFire deadbolt privacy function, K lever, left handed, bright stainless steel finish, for use with 1 3/8" - 1 3/4" thick standard door | 1 |  | 1 Year | 699.65 | 0.15 | 594.7025
19596 | Salto | E9658K61IP38LA- | XS4 wide body electronic AMOK wire-free SVN escutcheon, Mifare / DESFire deadbolt privacy function, K lever, left handed, bright stainless steel finish, for use with 1 3/8" - 1 3/4" thick standard door | 1 |  | 1 Year | 828.65 | 0.15 | 704.3525
19597 | Salto | E9658K61IP38LC- | XS4 wide body electronic RF wireless ready SVN escutcheon, Mifare / DESFire deadbolt privacy function, K lever, left handed, bright stainless steel finish, for use with 1 3/8" - 1 3/4" thick standard door | 1 |  | 1 Year | 753.75 | 0.15 | 640.6875
19598 | Salto | E9658K61IP38LW- | XS4 wide body electronic RF wireless SVN escutcheon, Mifare / DESFire deadbolt privacy function, K lever, left handed, bright stainless steel finish, for use with 1 3/8" - 1 3/4" thick standard door | 1 |  | 1 Year | 884.85 | 0.15 | 752.1225
19599 | Salto | E9658K61IP38R-- | XS4 wide body electronic wire-free SVN escutcheon, Mifare / DESFire deadbolt privacy function, K lever, right handed, bright stainless steel finish, for use with 1 3/8" - 1 3/4" thick standard door | 1 |  | 1 Year | 699.65 | 0.15 | 594.7025
19600 | Salto | E9658K61IP38RA- | XS4 wide body electronic AMOK wire-free SVN escutcheon, Mifare / DESFire deadbolt privacy function, K lever, right handed, bright stainless steel finish, for use with 1 3/8" - 1 3/4" thick standard door | 1 |  | 1 Year | 828.65 | 0.15 | 704.3525
19601 | Salto | E9658K61IP38RC- | XS4 wide body electronic RF wireless ready SVN escutcheon, Mifare / DESFire deadbolt privacy function, K lever, right handed, bright stainless steel finish, for use with 1 3/8" - 1 3/4" thick standard door | 1 |  | 1 Year | 753.75 | 0.15 | 640.6875
19602 | Salto | E9658K61IP38RW- | XS4 wide body electronic RF wireless SVN escutcheon, Mifare / DESFire deadbolt privacy function, K lever, right handed, bright stainless steel finish, for use with 1 3/8" - 1 3/4" thick standard door | 1 |  | 1 Year | 884.85 | 0.15 | 752.1225
19603 | Salto | E9658K61IP48L-- | XS4 wide body electronic wire-free SVN escutcheon, Mifare / DESFire deadbolt privacy function, K lever, left handed, bright stainless steel finish, for use with 1 3/4" - 2 1/4" thick door | 1 |  | 1 Year | 699.65 | 0.15 | 594.7025
19604 | Salto | E9658K61IP48LA- | XS4 wide body electronic AMOK wire-free SVN escutcheon, Mifare / DESFire deadbolt privacy function, K lever, left handed, bright stainless steel finish, for use with 1 3/4" - 2 1/4" thick door | 1 |  | 1 Year | 828.65 | 0.15 | 704.3525
19605 | Salto | E9658K61IP48LC- | XS4 wide body electronic RF wireless ready SVN escutcheon, Mifare / DESFire deadbolt privacy function, K lever, left handed, bright stainless steel finish, for use with 1 3/4" - 2 1/4" thick door | 1 |  | 1 Year | 753.75 | 0.15 | 640.6875
19606 | Salto | E9658K61IP48LW- | XS4 wide body electronic RF wireless SVN escutcheon, Mifare / DESFire deadbolt privacy function, K lever, left handed, bright stainless steel finish, for use with 1 3/4" - 2 1/4" thick door | 1 |  | 1 Year | 884.85 | 0.15 | 752.1225
19607 | Salto | E9658K61IP48R-- | XS4 wide body electronic wire-free SVN escutcheon, Mifare / DESFire deadbolt privacy function, K lever, right handed, bright stainless steel finish, for use with 1 3/4" - 2 1/4" thick door | 1 |  | 1 Year | 699.65 | 0.15 | 594.7025
19608 | Salto | E9658K61IP48RA- | XS4 wide body electronic AMOK wire-free SVN escutcheon, Mifare / DESFire deadbolt privacy function, K lever, right handed, bright stainless steel finish, for use with 1 3/4" - 2 1/4" thick door | 1 |  | 1 Year | 828.65 | 0.15 | 704.3525
19609 | Salto | E9658K61IP48RC- | XS4 wide body electronic RF wireless ready SVN escutcheon, Mifare / DESFire deadbolt privacy function, K lever, right handed, bright stainless steel finish, for use with 1 3/4" - 2 1/4" thick door | 1 |  | 1 Year | 753.75 | 0.15 | 640.6875
19610 | Salto | E9658K61IP48RW- | XS4 wide body electronic RF wireless SVN escutcheon, Mifare / DESFire deadbolt privacy function, K lever, right handed, bright stainless steel finish, for use with 1 3/4" - 2 1/4" thick door | 1 |  | 1 Year | 884.85 | 0.15 | 752.1225
19611 | Salto | E9658K61PP38L-- | XS4 wide body electronic wire-free SVN escutcheon, Mifare / DESFire deadbolt privacy function, K lever, left handed, bright brass finish, for use with 1 3/8" - 1 3/4" thick standard door | 1 |  | 1 Year | 699.65 | 0.15 | 594.7025
19612 | Salto | E9658K61PP38LA- | XS4 wide body electronic AMOK wire-free SVN escutcheon, Mifare / DESFire deadbolt privacy function, K lever, left handed, bright brass finish, for use with 1 3/8" - 1 3/4" thick standard door | 1 |  | 1 Year | 828.65 | 0.15 | 704.3525
19613 | Salto | E9658K61PP38LC- | XS4 wide body electronic RF wireless ready SVN escutcheon, Mifare / DESFire deadbolt privacy function, K lever, left handed, bright brass finish, for use with 1 3/8" - 1 3/4" thick standard door | 1 |  | 1 Year | 753.75 | 0.15 | 640.6875
19614 | Salto | E9658K61PP38LW- | XS4 wide body electronic RF wireless SVN escutcheon, Mifare / DESFire deadbolt privacy function, K lever, left handed, bright brass finish, for use with 1 3/8" - 1 3/4" thick standard door | 1 |  | 1 Year | 884.85 | 0.15 | 752.1225
19615 | Salto | E9658K61PP38R-- | XS4 wide body electronic wire-free SVN escutcheon, Mifare / DESFire deadbolt privacy function, K lever, right handed, bright brass finish, for use with 1 3/8" - 1 3/4" thick standard door | 1 |  | 1 Year | 699.65 | 0.15 | 594.7025
19616 | Salto | E9658K61PP38RA- | XS4 wide body electronic AMOK wire-free SVN escutcheon, Mifare / DESFire deadbolt privacy function, K lever, right handed, bright brass finish, for use with 1 3/8" - 1 3/4" thick standard door | 1 |  | 1 Year | 828.65 | 0.15 | 704.3525
19617 | Salto | E9658K61PP38RC- | XS4 wide body electronic RF wireless ready SVN escutcheon, Mifare / DESFire deadbolt privacy function, K lever, right handed, bright brass finish, for use with 1 3/8" - 1 3/4" thick standard door | 1 |  | 1 Year | 753.75 | 0.15 | 640.6875
19618 | Salto | E9658K61PP38RW- | XS4 wide body electronic RF wireless SVN escutcheon, Mifare / DESFire deadbolt privacy function, K lever, right handed, bright brass finish, for use with 1 3/8" - 1 3/4" thick standard door | 1 |  | 1 Year | 884.85 | 0.15 | 752.1225
19619 | Salto | E9658K61PP48L-- | XS4 wide body electronic wire-free SVN escutcheon, Mifare / DESFire deadbolt privacy function, K lever, left handed, bright brass finish, for use with 1 3/4" - 2 1/4" thick door | 1 |  | 1 Year | 699.65 | 0.15 | 594.7025
19620 | Salto | E9658K61PP48LA- | XS4 wide body electronic AMOK wire-free SVN escutcheon, Mifare / DESFire deadbolt privacy function, K lever, left handed, bright brass finish, for use with 1 3/4" - 2 1/4" thick door | 1 |  | 1 Year | 828.65 | 0.15 | 704.3525
19621 | Salto | E9658K61PP48LC- | XS4 wide body electronic RF wireless ready SVN escutcheon, Mifare / DESFire deadbolt privacy function, K lever, left handed, bright brass finish, for use with 1 3/4" - 2 1/4" thick door | 1 |  | 1 Year | 753.75 | 0.15 | 640.6875
19622 | Salto | E9658K61PP48LW- | XS4 wide body electronic RF wireless SVN escutcheon, Mifare / DESFire deadbolt privacy function, K lever, left handed, bright brass finish, for use with 1 3/4" - 2 1/4" thick door | 1 |  | 1 Year | 884.85 | 0.15 | 752.1225
19623 | Salto | E9658K61PP48R-- | XS4 wide body electronic wire-free SVN escutcheon, Mifare / DESFire deadbolt privacy function, K lever, right handed, bright brass finish, for use with 1 3/4" - 2 1/4" thick door | 1 |  | 1 Year | 699.65 | 0.15 | 594.7025
19624 | Salto | E9658K61PP48RA- | XS4 wide body electronic AMOK wire-free SVN escutcheon, Mifare / DESFire deadbolt privacy function, K lever, right handed, bright brass finish, for use with 1 3/4" - 2 1/4" thick door | 1 |  | 1 Year | 828.65 | 0.15 | 704.3525
19625 | Salto | E9658K61PP48RC- | XS4 wide body electronic RF wireless ready SVN escutcheon, Mifare / DESFire deadbolt privacy function, K lever, right handed, bright brass finish, for use with 1 3/4" - 2 1/4" thick door | 1 |  | 1 Year | 753.75 | 0.15 | 640.6875
19626 | Salto | E9658K61PP48RW- | XS4 wide body electronic RF wireless SVN escutcheon, Mifare / DESFire deadbolt privacy function, K lever, right handed, bright brass finish, for use with 1 3/4" - 2 1/4" thick door | 1 |  | 1 Year | 884.85 | 0.15 | 752.1225
19627 | Salto | E9658K62IM38L-- | XS4 wide body electronic wire-free SVN escutcheon, Mifare / DESFire deadbolt privacy function, K lever, left handed, satin stainless finish, for use with 1 3/8" - 1 3/4" thick standard door | 1 |  | 1 Year | 683.35 | 0.15 | 580.8475
19628 | Salto | E9658K62IM38LA- | XS4 wide body electronic AMOK wire-free SVN escutcheon, Mifare / DESFire deadbolt privacy function, K lever, left handed, satin stainless finish, for use with 1 3/8" - 1 3/4" thick standard door | 1 |  | 1 Year | 812.35 | 0.15 | 690.4975
19629 | Salto | E9658K62IM38LC- | XS4 wide body electronic RF wireless ready SVN escutcheon, Mifare / DESFire deadbolt privacy function, K lever, left handed, satin stainless finish, for use with 1 3/8" - 1 3/4" thick standard door | 1 |  | 1 Year | 737.45 | 0.15 | 626.8325
19630 | Salto | E9658K62IM38LW- | XS4 wide body electronic RF wireless SVN escutcheon, Mifare / DESFire deadbolt privacy function, K lever, left handed, satin stainless finish, for use with 1 3/8" - 1 3/4" thick standard door | 1 |  | 1 Year | 868.55 | 0.15 | 738.2675
19631 | Salto | E9658K62IM38R-- | XS4 wide body electronic wire-free SVN escutcheon, Mifare / DESFire deadbolt privacy function, K lever, right handed, satin stainless finish, for use with 1 3/8" - 1 3/4" thick standard door | 1 |  | 1 Year | 683.35 | 0.15 | 580.8475
19632 | Salto | E9658K62IM38RA- | XS4 wide body electronic AMOK wire-free SVN escutcheon, Mifare / DESFire deadbolt privacy function, K lever, right handed, satin stainless finish, for use with 1 3/8" - 1 3/4" thick standard door | 1 |  | 1 Year | 812.35 | 0.15 | 690.4975
19633 | Salto | E9658K62IM38RC- | XS4 wide body electronic RF wireless ready SVN escutcheon, Mifare / DESFire deadbolt privacy function, K lever, right handed, satin stainless finish, for use with 1 3/8" - 1 3/4" thick standard door | 1 |  | 1 Year | 737.45 | 0.15 | 626.8325
19634 | Salto | E9658K62IM38RW- | XS4 wide body electronic RF wireless SVN escutcheon, Mifare / DESFire deadbolt privacy function, K lever, right handed, satin stainless finish, for use with 1 3/8" - 1 3/4" thick standard door | 1 |  | 1 Year | 868.55 | 0.15 | 738.2675
19635 | Salto | E9658K62IM48L-- | XS4 wide body electronic wire-free SVN escutcheon, Mifare / DESFire deadbolt privacy function, K lever, left handed, satin stainless finish, for use with 1 3/4" - 2 1/4" thick door | 1 |  | 1 Year | 683.35 | 0.15 | 580.8475
19636 | Salto | E9658K62IM48LA- | XS4 wide body electronic AMOK wire-free SVN escutcheon, Mifare / DESFire deadbolt privacy function, K lever, left handed, satin stainless finish, for use with 1 3/4" - 2 1/4" thick door | 1 |  | 1 Year | 812.35 | 0.15 | 690.4975
19637 | Salto | E9658K62IM48LC- | XS4 wide body electronic RF wireless ready SVN escutcheon, Mifare / DESFire deadbolt privacy function, K lever, left handed, satin stainless finish, for use with 1 3/4" - 2 1/4" thick door | 1 |  | 1 Year | 737.45 | 0.15 | 626.8325
19638 | Salto | E9658K62IM48LW- | XS4 wide body electronic RF wireless SVN escutcheon, Mifare / DESFire deadbolt privacy function, K lever, left handed, satin stainless finish, for use with 1 3/4" - 2 1/4" thick door | 1 |  | 1 Year | 868.55 | 0.15 | 738.2675
19639 | Salto | E9658K62IM48R-- | XS4 wide body electronic wire-free SVN escutcheon, Mifare / DESFire deadbolt privacy function, K lever, right handed, satin stainless finish, for use with 1 3/4" - 2 1/4" thick door | 1 |  | 1 Year | 683.35 | 0.15 | 580.8475
19640 | Salto | E9658K62IM48RA- | XS4 wide body electronic AMOK wire-free SVN escutcheon, Mifare / DESFire deadbolt privacy function, K lever, right handed, satin stainless finish, for use with 1 3/4" - 2 1/4" thick door | 1 |  | 1 Year | 812.35 | 0.15 | 690.4975
19641 | Salto | E9658K62IM48RC- | XS4 wide body electronic RF wireless ready SVN escutcheon, Mifare / DESFire deadbolt privacy function, K lever, right handed, satin stainless finish, for use with 1 3/4" - 2 1/4" thick door | 1 |  | 1 Year | 737.45 | 0.15 | 626.8325
19642 | Salto | E9658K62IM48RW- | XS4 wide body electronic RF wireless SVN escutcheon, Mifare / DESFire deadbolt privacy function, K lever, right handed, satin stainless finish, for use with 1 3/4" - 2 1/4" thick door | 1 |  | 1 Year | 868.55 | 0.15 | 738.2675
19643 | Salto | E9658K62IP38L-- | XS4 wide body electronic wire-free SVN escutcheon, Mifare / DESFire deadbolt privacy function, K lever, left handed, bright stainless steel finish, for use with 1 3/8" - 1 3/4" thick standard door | 1 |  | 1 Year | 699.65 | 0.15 | 594.7025
19644 | Salto | E9658K62IP38LA- | XS4 wide body electronic AMOK wire-free SVN escutcheon, Mifare / DESFire deadbolt privacy function, K lever, left handed, bright stainless steel finish, for use with 1 3/8" - 1 3/4" thick standard door | 1 |  | 1 Year | 828.65 | 0.15 | 704.3525
19645 | Salto | E9658K62IP38LC- | XS4 wide body electronic RF wireless ready SVN escutcheon, Mifare / DESFire deadbolt privacy function, K lever, left handed, bright stainless steel finish, for use with 1 3/8" - 1 3/4" thick standard door | 1 |  | 1 Year | 753.75 | 0.15 | 640.6875
19646 | Salto | E9658K62IP38LW- | XS4 wide body electronic RF wireless SVN escutcheon, Mifare / DESFire deadbolt privacy function, K lever, left handed, bright stainless steel finish, for use with 1 3/8" - 1 3/4" thick standard door | 1 |  | 1 Year | 884.85 | 0.15 | 752.1225
19647 | Salto | E9658K62IP38R-- | XS4 wide body electronic wire-free SVN escutcheon, Mifare / DESFire deadbolt privacy function, K lever, right handed, bright stainless steel finish, for use with 1 3/8" - 1 3/4" thick standard door | 1 |  | 1 Year | 699.65 | 0.15 | 594.7025
19648 | Salto | E9658K62IP38RA- | XS4 wide body electronic AMOK wire-free SVN escutcheon, Mifare / DESFire deadbolt privacy function, K lever, right handed, bright stainless steel finish, for use with 1 3/8" - 1 3/4" thick standard door | 1 |  | 1 Year | 828.65 | 0.15 | 704.3525
19649 | Salto | E9658K62IP38RC- | XS4 wide body electronic RF wireless ready SVN escutcheon, Mifare / DESFire deadbolt privacy function, K lever, right handed, bright stainless steel finish, for use with 1 3/8" - 1 3/4" thick standard door | 1 |  | 1 Year | 753.75 | 0.15 | 640.6875
19650 | Salto | E9658K62IP38RW- | XS4 wide body electronic RF wireless SVN escutcheon, Mifare / DESFire deadbolt privacy function, K lever, right handed, bright stainless steel finish, for use with 1 3/8" - 1 3/4" thick standard door | 1 |  | 1 Year | 884.85 | 0.15 | 752.1225
19651 | Salto | E9658K62IP48L-- | XS4 wide body electronic wire-free SVN escutcheon, Mifare / DESFire deadbolt privacy function, K lever, left handed, bright stainless steel finish, for use with 1 3/4" - 2 1/4" thick door | 1 |  | 1 Year | 699.65 | 0.15 | 594.7025
19652 | Salto | E9658K62IP48LA- | XS4 wide body electronic AMOK wire-free SVN escutcheon, Mifare / DESFire deadbolt privacy function, K lever, left handed, bright stainless steel finish, for use with 1 3/4" - 2 1/4" thick door | 1 |  | 1 Year | 828.65 | 0.15 | 704.3525
19653 | Salto | E9658K62IP48LC- | XS4 wide body electronic RF wireless ready SVN escutcheon, Mifare / DESFire deadbolt privacy function, K lever, left handed, bright stainless steel finish, for use with 1 3/4" - 2 1/4" thick door | 1 |  | 1 Year | 753.75 | 0.15 | 640.6875
19654 | Salto | E9658K62IP48LW- | XS4 wide body electronic RF wireless SVN escutcheon, Mifare / DESFire deadbolt privacy function, K lever, left handed, bright stainless steel finish, for use with 1 3/4" - 2 1/4" thick door | 1 |  | 1 Year | 884.85 | 0.15 | 752.1225
19655 | Salto | E9658K62IP48R-- | XS4 wide body electronic wire-free SVN escutcheon, Mifare / DESFire deadbolt privacy function, K lever, right handed, bright stainless steel finish, for use with 1 3/4" - 2 1/4" thick door | 1 |  | 1 Year | 699.65 | 0.15 | 594.7025
19656 | Salto | E9658K62IP48RA- | XS4 wide body electronic AMOK wire-free SVN escutcheon, Mifare / DESFire deadbolt privacy function, K lever, right handed, bright stainless steel finish, for use with 1 3/4" - 2 1/4" thick door | 1 |  | 1 Year | 828.65 | 0.15 | 704.3525
19657 | Salto | E9658K62IP48RC- | XS4 wide body electronic RF wireless ready SVN escutcheon, Mifare / DESFire deadbolt privacy function, K lever, right handed, bright stainless steel finish, for use with 1 3/4" - 2 1/4" thick door | 1 |  | 1 Year | 753.75 | 0.15 | 640.6875
19658 | Salto | E9658K62IP48RW- | XS4 wide body electronic RF wireless SVN escutcheon, Mifare / DESFire deadbolt privacy function, K lever, right handed, bright stainless steel finish, for use with 1 3/4" - 2 1/4" thick door | 1 |  | 1 Year | 884.85 | 0.15 | 752.1225
19659 | Salto | E9658K62PP38L-- | XS4 wide body electronic wire-free SVN escutcheon, Mifare / DESFire deadbolt privacy function, K lever, left handed, bright brass finish, for use with 1 3/8" - 1 3/4" thick standard door | 1 |  | 1 Year | 699.65 | 0.15 | 594.7025
19660 | Salto | E9658K62PP38LA- | XS4 wide body electronic AMOK wire-free SVN escutcheon, Mifare / DESFire deadbolt privacy function, K lever, left handed, bright brass finish, for use with 1 3/8" - 1 3/4" thick standard door | 1 |  | 1 Year | 828.65 | 0.15 | 704.3525
19661 | Salto | E9658K62PP38LC- | XS4 wide body electronic RF wireless ready SVN escutcheon, Mifare / DESFire deadbolt privacy function, K lever, left handed, bright brass finish, for use with 1 3/8" - 1 3/4" thick standard door | 1 |  | 1 Year | 753.75 | 0.15 | 640.6875
19662 | Salto | E9658K62PP38LW- | XS4 wide body electronic RF wireless SVN escutcheon, Mifare / DESFire deadbolt privacy function, K lever, left handed, bright brass finish, for use with 1 3/8" - 1 3/4" thick standard door | 1 |  | 1 Year | 884.85 | 0.15 | 752.1225
19663 | Salto | E9658K62PP38R-- | XS4 wide body electronic wire-free SVN escutcheon, Mifare / DESFire deadbolt privacy function, K lever, right handed, bright brass finish, for use with 1 3/8" - 1 3/4" thick standard door | 1 |  | 1 Year | 699.65 | 0.15 | 594.7025
19664 | Salto | E9658K62PP38RA- | XS4 wide body electronic AMOK wire-free SVN escutcheon, Mifare / DESFire deadbolt privacy function, K lever, right handed, bright brass finish, for use with 1 3/8" - 1 3/4" thick standard door | 1 |  | 1 Year | 828.65 | 0.15 | 704.3525
19665 | Salto | E9658K62PP38RC- | XS4 wide body electronic RF wireless ready SVN escutcheon, Mifare / DESFire deadbolt privacy function, K lever, right handed, bright brass finish, for use with 1 3/8" - 1 3/4" thick standard door | 1 |  | 1 Year | 753.75 | 0.15 | 640.6875
19666 | Salto | E9658K62PP38RW- | XS4 wide body electronic RF wireless SVN escutcheon, Mifare / DESFire deadbolt privacy function, K lever, right handed, bright brass finish, for use with 1 3/8" - 1 3/4" thick standard door | 1 |  | 1 Year | 884.85 | 0.15 | 752.1225
19667 | Salto | E9658K62PP48L-- | XS4 wide body electronic wire-free SVN escutcheon, Mifare / DESFire deadbolt privacy function, K lever, left handed, bright brass finish, for use with 1 3/4" - 2 1/4" thick door | 1 |  | 1 Year | 699.65 | 0.15 | 594.7025
19668 | Salto | E9658K62PP48LA- | XS4 wide body electronic AMOK wire-free SVN escutcheon, Mifare / DESFire deadbolt privacy function, K lever, left handed, bright brass finish, for use with 1 3/4" - 2 1/4" thick door | 1 |  | 1 Year | 828.65 | 0.15 | 704.3525
19669 | Salto | E9658K62PP48LC- | XS4 wide body electronic RF wireless ready SVN escutcheon, Mifare / DESFire deadbolt privacy function, K lever, left handed, bright brass finish, for use with 1 3/4" - 2 1/4" thick door | 1 |  | 1 Year | 753.75 | 0.15 | 640.6875
19670 | Salto | E9658K62PP48LW- | XS4 wide body electronic RF wireless SVN escutcheon, Mifare / DESFire deadbolt privacy function, K lever, left handed, bright brass finish, for use with 1 3/4" - 2 1/4" thick door | 1 |  | 1 Year | 884.85 | 0.15 | 752.1225
19671 | Salto | E9658K62PP48R-- | XS4 wide body electronic wire-free SVN escutcheon, Mifare / DESFire deadbolt privacy function, K lever, right handed, bright brass finish, for use with 1 3/4" - 2 1/4" thick door | 1 |  | 1 Year | 699.65 | 0.15 | 594.7025
19672 | Salto | E9658K62PP48RA- | XS4 wide body electronic AMOK wire-free SVN escutcheon, Mifare / DESFire deadbolt privacy function, K lever, right handed, bright brass finish, for use with 1 3/4" - 2 1/4" thick door | 1 |  | 1 Year | 828.65 | 0.15 | 704.3525
19673 | Salto | E9658K62PP48RC- | XS4 wide body electronic RF wireless ready SVN escutcheon, Mifare / DESFire deadbolt privacy function, K lever, right handed, bright brass finish, for use with 1 3/4" - 2 1/4" thick door | 1 |  | 1 Year | 753.75 | 0.15 | 640.6875
19674 | Salto | E9658K62PP48RW- | XS4 wide body electronic RF wireless SVN escutcheon, Mifare / DESFire deadbolt privacy function, K lever, right handed, bright brass finish, for use with 1 3/4" - 2 1/4" thick door | 1 |  | 1 Year | 884.85 | 0.15 | 752.1225
19675 | Salto | E9658K63IM38L-- | XS4 wide body electronic wire-free SVN escutcheon, Mifare / DESFire deadbolt privacy function, K lever, left handed, satin stainless finish, for use with 1 3/8" - 1 3/4" thick standard door | 1 |  | 1 Year | 683.35 | 0.15 | 580.8475
19676 | Salto | E9658K63IM38LA- | XS4 wide body electronic AMOK wire-free SVN escutcheon, Mifare / DESFire deadbolt privacy function, K lever, left handed, satin stainless finish, for use with 1 3/8" - 1 3/4" thick standard door | 1 |  | 1 Year | 812.35 | 0.15 | 690.4975
19677 | Salto | E9658K63IM38LC- | XS4 wide body electronic RF wireless ready SVN escutcheon, Mifare / DESFire deadbolt privacy function, K lever, left handed, satin stainless finish, for use with 1 3/8" - 1 3/4" thick standard door | 1 |  | 1 Year | 737.45 | 0.15 | 626.8325
19678 | Salto | E9658K63IM38LW- | XS4 wide body electronic RF wireless SVN escutcheon, Mifare / DESFire deadbolt privacy function, K lever, left handed, satin stainless finish, for use with 1 3/8" - 1 3/4" thick standard door | 1 |  | 1 Year | 868.55 | 0.15 | 738.2675
19679 | Salto | E9658K63IM38R-- | XS4 wide body electronic wire-free SVN escutcheon, Mifare / DESFire deadbolt privacy function, K lever, right handed, satin stainless finish, for use with 1 3/8" - 1 3/4" thick standard door | 1 |  | 1 Year | 683.35 | 0.15 | 580.8475
19680 | Salto | E9658K63IM38RA- | XS4 wide body electronic AMOK wire-free SVN escutcheon, Mifare / DESFire deadbolt privacy function, K lever, right handed, satin stainless finish, for use with 1 3/8" - 1 3/4" thick standard door | 1 |  | 1 Year | 812.35 | 0.15 | 690.4975
19681 | Salto | E9658K63IM38RC- | XS4 wide body electronic RF wireless ready SVN escutcheon, Mifare / DESFire deadbolt privacy function, K lever, right handed, satin stainless finish, for use with 1 3/8" - 1 3/4" thick standard door | 1 |  | 1 Year | 737.45 | 0.15 | 626.8325
19682 | Salto | E9658K63IM38RW- | XS4 wide body electronic RF wireless SVN escutcheon, Mifare / DESFire deadbolt privacy function, K lever, right handed, satin stainless finish, for use with 1 3/8" - 1 3/4" thick standard door | 1 |  | 1 Year | 868.55 | 0.15 | 738.2675
19683 | Salto | E9658K63IM48L-- | XS4 wide body electronic wire-free SVN escutcheon, Mifare / DESFire deadbolt privacy function, K lever, left handed, satin stainless finish, for use with 1 3/4" - 2 1/4" thick door | 1 |  | 1 Year | 683.35 | 0.15 | 580.8475
19684 | Salto | E9658K63IM48LA- | XS4 wide body electronic AMOK wire-free SVN escutcheon, Mifare / DESFire deadbolt privacy function, K lever, left handed, satin stainless finish, for use with 1 3/4" - 2 1/4" thick door | 1 |  | 1 Year | 812.35 | 0.15 | 690.4975
19685 | Salto | E9658K63IM48LC- | XS4 wide body electronic RF wireless ready SVN escutcheon, Mifare / DESFire deadbolt privacy function, K lever, left handed, satin stainless finish, for use with 1 3/4" - 2 1/4" thick door | 1 |  | 1 Year | 737.45 | 0.15 | 626.8325
19686 | Salto | E9658K63IM48LW- | XS4 wide body electronic RF wireless SVN escutcheon, Mifare / DESFire deadbolt privacy function, K lever, left handed, satin stainless finish, for use with 1 3/4" - 2 1/4" thick door | 1 |  | 1 Year | 868.55 | 0.15 | 738.2675
19687 | Salto | E9658K63IM48R-- | XS4 wide body electronic wire-free SVN escutcheon, Mifare / DESFire deadbolt privacy function, K lever, right handed, satin stainless finish, for use with 1 3/4" - 2 1/4" thick door | 1 |  | 1 Year | 683.35 | 0.15 | 580.8475
19688 | Salto | E9658K63IM48RA- | XS4 wide body electronic AMOK wire-free SVN escutcheon, Mifare / DESFire deadbolt privacy function, K lever, right handed, satin stainless finish, for use with 1 3/4" - 2 1/4" thick door | 1 |  | 1 Year | 812.35 | 0.15 | 690.4975
19689 | Salto | E9658K63IM48RC- | XS4 wide body electronic RF wireless ready SVN escutcheon, Mifare / DESFire deadbolt privacy function, K lever, right handed, satin stainless finish, for use with 1 3/4" - 2 1/4" thick door | 1 |  | 1 Year | 737.45 | 0.15 | 626.8325
19690 | Salto | E9658K63IM48RW- | XS4 wide body electronic RF wireless SVN escutcheon, Mifare / DESFire deadbolt privacy function, K lever, right handed, satin stainless finish, for use with 1 3/4" - 2 1/4" thick door | 1 |  | 1 Year | 868.55 | 0.15 | 738.2675
19691 | Salto | E9658K63IP38L-- | XS4 wide body electronic wire-free SVN escutcheon, Mifare / DESFire deadbolt privacy function, K lever, left handed, bright stainless steel finish, for use with 1 3/8" - 1 3/4" thick standard door | 1 |  | 1 Year | 699.65 | 0.15 | 594.7025
19692 | Salto | E9658K63IP38LA- | XS4 wide body electronic AMOK wire-free SVN escutcheon, Mifare / DESFire deadbolt privacy function, K lever, left handed, bright stainless steel finish, for use with 1 3/8" - 1 3/4" thick standard door | 1 |  | 1 Year | 828.65 | 0.15 | 704.3525
19693 | Salto | E9658K63IP38LC- | XS4 wide body electronic RF wireless ready SVN escutcheon, Mifare / DESFire deadbolt privacy function, K lever, left handed, bright stainless steel finish, for use with 1 3/8" - 1 3/4" thick standard door | 1 |  | 1 Year | 753.75 | 0.15 | 640.6875
19694 | Salto | E9658K63IP38LW- | XS4 wide body electronic RF wireless SVN escutcheon, Mifare / DESFire deadbolt privacy function, K lever, left handed, bright stainless steel finish, for use with 1 3/8" - 1 3/4" thick standard door | 1 |  | 1 Year | 884.85 | 0.15 | 752.1225
19695 | Salto | E9658K63IP38R-- | XS4 wide body electronic wire-free SVN escutcheon, Mifare / DESFire deadbolt privacy function, K lever, right handed, bright stainless steel finish, for use with 1 3/8" - 1 3/4" thick standard door | 1 |  | 1 Year | 699.65 | 0.15 | 594.7025
19696 | Salto | E9658K63IP38RA- | XS4 wide body electronic AMOK wire-free SVN escutcheon, Mifare / DESFire deadbolt privacy function, K lever, right handed, bright stainless steel finish, for use with 1 3/8" - 1 3/4" thick standard door | 1 |  | 1 Year | 828.65 | 0.15 | 704.3525
19697 | Salto | E9658K63IP38RC- | XS4 wide body electronic RF wireless ready SVN escutcheon, Mifare / DESFire deadbolt privacy function, K lever, right handed, bright stainless steel finish, for use with 1 3/8" - 1 3/4" thick standard door | 1 |  | 1 Year | 753.75 | 0.15 | 640.6875
19698 | Salto | E9658K63IP38RW- | XS4 wide body electronic RF wireless SVN escutcheon, Mifare / DESFire deadbolt privacy function, K lever, right handed, bright stainless steel finish, for use with 1 3/8" - 1 3/4" thick standard door | 1 |  | 1 Year | 884.85 | 0.15 | 752.1225
19699 | Salto | E9658K63IP48L-- | XS4 wide body electronic wire-free SVN escutcheon, Mifare / DESFire deadbolt privacy function, K lever, left handed, bright stainless steel finish, for use with 1 3/4" - 2 1/4" thick door | 1 |  | 1 Year | 699.65 | 0.15 | 594.7025
19700 | Salto | E9658K63IP48LA- | XS4 wide body electronic AMOK wire-free SVN escutcheon, Mifare / DESFire deadbolt privacy function, K lever, left handed, bright stainless steel finish, for use with 1 3/4" - 2 1/4" thick door | 1 |  | 1 Year | 828.65 | 0.15 | 704.3525
19701 | Salto | E9658K63IP48LC- | XS4 wide body electronic RF wireless ready SVN escutcheon, Mifare / DESFire deadbolt privacy function, K lever, left handed, bright stainless steel finish, for use with 1 3/4" - 2 1/4" thick door | 1 |  | 1 Year | 753.75 | 0.15 | 640.6875
19702 | Salto | E9658K63IP48LW- | XS4 wide body electronic RF wireless SVN escutcheon, Mifare / DESFire deadbolt privacy function, K lever, left handed, bright stainless steel finish, for use with 1 3/4" - 2 1/4" thick door | 1 |  | 1 Year | 884.85 | 0.15 | 752.1225
19703 | Salto | E9658K63IP48R-- | XS4 wide body electronic wire-free SVN escutcheon, Mifare / DESFire deadbolt privacy function, K lever, right handed, bright stainless steel finish, for use with 1 3/4" - 2 1/4" thick door | 1 |  | 1 Year | 699.65 | 0.15 | 594.7025
19704 | Salto | E9658K63IP48RA- | XS4 wide body electronic AMOK wire-free SVN escutcheon, Mifare / DESFire deadbolt privacy function, K lever, right handed, bright stainless steel finish, for use with 1 3/4" - 2 1/4" thick door | 1 |  | 1 Year | 828.65 | 0.15 | 704.3525
19705 | Salto | E9658K63IP48RC- | XS4 wide body electronic RF wireless ready SVN escutcheon, Mifare / DESFire deadbolt privacy function, K lever, right handed, bright stainless steel finish, for use with 1 3/4" - 2 1/4" thick door | 1 |  | 1 Year | 753.75 | 0.15 | 640.6875
19706 | Salto | E9658K63IP48RW- | XS4 wide body electronic RF wireless SVN escutcheon, Mifare / DESFire deadbolt privacy function, K lever, right handed, bright stainless steel finish, for use with 1 3/4" - 2 1/4" thick door | 1 |  | 1 Year | 884.85 | 0.15 | 752.1225
19707 | Salto | E9658K63PP38L-- | XS4 wide body electronic wire-free SVN escutcheon, Mifare / DESFire deadbolt privacy function, K lever, left handed, bright brass finish, for use with 1 3/8" - 1 3/4" thick standard door | 1 |  | 1 Year | 699.65 | 0.15 | 594.7025
19708 | Salto | E9658K63PP38LA- | XS4 wide body electronic AMOK wire-free SVN escutcheon, Mifare / DESFire deadbolt privacy function, K lever, left handed, bright brass finish, for use with 1 3/8" - 1 3/4" thick standard door | 1 |  | 1 Year | 828.65 | 0.15 | 704.3525
19709 | Salto | E9658K63PP38LC- | XS4 wide body electronic RF wireless ready SVN escutcheon, Mifare / DESFire deadbolt privacy function, K lever, left handed, bright brass finish, for use with 1 3/8" - 1 3/4" thick standard door | 1 |  | 1 Year | 753.75 | 0.15 | 640.6875
19710 | Salto | E9658K63PP38LW- | XS4 wide body electronic RF wireless SVN escutcheon, Mifare / DESFire deadbolt privacy function, K lever, left handed, bright brass finish, for use with 1 3/8" - 1 3/4" thick standard door | 1 |  | 1 Year | 884.85 | 0.15 | 752.1225
19711 | Salto | E9658K63PP38R-- | XS4 wide body electronic wire-free SVN escutcheon, Mifare / DESFire deadbolt privacy function, K lever, right handed, bright brass finish, for use with 1 3/8" - 1 3/4" thick standard door | 1 |  | 1 Year | 699.65 | 0.15 | 594.7025
19712 | Salto | E9658K63PP38RA- | XS4 wide body electronic AMOK wire-free SVN escutcheon, Mifare / DESFire deadbolt privacy function, K lever, right handed, bright brass finish, for use with 1 3/8" - 1 3/4" thick standard door | 1 |  | 1 Year | 828.65 | 0.15 | 704.3525
19713 | Salto | E9658K63PP38RC- | XS4 wide body electronic RF wireless ready SVN escutcheon, Mifare / DESFire deadbolt privacy function, K lever, right handed, bright brass finish, for use with 1 3/8" - 1 3/4" thick standard door | 1 |  | 1 Year | 753.75 | 0.15 | 640.6875
19714 | Salto | E9658K63PP38RW- | XS4 wide body electronic RF wireless SVN escutcheon, Mifare / DESFire deadbolt privacy function, K lever, right handed, bright brass finish, for use with 1 3/8" - 1 3/4" thick standard door | 1 |  | 1 Year | 884.85 | 0.15 | 752.1225
19715 | Salto | E9658K63PP48L-- | XS4 wide body electronic wire-free SVN escutcheon, Mifare / DESFire deadbolt privacy function, K lever, left handed, bright brass finish, for use with 1 3/4" - 2 1/4" thick door | 1 |  | 1 Year | 699.65 | 0.15 | 594.7025
19716 | Salto | E9658K63PP48LA- | XS4 wide body electronic AMOK wire-free SVN escutcheon, Mifare / DESFire deadbolt privacy function, K lever, left handed, bright brass finish, for use with 1 3/4" - 2 1/4" thick door | 1 |  | 1 Year | 828.65 | 0.15 | 704.3525
19717 | Salto | E9658K63PP48LC- | XS4 wide body electronic RF wireless ready SVN escutcheon, Mifare / DESFire deadbolt privacy function, K lever, left handed, bright brass finish, for use with 1 3/4" - 2 1/4" thick door | 1 |  | 1 Year | 753.75 | 0.15 | 640.6875
19718 | Salto | E9658K63PP48LW- | XS4 wide body electronic RF wireless SVN escutcheon, Mifare / DESFire deadbolt privacy function, K lever, left handed, bright brass finish, for use with 1 3/4" - 2 1/4" thick door | 1 |  | 1 Year | 884.85 | 0.15 | 752.1225
19719 | Salto | E9658K63PP48R-- | XS4 wide body electronic wire-free SVN escutcheon, Mifare / DESFire deadbolt privacy function, K lever, right handed, bright brass finish, for use with 1 3/4" - 2 1/4" thick door | 1 |  | 1 Year | 699.65 | 0.15 | 594.7025
19720 | Salto | E9658K63PP48RA- | XS4 wide body electronic AMOK wire-free SVN escutcheon, Mifare / DESFire deadbolt privacy function, K lever, right handed, bright brass finish, for use with 1 3/4" - 2 1/4" thick door | 1 |  | 1 Year | 828.65 | 0.15 | 704.3525
19721 | Salto | E9658K63PP48RC- | XS4 wide body electronic RF wireless ready SVN escutcheon, Mifare / DESFire deadbolt privacy function, K lever, right handed, bright brass finish, for use with 1 3/4" - 2 1/4" thick door | 1 |  | 1 Year | 753.75 | 0.15 | 640.6875
19722 | Salto | E9658K63PP48RW- | XS4 wide body electronic RF wireless SVN escutcheon, Mifare / DESFire deadbolt privacy function, K lever, right handed, bright brass finish, for use with 1 3/4" - 2 1/4" thick door | 1 |  | 1 Year | 884.85 | 0.15 | 752.1225
19723 | Salto | E9658L61BC38--- | XS4 wide body electronic wire-free SVN escutcheon, Mifare / DESFire deadbolt privacy function, L lever, unhanded, BioCote antimicrobial finish, for use with 1 3/8" - 1 3/4" thick standard door | 1 |  | 1 Year | 725.15 | 0.15 | 616.3775
19724 | Salto | E9658L61BC38-A- | XS4 wide body electronic AMOK wire-free SVN escutcheon, Mifare / DESFire deadbolt privacy function, L lever, unhanded, BioCote antimicrobial finish, for use with 1 3/8" - 1 3/4" thick standard door | 1 |  | 1 Year | 854.15 | 0.15 | 726.0275
19725 | Salto | E9658L61BC38-C- | XS4 wide body electronic RF wireless ready SVN escutcheon, Mifare / DESFire deadbolt privacy function, L lever, unhanded, BioCote antimicrobial finish, for use with 1 3/8" - 1 3/4" thick standard door | 1 |  | 1 Year | 779.25 | 0.15 | 662.3625
19726 | Salto | E9658L61BC38-W- | XS4 wide body electronic RF wireless SVN escutcheon, Mifare / DESFire deadbolt privacy function, L lever, unhanded, BioCote antimicrobial finish, for use with 1 3/8" - 1 3/4" thick standard door | 1 |  | 1 Year | 910.35 | 0.15 | 773.7975
19727 | Salto | E9658L61BC48--- | XS4 wide body electronic wire-free SVN escutcheon, Mifare / DESFire deadbolt privacy function, L lever, unhanded, BioCote antimicrobial finish, for use with 1 3/4" - 2 1/4" thick door | 1 |  | 1 Year | 725.15 | 0.15 | 616.3775
19728 | Salto | E9658L61BC48-A- | XS4 wide body electronic AMOK wire-free SVN escutcheon, Mifare / DESFire deadbolt privacy function, L lever, unhanded, BioCote antimicrobial finish, for use with 1 3/4" - 2 1/4" thick door | 1 |  | 1 Year | 854.15 | 0.15 | 726.0275
19729 | Salto | E9658L61BC48-C- | XS4 wide body electronic RF wireless ready SVN escutcheon, Mifare / DESFire deadbolt privacy function, L lever, unhanded, BioCote antimicrobial finish, for use with 1 3/4" - 2 1/4" thick door | 1 |  | 1 Year | 779.25 | 0.15 | 662.3625
19730 | Salto | E9658L61BC48-W- | XS4 wide body electronic RF wireless SVN escutcheon, Mifare / DESFire deadbolt privacy function, L lever, unhanded, BioCote antimicrobial finish, for use with 1 3/4" - 2 1/4" thick door | 1 |  | 1 Year | 910.35 | 0.15 | 773.7975
19731 | Salto | E9658L61IA38--- | XS4 wide body electronic wire-free SVN escutcheon, Mifare / DESFire deadbolt privacy function, L lever, unhanded, antique brass finish, for use with 1 3/8" - 1 3/4" thick standard door | 1 |  | 1 Year | 725.15 | 0.15 | 616.3775
19732 | Salto | E9658L61IA38-A- | XS4 wide body electronic AMOK wire-free SVN escutcheon, Mifare / DESFire deadbolt privacy function, L lever, unhanded, antique brass finish, for use with 1 3/8" - 1 3/4" thick standard door | 1 |  | 1 Year | 854.15 | 0.15 | 726.0275
19733 | Salto | E9658L61IA38-C- | XS4 wide body electronic RF wireless ready SVN escutcheon, Mifare / DESFire deadbolt privacy function, L lever, unhanded, antique brass finish, for use with 1 3/8" - 1 3/4" thick standard door | 1 |  | 1 Year | 779.25 | 0.15 | 662.3625
19734 | Salto | E9658L61IA38-W- | XS4 wide body electronic RF wireless SVN escutcheon, Mifare / DESFire deadbolt privacy function, L lever, unhanded, antique brass finish, for use with 1 3/8" - 1 3/4" thick standard door | 1 |  | 1 Year | 910.35 | 0.15 | 773.7975
19735 | Salto | E9658L61IA48--- | XS4 wide body electronic wire-free SVN escutcheon, Mifare / DESFire deadbolt privacy function, L lever, unhanded, antique brass finish, for use with 1 3/4" - 2 1/4" thick door | 1 |  | 1 Year | 725.15 | 0.15 | 616.3775
19736 | Salto | E9658L61IA48-A- | XS4 wide body electronic AMOK wire-free SVN escutcheon, Mifare / DESFire deadbolt privacy function, L lever, unhanded, antique brass finish, for use with 1 3/4" - 2 1/4" thick door | 1 |  | 1 Year | 854.15 | 0.15 | 726.0275
19737 | Salto | E9658L61IA48-C- | XS4 wide body electronic RF wireless ready SVN escutcheon, Mifare / DESFire deadbolt privacy function, L lever, unhanded, antique brass finish, for use with 1 3/4" - 2 1/4" thick door | 1 |  | 1 Year | 779.25 | 0.15 | 662.3625
19738 | Salto | E9658L61IA48-W- | XS4 wide body electronic RF wireless SVN escutcheon, Mifare / DESFire deadbolt privacy function, L lever, unhanded, antique brass finish, for use with 1 3/4" - 2 1/4" thick door | 1 |  | 1 Year | 910.35 | 0.15 | 773.7975
19739 | Salto | E9658L61IM38--- | XS4 wide body electronic wire-free SVN escutcheon, Mifare / DESFire deadbolt privacy function, L lever, unhanded, satin stainless finish, for use with 1 3/8" - 1 3/4" thick standard door | 1 |  | 1 Year | 673.15 | 0.15 | 572.1775
19740 | Salto | E9658L61IM38-A- | XS4 wide body electronic AMOK wire-free SVN escutcheon, Mifare / DESFire deadbolt privacy function, L lever, unhanded, satin stainless finish, for use with 1 3/8" - 1 3/4" thick standard door | 1 |  | 1 Year | 802.15 | 0.15 | 681.8275
19741 | Salto | E9658L61IM38-C- | XS4 wide body electronic RF wireless ready SVN escutcheon, Mifare / DESFire deadbolt privacy function, L lever, unhanded, satin stainless finish, for use with 1 3/8" - 1 3/4" thick standard door | 1 |  | 1 Year | 727.25 | 0.15 | 618.1625
19742 | Salto | E9658L61IM38-W- | XS4 wide body electronic RF wireless SVN escutcheon, Mifare / DESFire deadbolt privacy function, L lever, unhanded, satin stainless finish, for use with 1 3/8" - 1 3/4" thick standard door | 1 |  | 1 Year | 858.35 | 0.15 | 729.5975
19743 | Salto | E9658L61IM48--- | XS4 wide body electronic wire-free SVN escutcheon, Mifare / DESFire deadbolt privacy function, L lever, unhanded, satin stainless finish, for use with 1 3/4" - 2 1/4" thick door | 1 |  | 1 Year | 673.15 | 0.15 | 572.1775
19744 | Salto | E9658L61IM48-A- | XS4 wide body electronic AMOK wire-free SVN escutcheon, Mifare / DESFire deadbolt privacy function, L lever, unhanded, satin stainless finish, for use with 1 3/4" - 2 1/4" thick door | 1 |  | 1 Year | 802.15 | 0.15 | 681.8275
19745 | Salto | E9658L61IM48-C- | XS4 wide body electronic RF wireless ready SVN escutcheon, Mifare / DESFire deadbolt privacy function, L lever, unhanded, satin stainless finish, for use with 1 3/4" - 2 1/4" thick door | 1 |  | 1 Year | 727.25 | 0.15 | 618.1625
19746 | Salto | E9658L61IM48-W- | XS4 wide body electronic RF wireless SVN escutcheon, Mifare / DESFire deadbolt privacy function, L lever, unhanded, satin stainless finish, for use with 1 3/4" - 2 1/4" thick door | 1 |  | 1 Year | 858.35 | 0.15 | 729.5975
19747 | Salto | E9658L61IP38--- | XS4 wide body electronic wire-free SVN escutcheon, Mifare / DESFire deadbolt privacy function, L lever, unhanded, bright stainless steel finish, for use with 1 3/8" - 1 3/4" thick standard door | 1 |  | 1 Year | 689.45 | 0.15 | 586.0325
19748 | Salto | E9658L61IP38-A- | XS4 wide body electronic AMOK wire-free SVN escutcheon, Mifare / DESFire deadbolt privacy function, L lever, unhanded, bright stainless steel finish, for use with 1 3/8" - 1 3/4" thick standard door | 1 |  | 1 Year | 818.45 | 0.15 | 695.6825
19749 | Salto | E9658L61IP38-C- | XS4 wide body electronic RF wireless ready SVN escutcheon, Mifare / DESFire deadbolt privacy function, L lever, unhanded, bright stainless steel finish, for use with 1 3/8" - 1 3/4" thick standard door | 1 |  | 1 Year | 743.55 | 0.15 | 632.0175
19750 | Salto | E9658L61IP38-W- | XS4 wide body electronic RF wireless SVN escutcheon, Mifare / DESFire deadbolt privacy function, L lever, unhanded, bright stainless steel finish, for use with 1 3/8" - 1 3/4" thick standard door | 1 |  | 1 Year | 874.65 | 0.15 | 743.4525
19751 | Salto | E9658L61IP48--- | XS4 wide body electronic wire-free SVN escutcheon, Mifare / DESFire deadbolt privacy function, L lever, unhanded, bright stainless steel finish, for use with 1 3/4" - 2 1/4" thick door | 1 |  | 1 Year | 689.45 | 0.15 | 586.0325
19752 | Salto | E9658L61IP48-A- | XS4 wide body electronic AMOK wire-free SVN escutcheon, Mifare / DESFire deadbolt privacy function, L lever, unhanded, bright stainless steel finish, for use with 1 3/4" - 2 1/4" thick door | 1 |  | 1 Year | 818.45 | 0.15 | 695.6825
19753 | Salto | E9658L61IP48-C- | XS4 wide body electronic RF wireless ready SVN escutcheon, Mifare / DESFire deadbolt privacy function, L lever, unhanded, bright stainless steel finish, for use with 1 3/4" - 2 1/4" thick door | 1 |  | 1 Year | 743.55 | 0.15 | 632.0175
19754 | Salto | E9658L61IP48-W- | XS4 wide body electronic RF wireless SVN escutcheon, Mifare / DESFire deadbolt privacy function, L lever, unhanded, bright stainless steel finish, for use with 1 3/4" - 2 1/4" thick door | 1 |  | 1 Year | 874.65 | 0.15 | 743.4525
19755 | Salto | E9658L61NE38--- | XS4 wide body electronic wire-free SVN escutcheon, Mifare / DESFire deadbolt privacy function, L lever, unhanded, black chromium finish, for use with 1 3/8" - 1 3/4" thick standard door | 1 |  | 1 Year | 707.85 | 0.15 | 601.6725
19756 | Salto | E9658L61NE38-A- | XS4 wide body electronic AMOK wire-free SVN escutcheon, Mifare / DESFire deadbolt privacy function, L lever, unhanded, black chromium finish, for use with 1 3/8" - 1 3/4" thick standard door | 1 |  | 1 Year | 836.85 | 0.15 | 711.3225
19757 | Salto | E9658L61NE38-C- | XS4 wide body electronic RF wireless ready SVN escutcheon, Mifare / DESFire deadbolt privacy function, L lever, unhanded, black chromium finish, for use with 1 3/8" - 1 3/4" thick standard door | 1 |  | 1 Year | 761.95 | 0.15 | 647.6575
19758 | Salto | E9658L61NE38-W- | XS4 wide body electronic RF wireless SVN escutcheon, Mifare / DESFire deadbolt privacy function, L lever, unhanded, black chromium finish, for use with 1 3/8" - 1 3/4" thick standard door | 1 |  | 1 Year | 893.05 | 0.15 | 759.0925
19759 | Salto | E9658L61NE48--- | XS4 wide body electronic wire-free SVN escutcheon, Mifare / DESFire deadbolt privacy function, L lever, unhanded, black chromium finish, for use with 1 3/4" - 2 1/4" thick door | 1 |  | 1 Year | 707.85 | 0.15 | 601.6725
19760 | Salto | E9658L61NE48-A- | XS4 wide body electronic AMOK wire-free SVN escutcheon, Mifare / DESFire deadbolt privacy function, L lever, unhanded, black chromium finish, for use with 1 3/4" - 2 1/4" thick door | 1 |  | 1 Year | 836.85 | 0.15 | 711.3225
19761 | Salto | E9658L61NE48-C- | XS4 wide body electronic RF wireless ready SVN escutcheon, Mifare / DESFire deadbolt privacy function, L lever, unhanded, black chromium finish, for use with 1 3/4" - 2 1/4" thick door | 1 |  | 1 Year | 761.95 | 0.15 | 647.6575
19762 | Salto | E9658L61NE48-W- | XS4 wide body electronic RF wireless SVN escutcheon, Mifare / DESFire deadbolt privacy function, L lever, unhanded, black chromium finish, for use with 1 3/4" - 2 1/4" thick door | 1 |  | 1 Year | 893.05 | 0.15 | 759.0925
19763 | Salto | E9658L61PM38--- | XS4 wide body electronic wire-free SVN escutcheon, Mifare / DESFire deadbolt privacy function, L lever, unhanded, satin brass finish, for use with 1 3/8" - 1 3/4" thick standard door | 1 |  | 1 Year | 673.15 | 0.15 | 572.1775
19764 | Salto | E9658L61PM38-A- | XS4 wide body electronic AMOK wire-free SVN escutcheon, Mifare / DESFire deadbolt privacy function, L lever, unhanded, satin brass finish, for use with 1 3/8" - 1 3/4" thick standard door | 1 |  | 1 Year | 802.15 | 0.15 | 681.8275
19765 | Salto | E9658L61PM38-C- | XS4 wide body electronic RF wireless ready SVN escutcheon, Mifare / DESFire deadbolt privacy function, L lever, unhanded, satin brass finish, for use with 1 3/8" - 1 3/4" thick standard door | 1 |  | 1 Year | 727.25 | 0.15 | 618.1625
19766 | Salto | E9658L61PM38-W- | XS4 wide body electronic RF wireless SVN escutcheon, Mifare / DESFire deadbolt privacy function, L lever, unhanded, satin brass finish, for use with 1 3/8" - 1 3/4" thick standard door | 1 |  | 1 Year | 858.35 | 0.15 | 729.5975
19767 | Salto | E9658L61PM48--- | XS4 wide body electronic wire-free SVN escutcheon, Mifare / DESFire deadbolt privacy function, L lever, unhanded, satin brass finish, for use with 1 3/4" - 2 1/4" thick door | 1 |  | 1 Year | 673.15 | 0.15 | 572.1775
19768 | Salto | E9658L61PM48-A- | XS4 wide body electronic AMOK wire-free SVN escutcheon, Mifare / DESFire deadbolt privacy function, L lever, unhanded, satin brass finish, for use with 1 3/4" - 2 1/4" thick door | 1 |  | 1 Year | 802.15 | 0.15 | 681.8275
19769 | Salto | E9658L61PM48-C- | XS4 wide body electronic RF wireless ready SVN escutcheon, Mifare / DESFire deadbolt privacy function, L lever, unhanded, satin brass finish, for use with 1 3/4" - 2 1/4" thick door | 1 |  | 1 Year | 727.25 | 0.15 | 618.1625
19770 | Salto | E9658L61PM48-W- | XS4 wide body electronic RF wireless SVN escutcheon, Mifare / DESFire deadbolt privacy function, L lever, unhanded, satin brass finish, for use with 1 3/4" - 2 1/4" thick door | 1 |  | 1 Year | 858.35 | 0.15 | 729.5975
19771 | Salto | E9658L61PP38--- | XS4 wide body electronic wire-free SVN escutcheon, Mifare / DESFire deadbolt privacy function, L lever, unhanded, bright brass finish, for use with 1 3/8" - 1 3/4" thick standard door | 1 |  | 1 Year | 689.45 | 0.15 | 586.0325
19772 | Salto | E9658L61PP38-A- | XS4 wide body electronic AMOK wire-free SVN escutcheon, Mifare / DESFire deadbolt privacy function, L lever, unhanded, bright brass finish, for use with 1 3/8" - 1 3/4" thick standard door | 1 |  | 1 Year | 818.45 | 0.15 | 695.6825
19773 | Salto | E9658L61PP38-C- | XS4 wide body electronic RF wireless ready SVN escutcheon, Mifare / DESFire deadbolt privacy function, L lever, unhanded, bright brass finish, for use with 1 3/8" - 1 3/4" thick standard door | 1 |  | 1 Year | 743.55 | 0.15 | 632.0175
19774 | Salto | E9658L61PP38-W- | XS4 wide body electronic RF wireless SVN escutcheon, Mifare / DESFire deadbolt privacy function, L lever, unhanded, bright brass finish, for use with 1 3/8" - 1 3/4" thick standard door | 1 |  | 1 Year | 874.65 | 0.15 | 743.4525
19775 | Salto | E9658L61PP48--- | XS4 wide body electronic wire-free SVN escutcheon, Mifare / DESFire deadbolt privacy function, L lever, unhanded, bright brass finish, for use with 1 3/4" - 2 1/4" thick door | 1 |  | 1 Year | 689.45 | 0.15 | 586.0325
19776 | Salto | E9658L61PP48-A- | XS4 wide body electronic AMOK wire-free SVN escutcheon, Mifare / DESFire deadbolt privacy function, L lever, unhanded, bright brass finish, for use with 1 3/4" - 2 1/4" thick door | 1 |  | 1 Year | 818.45 | 0.15 | 695.6825
19777 | Salto | E9658L61PP48-C- | XS4 wide body electronic RF wireless ready SVN escutcheon, Mifare / DESFire deadbolt privacy function, L lever, unhanded, bright brass finish, for use with 1 3/4" - 2 1/4" thick door | 1 |  | 1 Year | 743.55 | 0.15 | 632.0175
19778 | Salto | E9658L61PP48-W- | XS4 wide body electronic RF wireless SVN escutcheon, Mifare / DESFire deadbolt privacy function, L lever, unhanded, bright brass finish, for use with 1 3/4" - 2 1/4" thick door | 1 |  | 1 Year | 874.65 | 0.15 | 743.4525
19779 | Salto | E9658L62BC38--- | XS4 wide body electronic wire-free SVN escutcheon, Mifare / DESFire deadbolt privacy function, L lever, unhanded, BioCote antimicrobial finish, for use with 1 3/8" - 1 3/4" thick standard door | 1 |  | 1 Year | 725.15 | 0.15 | 616.3775
19780 | Salto | E9658L62BC38-A- | XS4 wide body electronic AMOK wire-free SVN escutcheon, Mifare / DESFire deadbolt privacy function, L lever, unhanded, BioCote antimicrobial finish, for use with 1 3/8" - 1 3/4" thick standard door | 1 |  | 1 Year | 854.15 | 0.15 | 726.0275
19781 | Salto | E9658L62BC38-C- | XS4 wide body electronic RF wireless ready SVN escutcheon, Mifare / DESFire deadbolt privacy function, L lever, unhanded, BioCote antimicrobial finish, for use with 1 3/8" - 1 3/4" thick standard door | 1 |  | 1 Year | 779.25 | 0.15 | 662.3625
19782 | Salto | E9658L62BC38-W- | XS4 wide body electronic RF wireless SVN escutcheon, Mifare / DESFire deadbolt privacy function, L lever, unhanded, BioCote antimicrobial finish, for use with 1 3/8" - 1 3/4" thick standard door | 1 |  | 1 Year | 910.35 | 0.15 | 773.7975
19783 | Salto | E9658L62BC48--- | XS4 wide body electronic wire-free SVN escutcheon, Mifare / DESFire deadbolt privacy function, L lever, unhanded, BioCote antimicrobial finish, for use with 1 3/4" - 2 1/4" thick door | 1 |  | 1 Year | 725.15 | 0.15 | 616.3775
19784 | Salto | E9658L62BC48-A- | XS4 wide body electronic AMOK wire-free SVN escutcheon, Mifare / DESFire deadbolt privacy function, L lever, unhanded, BioCote antimicrobial finish, for use with 1 3/4" - 2 1/4" thick door | 1 |  | 1 Year | 854.15 | 0.15 | 726.0275
19785 | Salto | E9658L62BC48-C- | XS4 wide body electronic RF wireless ready SVN escutcheon, Mifare / DESFire deadbolt privacy function, L lever, unhanded, BioCote antimicrobial finish, for use with 1 3/4" - 2 1/4" thick door | 1 |  | 1 Year | 779.25 | 0.15 | 662.3625
19786 | Salto | E9658L62BC48-W- | XS4 wide body electronic RF wireless SVN escutcheon, Mifare / DESFire deadbolt privacy function, L lever, unhanded, BioCote antimicrobial finish, for use with 1 3/4" - 2 1/4" thick door | 1 |  | 1 Year | 910.35 | 0.15 | 773.7975
19787 | Salto | E9658L62IA38--- | XS4 wide body electronic wire-free SVN escutcheon, Mifare / DESFire deadbolt privacy function, L lever, unhanded, antique brass finish, for use with 1 3/8" - 1 3/4" thick standard door | 1 |  | 1 Year | 725.15 | 0.15 | 616.3775
19788 | Salto | E9658L62IA38-A- | XS4 wide body electronic AMOK wire-free SVN escutcheon, Mifare / DESFire deadbolt privacy function, L lever, unhanded, antique brass finish, for use with 1 3/8" - 1 3/4" thick standard door | 1 |  | 1 Year | 854.15 | 0.15 | 726.0275
19789 | Salto | E9658L62IA38-C- | XS4 wide body electronic RF wireless ready SVN escutcheon, Mifare / DESFire deadbolt privacy function, L lever, unhanded, antique brass finish, for use with 1 3/8" - 1 3/4" thick standard door | 1 |  | 1 Year | 779.25 | 0.15 | 662.3625
19790 | Salto | E9658L62IA38-W- | XS4 wide body electronic RF wireless SVN escutcheon, Mifare / DESFire deadbolt privacy function, L lever, unhanded, antique brass finish, for use with 1 3/8" - 1 3/4" thick standard door | 1 |  | 1 Year | 910.35 | 0.15 | 773.7975
19791 | Salto | E9658L62IA48--- | XS4 wide body electronic wire-free SVN escutcheon, Mifare / DESFire deadbolt privacy function, L lever, unhanded, antique brass finish, for use with 1 3/4" - 2 1/4" thick door | 1 |  | 1 Year | 725.15 | 0.15 | 616.3775
19792 | Salto | E9658L62IA48-A- | XS4 wide body electronic AMOK wire-free SVN escutcheon, Mifare / DESFire deadbolt privacy function, L lever, unhanded, antique brass finish, for use with 1 3/4" - 2 1/4" thick door | 1 |  | 1 Year | 854.15 | 0.15 | 726.0275
19793 | Salto | E9658L62IA48-C- | XS4 wide body electronic RF wireless ready SVN escutcheon, Mifare / DESFire deadbolt privacy function, L lever, unhanded, antique brass finish, for use with 1 3/4" - 2 1/4" thick door | 1 |  | 1 Year | 779.25 | 0.15 | 662.3625
19794 | Salto | E9658L62IA48-W- | XS4 wide body electronic RF wireless SVN escutcheon, Mifare / DESFire deadbolt privacy function, L lever, unhanded, antique brass finish, for use with 1 3/4" - 2 1/4" thick door | 1 |  | 1 Year | 910.35 | 0.15 | 773.7975
19795 | Salto | E9658L62IM38--- | XS4 wide body electronic wire-free SVN escutcheon, Mifare / DESFire deadbolt privacy function, L lever, unhanded, satin stainless finish, for use with 1 3/8" - 1 3/4" thick standard door | 1 |  | 1 Year | 673.15 | 0.15 | 572.1775
19796 | Salto | E9658L62IM38-A- | XS4 wide body electronic AMOK wire-free SVN escutcheon, Mifare / DESFire deadbolt privacy function, L lever, unhanded, satin stainless finish, for use with 1 3/8" - 1 3/4" thick standard door | 1 |  | 1 Year | 802.15 | 0.15 | 681.8275
19797 | Salto | E9658L62IM38-C- | XS4 wide body electronic RF wireless ready SVN escutcheon, Mifare / DESFire deadbolt privacy function, L lever, unhanded, satin stainless finish, for use with 1 3/8" - 1 3/4" thick standard door | 1 |  | 1 Year | 727.25 | 0.15 | 618.1625
19798 | Salto | E9658L62IM38-W- | XS4 wide body electronic RF wireless SVN escutcheon, Mifare / DESFire deadbolt privacy function, L lever, unhanded, satin stainless finish, for use with 1 3/8" - 1 3/4" thick standard door | 1 |  | 1 Year | 858.35 | 0.15 | 729.5975
19799 | Salto | E9658L62IM48--- | XS4 wide body electronic wire-free SVN escutcheon, Mifare / DESFire deadbolt privacy function, L lever, unhanded, satin stainless finish, for use with 1 3/4" - 2 1/4" thick door | 1 |  | 1 Year | 673.15 | 0.15 | 572.1775
19800 | Salto | E9658L62IM48-A- | XS4 wide body electronic AMOK wire-free SVN escutcheon, Mifare / DESFire deadbolt privacy function, L lever, unhanded, satin stainless finish, for use with 1 3/4" - 2 1/4" thick door | 1 |  | 1 Year | 802.15 | 0.15 | 681.8275
19801 | Salto | E9658L62IM48-C- | XS4 wide body electronic RF wireless ready SVN escutcheon, Mifare / DESFire deadbolt privacy function, L lever, unhanded, satin stainless finish, for use with 1 3/4" - 2 1/4" thick door | 1 |  | 1 Year | 727.25 | 0.15 | 618.1625
19802 | Salto | E9658L62IM48-W- | XS4 wide body electronic RF wireless SVN escutcheon, Mifare / DESFire deadbolt privacy function, L lever, unhanded, satin stainless finish, for use with 1 3/4" - 2 1/4" thick door | 1 |  | 1 Year | 858.35 | 0.15 | 729.5975
19803 | Salto | E9658L62IP38--- | XS4 wide body electronic wire-free SVN escutcheon, Mifare / DESFire deadbolt privacy function, L lever, unhanded, bright stainless steel finish, for use with 1 3/8" - 1 3/4" thick standard door | 1 |  | 1 Year | 689.45 | 0.15 | 586.0325
19804 | Salto | E9658L62IP38-A- | XS4 wide body electronic AMOK wire-free SVN escutcheon, Mifare / DESFire deadbolt privacy function, L lever, unhanded, bright stainless steel finish, for use with 1 3/8" - 1 3/4" thick standard door | 1 |  | 1 Year | 818.45 | 0.15 | 695.6825
19805 | Salto | E9658L62IP38-C- | XS4 wide body electronic RF wireless ready SVN escutcheon, Mifare / DESFire deadbolt privacy function, L lever, unhanded, bright stainless steel finish, for use with 1 3/8" - 1 3/4" thick standard door | 1 |  | 1 Year | 743.55 | 0.15 | 632.0175
19806 | Salto | E9658L62IP38-W- | XS4 wide body electronic RF wireless SVN escutcheon, Mifare / DESFire deadbolt privacy function, L lever, unhanded, bright stainless steel finish, for use with 1 3/8" - 1 3/4" thick standard door | 1 |  | 1 Year | 874.65 | 0.15 | 743.4525
19807 | Salto | E9658L62IP48--- | XS4 wide body electronic wire-free SVN escutcheon, Mifare / DESFire deadbolt privacy function, L lever, unhanded, bright stainless steel finish, for use with 1 3/4" - 2 1/4" thick door | 1 |  | 1 Year | 689.45 | 0.15 | 586.0325
19808 | Salto | E9658L62IP48-A- | XS4 wide body electronic AMOK wire-free SVN escutcheon, Mifare / DESFire deadbolt privacy function, L lever, unhanded, bright stainless steel finish, for use with 1 3/4" - 2 1/4" thick door | 1 |  | 1 Year | 818.45 | 0.15 | 695.6825
19809 | Salto | E9658L62IP48-C- | XS4 wide body electronic RF wireless ready SVN escutcheon, Mifare / DESFire deadbolt privacy function, L lever, unhanded, bright stainless steel finish, for use with 1 3/4" - 2 1/4" thick door | 1 |  | 1 Year | 743.55 | 0.15 | 632.0175
19810 | Salto | E9658L62IP48-W- | XS4 wide body electronic RF wireless SVN escutcheon, Mifare / DESFire deadbolt privacy function, L lever, unhanded, bright stainless steel finish, for use with 1 3/4" - 2 1/4" thick door | 1 |  | 1 Year | 874.65 | 0.15 | 743.4525
19811 | Salto | E9658L62NE38--- | XS4 wide body electronic wire-free SVN escutcheon, Mifare / DESFire deadbolt privacy function, L lever, unhanded, black chromium finish, for use with 1 3/8" - 1 3/4" thick standard door | 1 |  | 1 Year | 707.85 | 0.15 | 601.6725
19812 | Salto | E9658L62NE38-A- | XS4 wide body electronic AMOK wire-free SVN escutcheon, Mifare / DESFire deadbolt privacy function, L lever, unhanded, black chromium finish, for use with 1 3/8" - 1 3/4" thick standard door | 1 |  | 1 Year | 836.85 | 0.15 | 711.3225
19813 | Salto | E9658L62NE38-C- | XS4 wide body electronic RF wireless ready SVN escutcheon, Mifare / DESFire deadbolt privacy function, L lever, unhanded, black chromium finish, for use with 1 3/8" - 1 3/4" thick standard door | 1 |  | 1 Year | 761.95 | 0.15 | 647.6575
19814 | Salto | E9658L62NE38-W- | XS4 wide body electronic RF wireless SVN escutcheon, Mifare / DESFire deadbolt privacy function, L lever, unhanded, black chromium finish, for use with 1 3/8" - 1 3/4" thick standard door | 1 |  | 1 Year | 893.05 | 0.15 | 759.0925
19815 | Salto | E9658L62NE48--- | XS4 wide body electronic wire-free SVN escutcheon, Mifare / DESFire deadbolt privacy function, L lever, unhanded, black chromium finish, for use with 1 3/4" - 2 1/4" thick door | 1 |  | 1 Year | 707.85 | 0.15 | 601.6725
19816 | Salto | E9658L62NE48-A- | XS4 wide body electronic AMOK wire-free SVN escutcheon, Mifare / DESFire deadbolt privacy function, L lever, unhanded, black chromium finish, for use with 1 3/4" - 2 1/4" thick door | 1 |  | 1 Year | 836.85 | 0.15 | 711.3225
19817 | Salto | E9658L62NE48-C- | XS4 wide body electronic RF wireless ready SVN escutcheon, Mifare / DESFire deadbolt privacy function, L lever, unhanded, black chromium finish, for use with 1 3/4" - 2 1/4" thick door | 1 |  | 1 Year | 761.95 | 0.15 | 647.6575
19818 | Salto | E9658L62NE48-W- | XS4 wide body electronic RF wireless SVN escutcheon, Mifare / DESFire deadbolt privacy function, L lever, unhanded, black chromium finish, for use with 1 3/4" - 2 1/4" thick door | 1 |  | 1 Year | 893.05 | 0.15 | 759.0925
19819 | Salto | E9658L62PM38--- | XS4 wide body electronic wire-free SVN escutcheon, Mifare / DESFire deadbolt privacy function, L lever, unhanded, satin brass finish, for use with 1 3/8" - 1 3/4" thick standard door | 1 |  | 1 Year | 673.15 | 0.15 | 572.1775
19820 | Salto | E9658L62PM38-A- | XS4 wide body electronic AMOK wire-free SVN escutcheon, Mifare / DESFire deadbolt privacy function, L lever, unhanded, satin brass finish, for use with 1 3/8" - 1 3/4" thick standard door | 1 |  | 1 Year | 802.15 | 0.15 | 681.8275
19821 | Salto | E9658L62PM38-C- | XS4 wide body electronic RF wireless ready SVN escutcheon, Mifare / DESFire deadbolt privacy function, L lever, unhanded, satin brass finish, for use with 1 3/8" - 1 3/4" thick standard door | 1 |  | 1 Year | 727.25 | 0.15 | 618.1625
19822 | Salto | E9658L62PM38-W- | XS4 wide body electronic RF wireless SVN escutcheon, Mifare / DESFire deadbolt privacy function, L lever, unhanded, satin brass finish, for use with 1 3/8" - 1 3/4" thick standard door | 1 |  | 1 Year | 858.35 | 0.15 | 729.5975
19823 | Salto | E9658L62PM48--- | XS4 wide body electronic wire-free SVN escutcheon, Mifare / DESFire deadbolt privacy function, L lever, unhanded, satin brass finish, for use with 1 3/4" - 2 1/4" thick door | 1 |  | 1 Year | 673.15 | 0.15 | 572.1775
19824 | Salto | E9658L62PM48-A- | XS4 wide body electronic AMOK wire-free SVN escutcheon, Mifare / DESFire deadbolt privacy function, L lever, unhanded, satin brass finish, for use with 1 3/4" - 2 1/4" thick door | 1 |  | 1 Year | 802.15 | 0.15 | 681.8275
19825 | Salto | E9658L62PM48-C- | XS4 wide body electronic RF wireless ready SVN escutcheon, Mifare / DESFire deadbolt privacy function, L lever, unhanded, satin brass finish, for use with 1 3/4" - 2 1/4" thick door | 1 |  | 1 Year | 727.25 | 0.15 | 618.1625
19826 | Salto | E9658L62PM48-W- | XS4 wide body electronic RF wireless SVN escutcheon, Mifare / DESFire deadbolt privacy function, L lever, unhanded, satin brass finish, for use with 1 3/4" - 2 1/4" thick door | 1 |  | 1 Year | 858.35 | 0.15 | 729.5975
19827 | Salto | E9658L62PP38--- | XS4 wide body electronic wire-free SVN escutcheon, Mifare / DESFire deadbolt privacy function, L lever, unhanded, bright brass finish, for use with 1 3/8" - 1 3/4" thick standard door | 1 |  | 1 Year | 689.45 | 0.15 | 586.0325
19828 | Salto | E9658L62PP38-A- | XS4 wide body electronic AMOK wire-free SVN escutcheon, Mifare / DESFire deadbolt privacy function, L lever, unhanded, bright brass finish, for use with 1 3/8" - 1 3/4" thick standard door | 1 |  | 1 Year | 818.45 | 0.15 | 695.6825
19829 | Salto | E9658L62PP38-C- | XS4 wide body electronic RF wireless ready SVN escutcheon, Mifare / DESFire deadbolt privacy function, L lever, unhanded, bright brass finish, for use with 1 3/8" - 1 3/4" thick standard door | 1 |  | 1 Year | 743.55 | 0.15 | 632.0175
19830 | Salto | E9658L62PP38-W- | XS4 wide body electronic RF wireless SVN escutcheon, Mifare / DESFire deadbolt privacy function, L lever, unhanded, bright brass finish, for use with 1 3/8" - 1 3/4" thick standard door | 1 |  | 1 Year | 874.65 | 0.15 | 743.4525
19831 | Salto | E9658L62PP48--- | XS4 wide body electronic wire-free SVN escutcheon, Mifare / DESFire deadbolt privacy function, L lever, unhanded, bright brass finish, for use with 1 3/4" - 2 1/4" thick door | 1 |  | 1 Year | 689.45 | 0.15 | 586.0325
19832 | Salto | E9658L62PP48-A- | XS4 wide body electronic AMOK wire-free SVN escutcheon, Mifare / DESFire deadbolt privacy function, L lever, unhanded, bright brass finish, for use with 1 3/4" - 2 1/4" thick door | 1 |  | 1 Year | 818.45 | 0.15 | 695.6825
19833 | Salto | E9658L62PP48-C- | XS4 wide body electronic RF wireless ready SVN escutcheon, Mifare / DESFire deadbolt privacy function, L lever, unhanded, bright brass finish, for use with 1 3/4" - 2 1/4" thick door | 1 |  | 1 Year | 743.55 | 0.15 | 632.0175
19834 | Salto | E9658L62PP48-W- | XS4 wide body electronic RF wireless SVN escutcheon, Mifare / DESFire deadbolt privacy function, L lever, unhanded, bright brass finish, for use with 1 3/4" - 2 1/4" thick door | 1 |  | 1 Year | 874.65 | 0.15 | 743.4525
19835 | Salto | E9658L63BC38--- | XS4 wide body electronic wire-free SVN escutcheon, Mifare / DESFire deadbolt privacy function, L lever, unhanded, BioCote antimicrobial finish, for use with 1 3/8" - 1 3/4" thick standard door | 1 |  | 1 Year | 725.15 | 0.15 | 616.3775
19836 | Salto | E9658L63BC38-A- | XS4 wide body electronic AMOK wire-free SVN escutcheon, Mifare / DESFire deadbolt privacy function, L lever, unhanded, BioCote antimicrobial finish, for use with 1 3/8" - 1 3/4" thick standard door | 1 |  | 1 Year | 854.15 | 0.15 | 726.0275
19837 | Salto | E9658L63BC38-C- | XS4 wide body electronic RF wireless ready SVN escutcheon, Mifare / DESFire deadbolt privacy function, L lever, unhanded, BioCote antimicrobial finish, for use with 1 3/8" - 1 3/4" thick standard door | 1 |  | 1 Year | 779.25 | 0.15 | 662.3625
19838 | Salto | E9658L63BC38-W- | XS4 wide body electronic RF wireless SVN escutcheon, Mifare / DESFire deadbolt privacy function, L lever, unhanded, BioCote antimicrobial finish, for use with 1 3/8" - 1 3/4" thick standard door | 1 |  | 1 Year | 910.35 | 0.15 | 773.7975
19839 | Salto | E9658L63BC48--- | XS4 wide body electronic wire-free SVN escutcheon, Mifare / DESFire deadbolt privacy function, L lever, unhanded, BioCote antimicrobial finish, for use with 1 3/4" - 2 1/4" thick door | 1 |  | 1 Year | 725.15 | 0.15 | 616.3775
19840 | Salto | E9658L63BC48-A- | XS4 wide body electronic AMOK wire-free SVN escutcheon, Mifare / DESFire deadbolt privacy function, L lever, unhanded, BioCote antimicrobial finish, for use with 1 3/4" - 2 1/4" thick door | 1 |  | 1 Year | 854.15 | 0.15 | 726.0275
19841 | Salto | E9658L63BC48-C- | XS4 wide body electronic RF wireless ready SVN escutcheon, Mifare / DESFire deadbolt privacy function, L lever, unhanded, BioCote antimicrobial finish, for use with 1 3/4" - 2 1/4" thick door | 1 |  | 1 Year | 779.25 | 0.15 | 662.3625
19842 | Salto | E9658L63BC48-W- | XS4 wide body electronic RF wireless SVN escutcheon, Mifare / DESFire deadbolt privacy function, L lever, unhanded, BioCote antimicrobial finish, for use with 1 3/4" - 2 1/4" thick door | 1 |  | 1 Year | 910.35 | 0.15 | 773.7975
19843 | Salto | E9658L63IA38--- | XS4 wide body electronic wire-free SVN escutcheon, Mifare / DESFire deadbolt privacy function, L lever, unhanded, antique brass finish, for use with 1 3/8" - 1 3/4" thick standard door | 1 |  | 1 Year | 725.15 | 0.15 | 616.3775
19844 | Salto | E9658L63IA38-A- | XS4 wide body electronic AMOK wire-free SVN escutcheon, Mifare / DESFire deadbolt privacy function, L lever, unhanded, antique brass finish, for use with 1 3/8" - 1 3/4" thick standard door | 1 |  | 1 Year | 854.15 | 0.15 | 726.0275
19845 | Salto | E9658L63IA38-C- | XS4 wide body electronic RF wireless ready SVN escutcheon, Mifare / DESFire deadbolt privacy function, L lever, unhanded, antique brass finish, for use with 1 3/8" - 1 3/4" thick standard door | 1 |  | 1 Year | 779.25 | 0.15 | 662.3625
19846 | Salto | E9658L63IA38-W- | XS4 wide body electronic RF wireless SVN escutcheon, Mifare / DESFire deadbolt privacy function, L lever, unhanded, antique brass finish, for use with 1 3/8" - 1 3/4" thick standard door | 1 |  | 1 Year | 910.35 | 0.15 | 773.7975
19847 | Salto | E9658L63IA48--- | XS4 wide body electronic wire-free SVN escutcheon, Mifare / DESFire deadbolt privacy function, L lever, unhanded, antique brass finish, for use with 1 3/4" - 2 1/4" thick door | 1 |  | 1 Year | 725.15 | 0.15 | 616.3775
19848 | Salto | E9658L63IA48-A- | XS4 wide body electronic AMOK wire-free SVN escutcheon, Mifare / DESFire deadbolt privacy function, L lever, unhanded, antique brass finish, for use with 1 3/4" - 2 1/4" thick door | 1 |  | 1 Year | 854.15 | 0.15 | 726.0275
19849 | Salto | E9658L63IA48-C- | XS4 wide body electronic RF wireless ready SVN escutcheon, Mifare / DESFire deadbolt privacy function, L lever, unhanded, antique brass finish, for use with 1 3/4" - 2 1/4" thick door | 1 |  | 1 Year | 779.25 | 0.15 | 662.3625
19850 | Salto | E9658L63IA48-W- | XS4 wide body electronic RF wireless SVN escutcheon, Mifare / DESFire deadbolt privacy function, L lever, unhanded, antique brass finish, for use with 1 3/4" - 2 1/4" thick door | 1 |  | 1 Year | 910.35 | 0.15 | 773.7975
19851 | Salto | E9658L63IM38--- | XS4 wide body electronic wire-free SVN escutcheon, Mifare / DESFire deadbolt privacy function, L lever, unhanded, satin stainless finish, for use with 1 3/8" - 1 3/4" thick standard door | 1 |  | 1 Year | 673.15 | 0.15 | 572.1775
19852 | Salto | E9658L63IM38-A- | XS4 wide body electronic AMOK wire-free SVN escutcheon, Mifare / DESFire deadbolt privacy function, L lever, unhanded, satin stainless finish, for use with 1 3/8" - 1 3/4" thick standard door | 1 |  | 1 Year | 802.15 | 0.15 | 681.8275
19853 | Salto | E9658L63IM38-C- | XS4 wide body electronic RF wireless ready SVN escutcheon, Mifare / DESFire deadbolt privacy function, L lever, unhanded, satin stainless finish, for use with 1 3/8" - 1 3/4" thick standard door | 1 |  | 1 Year | 727.25 | 0.15 | 618.1625
19854 | Salto | E9658L63IM38-W- | XS4 wide body electronic RF wireless SVN escutcheon, Mifare / DESFire deadbolt privacy function, L lever, unhanded, satin stainless finish, for use with 1 3/8" - 1 3/4" thick standard door | 1 |  | 1 Year | 858.35 | 0.15 | 729.5975
19855 | Salto | E9658L63IM48--- | XS4 wide body electronic wire-free SVN escutcheon, Mifare / DESFire deadbolt privacy function, L lever, unhanded, satin stainless finish, for use with 1 3/4" - 2 1/4" thick door | 1 |  | 1 Year | 673.15 | 0.15 | 572.1775
19856 | Salto | E9658L63IM48-A- | XS4 wide body electronic AMOK wire-free SVN escutcheon, Mifare / DESFire deadbolt privacy function, L lever, unhanded, satin stainless finish, for use with 1 3/4" - 2 1/4" thick door | 1 |  | 1 Year | 802.15 | 0.15 | 681.8275
19857 | Salto | E9658L63IM48-C- | XS4 wide body electronic RF wireless ready SVN escutcheon, Mifare / DESFire deadbolt privacy function, L lever, unhanded, satin stainless finish, for use with 1 3/4" - 2 1/4" thick door | 1 |  | 1 Year | 727.25 | 0.15 | 618.1625
19858 | Salto | E9658L63IM48-W- | XS4 wide body electronic RF wireless SVN escutcheon, Mifare / DESFire deadbolt privacy function, L lever, unhanded, satin stainless finish, for use with 1 3/4" - 2 1/4" thick door | 1 |  | 1 Year | 858.35 | 0.15 | 729.5975
19859 | Salto | E9658L63IP38--- | XS4 wide body electronic wire-free SVN escutcheon, Mifare / DESFire deadbolt privacy function, L lever, unhanded, bright stainless steel finish, for use with 1 3/8" - 1 3/4" thick standard door | 1 |  | 1 Year | 689.45 | 0.15 | 586.0325
19860 | Salto | E9658L63IP38-A- | XS4 wide body electronic AMOK wire-free SVN escutcheon, Mifare / DESFire deadbolt privacy function, L lever, unhanded, bright stainless steel finish, for use with 1 3/8" - 1 3/4" thick standard door | 1 |  | 1 Year | 818.45 | 0.15 | 695.6825
19861 | Salto | E9658L63IP38-C- | XS4 wide body electronic RF wireless ready SVN escutcheon, Mifare / DESFire deadbolt privacy function, L lever, unhanded, bright stainless steel finish, for use with 1 3/8" - 1 3/4" thick standard door | 1 |  | 1 Year | 743.55 | 0.15 | 632.0175
19862 | Salto | E9658L63IP38-W- | XS4 wide body electronic RF wireless SVN escutcheon, Mifare / DESFire deadbolt privacy function, L lever, unhanded, bright stainless steel finish, for use with 1 3/8" - 1 3/4" thick standard door | 1 |  | 1 Year | 874.65 | 0.15 | 743.4525
19863 | Salto | E9658L63IP48--- | XS4 wide body electronic wire-free SVN escutcheon, Mifare / DESFire deadbolt privacy function, L lever, unhanded, bright stainless steel finish, for use with 1 3/4" - 2 1/4" thick door | 1 |  | 1 Year | 689.45 | 0.15 | 586.0325
19864 | Salto | E9658L63IP48-A- | XS4 wide body electronic AMOK wire-free SVN escutcheon, Mifare / DESFire deadbolt privacy function, L lever, unhanded, bright stainless steel finish, for use with 1 3/4" - 2 1/4" thick door | 1 |  | 1 Year | 818.45 | 0.15 | 695.6825
19865 | Salto | E9658L63IP48-C- | XS4 wide body electronic RF wireless ready SVN escutcheon, Mifare / DESFire deadbolt privacy function, L lever, unhanded, bright stainless steel finish, for use with 1 3/4" - 2 1/4" thick door | 1 |  | 1 Year | 743.55 | 0.15 | 632.0175
19866 | Salto | E9658L63IP48-W- | XS4 wide body electronic RF wireless SVN escutcheon, Mifare / DESFire deadbolt privacy function, L lever, unhanded, bright stainless steel finish, for use with 1 3/4" - 2 1/4" thick door | 1 |  | 1 Year | 874.65 | 0.15 | 743.4525
19867 | Salto | E9658L63NE38--- | XS4 wide body electronic wire-free SVN escutcheon, Mifare / DESFire deadbolt privacy function, L lever, unhanded, black chromium finish, for use with 1 3/8" - 1 3/4" thick standard door | 1 |  | 1 Year | 707.85 | 0.15 | 601.6725
19868 | Salto | E9658L63NE38-A- | XS4 wide body electronic AMOK wire-free SVN escutcheon, Mifare / DESFire deadbolt privacy function, L lever, unhanded, black chromium finish, for use with 1 3/8" - 1 3/4" thick standard door | 1 |  | 1 Year | 836.85 | 0.15 | 711.3225
19869 | Salto | E9658L63NE38-C- | XS4 wide body electronic RF wireless ready SVN escutcheon, Mifare / DESFire deadbolt privacy function, L lever, unhanded, black chromium finish, for use with 1 3/8" - 1 3/4" thick standard door | 1 |  | 1 Year | 761.95 | 0.15 | 647.6575
19870 | Salto | E9658L63NE38-W- | XS4 wide body electronic RF wireless SVN escutcheon, Mifare / DESFire deadbolt privacy function, L lever, unhanded, black chromium finish, for use with 1 3/8" - 1 3/4" thick standard door | 1 |  | 1 Year | 893.05 | 0.15 | 759.0925
19871 | Salto | E9658L63NE48--- | XS4 wide body electronic wire-free SVN escutcheon, Mifare / DESFire deadbolt privacy function, L lever, unhanded, black chromium finish, for use with 1 3/4" - 2 1/4" thick door | 1 |  | 1 Year | 707.85 | 0.15 | 601.6725
19872 | Salto | E9658L63NE48-A- | XS4 wide body electronic AMOK wire-free SVN escutcheon, Mifare / DESFire deadbolt privacy function, L lever, unhanded, black chromium finish, for use with 1 3/4" - 2 1/4" thick door | 1 |  | 1 Year | 836.85 | 0.15 | 711.3225
19873 | Salto | E9658L63NE48-C- | XS4 wide body electronic RF wireless ready SVN escutcheon, Mifare / DESFire deadbolt privacy function, L lever, unhanded, black chromium finish, for use with 1 3/4" - 2 1/4" thick door | 1 |  | 1 Year | 761.95 | 0.15 | 647.6575
19874 | Salto | E9658L63NE48-W- | XS4 wide body electronic RF wireless SVN escutcheon, Mifare / DESFire deadbolt privacy function, L lever, unhanded, black chromium finish, for use with 1 3/4" - 2 1/4" thick door | 1 |  | 1 Year | 893.05 | 0.15 | 759.0925
19875 | Salto | E9658L63PM38--- | XS4 wide body electronic wire-free SVN escutcheon, Mifare / DESFire deadbolt privacy function, L lever, unhanded, satin brass finish, for use with 1 3/8" - 1 3/4" thick standard door | 1 |  | 1 Year | 673.15 | 0.15 | 572.1775
19876 | Salto | E9658L63PM38-A- | XS4 wide body electronic AMOK wire-free SVN escutcheon, Mifare / DESFire deadbolt privacy function, L lever, unhanded, satin brass finish, for use with 1 3/8" - 1 3/4" thick standard door | 1 |  | 1 Year | 802.15 | 0.15 | 681.8275
19877 | Salto | E9658L63PM38-C- | XS4 wide body electronic RF wireless ready SVN escutcheon, Mifare / DESFire deadbolt privacy function, L lever, unhanded, satin brass finish, for use with 1 3/8" - 1 3/4" thick standard door | 1 |  | 1 Year | 727.25 | 0.15 | 618.1625
19878 | Salto | E9658L63PM38-W- | XS4 wide body electronic RF wireless SVN escutcheon, Mifare / DESFire deadbolt privacy function, L lever, unhanded, satin brass finish, for use with 1 3/8" - 1 3/4" thick standard door | 1 |  | 1 Year | 858.35 | 0.15 | 729.5975
19879 | Salto | E9658L63PM48--- | XS4 wide body electronic wire-free SVN escutcheon, Mifare / DESFire deadbolt privacy function, L lever, unhanded, satin brass finish, for use with 1 3/4" - 2 1/4" thick door | 1 |  | 1 Year | 673.15 | 0.15 | 572.1775
19880 | Salto | E9658L63PM48-A- | XS4 wide body electronic AMOK wire-free SVN escutcheon, Mifare / DESFire deadbolt privacy function, L lever, unhanded, satin brass finish, for use with 1 3/4" - 2 1/4" thick door | 1 |  | 1 Year | 802.15 | 0.15 | 681.8275
19881 | Salto | E9658L63PM48-C- | XS4 wide body electronic RF wireless ready SVN escutcheon, Mifare / DESFire deadbolt privacy function, L lever, unhanded, satin brass finish, for use with 1 3/4" - 2 1/4" thick door | 1 |  | 1 Year | 727.25 | 0.15 | 618.1625
19882 | Salto | E9658L63PM48-W- | XS4 wide body electronic RF wireless SVN escutcheon, Mifare / DESFire deadbolt privacy function, L lever, unhanded, satin brass finish, for use with 1 3/4" - 2 1/4" thick door | 1 |  | 1 Year | 858.35 | 0.15 | 729.5975
19883 | Salto | E9658L63PP38--- | XS4 wide body electronic wire-free SVN escutcheon, Mifare / DESFire deadbolt privacy function, L lever, unhanded, bright brass finish, for use with 1 3/8" - 1 3/4" thick standard door | 1 |  | 1 Year | 689.45 | 0.15 | 586.0325
19884 | Salto | E9658L63PP38-A- | XS4 wide body electronic AMOK wire-free SVN escutcheon, Mifare / DESFire deadbolt privacy function, L lever, unhanded, bright brass finish, for use with 1 3/8" - 1 3/4" thick standard door | 1 |  | 1 Year | 818.45 | 0.15 | 695.6825
19885 | Salto | E9658L63PP38-C- | XS4 wide body electronic RF wireless ready SVN escutcheon, Mifare / DESFire deadbolt privacy function, L lever, unhanded, bright brass finish, for use with 1 3/8" - 1 3/4" thick standard door | 1 |  | 1 Year | 743.55 | 0.15 | 632.0175
19886 | Salto | E9658L63PP38-W- | XS4 wide body electronic RF wireless SVN escutcheon, Mifare / DESFire deadbolt privacy function, L lever, unhanded, bright brass finish, for use with 1 3/8" - 1 3/4" thick standard door | 1 |  | 1 Year | 874.65 | 0.15 | 743.4525
19887 | Salto | E9658L63PP48--- | XS4 wide body electronic wire-free SVN escutcheon, Mifare / DESFire deadbolt privacy function, L lever, unhanded, bright brass finish, for use with 1 3/4" - 2 1/4" thick door | 1 |  | 1 Year | 689.45 | 0.15 | 586.0325
19888 | Salto | E9658L63PP48-A- | XS4 wide body electronic AMOK wire-free SVN escutcheon, Mifare / DESFire deadbolt privacy function, L lever, unhanded, bright brass finish, for use with 1 3/4" - 2 1/4" thick door | 1 |  | 1 Year | 818.45 | 0.15 | 695.6825
19889 | Salto | E9658L63PP48-C- | XS4 wide body electronic RF wireless ready SVN escutcheon, Mifare / DESFire deadbolt privacy function, L lever, unhanded, bright brass finish, for use with 1 3/4" - 2 1/4" thick door | 1 |  | 1 Year | 743.55 | 0.15 | 632.0175
19890 | Salto | E9658L63PP48-W- | XS4 wide body electronic RF wireless SVN escutcheon, Mifare / DESFire deadbolt privacy function, L lever, unhanded, bright brass finish, for use with 1 3/4" - 2 1/4" thick door | 1 |  | 1 Year | 874.65 | 0.15 | 743.4525
19891 | Salto | E9658N61BC38--- | XS4 wide body electronic wire-free SVN escutcheon, Mifare / DESFire deadbolt privacy function, N lever, unhanded, BioCote antimicrobial finish, for use with 1 3/8" - 1 3/4" thick standard door | 1 |  | 1 Year | 725.15 | 0.15 | 616.3775
19892 | Salto | E9658N61BC38-A- | XS4 wide body electronic AMOK wire-free SVN escutcheon, Mifare / DESFire deadbolt privacy function, N lever, unhanded, BioCote antimicrobial finish, for use with 1 3/8" - 1 3/4" thick standard door | 1 |  | 1 Year | 854.15 | 0.15 | 726.0275
19893 | Salto | E9658N61BC38-C- | XS4 wide body electronic RF wireless ready SVN escutcheon, Mifare / DESFire deadbolt privacy function, N lever, unhanded, BioCote antimicrobial finish, for use with 1 3/8" - 1 3/4" thick standard door | 1 |  | 1 Year | 779.25 | 0.15 | 662.3625
19894 | Salto | E9658N61BC38-W- | XS4 wide body electronic RF wireless SVN escutcheon, Mifare / DESFire deadbolt privacy function, N lever, unhanded, BioCote antimicrobial finish, for use with 1 3/8" - 1 3/4" thick standard door | 1 |  | 1 Year | 910.35 | 0.15 | 773.7975
19895 | Salto | E9658N61BC48--- | XS4 wide body electronic wire-free SVN escutcheon, Mifare / DESFire deadbolt privacy function, N lever, unhanded, BioCote antimicrobial finish, for use with 1 3/4" - 2 1/4" thick door | 1 |  | 1 Year | 725.15 | 0.15 | 616.3775
19896 | Salto | E9658N61BC48-A- | XS4 wide body electronic AMOK wire-free SVN escutcheon, Mifare / DESFire deadbolt privacy function, N lever, unhanded, BioCote antimicrobial finish, for use with 1 3/4" - 2 1/4" thick door | 1 |  | 1 Year | 854.15 | 0.15 | 726.0275
19897 | Salto | E9658N61BC48-C- | XS4 wide body electronic RF wireless ready SVN escutcheon, Mifare / DESFire deadbolt privacy function, N lever, unhanded, BioCote antimicrobial finish, for use with 1 3/4" - 2 1/4" thick door | 1 |  | 1 Year | 779.25 | 0.15 | 662.3625
19898 | Salto | E9658N61BC48-W- | XS4 wide body electronic RF wireless SVN escutcheon, Mifare / DESFire deadbolt privacy function, N lever, unhanded, BioCote antimicrobial finish, for use with 1 3/4" - 2 1/4" thick door | 1 |  | 1 Year | 910.35 | 0.15 | 773.7975
19899 | Salto | E9658N61IM38--- | XS4 wide body electronic wire-free SVN escutcheon, Mifare / DESFire deadbolt privacy function, N lever, unhanded, satin stainless finish, for use with 1 3/8" - 1 3/4" thick standard door | 1 |  | 1 Year | 673.15 | 0.15 | 572.1775
19900 | Salto | E9658N61IM38-A- | XS4 wide body electronic AMOK wire-free SVN escutcheon, Mifare / DESFire deadbolt privacy function, N lever, unhanded, satin stainless finish, for use with 1 3/8" - 1 3/4" thick standard door | 1 |  | 1 Year | 802.15 | 0.15 | 681.8275
19901 | Salto | E9658N61IM38-C- | XS4 wide body electronic RF wireless ready SVN escutcheon, Mifare / DESFire deadbolt privacy function, N lever, unhanded, satin stainless finish, for use with 1 3/8" - 1 3/4" thick standard door | 1 |  | 1 Year | 727.25 | 0.15 | 618.1625
19902 | Salto | E9658N61IM38-W- | XS4 wide body electronic RF wireless SVN escutcheon, Mifare / DESFire deadbolt privacy function, N lever, unhanded, satin stainless finish, for use with 1 3/8" - 1 3/4" thick standard door | 1 |  | 1 Year | 858.35 | 0.15 | 729.5975
19903 | Salto | E9658N61IM48--- | XS4 wide body electronic wire-free SVN escutcheon, Mifare / DESFire deadbolt privacy function, N lever, unhanded, satin stainless finish, for use with 1 3/4" - 2 1/4" thick door | 1 |  | 1 Year | 673.15 | 0.15 | 572.1775
19904 | Salto | E9658N61IM48-A- | XS4 wide body electronic AMOK wire-free SVN escutcheon, Mifare / DESFire deadbolt privacy function, N lever, unhanded, satin stainless finish, for use with 1 3/4" - 2 1/4" thick door | 1 |  | 1 Year | 802.15 | 0.15 | 681.8275
19905 | Salto | E9658N61IM48-C- | XS4 wide body electronic RF wireless ready SVN escutcheon, Mifare / DESFire deadbolt privacy function, N lever, unhanded, satin stainless finish, for use with 1 3/4" - 2 1/4" thick door | 1 |  | 1 Year | 727.25 | 0.15 | 618.1625
19906 | Salto | E9658N61IM48-W- | XS4 wide body electronic RF wireless SVN escutcheon, Mifare / DESFire deadbolt privacy function, N lever, unhanded, satin stainless finish, for use with 1 3/4" - 2 1/4" thick door | 1 |  | 1 Year | 858.35 | 0.15 | 729.5975
19907 | Salto | E9658N61PM38--- | XS4 wide body electronic wire-free SVN escutcheon, Mifare / DESFire deadbolt privacy function, N lever, unhanded, satin brass finish, for use with 1 3/8" - 1 3/4" thick standard door | 1 |  | 1 Year | 673.15 | 0.15 | 572.1775
19908 | Salto | E9658N61PM38-A- | XS4 wide body electronic AMOK wire-free SVN escutcheon, Mifare / DESFire deadbolt privacy function, N lever, unhanded, satin brass finish, for use with 1 3/8" - 1 3/4" thick standard door | 1 |  | 1 Year | 802.15 | 0.15 | 681.8275
19909 | Salto | E9658N61PM38-C- | XS4 wide body electronic RF wireless ready SVN escutcheon, Mifare / DESFire deadbolt privacy function, N lever, unhanded, satin brass finish, for use with 1 3/8" - 1 3/4" thick standard door | 1 |  | 1 Year | 727.25 | 0.15 | 618.1625
19910 | Salto | E9658N61PM38-W- | XS4 wide body electronic RF wireless SVN escutcheon, Mifare / DESFire deadbolt privacy function, N lever, unhanded, satin brass finish, for use with 1 3/8" - 1 3/4" thick standard door | 1 |  | 1 Year | 858.35 | 0.15 | 729.5975
19911 | Salto | E9658N61PM48--- | XS4 wide body electronic wire-free SVN escutcheon, Mifare / DESFire deadbolt privacy function, N lever, unhanded, satin brass finish, for use with 1 3/4" - 2 1/4" thick door | 1 |  | 1 Year | 673.15 | 0.15 | 572.1775
19912 | Salto | E9658N61PM48-A- | XS4 wide body electronic AMOK wire-free SVN escutcheon, Mifare / DESFire deadbolt privacy function, N lever, unhanded, satin brass finish, for use with 1 3/4" - 2 1/4" thick door | 1 |  | 1 Year | 802.15 | 0.15 | 681.8275
19913 | Salto | E9658N61PM48-C- | XS4 wide body electronic RF wireless ready SVN escutcheon, Mifare / DESFire deadbolt privacy function, N lever, unhanded, satin brass finish, for use with 1 3/4" - 2 1/4" thick door | 1 |  | 1 Year | 727.25 | 0.15 | 618.1625
19914 | Salto | E9658N61PM48-W- | XS4 wide body electronic RF wireless SVN escutcheon, Mifare / DESFire deadbolt privacy function, N lever, unhanded, satin brass finish, for use with 1 3/4" - 2 1/4" thick door | 1 |  | 1 Year | 858.35 | 0.15 | 729.5975
19915 | Salto | E9658N62BC38--- | XS4 wide body electronic wire-free SVN escutcheon, Mifare / DESFire deadbolt privacy function, N lever, unhanded, BioCote antimicrobial finish, for use with 1 3/8" - 1 3/4" thick standard door | 1 |  | 1 Year | 725.15 | 0.15 | 616.3775
19916 | Salto | E9658N62BC38-A- | XS4 wide body electronic AMOK wire-free SVN escutcheon, Mifare / DESFire deadbolt privacy function, N lever, unhanded, BioCote antimicrobial finish, for use with 1 3/8" - 1 3/4" thick standard door | 1 |  | 1 Year | 854.15 | 0.15 | 726.0275
19917 | Salto | E9658N62BC38-C- | XS4 wide body electronic RF wireless ready SVN escutcheon, Mifare / DESFire deadbolt privacy function, N lever, unhanded, BioCote antimicrobial finish, for use with 1 3/8" - 1 3/4" thick standard door | 1 |  | 1 Year | 779.25 | 0.15 | 662.3625
19918 | Salto | E9658N62BC38-W- | XS4 wide body electronic RF wireless SVN escutcheon, Mifare / DESFire deadbolt privacy function, N lever, unhanded, BioCote antimicrobial finish, for use with 1 3/8" - 1 3/4" thick standard door | 1 |  | 1 Year | 910.35 | 0.15 | 773.7975
19919 | Salto | E9658N62BC48--- | XS4 wide body electronic wire-free SVN escutcheon, Mifare / DESFire deadbolt privacy function, N lever, unhanded, BioCote antimicrobial finish, for use with 1 3/4" - 2 1/4" thick door | 1 |  | 1 Year | 725.15 | 0.15 | 616.3775
19920 | Salto | E9658N62BC48-A- | XS4 wide body electronic AMOK wire-free SVN escutcheon, Mifare / DESFire deadbolt privacy function, N lever, unhanded, BioCote antimicrobial finish, for use with 1 3/4" - 2 1/4" thick door | 1 |  | 1 Year | 854.15 | 0.15 | 726.0275
19921 | Salto | E9658N62BC48-C- | XS4 wide body electronic RF wireless ready SVN escutcheon, Mifare / DESFire deadbolt privacy function, N lever, unhanded, BioCote antimicrobial finish, for use with 1 3/4" - 2 1/4" thick door | 1 |  | 1 Year | 779.25 | 0.15 | 662.3625
19922 | Salto | E9658N62BC48-W- | XS4 wide body electronic RF wireless SVN escutcheon, Mifare / DESFire deadbolt privacy function, N lever, unhanded, BioCote antimicrobial finish, for use with 1 3/4" - 2 1/4" thick door | 1 |  | 1 Year | 910.35 | 0.15 | 773.7975
19923 | Salto | E9658N62IM38--- | XS4 wide body electronic wire-free SVN escutcheon, Mifare / DESFire deadbolt privacy function, N lever, unhanded, satin stainless finish, for use with 1 3/8" - 1 3/4" thick standard door | 1 |  | 1 Year | 673.15 | 0.15 | 572.1775
19924 | Salto | E9658N62IM38-A- | XS4 wide body electronic AMOK wire-free SVN escutcheon, Mifare / DESFire deadbolt privacy function, N lever, unhanded, satin stainless finish, for use with 1 3/8" - 1 3/4" thick standard door | 1 |  | 1 Year | 802.15 | 0.15 | 681.8275
19925 | Salto | E9658N62IM38-C- | XS4 wide body electronic RF wireless ready SVN escutcheon, Mifare / DESFire deadbolt privacy function, N lever, unhanded, satin stainless finish, for use with 1 3/8" - 1 3/4" thick standard door | 1 |  | 1 Year | 727.25 | 0.15 | 618.1625
19926 | Salto | E9658N62IM38-W- | XS4 wide body electronic RF wireless SVN escutcheon, Mifare / DESFire deadbolt privacy function, N lever, unhanded, satin stainless finish, for use with 1 3/8" - 1 3/4" thick standard door | 1 |  | 1 Year | 858.35 | 0.15 | 729.5975
19927 | Salto | E9658N62IM48--- | XS4 wide body electronic wire-free SVN escutcheon, Mifare / DESFire deadbolt privacy function, N lever, unhanded, satin stainless finish, for use with 1 3/4" - 2 1/4" thick door | 1 |  | 1 Year | 673.15 | 0.15 | 572.1775
19928 | Salto | E9658N62IM48-A- | XS4 wide body electronic AMOK wire-free SVN escutcheon, Mifare / DESFire deadbolt privacy function, N lever, unhanded, satin stainless finish, for use with 1 3/4" - 2 1/4" thick door | 1 |  | 1 Year | 802.15 | 0.15 | 681.8275
19929 | Salto | E9658N62IM48-C- | XS4 wide body electronic RF wireless ready SVN escutcheon, Mifare / DESFire deadbolt privacy function, N lever, unhanded, satin stainless finish, for use with 1 3/4" - 2 1/4" thick door | 1 |  | 1 Year | 727.25 | 0.15 | 618.1625
19930 | Salto | E9658N62IM48-W- | XS4 wide body electronic RF wireless SVN escutcheon, Mifare / DESFire deadbolt privacy function, N lever, unhanded, satin stainless finish, for use with 1 3/4" - 2 1/4" thick door | 1 |  | 1 Year | 858.35 | 0.15 | 729.5975
19931 | Salto | E9658N62PM38--- | XS4 wide body electronic wire-free SVN escutcheon, Mifare / DESFire deadbolt privacy function, N lever, unhanded, satin brass finish, for use with 1 3/8" - 1 3/4" thick standard door | 1 |  | 1 Year | 673.15 | 0.15 | 572.1775
19932 | Salto | E9658N62PM38-A- | XS4 wide body electronic AMOK wire-free SVN escutcheon, Mifare / DESFire deadbolt privacy function, N lever, unhanded, satin brass finish, for use with 1 3/8" - 1 3/4" thick standard door | 1 |  | 1 Year | 802.15 | 0.15 | 681.8275
19933 | Salto | E9658N62PM38-C- | XS4 wide body electronic RF wireless ready SVN escutcheon, Mifare / DESFire deadbolt privacy function, N lever, unhanded, satin brass finish, for use with 1 3/8" - 1 3/4" thick standard door | 1 |  | 1 Year | 727.25 | 0.15 | 618.1625
19934 | Salto | E9658N62PM38-W- | XS4 wide body electronic RF wireless SVN escutcheon, Mifare / DESFire deadbolt privacy function, N lever, unhanded, satin brass finish, for use with 1 3/8" - 1 3/4" thick standard door | 1 |  | 1 Year | 858.35 | 0.15 | 729.5975
19935 | Salto | E9658N62PM48--- | XS4 wide body electronic wire-free SVN escutcheon, Mifare / DESFire deadbolt privacy function, N lever, unhanded, satin brass finish, for use with 1 3/4" - 2 1/4" thick door | 1 |  | 1 Year | 673.15 | 0.15 | 572.1775
19936 | Salto | E9658N62PM48-A- | XS4 wide body electronic AMOK wire-free SVN escutcheon, Mifare / DESFire deadbolt privacy function, N lever, unhanded, satin brass finish, for use with 1 3/4" - 2 1/4" thick door | 1 |  | 1 Year | 802.15 | 0.15 | 681.8275
19937 | Salto | E9658N62PM48-C- | XS4 wide body electronic RF wireless ready SVN escutcheon, Mifare / DESFire deadbolt privacy function, N lever, unhanded, satin brass finish, for use with 1 3/4" - 2 1/4" thick door | 1 |  | 1 Year | 727.25 | 0.15 | 618.1625
19938 | Salto | E9658N62PM48-W- | XS4 wide body electronic RF wireless SVN escutcheon, Mifare / DESFire deadbolt privacy function, N lever, unhanded, satin brass finish, for use with 1 3/4" - 2 1/4" thick door | 1 |  | 1 Year | 858.35 | 0.15 | 729.5975
19939 | Salto | E9658N63BC38--- | XS4 wide body electronic wire-free SVN escutcheon, Mifare / DESFire deadbolt privacy function, N lever, unhanded, BioCote antimicrobial finish, for use with 1 3/8" - 1 3/4" thick standard door | 1 |  | 1 Year | 725.15 | 0.15 | 616.3775
19940 | Salto | E9658N63BC38-A- | XS4 wide body electronic AMOK wire-free SVN escutcheon, Mifare / DESFire deadbolt privacy function, N lever, unhanded, BioCote antimicrobial finish, for use with 1 3/8" - 1 3/4" thick standard door | 1 |  | 1 Year | 854.15 | 0.15 | 726.0275
19941 | Salto | E9658N63BC38-C- | XS4 wide body electronic RF wireless ready SVN escutcheon, Mifare / DESFire deadbolt privacy function, N lever, unhanded, BioCote antimicrobial finish, for use with 1 3/8" - 1 3/4" thick standard door | 1 |  | 1 Year | 779.25 | 0.15 | 662.3625
19942 | Salto | E9658N63BC38-W- | XS4 wide body electronic RF wireless SVN escutcheon, Mifare / DESFire deadbolt privacy function, N lever, unhanded, BioCote antimicrobial finish, for use with 1 3/8" - 1 3/4" thick standard door | 1 |  | 1 Year | 910.35 | 0.15 | 773.7975
19943 | Salto | E9658N63BC48--- | XS4 wide body electronic wire-free SVN escutcheon, Mifare / DESFire deadbolt privacy function, N lever, unhanded, BioCote antimicrobial finish, for use with 1 3/4" - 2 1/4" thick door | 1 |  | 1 Year | 725.15 | 0.15 | 616.3775
19944 | Salto | E9658N63BC48-A- | XS4 wide body electronic AMOK wire-free SVN escutcheon, Mifare / DESFire deadbolt privacy function, N lever, unhanded, BioCote antimicrobial finish, for use with 1 3/4" - 2 1/4" thick door | 1 |  | 1 Year | 854.15 | 0.15 | 726.0275
19945 | Salto | E9658N63BC48-C- | XS4 wide body electronic RF wireless ready SVN escutcheon, Mifare / DESFire deadbolt privacy function, N lever, unhanded, BioCote antimicrobial finish, for use with 1 3/4" - 2 1/4" thick door | 1 |  | 1 Year | 779.25 | 0.15 | 662.3625
19946 | Salto | E9658N63BC48-W- | XS4 wide body electronic RF wireless SVN escutcheon, Mifare / DESFire deadbolt privacy function, N lever, unhanded, BioCote antimicrobial finish, for use with 1 3/4" - 2 1/4" thick door | 1 |  | 1 Year | 910.35 | 0.15 | 773.7975
19947 | Salto | E9658N63IM38--- | XS4 wide body electronic wire-free SVN escutcheon, Mifare / DESFire deadbolt privacy function, N lever, unhanded, satin stainless finish, for use with 1 3/8" - 1 3/4" thick standard door | 1 |  | 1 Year | 673.15 | 0.15 | 572.1775
19948 | Salto | E9658N63IM38-A- | XS4 wide body electronic AMOK wire-free SVN escutcheon, Mifare / DESFire deadbolt privacy function, N lever, unhanded, satin stainless finish, for use with 1 3/8" - 1 3/4" thick standard door | 1 |  | 1 Year | 802.15 | 0.15 | 681.8275
19949 | Salto | E9658N63IM38-C- | XS4 wide body electronic RF wireless ready SVN escutcheon, Mifare / DESFire deadbolt privacy function, N lever, unhanded, satin stainless finish, for use with 1 3/8" - 1 3/4" thick standard door | 1 |  | 1 Year | 727.25 | 0.15 | 618.1625
19950 | Salto | E9658N63IM38-W- | XS4 wide body electronic RF wireless SVN escutcheon, Mifare / DESFire deadbolt privacy function, N lever, unhanded, satin stainless finish, for use with 1 3/8" - 1 3/4" thick standard door | 1 |  | 1 Year | 858.35 | 0.15 | 729.5975
19951 | Salto | E9658N63IM48--- | XS4 wide body electronic wire-free SVN escutcheon, Mifare / DESFire deadbolt privacy function, N lever, unhanded, satin stainless finish, for use with 1 3/4" - 2 1/4" thick door | 1 |  | 1 Year | 673.15 | 0.15 | 572.1775
19952 | Salto | E9658N63IM48-A- | XS4 wide body electronic AMOK wire-free SVN escutcheon, Mifare / DESFire deadbolt privacy function, N lever, unhanded, satin stainless finish, for use with 1 3/4" - 2 1/4" thick door | 1 |  | 1 Year | 802.15 | 0.15 | 681.8275
19953 | Salto | E9658N63IM48-C- | XS4 wide body electronic RF wireless ready SVN escutcheon, Mifare / DESFire deadbolt privacy function, N lever, unhanded, satin stainless finish, for use with 1 3/4" - 2 1/4" thick door | 1 |  | 1 Year | 727.25 | 0.15 | 618.1625
19954 | Salto | E9658N63IM48-W- | XS4 wide body electronic RF wireless SVN escutcheon, Mifare / DESFire deadbolt privacy function, N lever, unhanded, satin stainless finish, for use with 1 3/4" - 2 1/4" thick door | 1 |  | 1 Year | 858.35 | 0.15 | 729.5975
19955 | Salto | E9658N63PM38--- | XS4 wide body electronic wire-free SVN escutcheon, Mifare / DESFire deadbolt privacy function, N lever, unhanded, satin brass finish, for use with 1 3/8" - 1 3/4" thick standard door | 1 |  | 1 Year | 673.15 | 0.15 | 572.1775
19956 | Salto | E9658N63PM38-A- | XS4 wide body electronic AMOK wire-free SVN escutcheon, Mifare / DESFire deadbolt privacy function, N lever, unhanded, satin brass finish, for use with 1 3/8" - 1 3/4" thick standard door | 1 |  | 1 Year | 802.15 | 0.15 | 681.8275
19957 | Salto | E9658N63PM38-C- | XS4 wide body electronic RF wireless ready SVN escutcheon, Mifare / DESFire deadbolt privacy function, N lever, unhanded, satin brass finish, for use with 1 3/8" - 1 3/4" thick standard door | 1 |  | 1 Year | 727.25 | 0.15 | 618.1625
19958 | Salto | E9658N63PM38-W- | XS4 wide body electronic RF wireless SVN escutcheon, Mifare / DESFire deadbolt privacy function, N lever, unhanded, satin brass finish, for use with 1 3/8" - 1 3/4" thick standard door | 1 |  | 1 Year | 858.35 | 0.15 | 729.5975
19959 | Salto | E9658N63PM48--- | XS4 wide body electronic wire-free SVN escutcheon, Mifare / DESFire deadbolt privacy function, N lever, unhanded, satin brass finish, for use with 1 3/4" - 2 1/4" thick door | 1 |  | 1 Year | 673.15 | 0.15 | 572.1775
19960 | Salto | E9658N63PM48-A- | XS4 wide body electronic AMOK wire-free SVN escutcheon, Mifare / DESFire deadbolt privacy function, N lever, unhanded, satin brass finish, for use with 1 3/4" - 2 1/4" thick door | 1 |  | 1 Year | 802.15 | 0.15 | 681.8275
19961 | Salto | E9658N63PM48-C- | XS4 wide body electronic RF wireless ready SVN escutcheon, Mifare / DESFire deadbolt privacy function, N lever, unhanded, satin brass finish, for use with 1 3/4" - 2 1/4" thick door | 1 |  | 1 Year | 727.25 | 0.15 | 618.1625
19962 | Salto | E9658N63PM48-W- | XS4 wide body electronic RF wireless SVN escutcheon, Mifare / DESFire deadbolt privacy function, N lever, unhanded, satin brass finish, for use with 1 3/4" - 2 1/4" thick door | 1 |  | 1 Year | 858.35 | 0.15 | 729.5975
19963 | Salto | E9658O61IA38L-- | XS4 wide body electronic wire-free SVN escutcheon, Mifare / DESFire deadbolt privacy function, O lever, left handed, antique brass finish, for use with 1 3/8" - 1 3/4" thick standard door | 1 |  | 1 Year | 735.35 | 0.15 | 625.0475
19964 | Salto | E9658O61IA38LA- | XS4 wide body electronic AMOK wire-free SVN escutcheon, Mifare / DESFire deadbolt privacy function, O lever, left handed, antique brass finish, for use with 1 3/8" - 1 3/4" thick standard door | 1 |  | 1 Year | 864.35 | 0.15 | 734.6975
19965 | Salto | E9658O61IA38LC- | XS4 wide body electronic RF wireless ready SVN escutcheon, Mifare / DESFire deadbolt privacy function, O lever, left handed, antique brass finish, for use with 1 3/8" - 1 3/4" thick standard door | 1 |  | 1 Year | 789.45 | 0.15 | 671.0325
19966 | Salto | E9658O61IA38LW- | XS4 wide body electronic RF wireless SVN escutcheon, Mifare / DESFire deadbolt privacy function, O lever, left handed, antique brass finish, for use with 1 3/8" - 1 3/4" thick standard door | 1 |  | 1 Year | 920.55 | 0.15 | 782.4675
19967 | Salto | E9658O61IA38R-- | XS4 wide body electronic wire-free SVN escutcheon, Mifare / DESFire deadbolt privacy function, O lever, right handed, antique brass finish, for use with 1 3/8" - 1 3/4" thick standard door | 1 |  | 1 Year | 735.35 | 0.15 | 625.0475
19968 | Salto | E9658O61IA38RA- | XS4 wide body electronic AMOK wire-free SVN escutcheon, Mifare / DESFire deadbolt privacy function, O lever, right handed, antique brass finish, for use with 1 3/8" - 1 3/4" thick standard door | 1 |  | 1 Year | 864.35 | 0.15 | 734.6975
19969 | Salto | E9658O61IA38RC- | XS4 wide body electronic RF wireless ready SVN escutcheon, Mifare / DESFire deadbolt privacy function, O lever, right handed, antique brass finish, for use with 1 3/8" - 1 3/4" thick standard door | 1 |  | 1 Year | 789.45 | 0.15 | 671.0325
19970 | Salto | E9658O61IA38RW- | XS4 wide body electronic RF wireless SVN escutcheon, Mifare / DESFire deadbolt privacy function, O lever, right handed, antique brass finish, for use with 1 3/8" - 1 3/4" thick standard door | 1 |  | 1 Year | 920.55 | 0.15 | 782.4675
19971 | Salto | E9658O61IA48L-- | XS4 wide body electronic wire-free SVN escutcheon, Mifare / DESFire deadbolt privacy function, O lever, left handed, antique brass finish, for use with 1 3/4" - 2 1/4" thick door | 1 |  | 1 Year | 735.35 | 0.15 | 625.0475
19972 | Salto | E9658O61IA48LA- | XS4 wide body electronic AMOK wire-free SVN escutcheon, Mifare / DESFire deadbolt privacy function, O lever, left handed, antique brass finish, for use with 1 3/4" - 2 1/4" thick door | 1 |  | 1 Year | 864.35 | 0.15 | 734.6975
19973 | Salto | E9658O61IA48LC- | XS4 wide body electronic RF wireless ready SVN escutcheon, Mifare / DESFire deadbolt privacy function, O lever, left handed, antique brass finish, for use with 1 3/4" - 2 1/4" thick door | 1 |  | 1 Year | 789.45 | 0.15 | 671.0325
19974 | Salto | E9658O61IA48LW- | XS4 wide body electronic RF wireless SVN escutcheon, Mifare / DESFire deadbolt privacy function, O lever, left handed, antique brass finish, for use with 1 3/4" - 2 1/4" thick door | 1 |  | 1 Year | 920.55 | 0.15 | 782.4675
19975 | Salto | E9658O61IA48R-- | XS4 wide body electronic wire-free SVN escutcheon, Mifare / DESFire deadbolt privacy function, O lever, right handed, antique brass finish, for use with 1 3/4" - 2 1/4" thick door | 1 |  | 1 Year | 735.35 | 0.15 | 625.0475
19976 | Salto | E9658O61IA48RA- | XS4 wide body electronic AMOK wire-free SVN escutcheon, Mifare / DESFire deadbolt privacy function, O lever, right handed, antique brass finish, for use with 1 3/4" - 2 1/4" thick door | 1 |  | 1 Year | 864.35 | 0.15 | 734.6975
19977 | Salto | E9658O61IA48RC- | XS4 wide body electronic RF wireless ready SVN escutcheon, Mifare / DESFire deadbolt privacy function, O lever, right handed, antique brass finish, for use with 1 3/4" - 2 1/4" thick door | 1 |  | 1 Year | 789.45 | 0.15 | 671.0325
19978 | Salto | E9658O61IA48RW- | XS4 wide body electronic RF wireless SVN escutcheon, Mifare / DESFire deadbolt privacy function, O lever, right handed, antique brass finish, for use with 1 3/4" - 2 1/4" thick door | 1 |  | 1 Year | 920.55 | 0.15 | 782.4675
19979 | Salto | E9658O61IM38L-- | XS4 wide body electronic wire-free SVN escutcheon, Mifare / DESFire deadbolt privacy function, O lever, left handed, satin stainless finish, for use with 1 3/8" - 1 3/4" thick standard door | 1 |  | 1 Year | 683.35 | 0.15 | 580.8475
19980 | Salto | E9658O61IM38LA- | XS4 wide body electronic AMOK wire-free SVN escutcheon, Mifare / DESFire deadbolt privacy function, O lever, left handed, satin stainless finish, for use with 1 3/8" - 1 3/4" thick standard door | 1 |  | 1 Year | 812.35 | 0.15 | 690.4975
19981 | Salto | E9658O61IM38LC- | XS4 wide body electronic RF wireless ready SVN escutcheon, Mifare / DESFire deadbolt privacy function, O lever, left handed, satin stainless finish, for use with 1 3/8" - 1 3/4" thick standard door | 1 |  | 1 Year | 737.45 | 0.15 | 626.8325
19982 | Salto | E9658O61IM38LW- | XS4 wide body electronic RF wireless SVN escutcheon, Mifare / DESFire deadbolt privacy function, O lever, left handed, satin stainless finish, for use with 1 3/8" - 1 3/4" thick standard door | 1 |  | 1 Year | 868.55 | 0.15 | 738.2675
19983 | Salto | E9658O61IM38R-- | XS4 wide body electronic wire-free SVN escutcheon, Mifare / DESFire deadbolt privacy function, O lever, right handed, satin stainless finish, for use with 1 3/8" - 1 3/4" thick standard door | 1 |  | 1 Year | 683.35 | 0.15 | 580.8475
19984 | Salto | E9658O61IM38RA- | XS4 wide body electronic AMOK wire-free SVN escutcheon, Mifare / DESFire deadbolt privacy function, O lever, right handed, satin stainless finish, for use with 1 3/8" - 1 3/4" thick standard door | 1 |  | 1 Year | 812.35 | 0.15 | 690.4975
19985 | Salto | E9658O61IM38RC- | XS4 wide body electronic RF wireless ready SVN escutcheon, Mifare / DESFire deadbolt privacy function, O lever, right handed, satin stainless finish, for use with 1 3/8" - 1 3/4" thick standard door | 1 |  | 1 Year | 737.45 | 0.15 | 626.8325
19986 | Salto | E9658O61IM38RW- | XS4 wide body electronic RF wireless SVN escutcheon, Mifare / DESFire deadbolt privacy function, O lever, right handed, satin stainless finish, for use with 1 3/8" - 1 3/4" thick standard door | 1 |  | 1 Year | 868.55 | 0.15 | 738.2675
19987 | Salto | E9658O61IM48L-- | XS4 wide body electronic wire-free SVN escutcheon, Mifare / DESFire deadbolt privacy function, O lever, left handed, satin stainless finish, for use with 1 3/4" - 2 1/4" thick door | 1 |  | 1 Year | 683.35 | 0.15 | 580.8475
19988 | Salto | E9658O61IM48LA- | XS4 wide body electronic AMOK wire-free SVN escutcheon, Mifare / DESFire deadbolt privacy function, O lever, left handed, satin stainless finish, for use with 1 3/4" - 2 1/4" thick door | 1 |  | 1 Year | 812.35 | 0.15 | 690.4975
19989 | Salto | E9658O61IM48LC- | XS4 wide body electronic RF wireless ready SVN escutcheon, Mifare / DESFire deadbolt privacy function, O lever, left handed, satin stainless finish, for use with 1 3/4" - 2 1/4" thick door | 1 |  | 1 Year | 737.45 | 0.15 | 626.8325
19990 | Salto | E9658O61IM48LW- | XS4 wide body electronic RF wireless SVN escutcheon, Mifare / DESFire deadbolt privacy function, O lever, left handed, satin stainless finish, for use with 1 3/4" - 2 1/4" thick door | 1 |  | 1 Year | 868.55 | 0.15 | 738.2675
19991 | Salto | E9658O61IM48R-- | XS4 wide body electronic wire-free SVN escutcheon, Mifare / DESFire deadbolt privacy function, O lever, right handed, satin stainless finish, for use with 1 3/4" - 2 1/4" thick door | 1 |  | 1 Year | 683.35 | 0.15 | 580.8475
19992 | Salto | E9658O61IM48RA- | XS4 wide body electronic AMOK wire-free SVN escutcheon, Mifare / DESFire deadbolt privacy function, O lever, right handed, satin stainless finish, for use with 1 3/4" - 2 1/4" thick door | 1 |  | 1 Year | 812.35 | 0.15 | 690.4975
19993 | Salto | E9658O61IM48RC- | XS4 wide body electronic RF wireless ready SVN escutcheon, Mifare / DESFire deadbolt privacy function, O lever, right handed, satin stainless finish, for use with 1 3/4" - 2 1/4" thick door | 1 |  | 1 Year | 737.45 | 0.15 | 626.8325
19994 | Salto | E9658O61IM48RW- | XS4 wide body electronic RF wireless SVN escutcheon, Mifare / DESFire deadbolt privacy function, O lever, right handed, satin stainless finish, for use with 1 3/4" - 2 1/4" thick door | 1 |  | 1 Year | 868.55 | 0.15 | 738.2675
19995 | Salto | E9658O61IP38L-- | XS4 wide body electronic wire-free SVN escutcheon, Mifare / DESFire deadbolt privacy function, O lever, left handed, bright stainless steel finish, for use with 1 3/8" - 1 3/4" thick standard door | 1 |  | 1 Year | 699.65 | 0.15 | 594.7025
19996 | Salto | E9658O61IP38LA- | XS4 wide body electronic AMOK wire-free SVN escutcheon, Mifare / DESFire deadbolt privacy function, O lever, left handed, bright stainless steel finish, for use with 1 3/8" - 1 3/4" thick standard door | 1 |  | 1 Year | 828.65 | 0.15 | 704.3525
19997 | Salto | E9658O61IP38LC- | XS4 wide body electronic RF wireless ready SVN escutcheon, Mifare / DESFire deadbolt privacy function, O lever, left handed, bright stainless steel finish, for use with 1 3/8" - 1 3/4" thick standard door | 1 |  | 1 Year | 753.75 | 0.15 | 640.6875
19998 | Salto | E9658O61IP38LW- | XS4 wide body electronic RF wireless SVN escutcheon, Mifare / DESFire deadbolt privacy function, O lever, left handed, bright stainless steel finish, for use with 1 3/8" - 1 3/4" thick standard door | 1 |  | 1 Year | 884.85 | 0.15 | 752.1225
19999 | Salto | E9658O61IP38R-- | XS4 wide body electronic wire-free SVN escutcheon, Mifare / DESFire deadbolt privacy function, O lever, right handed, bright stainless steel finish, for use with 1 3/8" - 1 3/4" thick standard door | 1 |  | 1 Year | 699.65 | 0.15 | 594.7025
20000 | Salto | E9658O61IP38RA- | XS4 wide body electronic AMOK wire-free SVN escutcheon, Mifare / DESFire deadbolt privacy function, O lever, right handed, bright stainless steel finish, for use with 1 3/8" - 1 3/4" thick standard door | 1 |  | 1 Year | 828.65 | 0.15 | 704.3525
20001 | Salto | E9658O61IP38RC- | XS4 wide body electronic RF wireless ready SVN escutcheon, Mifare / DESFire deadbolt privacy function, O lever, right handed, bright stainless steel finish, for use with 1 3/8" - 1 3/4" thick standard door | 1 |  | 1 Year | 753.75 | 0.15 | 640.6875
20002 | Salto | E9658O61IP38RW- | XS4 wide body electronic RF wireless SVN escutcheon, Mifare / DESFire deadbolt privacy function, O lever, right handed, bright stainless steel finish, for use with 1 3/8" - 1 3/4" thick standard door | 1 |  | 1 Year | 884.85 | 0.15 | 752.1225
20003 | Salto | E9658O61IP48L-- | XS4 wide body electronic wire-free SVN escutcheon, Mifare / DESFire deadbolt privacy function, O lever, left handed, bright stainless steel finish, for use with 1 3/4" - 2 1/4" thick door | 1 |  | 1 Year | 699.65 | 0.15 | 594.7025
20004 | Salto | E9658O61IP48LA- | XS4 wide body electronic AMOK wire-free SVN escutcheon, Mifare / DESFire deadbolt privacy function, O lever, left handed, bright stainless steel finish, for use with 1 3/4" - 2 1/4" thick door | 1 |  | 1 Year | 828.65 | 0.15 | 704.3525
20005 | Salto | E9658O61IP48LC- | XS4 wide body electronic RF wireless ready SVN escutcheon, Mifare / DESFire deadbolt privacy function, O lever, left handed, bright stainless steel finish, for use with 1 3/4" - 2 1/4" thick door | 1 |  | 1 Year | 753.75 | 0.15 | 640.6875
20006 | Salto | E9658O61IP48LW- | XS4 wide body electronic RF wireless SVN escutcheon, Mifare / DESFire deadbolt privacy function, O lever, left handed, bright stainless steel finish, for use with 1 3/4" - 2 1/4" thick door | 1 |  | 1 Year | 884.85 | 0.15 | 752.1225
20007 | Salto | E9658O61IP48R-- | XS4 wide body electronic wire-free SVN escutcheon, Mifare / DESFire deadbolt privacy function, O lever, right handed, bright stainless steel finish, for use with 1 3/4" - 2 1/4" thick door | 1 |  | 1 Year | 699.65 | 0.15 | 594.7025
20008 | Salto | E9658O61IP48RA- | XS4 wide body electronic AMOK wire-free SVN escutcheon, Mifare / DESFire deadbolt privacy function, O lever, right handed, bright stainless steel finish, for use with 1 3/4" - 2 1/4" thick door | 1 |  | 1 Year | 828.65 | 0.15 | 704.3525
20009 | Salto | E9658O61IP48RC- | XS4 wide body electronic RF wireless ready SVN escutcheon, Mifare / DESFire deadbolt privacy function, O lever, right handed, bright stainless steel finish, for use with 1 3/4" - 2 1/4" thick door | 1 |  | 1 Year | 753.75 | 0.15 | 640.6875
20010 | Salto | E9658O61IP48RW- | XS4 wide body electronic RF wireless SVN escutcheon, Mifare / DESFire deadbolt privacy function, O lever, right handed, bright stainless steel finish, for use with 1 3/4" - 2 1/4" thick door | 1 |  | 1 Year | 884.85 | 0.15 | 752.1225
20011 | Salto | E9658O61NE38L-- | XS4 wide body electronic wire-free SVN escutcheon, Mifare / DESFire deadbolt privacy function, O lever, left handed, black chromium finish, for use with 1 3/8" - 1 3/4" thick standard door | 1 |  | 1 Year | 718.05 | 0.15 | 610.3425
20012 | Salto | E9658O61NE38LA- | XS4 wide body electronic AMOK wire-free SVN escutcheon, Mifare / DESFire deadbolt privacy function, O lever, left handed, black chromium finish, for use with 1 3/8" - 1 3/4" thick standard door | 1 |  | 1 Year | 847.05 | 0.15 | 719.9925
20013 | Salto | E9658O61NE38LC- | XS4 wide body electronic RF wireless ready SVN escutcheon, Mifare / DESFire deadbolt privacy function, O lever, left handed, black chromium finish, for use with 1 3/8" - 1 3/4" thick standard door | 1 |  | 1 Year | 772.15 | 0.15 | 656.3275
20014 | Salto | E9658O61NE38LW- | XS4 wide body electronic RF wireless SVN escutcheon, Mifare / DESFire deadbolt privacy function, O lever, left handed, black chromium finish, for use with 1 3/8" - 1 3/4" thick standard door | 1 |  | 1 Year | 903.25 | 0.15 | 767.7625
20015 | Salto | E9658O61NE38R-- | XS4 wide body electronic wire-free SVN escutcheon, Mifare / DESFire deadbolt privacy function, O lever, right handed, black chromium finish, for use with 1 3/8" - 1 3/4" thick standard door | 1 |  | 1 Year | 718.05 | 0.15 | 610.3425
20016 | Salto | E9658O61NE38RA- | XS4 wide body electronic AMOK wire-free SVN escutcheon, Mifare / DESFire deadbolt privacy function, O lever, right handed, black chromium finish, for use with 1 3/8" - 1 3/4" thick standard door | 1 |  | 1 Year | 847.05 | 0.15 | 719.9925
20017 | Salto | E9658O61NE38RC- | XS4 wide body electronic RF wireless ready SVN escutcheon, Mifare / DESFire deadbolt privacy function, O lever, right handed, black chromium finish, for use with 1 3/8" - 1 3/4" thick standard door | 1 |  | 1 Year | 772.15 | 0.15 | 656.3275
20018 | Salto | E9658O61NE38RW- | XS4 wide body electronic RF wireless SVN escutcheon, Mifare / DESFire deadbolt privacy function, O lever, right handed, black chromium finish, for use with 1 3/8" - 1 3/4" thick standard door | 1 |  | 1 Year | 903.25 | 0.15 | 767.7625
20019 | Salto | E9658O61NE48L-- | XS4 wide body electronic wire-free SVN escutcheon, Mifare / DESFire deadbolt privacy function, O lever, left handed, black chromium finish, for use with 1 3/4" - 2 1/4" thick door | 1 |  | 1 Year | 718.05 | 0.15 | 610.3425
20020 | Salto | E9658O61NE48LA- | XS4 wide body electronic AMOK wire-free SVN escutcheon, Mifare / DESFire deadbolt privacy function, O lever, left handed, black chromium finish, for use with 1 3/4" - 2 1/4" thick door | 1 |  | 1 Year | 847.05 | 0.15 | 719.9925
20021 | Salto | E9658O61NE48LC- | XS4 wide body electronic RF wireless ready SVN escutcheon, Mifare / DESFire deadbolt privacy function, O lever, left handed, black chromium finish, for use with 1 3/4" - 2 1/4" thick door | 1 |  | 1 Year | 772.15 | 0.15 | 656.3275
20022 | Salto | E9658O61NE48LW- | XS4 wide body electronic RF wireless SVN escutcheon, Mifare / DESFire deadbolt privacy function, O lever, left handed, black chromium finish, for use with 1 3/4" - 2 1/4" thick door | 1 |  | 1 Year | 903.25 | 0.15 | 767.7625
20023 | Salto | E9658O61NE48R-- | XS4 wide body electronic wire-free SVN escutcheon, Mifare / DESFire deadbolt privacy function, O lever, right handed, black chromium finish, for use with 1 3/4" - 2 1/4" thick door | 1 |  | 1 Year | 718.05 | 0.15 | 610.3425
20024 | Salto | E9658O61NE48RA- | XS4 wide body electronic AMOK wire-free SVN escutcheon, Mifare / DESFire deadbolt privacy function, O lever, right handed, black chromium finish, for use with 1 3/4" - 2 1/4" thick door | 1 |  | 1 Year | 847.05 | 0.15 | 719.9925
20025 | Salto | E9658O61NE48RC- | XS4 wide body electronic RF wireless ready SVN escutcheon, Mifare / DESFire deadbolt privacy function, O lever, right handed, black chromium finish, for use with 1 3/4" - 2 1/4" thick door | 1 |  | 1 Year | 772.15 | 0.15 | 656.3275
20026 | Salto | E9658O61NE48RW- | XS4 wide body electronic RF wireless SVN escutcheon, Mifare / DESFire deadbolt privacy function, O lever, right handed, black chromium finish, for use with 1 3/4" - 2 1/4" thick door | 1 |  | 1 Year | 903.25 | 0.15 | 767.7625
20027 | Salto | E9658O61PM38L-- | XS4 wide body electronic wire-free SVN escutcheon, Mifare / DESFire deadbolt privacy function, O lever, left handed, satin brass finish, for use with 1 3/8" - 1 3/4" thick standard door | 1 |  | 1 Year | 683.35 | 0.15 | 580.8475
20028 | Salto | E9658O61PM38LA- | XS4 wide body electronic AMOK wire-free SVN escutcheon, Mifare / DESFire deadbolt privacy function, O lever, left handed, satin brass finish, for use with 1 3/8" - 1 3/4" thick standard door | 1 |  | 1 Year | 812.35 | 0.15 | 690.4975
20029 | Salto | E9658O61PM38LC- | XS4 wide body electronic RF wireless ready SVN escutcheon, Mifare / DESFire deadbolt privacy function, O lever, left handed, satin brass finish, for use with 1 3/8" - 1 3/4" thick standard door | 1 |  | 1 Year | 737.45 | 0.15 | 626.8325
20030 | Salto | E9658O61PM38LW- | XS4 wide body electronic RF wireless SVN escutcheon, Mifare / DESFire deadbolt privacy function, O lever, left handed, satin brass finish, for use with 1 3/8" - 1 3/4" thick standard door | 1 |  | 1 Year | 868.55 | 0.15 | 738.2675
20031 | Salto | E9658O61PM38R-- | XS4 wide body electronic wire-free SVN escutcheon, Mifare / DESFire deadbolt privacy function, O lever, right handed, satin brass finish, for use with 1 3/8" - 1 3/4" thick standard door | 1 |  | 1 Year | 683.35 | 0.15 | 580.8475
20032 | Salto | E9658O61PM38RA- | XS4 wide body electronic AMOK wire-free SVN escutcheon, Mifare / DESFire deadbolt privacy function, O lever, right handed, satin brass finish, for use with 1 3/8" - 1 3/4" thick standard door | 1 |  | 1 Year | 812.35 | 0.15 | 690.4975
20033 | Salto | E9658O61PM38RC- | XS4 wide body electronic RF wireless ready SVN escutcheon, Mifare / DESFire deadbolt privacy function, O lever, right handed, satin brass finish, for use with 1 3/8" - 1 3/4" thick standard door | 1 |  | 1 Year | 737.45 | 0.15 | 626.8325
20034 | Salto | E9658O61PM38RW- | XS4 wide body electronic RF wireless SVN escutcheon, Mifare / DESFire deadbolt privacy function, O lever, right handed, satin brass finish, for use with 1 3/8" - 1 3/4" thick standard door | 1 |  | 1 Year | 868.55 | 0.15 | 738.2675
20035 | Salto | E9658O61PM48L-- | XS4 wide body electronic wire-free SVN escutcheon, Mifare / DESFire deadbolt privacy function, O lever, left handed, satin brass finish, for use with 1 3/4" - 2 1/4" thick door | 1 |  | 1 Year | 683.35 | 0.15 | 580.8475
20036 | Salto | E9658O61PM48LA- | XS4 wide body electronic AMOK wire-free SVN escutcheon, Mifare / DESFire deadbolt privacy function, O lever, left handed, satin brass finish, for use with 1 3/4" - 2 1/4" thick door | 1 |  | 1 Year | 812.35 | 0.15 | 690.4975
20037 | Salto | E9658O61PM48LC- | XS4 wide body electronic RF wireless ready SVN escutcheon, Mifare / DESFire deadbolt privacy function, O lever, left handed, satin brass finish, for use with 1 3/4" - 2 1/4" thick door | 1 |  | 1 Year | 737.45 | 0.15 | 626.8325
20038 | Salto | E9658O61PM48LW- | XS4 wide body electronic RF wireless SVN escutcheon, Mifare / DESFire deadbolt privacy function, O lever, left handed, satin brass finish, for use with 1 3/4" - 2 1/4" thick door | 1 |  | 1 Year | 868.55 | 0.15 | 738.2675
20039 | Salto | E9658O61PM48R-- | XS4 wide body electronic wire-free SVN escutcheon, Mifare / DESFire deadbolt privacy function, O lever, right handed, satin brass finish, for use with 1 3/4" - 2 1/4" thick door | 1 |  | 1 Year | 683.35 | 0.15 | 580.8475
20040 | Salto | E9658O61PM48RA- | XS4 wide body electronic AMOK wire-free SVN escutcheon, Mifare / DESFire deadbolt privacy function, O lever, right handed, satin brass finish, for use with 1 3/4" - 2 1/4" thick door | 1 |  | 1 Year | 812.35 | 0.15 | 690.4975
20041 | Salto | E9658O61PM48RC- | XS4 wide body electronic RF wireless ready SVN escutcheon, Mifare / DESFire deadbolt privacy function, O lever, right handed, satin brass finish, for use with 1 3/4" - 2 1/4" thick door | 1 |  | 1 Year | 737.45 | 0.15 | 626.8325
20042 | Salto | E9658O61PM48RW- | XS4 wide body electronic RF wireless SVN escutcheon, Mifare / DESFire deadbolt privacy function, O lever, right handed, satin brass finish, for use with 1 3/4" - 2 1/4" thick door | 1 |  | 1 Year | 868.55 | 0.15 | 738.2675
20043 | Salto | E9658O61PP38L-- | XS4 wide body electronic wire-free SVN escutcheon, Mifare / DESFire deadbolt privacy function, O lever, left handed, bright brass finish, for use with 1 3/8" - 1 3/4" thick standard door | 1 |  | 1 Year | 699.65 | 0.15 | 594.7025
20044 | Salto | E9658O61PP38LA- | XS4 wide body electronic AMOK wire-free SVN escutcheon, Mifare / DESFire deadbolt privacy function, O lever, left handed, bright brass finish, for use with 1 3/8" - 1 3/4" thick standard door | 1 |  | 1 Year | 828.65 | 0.15 | 704.3525
20045 | Salto | E9658O61PP38LC- | XS4 wide body electronic RF wireless ready SVN escutcheon, Mifare / DESFire deadbolt privacy function, O lever, left handed, bright brass finish, for use with 1 3/8" - 1 3/4" thick standard door | 1 |  | 1 Year | 753.75 | 0.15 | 640.6875
20046 | Salto | E9658O61PP38LW- | XS4 wide body electronic RF wireless SVN escutcheon, Mifare / DESFire deadbolt privacy function, O lever, left handed, bright brass finish, for use with 1 3/8" - 1 3/4" thick standard door | 1 |  | 1 Year | 884.85 | 0.15 | 752.1225
20047 | Salto | E9658O61PP38R-- | XS4 wide body electronic wire-free SVN escutcheon, Mifare / DESFire deadbolt privacy function, O lever, right handed, bright brass finish, for use with 1 3/8" - 1 3/4" thick standard door | 1 |  | 1 Year | 699.65 | 0.15 | 594.7025
20048 | Salto | E9658O61PP38RA- | XS4 wide body electronic AMOK wire-free SVN escutcheon, Mifare / DESFire deadbolt privacy function, O lever, right handed, bright brass finish, for use with 1 3/8" - 1 3/4" thick standard door | 1 |  | 1 Year | 828.65 | 0.15 | 704.3525
20049 | Salto | E9658O61PP38RC- | XS4 wide body electronic RF wireless ready SVN escutcheon, Mifare / DESFire deadbolt privacy function, O lever, right handed, bright brass finish, for use with 1 3/8" - 1 3/4" thick standard door | 1 |  | 1 Year | 753.75 | 0.15 | 640.6875
20050 | Salto | E9658O61PP38RW- | XS4 wide body electronic RF wireless SVN escutcheon, Mifare / DESFire deadbolt privacy function, O lever, right handed, bright brass finish, for use with 1 3/8" - 1 3/4" thick standard door | 1 |  | 1 Year | 884.85 | 0.15 | 752.1225
20051 | Salto | E9658O61PP48L-- | XS4 wide body electronic wire-free SVN escutcheon, Mifare / DESFire deadbolt privacy function, O lever, left handed, bright brass finish, for use with 1 3/4" - 2 1/4" thick door | 1 |  | 1 Year | 699.65 | 0.15 | 594.7025
20052 | Salto | E9658O61PP48LA- | XS4 wide body electronic AMOK wire-free SVN escutcheon, Mifare / DESFire deadbolt privacy function, O lever, left handed, bright brass finish, for use with 1 3/4" - 2 1/4" thick door | 1 |  | 1 Year | 828.65 | 0.15 | 704.3525
20053 | Salto | E9658O61PP48LC- | XS4 wide body electronic RF wireless ready SVN escutcheon, Mifare / DESFire deadbolt privacy function, O lever, left handed, bright brass finish, for use with 1 3/4" - 2 1/4" thick door | 1 |  | 1 Year | 753.75 | 0.15 | 640.6875
20054 | Salto | E9658O61PP48LW- | XS4 wide body electronic RF wireless SVN escutcheon, Mifare / DESFire deadbolt privacy function, O lever, left handed, bright brass finish, for use with 1 3/4" - 2 1/4" thick door | 1 |  | 1 Year | 884.85 | 0.15 | 752.1225
20055 | Salto | E9658O61PP48R-- | XS4 wide body electronic wire-free SVN escutcheon, Mifare / DESFire deadbolt privacy function, O lever, right handed, bright brass finish, for use with 1 3/4" - 2 1/4" thick door | 1 |  | 1 Year | 699.65 | 0.15 | 594.7025
20056 | Salto | E9658O61PP48RA- | XS4 wide body electronic AMOK wire-free SVN escutcheon, Mifare / DESFire deadbolt privacy function, O lever, right handed, bright brass finish, for use with 1 3/4" - 2 1/4" thick door | 1 |  | 1 Year | 828.65 | 0.15 | 704.3525
20057 | Salto | E9658O61PP48RC- | XS4 wide body electronic RF wireless ready SVN escutcheon, Mifare / DESFire deadbolt privacy function, O lever, right handed, bright brass finish, for use with 1 3/4" - 2 1/4" thick door | 1 |  | 1 Year | 753.75 | 0.15 | 640.6875
20058 | Salto | E9658O61PP48RW- | XS4 wide body electronic RF wireless SVN escutcheon, Mifare / DESFire deadbolt privacy function, O lever, right handed, bright brass finish, for use with 1 3/4" - 2 1/4" thick door | 1 |  | 1 Year | 884.85 | 0.15 | 752.1225
20059 | Salto | E9658O62IA38L-- | XS4 wide body electronic wire-free SVN escutcheon, Mifare / DESFire deadbolt privacy function, O lever, left handed, antique brass finish, for use with 1 3/8" - 1 3/4" thick standard door | 1 |  | 1 Year | 735.35 | 0.15 | 625.0475
20060 | Salto | E9658O62IA38LA- | XS4 wide body electronic AMOK wire-free SVN escutcheon, Mifare / DESFire deadbolt privacy function, O lever, left handed, antique brass finish, for use with 1 3/8" - 1 3/4" thick standard door | 1 |  | 1 Year | 864.35 | 0.15 | 734.6975
20061 | Salto | E9658O62IA38LC- | XS4 wide body electronic RF wireless ready SVN escutcheon, Mifare / DESFire deadbolt privacy function, O lever, left handed, antique brass finish, for use with 1 3/8" - 1 3/4" thick standard door | 1 |  | 1 Year | 789.45 | 0.15 | 671.0325
20062 | Salto | E9658O62IA38LW- | XS4 wide body electronic RF wireless SVN escutcheon, Mifare / DESFire deadbolt privacy function, O lever, left handed, antique brass finish, for use with 1 3/8" - 1 3/4" thick standard door | 1 |  | 1 Year | 920.55 | 0.15 | 782.4675
20063 | Salto | E9658O62IA38R-- | XS4 wide body electronic wire-free SVN escutcheon, Mifare / DESFire deadbolt privacy function, O lever, right handed, antique brass finish, for use with 1 3/8" - 1 3/4" thick standard door | 1 |  | 1 Year | 735.35 | 0.15 | 625.0475
20064 | Salto | E9658O62IA38RA- | XS4 wide body electronic AMOK wire-free SVN escutcheon, Mifare / DESFire deadbolt privacy function, O lever, right handed, antique brass finish, for use with 1 3/8" - 1 3/4" thick standard door | 1 |  | 1 Year | 864.35 | 0.15 | 734.6975
20065 | Salto | E9658O62IA38RC- | XS4 wide body electronic RF wireless ready SVN escutcheon, Mifare / DESFire deadbolt privacy function, O lever, right handed, antique brass finish, for use with 1 3/8" - 1 3/4" thick standard door | 1 |  | 1 Year | 789.45 | 0.15 | 671.0325
20066 | Salto | E9658O62IA38RW- | XS4 wide body electronic RF wireless SVN escutcheon, Mifare / DESFire deadbolt privacy function, O lever, right handed, antique brass finish, for use with 1 3/8" - 1 3/4" thick standard door | 1 |  | 1 Year | 920.55 | 0.15 | 782.4675
20067 | Salto | E9658O62IA48L-- | XS4 wide body electronic wire-free SVN escutcheon, Mifare / DESFire deadbolt privacy function, O lever, left handed, antique brass finish, for use with 1 3/4" - 2 1/4" thick door | 1 |  | 1 Year | 735.35 | 0.15 | 625.0475
20068 | Salto | E9658O62IA48LA- | XS4 wide body electronic AMOK wire-free SVN escutcheon, Mifare / DESFire deadbolt privacy function, O lever, left handed, antique brass finish, for use with 1 3/4" - 2 1/4" thick door | 1 |  | 1 Year | 864.35 | 0.15 | 734.6975
20069 | Salto | E9658O62IA48LC- | XS4 wide body electronic RF wireless ready SVN escutcheon, Mifare / DESFire deadbolt privacy function, O lever, left handed, antique brass finish, for use with 1 3/4" - 2 1/4" thick door | 1 |  | 1 Year | 789.45 | 0.15 | 671.0325
20070 | Salto | E9658O62IA48LW- | XS4 wide body electronic RF wireless SVN escutcheon, Mifare / DESFire deadbolt privacy function, O lever, left handed, antique brass finish, for use with 1 3/4" - 2 1/4" thick door | 1 |  | 1 Year | 920.55 | 0.15 | 782.4675
20071 | Salto | E9658O62IA48R-- | XS4 wide body electronic wire-free SVN escutcheon, Mifare / DESFire deadbolt privacy function, O lever, right handed, antique brass finish, for use with 1 3/4" - 2 1/4" thick door | 1 |  | 1 Year | 735.35 | 0.15 | 625.0475
20072 | Salto | E9658O62IA48RA- | XS4 wide body electronic AMOK wire-free SVN escutcheon, Mifare / DESFire deadbolt privacy function, O lever, right handed, antique brass finish, for use with 1 3/4" - 2 1/4" thick door | 1 |  | 1 Year | 864.35 | 0.15 | 734.6975
20073 | Salto | E9658O62IA48RC- | XS4 wide body electronic RF wireless ready SVN escutcheon, Mifare / DESFire deadbolt privacy function, O lever, right handed, antique brass finish, for use with 1 3/4" - 2 1/4" thick door | 1 |  | 1 Year | 789.45 | 0.15 | 671.0325
20074 | Salto | E9658O62IA48RW- | XS4 wide body electronic RF wireless SVN escutcheon, Mifare / DESFire deadbolt privacy function, O lever, right handed, antique brass finish, for use with 1 3/4" - 2 1/4" thick door | 1 |  | 1 Year | 920.55 | 0.15 | 782.4675
20075 | Salto | E9658O62IM38L-- | XS4 wide body electronic wire-free SVN escutcheon, Mifare / DESFire deadbolt privacy function, O lever, left handed, satin stainless finish, for use with 1 3/8" - 1 3/4" thick standard door | 1 |  | 1 Year | 683.35 | 0.15 | 580.8475
20076 | Salto | E9658O62IM38LA- | XS4 wide body electronic AMOK wire-free SVN escutcheon, Mifare / DESFire deadbolt privacy function, O lever, left handed, satin stainless finish, for use with 1 3/8" - 1 3/4" thick standard door | 1 |  | 1 Year | 812.35 | 0.15 | 690.4975
20077 | Salto | E9658O62IM38LC- | XS4 wide body electronic RF wireless ready SVN escutcheon, Mifare / DESFire deadbolt privacy function, O lever, left handed, satin stainless finish, for use with 1 3/8" - 1 3/4" thick standard door | 1 |  | 1 Year | 737.45 | 0.15 | 626.8325
20078 | Salto | E9658O62IM38LW- | XS4 wide body electronic RF wireless SVN escutcheon, Mifare / DESFire deadbolt privacy function, O lever, left handed, satin stainless finish, for use with 1 3/8" - 1 3/4" thick standard door | 1 |  | 1 Year | 868.55 | 0.15 | 738.2675
20079 | Salto | E9658O62IM38R-- | XS4 wide body electronic wire-free SVN escutcheon, Mifare / DESFire deadbolt privacy function, O lever, right handed, satin stainless finish, for use with 1 3/8" - 1 3/4" thick standard door | 1 |  | 1 Year | 683.35 | 0.15 | 580.8475
20080 | Salto | E9658O62IM38RA- | XS4 wide body electronic AMOK wire-free SVN escutcheon, Mifare / DESFire deadbolt privacy function, O lever, right handed, satin stainless finish, for use with 1 3/8" - 1 3/4" thick standard door | 1 |  | 1 Year | 812.35 | 0.15 | 690.4975
20081 | Salto | E9658O62IM38RC- | XS4 wide body electronic RF wireless ready SVN escutcheon, Mifare / DESFire deadbolt privacy function, O lever, right handed, satin stainless finish, for use with 1 3/8" - 1 3/4" thick standard door | 1 |  | 1 Year | 737.45 | 0.15 | 626.8325
20082 | Salto | E9658O62IM38RW- | XS4 wide body electronic RF wireless SVN escutcheon, Mifare / DESFire deadbolt privacy function, O lever, right handed, satin stainless finish, for use with 1 3/8" - 1 3/4" thick standard door | 1 |  | 1 Year | 868.55 | 0.15 | 738.2675
20083 | Salto | E9658O62IM48L-- | XS4 wide body electronic wire-free SVN escutcheon, Mifare / DESFire deadbolt privacy function, O lever, left handed, satin stainless finish, for use with 1 3/4" - 2 1/4" thick door | 1 |  | 1 Year | 683.35 | 0.15 | 580.8475
20084 | Salto | E9658O62IM48LA- | XS4 wide body electronic AMOK wire-free SVN escutcheon, Mifare / DESFire deadbolt privacy function, O lever, left handed, satin stainless finish, for use with 1 3/4" - 2 1/4" thick door | 1 |  | 1 Year | 812.35 | 0.15 | 690.4975
20085 | Salto | E9658O62IM48LC- | XS4 wide body electronic RF wireless ready SVN escutcheon, Mifare / DESFire deadbolt privacy function, O lever, left handed, satin stainless finish, for use with 1 3/4" - 2 1/4" thick door | 1 |  | 1 Year | 737.45 | 0.15 | 626.8325
20086 | Salto | E9658O62IM48LW- | XS4 wide body electronic RF wireless SVN escutcheon, Mifare / DESFire deadbolt privacy function, O lever, left handed, satin stainless finish, for use with 1 3/4" - 2 1/4" thick door | 1 |  | 1 Year | 868.55 | 0.15 | 738.2675
20087 | Salto | E9658O62IM48R-- | XS4 wide body electronic wire-free SVN escutcheon, Mifare / DESFire deadbolt privacy function, O lever, right handed, satin stainless finish, for use with 1 3/4" - 2 1/4" thick door | 1 |  | 1 Year | 683.35 | 0.15 | 580.8475
20088 | Salto | E9658O62IM48RA- | XS4 wide body electronic AMOK wire-free SVN escutcheon, Mifare / DESFire deadbolt privacy function, O lever, right handed, satin stainless finish, for use with 1 3/4" - 2 1/4" thick door | 1 |  | 1 Year | 812.35 | 0.15 | 690.4975
20089 | Salto | E9658O62IM48RC- | XS4 wide body electronic RF wireless ready SVN escutcheon, Mifare / DESFire deadbolt privacy function, O lever, right handed, satin stainless finish, for use with 1 3/4" - 2 1/4" thick door | 1 |  | 1 Year | 737.45 | 0.15 | 626.8325
20090 | Salto | E9658O62IM48RW- | XS4 wide body electronic RF wireless SVN escutcheon, Mifare / DESFire deadbolt privacy function, O lever, right handed, satin stainless finish, for use with 1 3/4" - 2 1/4" thick door | 1 |  | 1 Year | 868.55 | 0.15 | 738.2675
20091 | Salto | E9658O62IP38L-- | XS4 wide body electronic wire-free SVN escutcheon, Mifare / DESFire deadbolt privacy function, O lever, left handed, bright stainless steel finish, for use with 1 3/8" - 1 3/4" thick standard door | 1 |  | 1 Year | 699.65 | 0.15 | 594.7025
20092 | Salto | E9658O62IP38LA- | XS4 wide body electronic AMOK wire-free SVN escutcheon, Mifare / DESFire deadbolt privacy function, O lever, left handed, bright stainless steel finish, for use with 1 3/8" - 1 3/4" thick standard door | 1 |  | 1 Year | 828.65 | 0.15 | 704.3525
20093 | Salto | E9658O62IP38LC- | XS4 wide body electronic RF wireless ready SVN escutcheon, Mifare / DESFire deadbolt privacy function, O lever, left handed, bright stainless steel finish, for use with 1 3/8" - 1 3/4" thick standard door | 1 |  | 1 Year | 753.75 | 0.15 | 640.6875
20094 | Salto | E9658O62IP38LW- | XS4 wide body electronic RF wireless SVN escutcheon, Mifare / DESFire deadbolt privacy function, O lever, left handed, bright stainless steel finish, for use with 1 3/8" - 1 3/4" thick standard door | 1 |  | 1 Year | 884.85 | 0.15 | 752.1225
20095 | Salto | E9658O62IP38R-- | XS4 wide body electronic wire-free SVN escutcheon, Mifare / DESFire deadbolt privacy function, O lever, right handed, bright stainless steel finish, for use with 1 3/8" - 1 3/4" thick standard door | 1 |  | 1 Year | 699.65 | 0.15 | 594.7025
20096 | Salto | E9658O62IP38RA- | XS4 wide body electronic AMOK wire-free SVN escutcheon, Mifare / DESFire deadbolt privacy function, O lever, right handed, bright stainless steel finish, for use with 1 3/8" - 1 3/4" thick standard door | 1 |  | 1 Year | 828.65 | 0.15 | 704.3525
20097 | Salto | E9658O62IP38RC- | XS4 wide body electronic RF wireless ready SVN escutcheon, Mifare / DESFire deadbolt privacy function, O lever, right handed, bright stainless steel finish, for use with 1 3/8" - 1 3/4" thick standard door | 1 |  | 1 Year | 753.75 | 0.15 | 640.6875
20098 | Salto | E9658O62IP38RW- | XS4 wide body electronic RF wireless SVN escutcheon, Mifare / DESFire deadbolt privacy function, O lever, right handed, bright stainless steel finish, for use with 1 3/8" - 1 3/4" thick standard door | 1 |  | 1 Year | 884.85 | 0.15 | 752.1225
20099 | Salto | E9658O62IP48L-- | XS4 wide body electronic wire-free SVN escutcheon, Mifare / DESFire deadbolt privacy function, O lever, left handed, bright stainless steel finish, for use with 1 3/4" - 2 1/4" thick door | 1 |  | 1 Year | 699.65 | 0.15 | 594.7025
20100 | Salto | E9658O62IP48LA- | XS4 wide body electronic AMOK wire-free SVN escutcheon, Mifare / DESFire deadbolt privacy function, O lever, left handed, bright stainless steel finish, for use with 1 3/4" - 2 1/4" thick door | 1 |  | 1 Year | 828.65 | 0.15 | 704.3525
20101 | Salto | E9658O62IP48LC- | XS4 wide body electronic RF wireless ready SVN escutcheon, Mifare / DESFire deadbolt privacy function, O lever, left handed, bright stainless steel finish, for use with 1 3/4" - 2 1/4" thick door | 1 |  | 1 Year | 753.75 | 0.15 | 640.6875
20102 | Salto | E9658O62IP48LW- | XS4 wide body electronic RF wireless SVN escutcheon, Mifare / DESFire deadbolt privacy function, O lever, left handed, bright stainless steel finish, for use with 1 3/4" - 2 1/4" thick door | 1 |  | 1 Year | 884.85 | 0.15 | 752.1225
20103 | Salto | E9658O62IP48R-- | XS4 wide body electronic wire-free SVN escutcheon, Mifare / DESFire deadbolt privacy function, O lever, right handed, bright stainless steel finish, for use with 1 3/4" - 2 1/4" thick door | 1 |  | 1 Year | 699.65 | 0.15 | 594.7025
20104 | Salto | E9658O62IP48RA- | XS4 wide body electronic AMOK wire-free SVN escutcheon, Mifare / DESFire deadbolt privacy function, O lever, right handed, bright stainless steel finish, for use with 1 3/4" - 2 1/4" thick door | 1 |  | 1 Year | 828.65 | 0.15 | 704.3525
20105 | Salto | E9658O62IP48RC- | XS4 wide body electronic RF wireless ready SVN escutcheon, Mifare / DESFire deadbolt privacy function, O lever, right handed, bright stainless steel finish, for use with 1 3/4" - 2 1/4" thick door | 1 |  | 1 Year | 753.75 | 0.15 | 640.6875
20106 | Salto | E9658O62IP48RW- | XS4 wide body electronic RF wireless SVN escutcheon, Mifare / DESFire deadbolt privacy function, O lever, right handed, bright stainless steel finish, for use with 1 3/4" - 2 1/4" thick door | 1 |  | 1 Year | 884.85 | 0.15 | 752.1225
20107 | Salto | E9658O62NE38L-- | XS4 wide body electronic wire-free SVN escutcheon, Mifare / DESFire deadbolt privacy function, O lever, left handed, black chromium finish, for use with 1 3/8" - 1 3/4" thick standard door | 1 |  | 1 Year | 718.05 | 0.15 | 610.3425
20108 | Salto | E9658O62NE38LA- | XS4 wide body electronic AMOK wire-free SVN escutcheon, Mifare / DESFire deadbolt privacy function, O lever, left handed, black chromium finish, for use with 1 3/8" - 1 3/4" thick standard door | 1 |  | 1 Year | 847.05 | 0.15 | 719.9925
20109 | Salto | E9658O62NE38LC- | XS4 wide body electronic RF wireless ready SVN escutcheon, Mifare / DESFire deadbolt privacy function, O lever, left handed, black chromium finish, for use with 1 3/8" - 1 3/4" thick standard door | 1 |  | 1 Year | 772.15 | 0.15 | 656.3275
20110 | Salto | E9658O62NE38LW- | XS4 wide body electronic RF wireless SVN escutcheon, Mifare / DESFire deadbolt privacy function, O lever, left handed, black chromium finish, for use with 1 3/8" - 1 3/4" thick standard door | 1 |  | 1 Year | 903.25 | 0.15 | 767.7625
20111 | Salto | E9658O62NE38R-- | XS4 wide body electronic wire-free SVN escutcheon, Mifare / DESFire deadbolt privacy function, O lever, right handed, black chromium finish, for use with 1 3/8" - 1 3/4" thick standard door | 1 |  | 1 Year | 718.05 | 0.15 | 610.3425
20112 | Salto | E9658O62NE38RA- | XS4 wide body electronic AMOK wire-free SVN escutcheon, Mifare / DESFire deadbolt privacy function, O lever, right handed, black chromium finish, for use with 1 3/8" - 1 3/4" thick standard door | 1 |  | 1 Year | 847.05 | 0.15 | 719.9925
20113 | Salto | E9658O62NE38RC- | XS4 wide body electronic RF wireless ready SVN escutcheon, Mifare / DESFire deadbolt privacy function, O lever, right handed, black chromium finish, for use with 1 3/8" - 1 3/4" thick standard door | 1 |  | 1 Year | 772.15 | 0.15 | 656.3275
20114 | Salto | E9658O62NE38RW- | XS4 wide body electronic RF wireless SVN escutcheon, Mifare / DESFire deadbolt privacy function, O lever, right handed, black chromium finish, for use with 1 3/8" - 1 3/4" thick standard door | 1 |  | 1 Year | 903.25 | 0.15 | 767.7625
20115 | Salto | E9658O62NE48L-- | XS4 wide body electronic wire-free SVN escutcheon, Mifare / DESFire deadbolt privacy function, O lever, left handed, black chromium finish, for use with 1 3/4" - 2 1/4" thick door | 1 |  | 1 Year | 718.05 | 0.15 | 610.3425
20116 | Salto | E9658O62NE48LA- | XS4 wide body electronic AMOK wire-free SVN escutcheon, Mifare / DESFire deadbolt privacy function, O lever, left handed, black chromium finish, for use with 1 3/4" - 2 1/4" thick door | 1 |  | 1 Year | 847.05 | 0.15 | 719.9925
20117 | Salto | E9658O62NE48LC- | XS4 wide body electronic RF wireless ready SVN escutcheon, Mifare / DESFire deadbolt privacy function, O lever, left handed, black chromium finish, for use with 1 3/4" - 2 1/4" thick door | 1 |  | 1 Year | 772.15 | 0.15 | 656.3275
20118 | Salto | E9658O62NE48LW- | XS4 wide body electronic RF wireless SVN escutcheon, Mifare / DESFire deadbolt privacy function, O lever, left handed, black chromium finish, for use with 1 3/4" - 2 1/4" thick door | 1 |  | 1 Year | 903.25 | 0.15 | 767.7625
20119 | Salto | E9658O62NE48R-- | XS4 wide body electronic wire-free SVN escutcheon, Mifare / DESFire deadbolt privacy function, O lever, right handed, black chromium finish, for use with 1 3/4" - 2 1/4" thick door | 1 |  | 1 Year | 718.05 | 0.15 | 610.3425
20120 | Salto | E9658O62NE48RA- | XS4 wide body electronic AMOK wire-free SVN escutcheon, Mifare / DESFire deadbolt privacy function, O lever, right handed, black chromium finish, for use with 1 3/4" - 2 1/4" thick door | 1 |  | 1 Year | 847.05 | 0.15 | 719.9925
20121 | Salto | E9658O62NE48RC- | XS4 wide body electronic RF wireless ready SVN escutcheon, Mifare / DESFire deadbolt privacy function, O lever, right handed, black chromium finish, for use with 1 3/4" - 2 1/4" thick door | 1 |  | 1 Year | 772.15 | 0.15 | 656.3275
20122 | Salto | E9658O62NE48RW- | XS4 wide body electronic RF wireless SVN escutcheon, Mifare / DESFire deadbolt privacy function, O lever, right handed, black chromium finish, for use with 1 3/4" - 2 1/4" thick door | 1 |  | 1 Year | 903.25 | 0.15 | 767.7625
20123 | Salto | E9658O62PM38L-- | XS4 wide body electronic wire-free SVN escutcheon, Mifare / DESFire deadbolt privacy function, O lever, left handed, satin brass finish, for use with 1 3/8" - 1 3/4" thick standard door | 1 |  | 1 Year | 683.35 | 0.15 | 580.8475
20124 | Salto | E9658O62PM38LA- | XS4 wide body electronic AMOK wire-free SVN escutcheon, Mifare / DESFire deadbolt privacy function, O lever, left handed, satin brass finish, for use with 1 3/8" - 1 3/4" thick standard door | 1 |  | 1 Year | 812.35 | 0.15 | 690.4975
20125 | Salto | E9658O62PM38LC- | XS4 wide body electronic RF wireless ready SVN escutcheon, Mifare / DESFire deadbolt privacy function, O lever, left handed, satin brass finish, for use with 1 3/8" - 1 3/4" thick standard door | 1 |  | 1 Year | 737.45 | 0.15 | 626.8325
20126 | Salto | E9658O62PM38LW- | XS4 wide body electronic RF wireless SVN escutcheon, Mifare / DESFire deadbolt privacy function, O lever, left handed, satin brass finish, for use with 1 3/8" - 1 3/4" thick standard door | 1 |  | 1 Year | 868.55 | 0.15 | 738.2675
20127 | Salto | E9658O62PM38R-- | XS4 wide body electronic wire-free SVN escutcheon, Mifare / DESFire deadbolt privacy function, O lever, right handed, satin brass finish, for use with 1 3/8" - 1 3/4" thick standard door | 1 |  | 1 Year | 683.35 | 0.15 | 580.8475
20128 | Salto | E9658O62PM38RA- | XS4 wide body electronic AMOK wire-free SVN escutcheon, Mifare / DESFire deadbolt privacy function, O lever, right handed, satin brass finish, for use with 1 3/8" - 1 3/4" thick standard door | 1 |  | 1 Year | 812.35 | 0.15 | 690.4975
20129 | Salto | E9658O62PM38RC- | XS4 wide body electronic RF wireless ready SVN escutcheon, Mifare / DESFire deadbolt privacy function, O lever, right handed, satin brass finish, for use with 1 3/8" - 1 3/4" thick standard door | 1 |  | 1 Year | 737.45 | 0.15 | 626.8325
20130 | Salto | E9658O62PM38RW- | XS4 wide body electronic RF wireless SVN escutcheon, Mifare / DESFire deadbolt privacy function, O lever, right handed, satin brass finish, for use with 1 3/8" - 1 3/4" thick standard door | 1 |  | 1 Year | 868.55 | 0.15 | 738.2675
20131 | Salto | E9658O62PM48L-- | XS4 wide body electronic wire-free SVN escutcheon, Mifare / DESFire deadbolt privacy function, O lever, left handed, satin brass finish, for use with 1 3/4" - 2 1/4" thick door | 1 |  | 1 Year | 683.35 | 0.15 | 580.8475
20132 | Salto | E9658O62PM48LA- | XS4 wide body electronic AMOK wire-free SVN escutcheon, Mifare / DESFire deadbolt privacy function, O lever, left handed, satin brass finish, for use with 1 3/4" - 2 1/4" thick door | 1 |  | 1 Year | 812.35 | 0.15 | 690.4975
20133 | Salto | E9658O62PM48LC- | XS4 wide body electronic RF wireless ready SVN escutcheon, Mifare / DESFire deadbolt privacy function, O lever, left handed, satin brass finish, for use with 1 3/4" - 2 1/4" thick door | 1 |  | 1 Year | 737.45 | 0.15 | 626.8325
20134 | Salto | E9658O62PM48LW- | XS4 wide body electronic RF wireless SVN escutcheon, Mifare / DESFire deadbolt privacy function, O lever, left handed, satin brass finish, for use with 1 3/4" - 2 1/4" thick door | 1 |  | 1 Year | 868.55 | 0.15 | 738.2675
20135 | Salto | E9658O62PM48R-- | XS4 wide body electronic wire-free SVN escutcheon, Mifare / DESFire deadbolt privacy function, O lever, right handed, satin brass finish, for use with 1 3/4" - 2 1/4" thick door | 1 |  | 1 Year | 683.35 | 0.15 | 580.8475
20136 | Salto | E9658O62PM48RA- | XS4 wide body electronic AMOK wire-free SVN escutcheon, Mifare / DESFire deadbolt privacy function, O lever, right handed, satin brass finish, for use with 1 3/4" - 2 1/4" thick door | 1 |  | 1 Year | 812.35 | 0.15 | 690.4975
20137 | Salto | E9658O62PM48RC- | XS4 wide body electronic RF wireless ready SVN escutcheon, Mifare / DESFire deadbolt privacy function, O lever, right handed, satin brass finish, for use with 1 3/4" - 2 1/4" thick door | 1 |  | 1 Year | 737.45 | 0.15 | 626.8325
20138 | Salto | E9658O62PM48RW- | XS4 wide body electronic RF wireless SVN escutcheon, Mifare / DESFire deadbolt privacy function, O lever, right handed, satin brass finish, for use with 1 3/4" - 2 1/4" thick door | 1 |  | 1 Year | 868.55 | 0.15 | 738.2675
20139 | Salto | E9658O62PP38L-- | XS4 wide body electronic wire-free SVN escutcheon, Mifare / DESFire deadbolt privacy function, O lever, left handed, bright brass finish, for use with 1 3/8" - 1 3/4" thick standard door | 1 |  | 1 Year | 699.65 | 0.15 | 594.7025
20140 | Salto | E9658O62PP38LA- | XS4 wide body electronic AMOK wire-free SVN escutcheon, Mifare / DESFire deadbolt privacy function, O lever, left handed, bright brass finish, for use with 1 3/8" - 1 3/4" thick standard door | 1 |  | 1 Year | 828.65 | 0.15 | 704.3525
20141 | Salto | E9658O62PP38LC- | XS4 wide body electronic RF wireless ready SVN escutcheon, Mifare / DESFire deadbolt privacy function, O lever, left handed, bright brass finish, for use with 1 3/8" - 1 3/4" thick standard door | 1 |  | 1 Year | 753.75 | 0.15 | 640.6875
20142 | Salto | E9658O62PP38LW- | XS4 wide body electronic RF wireless SVN escutcheon, Mifare / DESFire deadbolt privacy function, O lever, left handed, bright brass finish, for use with 1 3/8" - 1 3/4" thick standard door | 1 |  | 1 Year | 884.85 | 0.15 | 752.1225
20143 | Salto | E9658O62PP38R-- | XS4 wide body electronic wire-free SVN escutcheon, Mifare / DESFire deadbolt privacy function, O lever, right handed, bright brass finish, for use with 1 3/8" - 1 3/4" thick standard door | 1 |  | 1 Year | 699.65 | 0.15 | 594.7025
20144 | Salto | E9658O62PP38RA- | XS4 wide body electronic AMOK wire-free SVN escutcheon, Mifare / DESFire deadbolt privacy function, O lever, right handed, bright brass finish, for use with 1 3/8" - 1 3/4" thick standard door | 1 |  | 1 Year | 828.65 | 0.15 | 704.3525
20145 | Salto | E9658O62PP38RC- | XS4 wide body electronic RF wireless ready SVN escutcheon, Mifare / DESFire deadbolt privacy function, O lever, right handed, bright brass finish, for use with 1 3/8" - 1 3/4" thick standard door | 1 |  | 1 Year | 753.75 | 0.15 | 640.6875
20146 | Salto | E9658O62PP38RW- | XS4 wide body electronic RF wireless SVN escutcheon, Mifare / DESFire deadbolt privacy function, O lever, right handed, bright brass finish, for use with 1 3/8" - 1 3/4" thick standard door | 1 |  | 1 Year | 884.85 | 0.15 | 752.1225
20147 | Salto | E9658O62PP48L-- | XS4 wide body electronic wire-free SVN escutcheon, Mifare / DESFire deadbolt privacy function, O lever, left handed, bright brass finish, for use with 1 3/4" - 2 1/4" thick door | 1 |  | 1 Year | 699.65 | 0.15 | 594.7025
20148 | Salto | E9658O62PP48LA- | XS4 wide body electronic AMOK wire-free SVN escutcheon, Mifare / DESFire deadbolt privacy function, O lever, left handed, bright brass finish, for use with 1 3/4" - 2 1/4" thick door | 1 |  | 1 Year | 828.65 | 0.15 | 704.3525
20149 | Salto | E9658O62PP48LC- | XS4 wide body electronic RF wireless ready SVN escutcheon, Mifare / DESFire deadbolt privacy function, O lever, left handed, bright brass finish, for use with 1 3/4" - 2 1/4" thick door | 1 |  | 1 Year | 753.75 | 0.15 | 640.6875
20150 | Salto | E9658O62PP48LW- | XS4 wide body electronic RF wireless SVN escutcheon, Mifare / DESFire deadbolt privacy function, O lever, left handed, bright brass finish, for use with 1 3/4" - 2 1/4" thick door | 1 |  | 1 Year | 884.85 | 0.15 | 752.1225
20151 | Salto | E9658O62PP48R-- | XS4 wide body electronic wire-free SVN escutcheon, Mifare / DESFire deadbolt privacy function, O lever, right handed, bright brass finish, for use with 1 3/4" - 2 1/4" thick door | 1 |  | 1 Year | 699.65 | 0.15 | 594.7025
20152 | Salto | E9658O62PP48RA- | XS4 wide body electronic AMOK wire-free SVN escutcheon, Mifare / DESFire deadbolt privacy function, O lever, right handed, bright brass finish, for use with 1 3/4" - 2 1/4" thick door | 1 |  | 1 Year | 828.65 | 0.15 | 704.3525
20153 | Salto | E9658O62PP48RC- | XS4 wide body electronic RF wireless ready SVN escutcheon, Mifare / DESFire deadbolt privacy function, O lever, right handed, bright brass finish, for use with 1 3/4" - 2 1/4" thick door | 1 |  | 1 Year | 753.75 | 0.15 | 640.6875
20154 | Salto | E9658O62PP48RW- | XS4 wide body electronic RF wireless SVN escutcheon, Mifare / DESFire deadbolt privacy function, O lever, right handed, bright brass finish, for use with 1 3/4" - 2 1/4" thick door | 1 |  | 1 Year | 884.85 | 0.15 | 752.1225
20155 | Salto | E9658O63IA38L-- | XS4 wide body electronic wire-free SVN escutcheon, Mifare / DESFire deadbolt privacy function, O lever, left handed, antique brass finish, for use with 1 3/8" - 1 3/4" thick standard door | 1 |  | 1 Year | 735.35 | 0.15 | 625.0475
20156 | Salto | E9658O63IA38LA- | XS4 wide body electronic AMOK wire-free SVN escutcheon, Mifare / DESFire deadbolt privacy function, O lever, left handed, antique brass finish, for use with 1 3/8" - 1 3/4" thick standard door | 1 |  | 1 Year | 864.35 | 0.15 | 734.6975
20157 | Salto | E9658O63IA38LC- | XS4 wide body electronic RF wireless ready SVN escutcheon, Mifare / DESFire deadbolt privacy function, O lever, left handed, antique brass finish, for use with 1 3/8" - 1 3/4" thick standard door | 1 |  | 1 Year | 789.45 | 0.15 | 671.0325
20158 | Salto | E9658O63IA38LW- | XS4 wide body electronic RF wireless SVN escutcheon, Mifare / DESFire deadbolt privacy function, O lever, left handed, antique brass finish, for use with 1 3/8" - 1 3/4" thick standard door | 1 |  | 1 Year | 920.55 | 0.15 | 782.4675
20159 | Salto | E9658O63IA38R-- | XS4 wide body electronic wire-free SVN escutcheon, Mifare / DESFire deadbolt privacy function, O lever, right handed, antique brass finish, for use with 1 3/8" - 1 3/4" thick standard door | 1 |  | 1 Year | 735.35 | 0.15 | 625.0475
20160 | Salto | E9658O63IA38RA- | XS4 wide body electronic AMOK wire-free SVN escutcheon, Mifare / DESFire deadbolt privacy function, O lever, right handed, antique brass finish, for use with 1 3/8" - 1 3/4" thick standard door | 1 |  | 1 Year | 864.35 | 0.15 | 734.6975
20161 | Salto | E9658O63IA38RC- | XS4 wide body electronic RF wireless ready SVN escutcheon, Mifare / DESFire deadbolt privacy function, O lever, right handed, antique brass finish, for use with 1 3/8" - 1 3/4" thick standard door | 1 |  | 1 Year | 789.45 | 0.15 | 671.0325
20162 | Salto | E9658O63IA38RW- | XS4 wide body electronic RF wireless SVN escutcheon, Mifare / DESFire deadbolt privacy function, O lever, right handed, antique brass finish, for use with 1 3/8" - 1 3/4" thick standard door | 1 |  | 1 Year | 920.55 | 0.15 | 782.4675
20163 | Salto | E9658O63IA48L-- | XS4 wide body electronic wire-free SVN escutcheon, Mifare / DESFire deadbolt privacy function, O lever, left handed, antique brass finish, for use with 1 3/4" - 2 1/4" thick door | 1 |  | 1 Year | 735.35 | 0.15 | 625.0475
20164 | Salto | E9658O63IA48LA- | XS4 wide body electronic AMOK wire-free SVN escutcheon, Mifare / DESFire deadbolt privacy function, O lever, left handed, antique brass finish, for use with 1 3/4" - 2 1/4" thick door | 1 |  | 1 Year | 864.35 | 0.15 | 734.6975
20165 | Salto | E9658O63IA48LC- | XS4 wide body electronic RF wireless ready SVN escutcheon, Mifare / DESFire deadbolt privacy function, O lever, left handed, antique brass finish, for use with 1 3/4" - 2 1/4" thick door | 1 |  | 1 Year | 789.45 | 0.15 | 671.0325
20166 | Salto | E9658O63IA48LW- | XS4 wide body electronic RF wireless SVN escutcheon, Mifare / DESFire deadbolt privacy function, O lever, left handed, antique brass finish, for use with 1 3/4" - 2 1/4" thick door | 1 |  | 1 Year | 920.55 | 0.15 | 782.4675
20167 | Salto | E9658O63IA48R-- | XS4 wide body electronic wire-free SVN escutcheon, Mifare / DESFire deadbolt privacy function, O lever, right handed, antique brass finish, for use with 1 3/4" - 2 1/4" thick door | 1 |  | 1 Year | 735.35 | 0.15 | 625.0475
20168 | Salto | E9658O63IA48RA- | XS4 wide body electronic AMOK wire-free SVN escutcheon, Mifare / DESFire deadbolt privacy function, O lever, right handed, antique brass finish, for use with 1 3/4" - 2 1/4" thick door | 1 |  | 1 Year | 864.35 | 0.15 | 734.6975
20169 | Salto | E9658O63IA48RC- | XS4 wide body electronic RF wireless ready SVN escutcheon, Mifare / DESFire deadbolt privacy function, O lever, right handed, antique brass finish, for use with 1 3/4" - 2 1/4" thick door | 1 |  | 1 Year | 789.45 | 0.15 | 671.0325
20170 | Salto | E9658O63IA48RW- | XS4 wide body electronic RF wireless SVN escutcheon, Mifare / DESFire deadbolt privacy function, O lever, right handed, antique brass finish, for use with 1 3/4" - 2 1/4" thick door | 1 |  | 1 Year | 920.55 | 0.15 | 782.4675
20171 | Salto | E9658O63IM38L-- | XS4 wide body electronic wire-free SVN escutcheon, Mifare / DESFire deadbolt privacy function, O lever, left handed, satin stainless finish, for use with 1 3/8" - 1 3/4" thick standard door | 1 |  | 1 Year | 683.35 | 0.15 | 580.8475
20172 | Salto | E9658O63IM38LA- | XS4 wide body electronic AMOK wire-free SVN escutcheon, Mifare / DESFire deadbolt privacy function, O lever, left handed, satin stainless finish, for use with 1 3/8" - 1 3/4" thick standard door | 1 |  | 1 Year | 812.35 | 0.15 | 690.4975
20173 | Salto | E9658O63IM38LC- | XS4 wide body electronic RF wireless ready SVN escutcheon, Mifare / DESFire deadbolt privacy function, O lever, left handed, satin stainless finish, for use with 1 3/8" - 1 3/4" thick standard door | 1 |  | 1 Year | 737.45 | 0.15 | 626.8325
20174 | Salto | E9658O63IM38LW- | XS4 wide body electronic RF wireless SVN escutcheon, Mifare / DESFire deadbolt privacy function, O lever, left handed, satin stainless finish, for use with 1 3/8" - 1 3/4" thick standard door | 1 |  | 1 Year | 868.55 | 0.15 | 738.2675
20175 | Salto | E9658O63IM38R-- | XS4 wide body electronic wire-free SVN escutcheon, Mifare / DESFire deadbolt privacy function, O lever, right handed, satin stainless finish, for use with 1 3/8" - 1 3/4" thick standard door | 1 |  | 1 Year | 683.35 | 0.15 | 580.8475
20176 | Salto | E9658O63IM38RA- | XS4 wide body electronic AMOK wire-free SVN escutcheon, Mifare / DESFire deadbolt privacy function, O lever, right handed, satin stainless finish, for use with 1 3/8" - 1 3/4" thick standard door | 1 |  | 1 Year | 812.35 | 0.15 | 690.4975
20177 | Salto | E9658O63IM38RC- | XS4 wide body electronic RF wireless ready SVN escutcheon, Mifare / DESFire deadbolt privacy function, O lever, right handed, satin stainless finish, for use with 1 3/8" - 1 3/4" thick standard door | 1 |  | 1 Year | 737.45 | 0.15 | 626.8325
20178 | Salto | E9658O63IM38RW- | XS4 wide body electronic RF wireless SVN escutcheon, Mifare / DESFire deadbolt privacy function, O lever, right handed, satin stainless finish, for use with 1 3/8" - 1 3/4" thick standard door | 1 |  | 1 Year | 868.55 | 0.15 | 738.2675
20179 | Salto | E9658O63IM48L-- | XS4 wide body electronic wire-free SVN escutcheon, Mifare / DESFire deadbolt privacy function, O lever, left handed, satin stainless finish, for use with 1 3/4" - 2 1/4" thick door | 1 |  | 1 Year | 683.35 | 0.15 | 580.8475
20180 | Salto | E9658O63IM48LA- | XS4 wide body electronic AMOK wire-free SVN escutcheon, Mifare / DESFire deadbolt privacy function, O lever, left handed, satin stainless finish, for use with 1 3/4" - 2 1/4" thick door | 1 |  | 1 Year | 812.35 | 0.15 | 690.4975
20181 | Salto | E9658O63IM48LC- | XS4 wide body electronic RF wireless ready SVN escutcheon, Mifare / DESFire deadbolt privacy function, O lever, left handed, satin stainless finish, for use with 1 3/4" - 2 1/4" thick door | 1 |  | 1 Year | 737.45 | 0.15 | 626.8325
20182 | Salto | E9658O63IM48LW- | XS4 wide body electronic RF wireless SVN escutcheon, Mifare / DESFire deadbolt privacy function, O lever, left handed, satin stainless finish, for use with 1 3/4" - 2 1/4" thick door | 1 |  | 1 Year | 868.55 | 0.15 | 738.2675
20183 | Salto | E9658O63IM48R-- | XS4 wide body electronic wire-free SVN escutcheon, Mifare / DESFire deadbolt privacy function, O lever, right handed, satin stainless finish, for use with 1 3/4" - 2 1/4" thick door | 1 |  | 1 Year | 683.35 | 0.15 | 580.8475
20184 | Salto | E9658O63IM48RA- | XS4 wide body electronic AMOK wire-free SVN escutcheon, Mifare / DESFire deadbolt privacy function, O lever, right handed, satin stainless finish, for use with 1 3/4" - 2 1/4" thick door | 1 |  | 1 Year | 812.35 | 0.15 | 690.4975
20185 | Salto | E9658O63IM48RC- | XS4 wide body electronic RF wireless ready SVN escutcheon, Mifare / DESFire deadbolt privacy function, O lever, right handed, satin stainless finish, for use with 1 3/4" - 2 1/4" thick door | 1 |  | 1 Year | 737.45 | 0.15 | 626.8325
20186 | Salto | E9658O63IM48RW- | XS4 wide body electronic RF wireless SVN escutcheon, Mifare / DESFire deadbolt privacy function, O lever, right handed, satin stainless finish, for use with 1 3/4" - 2 1/4" thick door | 1 |  | 1 Year | 868.55 | 0.15 | 738.2675
20187 | Salto | E9658O63IP38L-- | XS4 wide body electronic wire-free SVN escutcheon, Mifare / DESFire deadbolt privacy function, O lever, left handed, bright stainless steel finish, for use with 1 3/8" - 1 3/4" thick standard door | 1 |  | 1 Year | 699.65 | 0.15 | 594.7025
20188 | Salto | E9658O63IP38LA- | XS4 wide body electronic AMOK wire-free SVN escutcheon, Mifare / DESFire deadbolt privacy function, O lever, left handed, bright stainless steel finish, for use with 1 3/8" - 1 3/4" thick standard door | 1 |  | 1 Year | 828.65 | 0.15 | 704.3525
20189 | Salto | E9658O63IP38LC- | XS4 wide body electronic RF wireless ready SVN escutcheon, Mifare / DESFire deadbolt privacy function, O lever, left handed, bright stainless steel finish, for use with 1 3/8" - 1 3/4" thick standard door | 1 |  | 1 Year | 753.75 | 0.15 | 640.6875
20190 | Salto | E9658O63IP38LW- | XS4 wide body electronic RF wireless SVN escutcheon, Mifare / DESFire deadbolt privacy function, O lever, left handed, bright stainless steel finish, for use with 1 3/8" - 1 3/4" thick standard door | 1 |  | 1 Year | 884.85 | 0.15 | 752.1225
20191 | Salto | E9658O63IP38R-- | XS4 wide body electronic wire-free SVN escutcheon, Mifare / DESFire deadbolt privacy function, O lever, right handed, bright stainless steel finish, for use with 1 3/8" - 1 3/4" thick standard door | 1 |  | 1 Year | 699.65 | 0.15 | 594.7025
20192 | Salto | E9658O63IP38RA- | XS4 wide body electronic AMOK wire-free SVN escutcheon, Mifare / DESFire deadbolt privacy function, O lever, right handed, bright stainless steel finish, for use with 1 3/8" - 1 3/4" thick standard door | 1 |  | 1 Year | 828.65 | 0.15 | 704.3525
20193 | Salto | E9658O63IP38RC- | XS4 wide body electronic RF wireless ready SVN escutcheon, Mifare / DESFire deadbolt privacy function, O lever, right handed, bright stainless steel finish, for use with 1 3/8" - 1 3/4" thick standard door | 1 |  | 1 Year | 753.75 | 0.15 | 640.6875
20194 | Salto | E9658O63IP38RW- | XS4 wide body electronic RF wireless SVN escutcheon, Mifare / DESFire deadbolt privacy function, O lever, right handed, bright stainless steel finish, for use with 1 3/8" - 1 3/4" thick standard door | 1 |  | 1 Year | 884.85 | 0.15 | 752.1225
20195 | Salto | E9658O63IP48L-- | XS4 wide body electronic wire-free SVN escutcheon, Mifare / DESFire deadbolt privacy function, O lever, left handed, bright stainless steel finish, for use with 1 3/4" - 2 1/4" thick door | 1 |  | 1 Year | 699.65 | 0.15 | 594.7025
20196 | Salto | E9658O63IP48LA- | XS4 wide body electronic AMOK wire-free SVN escutcheon, Mifare / DESFire deadbolt privacy function, O lever, left handed, bright stainless steel finish, for use with 1 3/4" - 2 1/4" thick door | 1 |  | 1 Year | 828.65 | 0.15 | 704.3525
20197 | Salto | E9658O63IP48LC- | XS4 wide body electronic RF wireless ready SVN escutcheon, Mifare / DESFire deadbolt privacy function, O lever, left handed, bright stainless steel finish, for use with 1 3/4" - 2 1/4" thick door | 1 |  | 1 Year | 753.75 | 0.15 | 640.6875
20198 | Salto | E9658O63IP48LW- | XS4 wide body electronic RF wireless SVN escutcheon, Mifare / DESFire deadbolt privacy function, O lever, left handed, bright stainless steel finish, for use with 1 3/4" - 2 1/4" thick door | 1 |  | 1 Year | 884.85 | 0.15 | 752.1225
20199 | Salto | E9658O63IP48R-- | XS4 wide body electronic wire-free SVN escutcheon, Mifare / DESFire deadbolt privacy function, O lever, right handed, bright stainless steel finish, for use with 1 3/4" - 2 1/4" thick door | 1 |  | 1 Year | 699.65 | 0.15 | 594.7025
20200 | Salto | E9658O63IP48RA- | XS4 wide body electronic AMOK wire-free SVN escutcheon, Mifare / DESFire deadbolt privacy function, O lever, right handed, bright stainless steel finish, for use with 1 3/4" - 2 1/4" thick door | 1 |  | 1 Year | 828.65 | 0.15 | 704.3525
20201 | Salto | E9658O63IP48RC- | XS4 wide body electronic RF wireless ready SVN escutcheon, Mifare / DESFire deadbolt privacy function, O lever, right handed, bright stainless steel finish, for use with 1 3/4" - 2 1/4" thick door | 1 |  | 1 Year | 753.75 | 0.15 | 640.6875
20202 | Salto | E9658O63IP48RW- | XS4 wide body electronic RF wireless SVN escutcheon, Mifare / DESFire deadbolt privacy function, O lever, right handed, bright stainless steel finish, for use with 1 3/4" - 2 1/4" thick door | 1 |  | 1 Year | 884.85 | 0.15 | 752.1225
20203 | Salto | E9658O63NE38L-- | XS4 wide body electronic wire-free SVN escutcheon, Mifare / DESFire deadbolt privacy function, O lever, left handed, black chromium finish, for use with 1 3/8" - 1 3/4" thick standard door | 1 |  | 1 Year | 718.05 | 0.15 | 610.3425
20204 | Salto | E9658O63NE38LA- | XS4 wide body electronic AMOK wire-free SVN escutcheon, Mifare / DESFire deadbolt privacy function, O lever, left handed, black chromium finish, for use with 1 3/8" - 1 3/4" thick standard door | 1 |  | 1 Year | 847.05 | 0.15 | 719.9925
20205 | Salto | E9658O63NE38LC- | XS4 wide body electronic RF wireless ready SVN escutcheon, Mifare / DESFire deadbolt privacy function, O lever, left handed, black chromium finish, for use with 1 3/8" - 1 3/4" thick standard door | 1 |  | 1 Year | 772.15 | 0.15 | 656.3275
20206 | Salto | E9658O63NE38LW- | XS4 wide body electronic RF wireless SVN escutcheon, Mifare / DESFire deadbolt privacy function, O lever, left handed, black chromium finish, for use with 1 3/8" - 1 3/4" thick standard door | 1 |  | 1 Year | 903.25 | 0.15 | 767.7625
20207 | Salto | E9658O63NE38R-- | XS4 wide body electronic wire-free SVN escutcheon, Mifare / DESFire deadbolt privacy function, O lever, right handed, black chromium finish, for use with 1 3/8" - 1 3/4" thick standard door | 1 |  | 1 Year | 718.05 | 0.15 | 610.3425
20208 | Salto | E9658O63NE38RA- | XS4 wide body electronic AMOK wire-free SVN escutcheon, Mifare / DESFire deadbolt privacy function, O lever, right handed, black chromium finish, for use with 1 3/8" - 1 3/4" thick standard door | 1 |  | 1 Year | 847.05 | 0.15 | 719.9925
20209 | Salto | E9658O63NE38RC- | XS4 wide body electronic RF wireless ready SVN escutcheon, Mifare / DESFire deadbolt privacy function, O lever, right handed, black chromium finish, for use with 1 3/8" - 1 3/4" thick standard door | 1 |  | 1 Year | 772.15 | 0.15 | 656.3275
20210 | Salto | E9658O63NE38RW- | XS4 wide body electronic RF wireless SVN escutcheon, Mifare / DESFire deadbolt privacy function, O lever, right handed, black chromium finish, for use with 1 3/8" - 1 3/4" thick standard door | 1 |  | 1 Year | 903.25 | 0.15 | 767.7625
20211 | Salto | E9658O63NE48L-- | XS4 wide body electronic wire-free SVN escutcheon, Mifare / DESFire deadbolt privacy function, O lever, left handed, black chromium finish, for use with 1 3/4" - 2 1/4" thick door | 1 |  | 1 Year | 718.05 | 0.15 | 610.3425
20212 | Salto | E9658O63NE48LA- | XS4 wide body electronic AMOK wire-free SVN escutcheon, Mifare / DESFire deadbolt privacy function, O lever, left handed, black chromium finish, for use with 1 3/4" - 2 1/4" thick door | 1 |  | 1 Year | 847.05 | 0.15 | 719.9925
20213 | Salto | E9658O63NE48LC- | XS4 wide body electronic RF wireless ready SVN escutcheon, Mifare / DESFire deadbolt privacy function, O lever, left handed, black chromium finish, for use with 1 3/4" - 2 1/4" thick door | 1 |  | 1 Year | 772.15 | 0.15 | 656.3275
20214 | Salto | E9658O63NE48LW- | XS4 wide body electronic RF wireless SVN escutcheon, Mifare / DESFire deadbolt privacy function, O lever, left handed, black chromium finish, for use with 1 3/4" - 2 1/4" thick door | 1 |  | 1 Year | 903.25 | 0.15 | 767.7625
20215 | Salto | E9658O63NE48R-- | XS4 wide body electronic wire-free SVN escutcheon, Mifare / DESFire deadbolt privacy function, O lever, right handed, black chromium finish, for use with 1 3/4" - 2 1/4" thick door | 1 |  | 1 Year | 718.05 | 0.15 | 610.3425
20216 | Salto | E9658O63NE48RA- | XS4 wide body electronic AMOK wire-free SVN escutcheon, Mifare / DESFire deadbolt privacy function, O lever, right handed, black chromium finish, for use with 1 3/4" - 2 1/4" thick door | 1 |  | 1 Year | 847.05 | 0.15 | 719.9925
20217 | Salto | E9658O63NE48RC- | XS4 wide body electronic RF wireless ready SVN escutcheon, Mifare / DESFire deadbolt privacy function, O lever, right handed, black chromium finish, for use with 1 3/4" - 2 1/4" thick door | 1 |  | 1 Year | 772.15 | 0.15 | 656.3275
20218 | Salto | E9658O63NE48RW- | XS4 wide body electronic RF wireless SVN escutcheon, Mifare / DESFire deadbolt privacy function, O lever, right handed, black chromium finish, for use with 1 3/4" - 2 1/4" thick door | 1 |  | 1 Year | 903.25 | 0.15 | 767.7625
20219 | Salto | E9658O63PM38L-- | XS4 wide body electronic wire-free SVN escutcheon, Mifare / DESFire deadbolt privacy function, O lever, left handed, satin brass finish, for use with 1 3/8" - 1 3/4" thick standard door | 1 |  | 1 Year | 683.35 | 0.15 | 580.8475
20220 | Salto | E9658O63PM38LA- | XS4 wide body electronic AMOK wire-free SVN escutcheon, Mifare / DESFire deadbolt privacy function, O lever, left handed, satin brass finish, for use with 1 3/8" - 1 3/4" thick standard door | 1 |  | 1 Year | 812.35 | 0.15 | 690.4975
20221 | Salto | E9658O63PM38LC- | XS4 wide body electronic RF wireless ready SVN escutcheon, Mifare / DESFire deadbolt privacy function, O lever, left handed, satin brass finish, for use with 1 3/8" - 1 3/4" thick standard door | 1 |  | 1 Year | 737.45 | 0.15 | 626.8325
20222 | Salto | E9658O63PM38LW- | XS4 wide body electronic RF wireless SVN escutcheon, Mifare / DESFire deadbolt privacy function, O lever, left handed, satin brass finish, for use with 1 3/8" - 1 3/4" thick standard door | 1 |  | 1 Year | 868.55 | 0.15 | 738.2675
20223 | Salto | E9658O63PM38R-- | XS4 wide body electronic wire-free SVN escutcheon, Mifare / DESFire deadbolt privacy function, O lever, right handed, satin brass finish, for use with 1 3/8" - 1 3/4" thick standard door | 1 |  | 1 Year | 683.35 | 0.15 | 580.8475
20224 | Salto | E9658O63PM38RA- | XS4 wide body electronic AMOK wire-free SVN escutcheon, Mifare / DESFire deadbolt privacy function, O lever, right handed, satin brass finish, for use with 1 3/8" - 1 3/4" thick standard door | 1 |  | 1 Year | 812.35 | 0.15 | 690.4975
20225 | Salto | E9658O63PM38RC- | XS4 wide body electronic RF wireless ready SVN escutcheon, Mifare / DESFire deadbolt privacy function, O lever, right handed, satin brass finish, for use with 1 3/8" - 1 3/4" thick standard door | 1 |  | 1 Year | 737.45 | 0.15 | 626.8325
20226 | Salto | E9658O63PM38RW- | XS4 wide body electronic RF wireless SVN escutcheon, Mifare / DESFire deadbolt privacy function, O lever, right handed, satin brass finish, for use with 1 3/8" - 1 3/4" thick standard door | 1 |  | 1 Year | 868.55 | 0.15 | 738.2675
20227 | Salto | E9658O63PM48L-- | XS4 wide body electronic wire-free SVN escutcheon, Mifare / DESFire deadbolt privacy function, O lever, left handed, satin brass finish, for use with 1 3/4" - 2 1/4" thick door | 1 |  | 1 Year | 683.35 | 0.15 | 580.8475
20228 | Salto | E9658O63PM48LA- | XS4 wide body electronic AMOK wire-free SVN escutcheon, Mifare / DESFire deadbolt privacy function, O lever, left handed, satin brass finish, for use with 1 3/4" - 2 1/4" thick door | 1 |  | 1 Year | 812.35 | 0.15 | 690.4975
20229 | Salto | E9658O63PM48LC- | XS4 wide body electronic RF wireless ready SVN escutcheon, Mifare / DESFire deadbolt privacy function, O lever, left handed, satin brass finish, for use with 1 3/4" - 2 1/4" thick door | 1 |  | 1 Year | 737.45 | 0.15 | 626.8325
20230 | Salto | E9658O63PM48LW- | XS4 wide body electronic RF wireless SVN escutcheon, Mifare / DESFire deadbolt privacy function, O lever, left handed, satin brass finish, for use with 1 3/4" - 2 1/4" thick door | 1 |  | 1 Year | 868.55 | 0.15 | 738.2675
20231 | Salto | E9658O63PM48R-- | XS4 wide body electronic wire-free SVN escutcheon, Mifare / DESFire deadbolt privacy function, O lever, right handed, satin brass finish, for use with 1 3/4" - 2 1/4" thick door | 1 |  | 1 Year | 683.35 | 0.15 | 580.8475
20232 | Salto | E9658O63PM48RA- | XS4 wide body electronic AMOK wire-free SVN escutcheon, Mifare / DESFire deadbolt privacy function, O lever, right handed, satin brass finish, for use with 1 3/4" - 2 1/4" thick door | 1 |  | 1 Year | 812.35 | 0.15 | 690.4975
20233 | Salto | E9658O63PM48RC- | XS4 wide body electronic RF wireless ready SVN escutcheon, Mifare / DESFire deadbolt privacy function, O lever, right handed, satin brass finish, for use with 1 3/4" - 2 1/4" thick door | 1 |  | 1 Year | 737.45 | 0.15 | 626.8325
20234 | Salto | E9658O63PM48RW- | XS4 wide body electronic RF wireless SVN escutcheon, Mifare / DESFire deadbolt privacy function, O lever, right handed, satin brass finish, for use with 1 3/4" - 2 1/4" thick door | 1 |  | 1 Year | 868.55 | 0.15 | 738.2675
20235 | Salto | E9658O63PP38L-- | XS4 wide body electronic wire-free SVN escutcheon, Mifare / DESFire deadbolt privacy function, O lever, left handed, bright brass finish, for use with 1 3/8" - 1 3/4" thick standard door | 1 |  | 1 Year | 699.65 | 0.15 | 594.7025
20236 | Salto | E9658O63PP38LA- | XS4 wide body electronic AMOK wire-free SVN escutcheon, Mifare / DESFire deadbolt privacy function, O lever, left handed, bright brass finish, for use with 1 3/8" - 1 3/4" thick standard door | 1 |  | 1 Year | 828.65 | 0.15 | 704.3525
20237 | Salto | E9658O63PP38LC- | XS4 wide body electronic RF wireless ready SVN escutcheon, Mifare / DESFire deadbolt privacy function, O lever, left handed, bright brass finish, for use with 1 3/8" - 1 3/4" thick standard door | 1 |  | 1 Year | 753.75 | 0.15 | 640.6875
20238 | Salto | E9658O63PP38LW- | XS4 wide body electronic RF wireless SVN escutcheon, Mifare / DESFire deadbolt privacy function, O lever, left handed, bright brass finish, for use with 1 3/8" - 1 3/4" thick standard door | 1 |  | 1 Year | 884.85 | 0.15 | 752.1225
20239 | Salto | E9658O63PP38R-- | XS4 wide body electronic wire-free SVN escutcheon, Mifare / DESFire deadbolt privacy function, O lever, right handed, bright brass finish, for use with 1 3/8" - 1 3/4" thick standard door | 1 |  | 1 Year | 699.65 | 0.15 | 594.7025
20240 | Salto | E9658O63PP38RA- | XS4 wide body electronic AMOK wire-free SVN escutcheon, Mifare / DESFire deadbolt privacy function, O lever, right handed, bright brass finish, for use with 1 3/8" - 1 3/4" thick standard door | 1 |  | 1 Year | 828.65 | 0.15 | 704.3525
20241 | Salto | E9658O63PP38RC- | XS4 wide body electronic RF wireless ready SVN escutcheon, Mifare / DESFire deadbolt privacy function, O lever, right handed, bright brass finish, for use with 1 3/8" - 1 3/4" thick standard door | 1 |  | 1 Year | 753.75 | 0.15 | 640.6875
20242 | Salto | E9658O63PP38RW- | XS4 wide body electronic RF wireless SVN escutcheon, Mifare / DESFire deadbolt privacy function, O lever, right handed, bright brass finish, for use with 1 3/8" - 1 3/4" thick standard door | 1 |  | 1 Year | 884.85 | 0.15 | 752.1225
20243 | Salto | E9658O63PP48L-- | XS4 wide body electronic wire-free SVN escutcheon, Mifare / DESFire deadbolt privacy function, O lever, left handed, bright brass finish, for use with 1 3/4" - 2 1/4" thick door | 1 |  | 1 Year | 699.65 | 0.15 | 594.7025
20244 | Salto | E9658O63PP48LA- | XS4 wide body electronic AMOK wire-free SVN escutcheon, Mifare / DESFire deadbolt privacy function, O lever, left handed, bright brass finish, for use with 1 3/4" - 2 1/4" thick door | 1 |  | 1 Year | 828.65 | 0.15 | 704.3525
20245 | Salto | E9658O63PP48LC- | XS4 wide body electronic RF wireless ready SVN escutcheon, Mifare / DESFire deadbolt privacy function, O lever, left handed, bright brass finish, for use with 1 3/4" - 2 1/4" thick door | 1 |  | 1 Year | 753.75 | 0.15 | 640.6875
20246 | Salto | E9658O63PP48LW- | XS4 wide body electronic RF wireless SVN escutcheon, Mifare / DESFire deadbolt privacy function, O lever, left handed, bright brass finish, for use with 1 3/4" - 2 1/4" thick door | 1 |  | 1 Year | 884.85 | 0.15 | 752.1225
20247 | Salto | E9658O63PP48R-- | XS4 wide body electronic wire-free SVN escutcheon, Mifare / DESFire deadbolt privacy function, O lever, right handed, bright brass finish, for use with 1 3/4" - 2 1/4" thick door | 1 |  | 1 Year | 699.65 | 0.15 | 594.7025
20248 | Salto | E9658O63PP48RA- | XS4 wide body electronic AMOK wire-free SVN escutcheon, Mifare / DESFire deadbolt privacy function, O lever, right handed, bright brass finish, for use with 1 3/4" - 2 1/4" thick door | 1 |  | 1 Year | 828.65 | 0.15 | 704.3525
20249 | Salto | E9658O63PP48RC- | XS4 wide body electronic RF wireless ready SVN escutcheon, Mifare / DESFire deadbolt privacy function, O lever, right handed, bright brass finish, for use with 1 3/4" - 2 1/4" thick door | 1 |  | 1 Year | 753.75 | 0.15 | 640.6875
20250 | Salto | E9658O63PP48RW- | XS4 wide body electronic RF wireless SVN escutcheon, Mifare / DESFire deadbolt privacy function, O lever, right handed, bright brass finish, for use with 1 3/4" - 2 1/4" thick door | 1 |  | 1 Year | 884.85 | 0.15 | 752.1225
20251 | Salto | E9658W61BC38--- | XS4 wide body electronic wire-free SVN escutcheon, Mifare / DESFire deadbolt privacy function, W lever, unhanded, BioCote antimicrobial finish, for use with 1 3/8" - 1 3/4" thick standard door | 1 |  | 1 Year | 725.15 | 0.15 | 616.3775
20252 | Salto | E9658W61BC38-A- | XS4 wide body electronic AMOK wire-free SVN escutcheon, Mifare / DESFire deadbolt privacy function, W lever, unhanded, BioCote antimicrobial finish, for use with 1 3/8" - 1 3/4" thick standard door | 1 |  | 1 Year | 854.15 | 0.15 | 726.0275
20253 | Salto | E9658W61BC38-C- | XS4 wide body electronic RF wireless ready SVN escutcheon, Mifare / DESFire deadbolt privacy function, W lever, unhanded, BioCote antimicrobial finish, for use with 1 3/8" - 1 3/4" thick standard door | 1 |  | 1 Year | 779.25 | 0.15 | 662.3625
20254 | Salto | E9658W61BC38-W- | XS4 wide body electronic RF wireless SVN escutcheon, Mifare / DESFire deadbolt privacy function, W lever, unhanded, BioCote antimicrobial finish, for use with 1 3/8" - 1 3/4" thick standard door | 1 |  | 1 Year | 910.35 | 0.15 | 773.7975
20255 | Salto | E9658W61BC48--- | XS4 wide body electronic wire-free SVN escutcheon, Mifare / DESFire deadbolt privacy function, W lever, unhanded, BioCote antimicrobial finish, for use with 1 3/4" - 2 1/4" thick door | 1 |  | 1 Year | 725.15 | 0.15 | 616.3775
20256 | Salto | E9658W61BC48-A- | XS4 wide body electronic AMOK wire-free SVN escutcheon, Mifare / DESFire deadbolt privacy function, W lever, unhanded, BioCote antimicrobial finish, for use with 1 3/4" - 2 1/4" thick door | 1 |  | 1 Year | 854.15 | 0.15 | 726.0275
20257 | Salto | E9658W61BC48-C- | XS4 wide body electronic RF wireless ready SVN escutcheon, Mifare / DESFire deadbolt privacy function, W lever, unhanded, BioCote antimicrobial finish, for use with 1 3/4" - 2 1/4" thick door | 1 |  | 1 Year | 779.25 | 0.15 | 662.3625
20258 | Salto | E9658W61BC48-W- | XS4 wide body electronic RF wireless SVN escutcheon, Mifare / DESFire deadbolt privacy function, W lever, unhanded, BioCote antimicrobial finish, for use with 1 3/4" - 2 1/4" thick door | 1 |  | 1 Year | 910.35 | 0.15 | 773.7975
20259 | Salto | E9658W61IA38--- | XS4 wide body electronic wire-free SVN escutcheon, Mifare / DESFire deadbolt privacy function, W lever, unhanded, antique brass finish, for use with 1 3/8" - 1 3/4" thick standard door | 1 |  | 1 Year | 725.15 | 0.15 | 616.3775
20260 | Salto | E9658W61IA38-A- | XS4 wide body electronic AMOK wire-free SVN escutcheon, Mifare / DESFire deadbolt privacy function, W lever, unhanded, antique brass finish, for use with 1 3/8" - 1 3/4" thick standard door | 1 |  | 1 Year | 854.15 | 0.15 | 726.0275
20261 | Salto | E9658W61IA38-C- | XS4 wide body electronic RF wireless ready SVN escutcheon, Mifare / DESFire deadbolt privacy function, W lever, unhanded, antique brass finish, for use with 1 3/8" - 1 3/4" thick standard door | 1 |  | 1 Year | 779.25 | 0.15 | 662.3625
20262 | Salto | E9658W61IA38-W- | XS4 wide body electronic RF wireless SVN escutcheon, Mifare / DESFire deadbolt privacy function, W lever, unhanded, antique brass finish, for use with 1 3/8" - 1 3/4" thick standard door | 1 |  | 1 Year | 910.35 | 0.15 | 773.7975
20263 | Salto | E9658W61IA48--- | XS4 wide body electronic wire-free SVN escutcheon, Mifare / DESFire deadbolt privacy function, W lever, unhanded, antique brass finish, for use with 1 3/4" - 2 1/4" thick door | 1 |  | 1 Year | 725.15 | 0.15 | 616.3775
20264 | Salto | E9658W61IA48-A- | XS4 wide body electronic AMOK wire-free SVN escutcheon, Mifare / DESFire deadbolt privacy function, W lever, unhanded, antique brass finish, for use with 1 3/4" - 2 1/4" thick door | 1 |  | 1 Year | 854.15 | 0.15 | 726.0275
20265 | Salto | E9658W61IA48-C- | XS4 wide body electronic RF wireless ready SVN escutcheon, Mifare / DESFire deadbolt privacy function, W lever, unhanded, antique brass finish, for use with 1 3/4" - 2 1/4" thick door | 1 |  | 1 Year | 779.25 | 0.15 | 662.3625
20266 | Salto | E9658W61IA48-W- | XS4 wide body electronic RF wireless SVN escutcheon, Mifare / DESFire deadbolt privacy function, W lever, unhanded, antique brass finish, for use with 1 3/4" - 2 1/4" thick door | 1 |  | 1 Year | 910.35 | 0.15 | 773.7975
20267 | Salto | E9658W61IM38--- | XS4 wide body electronic wire-free SVN escutcheon, Mifare / DESFire deadbolt privacy function, W lever, unhanded, satin stainless finish, for use with 1 3/8" - 1 3/4" thick standard door | 1 |  | 1 Year | 673.15 | 0.15 | 572.1775
20268 | Salto | E9658W61IM38-A- | XS4 wide body electronic AMOK wire-free SVN escutcheon, Mifare / DESFire deadbolt privacy function, W lever, unhanded, satin stainless finish, for use with 1 3/8" - 1 3/4" thick standard door | 1 |  | 1 Year | 802.15 | 0.15 | 681.8275
20269 | Salto | E9658W61IM38-C- | XS4 wide body electronic RF wireless ready SVN escutcheon, Mifare / DESFire deadbolt privacy function, W lever, unhanded, satin stainless finish, for use with 1 3/8" - 1 3/4" thick standard door | 1 |  | 1 Year | 727.25 | 0.15 | 618.1625
20270 | Salto | E9658W61IM38-W- | XS4 wide body electronic RF wireless SVN escutcheon, Mifare / DESFire deadbolt privacy function, W lever, unhanded, satin stainless finish, for use with 1 3/8" - 1 3/4" thick standard door | 1 |  | 1 Year | 858.35 | 0.15 | 729.5975
20271 | Salto | E9658W61IM48--- | XS4 wide body electronic wire-free SVN escutcheon, Mifare / DESFire deadbolt privacy function, W lever, unhanded, satin stainless finish, for use with 1 3/4" - 2 1/4" thick door | 1 |  | 1 Year | 673.15 | 0.15 | 572.1775
20272 | Salto | E9658W61IM48-A- | XS4 wide body electronic AMOK wire-free SVN escutcheon, Mifare / DESFire deadbolt privacy function, W lever, unhanded, satin stainless finish, for use with 1 3/4" - 2 1/4" thick door | 1 |  | 1 Year | 802.15 | 0.15 | 681.8275
20273 | Salto | E9658W61IM48-C- | XS4 wide body electronic RF wireless ready SVN escutcheon, Mifare / DESFire deadbolt privacy function, W lever, unhanded, satin stainless finish, for use with 1 3/4" - 2 1/4" thick door | 1 |  | 1 Year | 727.25 | 0.15 | 618.1625
20274 | Salto | E9658W61IM48-W- | XS4 wide body electronic RF wireless SVN escutcheon, Mifare / DESFire deadbolt privacy function, W lever, unhanded, satin stainless finish, for use with 1 3/4" - 2 1/4" thick door | 1 |  | 1 Year | 858.35 | 0.15 | 729.5975
20275 | Salto | E9658W61IP38--- | XS4 wide body electronic wire-free SVN escutcheon, Mifare / DESFire deadbolt privacy function, W lever, unhanded, bright stainless steel finish, for use with 1 3/8" - 1 3/4" thick standard door | 1 |  | 1 Year | 689.45 | 0.15 | 586.0325
20276 | Salto | E9658W61IP38-A- | XS4 wide body electronic AMOK wire-free SVN escutcheon, Mifare / DESFire deadbolt privacy function, W lever, unhanded, bright stainless steel finish, for use with 1 3/8" - 1 3/4" thick standard door | 1 |  | 1 Year | 818.45 | 0.15 | 695.6825
20277 | Salto | E9658W61IP38-C- | XS4 wide body electronic RF wireless ready SVN escutcheon, Mifare / DESFire deadbolt privacy function, W lever, unhanded, bright stainless steel finish, for use with 1 3/8" - 1 3/4" thick standard door | 1 |  | 1 Year | 743.55 | 0.15 | 632.0175
20278 | Salto | E9658W61IP38-W- | XS4 wide body electronic RF wireless SVN escutcheon, Mifare / DESFire deadbolt privacy function, W lever, unhanded, bright stainless steel finish, for use with 1 3/8" - 1 3/4" thick standard door | 1 |  | 1 Year | 874.65 | 0.15 | 743.4525
20279 | Salto | E9658W61IP48--- | XS4 wide body electronic wire-free SVN escutcheon, Mifare / DESFire deadbolt privacy function, W lever, unhanded, bright stainless steel finish, for use with 1 3/4" - 2 1/4" thick door | 1 |  | 1 Year | 689.45 | 0.15 | 586.0325
20280 | Salto | E9658W61IP48-A- | XS4 wide body electronic AMOK wire-free SVN escutcheon, Mifare / DESFire deadbolt privacy function, W lever, unhanded, bright stainless steel finish, for use with 1 3/4" - 2 1/4" thick door | 1 |  | 1 Year | 818.45 | 0.15 | 695.6825
20281 | Salto | E9658W61IP48-C- | XS4 wide body electronic RF wireless ready SVN escutcheon, Mifare / DESFire deadbolt privacy function, W lever, unhanded, bright stainless steel finish, for use with 1 3/4" - 2 1/4" thick door | 1 |  | 1 Year | 743.55 | 0.15 | 632.0175
20282 | Salto | E9658W61IP48-W- | XS4 wide body electronic RF wireless SVN escutcheon, Mifare / DESFire deadbolt privacy function, W lever, unhanded, bright stainless steel finish, for use with 1 3/4" - 2 1/4" thick door | 1 |  | 1 Year | 874.65 | 0.15 | 743.4525
20283 | Salto | E9658W61NE38--- | XS4 wide body electronic wire-free SVN escutcheon, Mifare / DESFire deadbolt privacy function, W lever, unhanded, black chromium finish, for use with 1 3/8" - 1 3/4" thick standard door | 1 |  | 1 Year | 707.85 | 0.15 | 601.6725
20284 | Salto | E9658W61NE38-A- | XS4 wide body electronic AMOK wire-free SVN escutcheon, Mifare / DESFire deadbolt privacy function, W lever, unhanded, black chromium finish, for use with 1 3/8" - 1 3/4" thick standard door | 1 |  | 1 Year | 836.85 | 0.15 | 711.3225
20285 | Salto | E9658W61NE38-C- | XS4 wide body electronic RF wireless ready SVN escutcheon, Mifare / DESFire deadbolt privacy function, W lever, unhanded, black chromium finish, for use with 1 3/8" - 1 3/4" thick standard door | 1 |  | 1 Year | 761.95 | 0.15 | 647.6575
20286 | Salto | E9658W61NE38-W- | XS4 wide body electronic RF wireless SVN escutcheon, Mifare / DESFire deadbolt privacy function, W lever, unhanded, black chromium finish, for use with 1 3/8" - 1 3/4" thick standard door | 1 |  | 1 Year | 893.05 | 0.15 | 759.0925
20287 | Salto | E9658W61NE48--- | XS4 wide body electronic wire-free SVN escutcheon, Mifare / DESFire deadbolt privacy function, W lever, unhanded, black chromium finish, for use with 1 3/4" - 2 1/4" thick door | 1 |  | 1 Year | 707.85 | 0.15 | 601.6725
20288 | Salto | E9658W61NE48-A- | XS4 wide body electronic AMOK wire-free SVN escutcheon, Mifare / DESFire deadbolt privacy function, W lever, unhanded, black chromium finish, for use with 1 3/4" - 2 1/4" thick door | 1 |  | 1 Year | 836.85 | 0.15 | 711.3225
20289 | Salto | E9658W61NE48-C- | XS4 wide body electronic RF wireless ready SVN escutcheon, Mifare / DESFire deadbolt privacy function, W lever, unhanded, black chromium finish, for use with 1 3/4" - 2 1/4" thick door | 1 |  | 1 Year | 761.95 | 0.15 | 647.6575
20290 | Salto | E9658W61NE48-W- | XS4 wide body electronic RF wireless SVN escutcheon, Mifare / DESFire deadbolt privacy function, W lever, unhanded, black chromium finish, for use with 1 3/4" - 2 1/4" thick door | 1 |  | 1 Year | 893.05 | 0.15 | 759.0925
20291 | Salto | E9658W61PM38--- | XS4 wide body electronic wire-free SVN escutcheon, Mifare / DESFire deadbolt privacy function, W lever, unhanded, satin brass finish, for use with 1 3/8" - 1 3/4" thick standard door | 1 |  | 1 Year | 673.15 | 0.15 | 572.1775
20292 | Salto | E9658W61PM38-A- | XS4 wide body electronic AMOK wire-free SVN escutcheon, Mifare / DESFire deadbolt privacy function, W lever, unhanded, satin brass finish, for use with 1 3/8" - 1 3/4" thick standard door | 1 |  | 1 Year | 802.15 | 0.15 | 681.8275
20293 | Salto | E9658W61PM38-C- | XS4 wide body electronic RF wireless ready SVN escutcheon, Mifare / DESFire deadbolt privacy function, W lever, unhanded, satin brass finish, for use with 1 3/8" - 1 3/4" thick standard door | 1 |  | 1 Year | 727.25 | 0.15 | 618.1625
20294 | Salto | E9658W61PM38-W- | XS4 wide body electronic RF wireless SVN escutcheon, Mifare / DESFire deadbolt privacy function, W lever, unhanded, satin brass finish, for use with 1 3/8" - 1 3/4" thick standard door | 1 |  | 1 Year | 858.35 | 0.15 | 729.5975
20295 | Salto | E9658W61PM48--- | XS4 wide body electronic wire-free SVN escutcheon, Mifare / DESFire deadbolt privacy function, W lever, unhanded, satin brass finish, for use with 1 3/4" - 2 1/4" thick door | 1 |  | 1 Year | 673.15 | 0.15 | 572.1775
20296 | Salto | E9658W61PM48-A- | XS4 wide body electronic AMOK wire-free SVN escutcheon, Mifare / DESFire deadbolt privacy function, W lever, unhanded, satin brass finish, for use with 1 3/4" - 2 1/4" thick door | 1 |  | 1 Year | 802.15 | 0.15 | 681.8275
20297 | Salto | E9658W61PM48-C- | XS4 wide body electronic RF wireless ready SVN escutcheon, Mifare / DESFire deadbolt privacy function, W lever, unhanded, satin brass finish, for use with 1 3/4" - 2 1/4" thick door | 1 |  | 1 Year | 727.25 | 0.15 | 618.1625
20298 | Salto | E9658W61PM48-W- | XS4 wide body electronic RF wireless SVN escutcheon, Mifare / DESFire deadbolt privacy function, W lever, unhanded, satin brass finish, for use with 1 3/4" - 2 1/4" thick door | 1 |  | 1 Year | 858.35 | 0.15 | 729.5975
20299 | Salto | E9658W61PP38--- | XS4 wide body electronic wire-free SVN escutcheon, Mifare / DESFire deadbolt privacy function, W lever, unhanded, bright brass finish, for use with 1 3/8" - 1 3/4" thick standard door | 1 |  | 1 Year | 689.45 | 0.15 | 586.0325
20300 | Salto | E9658W61PP38-A- | XS4 wide body electronic AMOK wire-free SVN escutcheon, Mifare / DESFire deadbolt privacy function, W lever, unhanded, bright brass finish, for use with 1 3/8" - 1 3/4" thick standard door | 1 |  | 1 Year | 818.45 | 0.15 | 695.6825
20301 | Salto | E9658W61PP38-C- | XS4 wide body electronic RF wireless ready SVN escutcheon, Mifare / DESFire deadbolt privacy function, W lever, unhanded, bright brass finish, for use with 1 3/8" - 1 3/4" thick standard door | 1 |  | 1 Year | 743.55 | 0.15 | 632.0175
20302 | Salto | E9658W61PP38-W- | XS4 wide body electronic RF wireless SVN escutcheon, Mifare / DESFire deadbolt privacy function, W lever, unhanded, bright brass finish, for use with 1 3/8" - 1 3/4" thick standard door | 1 |  | 1 Year | 874.65 | 0.15 | 743.4525
20303 | Salto | E9658W61PP48--- | XS4 wide body electronic wire-free SVN escutcheon, Mifare / DESFire deadbolt privacy function, W lever, unhanded, bright brass finish, for use with 1 3/4" - 2 1/4" thick door | 1 |  | 1 Year | 689.45 | 0.15 | 586.0325
20304 | Salto | E9658W61PP48-A- | XS4 wide body electronic AMOK wire-free SVN escutcheon, Mifare / DESFire deadbolt privacy function, W lever, unhanded, bright brass finish, for use with 1 3/4" - 2 1/4" thick door | 1 |  | 1 Year | 818.45 | 0.15 | 695.6825
20305 | Salto | E9658W61PP48-C- | XS4 wide body electronic RF wireless ready SVN escutcheon, Mifare / DESFire deadbolt privacy function, W lever, unhanded, bright brass finish, for use with 1 3/4" - 2 1/4" thick door | 1 |  | 1 Year | 743.55 | 0.15 | 632.0175
20306 | Salto | E9658W61PP48-W- | XS4 wide body electronic RF wireless SVN escutcheon, Mifare / DESFire deadbolt privacy function, W lever, unhanded, bright brass finish, for use with 1 3/4" - 2 1/4" thick door | 1 |  | 1 Year | 874.65 | 0.15 | 743.4525
20307 | Salto | E9658W62BC38--- | XS4 wide body electronic wire-free SVN escutcheon, Mifare / DESFire deadbolt privacy function, W lever, unhanded, BioCote antimicrobial finish, for use with 1 3/8" - 1 3/4" thick standard door | 1 |  | 1 Year | 725.15 | 0.15 | 616.3775
20308 | Salto | E9658W62BC38-A- | XS4 wide body electronic AMOK wire-free SVN escutcheon, Mifare / DESFire deadbolt privacy function, W lever, unhanded, BioCote antimicrobial finish, for use with 1 3/8" - 1 3/4" thick standard door | 1 |  | 1 Year | 854.15 | 0.15 | 726.0275
20309 | Salto | E9658W62BC38-C- | XS4 wide body electronic RF wireless ready SVN escutcheon, Mifare / DESFire deadbolt privacy function, W lever, unhanded, BioCote antimicrobial finish, for use with 1 3/8" - 1 3/4" thick standard door | 1 |  | 1 Year | 779.25 | 0.15 | 662.3625
20310 | Salto | E9658W62BC38-W- | XS4 wide body electronic RF wireless SVN escutcheon, Mifare / DESFire deadbolt privacy function, W lever, unhanded, BioCote antimicrobial finish, for use with 1 3/8" - 1 3/4" thick standard door | 1 |  | 1 Year | 910.35 | 0.15 | 773.7975
20311 | Salto | E9658W62BC48--- | XS4 wide body electronic wire-free SVN escutcheon, Mifare / DESFire deadbolt privacy function, W lever, unhanded, BioCote antimicrobial finish, for use with 1 3/4" - 2 1/4" thick door | 1 |  | 1 Year | 725.15 | 0.15 | 616.3775
20312 | Salto | E9658W62BC48-A- | XS4 wide body electronic AMOK wire-free SVN escutcheon, Mifare / DESFire deadbolt privacy function, W lever, unhanded, BioCote antimicrobial finish, for use with 1 3/4" - 2 1/4" thick door | 1 |  | 1 Year | 854.15 | 0.15 | 726.0275
20313 | Salto | E9658W62BC48-C- | XS4 wide body electronic RF wireless ready SVN escutcheon, Mifare / DESFire deadbolt privacy function, W lever, unhanded, BioCote antimicrobial finish, for use with 1 3/4" - 2 1/4" thick door | 1 |  | 1 Year | 779.25 | 0.15 | 662.3625
20314 | Salto | E9658W62BC48-W- | XS4 wide body electronic RF wireless SVN escutcheon, Mifare / DESFire deadbolt privacy function, W lever, unhanded, BioCote antimicrobial finish, for use with 1 3/4" - 2 1/4" thick door | 1 |  | 1 Year | 910.35 | 0.15 | 773.7975
20315 | Salto | E9658W62IA38--- | XS4 wide body electronic wire-free SVN escutcheon, Mifare / DESFire deadbolt privacy function, W lever, unhanded, antique brass finish, for use with 1 3/8" - 1 3/4" thick standard door | 1 |  | 1 Year | 725.15 | 0.15 | 616.3775
20316 | Salto | E9658W62IA38-A- | XS4 wide body electronic AMOK wire-free SVN escutcheon, Mifare / DESFire deadbolt privacy function, W lever, unhanded, antique brass finish, for use with 1 3/8" - 1 3/4" thick standard door | 1 |  | 1 Year | 854.15 | 0.15 | 726.0275
20317 | Salto | E9658W62IA38-C- | XS4 wide body electronic RF wireless ready SVN escutcheon, Mifare / DESFire deadbolt privacy function, W lever, unhanded, antique brass finish, for use with 1 3/8" - 1 3/4" thick standard door | 1 |  | 1 Year | 779.25 | 0.15 | 662.3625
20318 | Salto | E9658W62IA38-W- | XS4 wide body electronic RF wireless SVN escutcheon, Mifare / DESFire deadbolt privacy function, W lever, unhanded, antique brass finish, for use with 1 3/8" - 1 3/4" thick standard door | 1 |  | 1 Year | 910.35 | 0.15 | 773.7975
20319 | Salto | E9658W62IA48--- | XS4 wide body electronic wire-free SVN escutcheon, Mifare / DESFire deadbolt privacy function, W lever, unhanded, antique brass finish, for use with 1 3/4" - 2 1/4" thick door | 1 |  | 1 Year | 725.15 | 0.15 | 616.3775
20320 | Salto | E9658W62IA48-A- | XS4 wide body electronic AMOK wire-free SVN escutcheon, Mifare / DESFire deadbolt privacy function, W lever, unhanded, antique brass finish, for use with 1 3/4" - 2 1/4" thick door | 1 |  | 1 Year | 854.15 | 0.15 | 726.0275
20321 | Salto | E9658W62IA48-C- | XS4 wide body electronic RF wireless ready SVN escutcheon, Mifare / DESFire deadbolt privacy function, W lever, unhanded, antique brass finish, for use with 1 3/4" - 2 1/4" thick door | 1 |  | 1 Year | 779.25 | 0.15 | 662.3625
20322 | Salto | E9658W62IA48-W- | XS4 wide body electronic RF wireless SVN escutcheon, Mifare / DESFire deadbolt privacy function, W lever, unhanded, antique brass finish, for use with 1 3/4" - 2 1/4" thick door | 1 |  | 1 Year | 910.35 | 0.15 | 773.7975
20323 | Salto | E9658W62IM38--- | XS4 wide body electronic wire-free SVN escutcheon, Mifare / DESFire deadbolt privacy function, W lever, unhanded, satin stainless finish, for use with 1 3/8" - 1 3/4" thick standard door | 1 |  | 1 Year | 673.15 | 0.15 | 572.1775
20324 | Salto | E9658W62IM38-A- | XS4 wide body electronic AMOK wire-free SVN escutcheon, Mifare / DESFire deadbolt privacy function, W lever, unhanded, satin stainless finish, for use with 1 3/8" - 1 3/4" thick standard door | 1 |  | 1 Year | 802.15 | 0.15 | 681.8275
20325 | Salto | E9658W62IM38-C- | XS4 wide body electronic RF wireless ready SVN escutcheon, Mifare / DESFire deadbolt privacy function, W lever, unhanded, satin stainless finish, for use with 1 3/8" - 1 3/4" thick standard door | 1 |  | 1 Year | 727.25 | 0.15 | 618.1625
20326 | Salto | E9658W62IM38-W- | XS4 wide body electronic RF wireless SVN escutcheon, Mifare / DESFire deadbolt privacy function, W lever, unhanded, satin stainless finish, for use with 1 3/8" - 1 3/4" thick standard door | 1 |  | 1 Year | 858.35 | 0.15 | 729.5975
20327 | Salto | E9658W62IM48--- | XS4 wide body electronic wire-free SVN escutcheon, Mifare / DESFire deadbolt privacy function, W lever, unhanded, satin stainless finish, for use with 1 3/4" - 2 1/4" thick door | 1 |  | 1 Year | 673.15 | 0.15 | 572.1775
20328 | Salto | E9658W62IM48-A- | XS4 wide body electronic AMOK wire-free SVN escutcheon, Mifare / DESFire deadbolt privacy function, W lever, unhanded, satin stainless finish, for use with 1 3/4" - 2 1/4" thick door | 1 |  | 1 Year | 802.15 | 0.15 | 681.8275
20329 | Salto | E9658W62IM48-C- | XS4 wide body electronic RF wireless ready SVN escutcheon, Mifare / DESFire deadbolt privacy function, W lever, unhanded, satin stainless finish, for use with 1 3/4" - 2 1/4" thick door | 1 |  | 1 Year | 727.25 | 0.15 | 618.1625
20330 | Salto | E9658W62IM48-W- | XS4 wide body electronic RF wireless SVN escutcheon, Mifare / DESFire deadbolt privacy function, W lever, unhanded, satin stainless finish, for use with 1 3/4" - 2 1/4" thick door | 1 |  | 1 Year | 858.35 | 0.15 | 729.5975
20331 | Salto | E9658W62IP38--- | XS4 wide body electronic wire-free SVN escutcheon, Mifare / DESFire deadbolt privacy function, W lever, unhanded, bright stainless steel finish, for use with 1 3/8" - 1 3/4" thick standard door | 1 |  | 1 Year | 689.45 | 0.15 | 586.0325
20332 | Salto | E9658W62IP38-A- | XS4 wide body electronic AMOK wire-free SVN escutcheon, Mifare / DESFire deadbolt privacy function, W lever, unhanded, bright stainless steel finish, for use with 1 3/8" - 1 3/4" thick standard door | 1 |  | 1 Year | 818.45 | 0.15 | 695.6825
20333 | Salto | E9658W62IP38-C- | XS4 wide body electronic RF wireless ready SVN escutcheon, Mifare / DESFire deadbolt privacy function, W lever, unhanded, bright stainless steel finish, for use with 1 3/8" - 1 3/4" thick standard door | 1 |  | 1 Year | 743.55 | 0.15 | 632.0175
20334 | Salto | E9658W62IP38-W- | XS4 wide body electronic RF wireless SVN escutcheon, Mifare / DESFire deadbolt privacy function, W lever, unhanded, bright stainless steel finish, for use with 1 3/8" - 1 3/4" thick standard door | 1 |  | 1 Year | 874.65 | 0.15 | 743.4525
20335 | Salto | E9658W62IP48--- | XS4 wide body electronic wire-free SVN escutcheon, Mifare / DESFire deadbolt privacy function, W lever, unhanded, bright stainless steel finish, for use with 1 3/4" - 2 1/4" thick door | 1 |  | 1 Year | 689.45 | 0.15 | 586.0325
20336 | Salto | E9658W62IP48-A- | XS4 wide body electronic AMOK wire-free SVN escutcheon, Mifare / DESFire deadbolt privacy function, W lever, unhanded, bright stainless steel finish, for use with 1 3/4" - 2 1/4" thick door | 1 |  | 1 Year | 818.45 | 0.15 | 695.6825
20337 | Salto | E9658W62IP48-C- | XS4 wide body electronic RF wireless ready SVN escutcheon, Mifare / DESFire deadbolt privacy function, W lever, unhanded, bright stainless steel finish, for use with 1 3/4" - 2 1/4" thick door | 1 |  | 1 Year | 743.55 | 0.15 | 632.0175
20338 | Salto | E9658W62IP48-W- | XS4 wide body electronic RF wireless SVN escutcheon, Mifare / DESFire deadbolt privacy function, W lever, unhanded, bright stainless steel finish, for use with 1 3/4" - 2 1/4" thick door | 1 |  | 1 Year | 874.65 | 0.15 | 743.4525
20339 | Salto | E9658W62NE38--- | XS4 wide body electronic wire-free SVN escutcheon, Mifare / DESFire deadbolt privacy function, W lever, unhanded, black chromium finish, for use with 1 3/8" - 1 3/4" thick standard door | 1 |  | 1 Year | 707.85 | 0.15 | 601.6725
20340 | Salto | E9658W62NE38-A- | XS4 wide body electronic AMOK wire-free SVN escutcheon, Mifare / DESFire deadbolt privacy function, W lever, unhanded, black chromium finish, for use with 1 3/8" - 1 3/4" thick standard door | 1 |  | 1 Year | 836.85 | 0.15 | 711.3225
20341 | Salto | E9658W62NE38-C- | XS4 wide body electronic RF wireless ready SVN escutcheon, Mifare / DESFire deadbolt privacy function, W lever, unhanded, black chromium finish, for use with 1 3/8" - 1 3/4" thick standard door | 1 |  | 1 Year | 761.95 | 0.15 | 647.6575
20342 | Salto | E9658W62NE38-W- | XS4 wide body electronic RF wireless SVN escutcheon, Mifare / DESFire deadbolt privacy function, W lever, unhanded, black chromium finish, for use with 1 3/8" - 1 3/4" thick standard door | 1 |  | 1 Year | 893.05 | 0.15 | 759.0925
20343 | Salto | E9658W62NE48--- | XS4 wide body electronic wire-free SVN escutcheon, Mifare / DESFire deadbolt privacy function, W lever, unhanded, black chromium finish, for use with 1 3/4" - 2 1/4" thick door | 1 |  | 1 Year | 707.85 | 0.15 | 601.6725
20344 | Salto | E9658W62NE48-A- | XS4 wide body electronic AMOK wire-free SVN escutcheon, Mifare / DESFire deadbolt privacy function, W lever, unhanded, black chromium finish, for use with 1 3/4" - 2 1/4" thick door | 1 |  | 1 Year | 836.85 | 0.15 | 711.3225
20345 | Salto | E9658W62NE48-C- | XS4 wide body electronic RF wireless ready SVN escutcheon, Mifare / DESFire deadbolt privacy function, W lever, unhanded, black chromium finish, for use with 1 3/4" - 2 1/4" thick door | 1 |  | 1 Year | 761.95 | 0.15 | 647.6575
20346 | Salto | E9658W62NE48-W- | XS4 wide body electronic RF wireless SVN escutcheon, Mifare / DESFire deadbolt privacy function, W lever, unhanded, black chromium finish, for use with 1 3/4" - 2 1/4" thick door | 1 |  | 1 Year | 893.05 | 0.15 | 759.0925
20347 | Salto | E9658W62PM38--- | XS4 wide body electronic wire-free SVN escutcheon, Mifare / DESFire deadbolt privacy function, W lever, unhanded, satin brass finish, for use with 1 3/8" - 1 3/4" thick standard door | 1 |  | 1 Year | 673.15 | 0.15 | 572.1775
20348 | Salto | E9658W62PM38-A- | XS4 wide body electronic AMOK wire-free SVN escutcheon, Mifare / DESFire deadbolt privacy function, W lever, unhanded, satin brass finish, for use with 1 3/8" - 1 3/4" thick standard door | 1 |  | 1 Year | 802.15 | 0.15 | 681.8275
20349 | Salto | E9658W62PM38-C- | XS4 wide body electronic RF wireless ready SVN escutcheon, Mifare / DESFire deadbolt privacy function, W lever, unhanded, satin brass finish, for use with 1 3/8" - 1 3/4" thick standard door | 1 |  | 1 Year | 727.25 | 0.15 | 618.1625
20350 | Salto | E9658W62PM38-W- | XS4 wide body electronic RF wireless SVN escutcheon, Mifare / DESFire deadbolt privacy function, W lever, unhanded, satin brass finish, for use with 1 3/8" - 1 3/4" thick standard door | 1 |  | 1 Year | 858.35 | 0.15 | 729.5975
20351 | Salto | E9658W62PM48--- | XS4 wide body electronic wire-free SVN escutcheon, Mifare / DESFire deadbolt privacy function, W lever, unhanded, satin brass finish, for use with 1 3/4" - 2 1/4" thick door | 1 |  | 1 Year | 673.15 | 0.15 | 572.1775
20352 | Salto | E9658W62PM48-A- | XS4 wide body electronic AMOK wire-free SVN escutcheon, Mifare / DESFire deadbolt privacy function, W lever, unhanded, satin brass finish, for use with 1 3/4" - 2 1/4" thick door | 1 |  | 1 Year | 802.15 | 0.15 | 681.8275
20353 | Salto | E9658W62PM48-C- | XS4 wide body electronic RF wireless ready SVN escutcheon, Mifare / DESFire deadbolt privacy function, W lever, unhanded, satin brass finish, for use with 1 3/4" - 2 1/4" thick door | 1 |  | 1 Year | 727.25 | 0.15 | 618.1625
20354 | Salto | E9658W62PM48-W- | XS4 wide body electronic RF wireless SVN escutcheon, Mifare / DESFire deadbolt privacy function, W lever, unhanded, satin brass finish, for use with 1 3/4" - 2 1/4" thick door | 1 |  | 1 Year | 858.35 | 0.15 | 729.5975
20355 | Salto | E9658W62PP38--- | XS4 wide body electronic wire-free SVN escutcheon, Mifare / DESFire deadbolt privacy function, W lever, unhanded, bright brass finish, for use with 1 3/8" - 1 3/4" thick standard door | 1 |  | 1 Year | 689.45 | 0.15 | 586.0325
20356 | Salto | E9658W62PP38-A- | XS4 wide body electronic AMOK wire-free SVN escutcheon, Mifare / DESFire deadbolt privacy function, W lever, unhanded, bright brass finish, for use with 1 3/8" - 1 3/4" thick standard door | 1 |  | 1 Year | 818.45 | 0.15 | 695.6825
20357 | Salto | E9658W62PP38-C- | XS4 wide body electronic RF wireless ready SVN escutcheon, Mifare / DESFire deadbolt privacy function, W lever, unhanded, bright brass finish, for use with 1 3/8" - 1 3/4" thick standard door | 1 |  | 1 Year | 743.55 | 0.15 | 632.0175
20358 | Salto | E9658W62PP38-W- | XS4 wide body electronic RF wireless SVN escutcheon, Mifare / DESFire deadbolt privacy function, W lever, unhanded, bright brass finish, for use with 1 3/8" - 1 3/4" thick standard door | 1 |  | 1 Year | 874.65 | 0.15 | 743.4525
20359 | Salto | E9658W62PP48--- | XS4 wide body electronic wire-free SVN escutcheon, Mifare / DESFire deadbolt privacy function, W lever, unhanded, bright brass finish, for use with 1 3/4" - 2 1/4" thick door | 1 |  | 1 Year | 689.45 | 0.15 | 586.0325
20360 | Salto | E9658W62PP48-A- | XS4 wide body electronic AMOK wire-free SVN escutcheon, Mifare / DESFire deadbolt privacy function, W lever, unhanded, bright brass finish, for use with 1 3/4" - 2 1/4" thick door | 1 |  | 1 Year | 818.45 | 0.15 | 695.6825
20361 | Salto | E9658W62PP48-C- | XS4 wide body electronic RF wireless ready SVN escutcheon, Mifare / DESFire deadbolt privacy function, W lever, unhanded, bright brass finish, for use with 1 3/4" - 2 1/4" thick door | 1 |  | 1 Year | 743.55 | 0.15 | 632.0175
20362 | Salto | E9658W62PP48-W- | XS4 wide body electronic RF wireless SVN escutcheon, Mifare / DESFire deadbolt privacy function, W lever, unhanded, bright brass finish, for use with 1 3/4" - 2 1/4" thick door | 1 |  | 1 Year | 874.65 | 0.15 | 743.4525
20363 | Salto | E9658W63BC38--- | XS4 wide body electronic wire-free SVN escutcheon, Mifare / DESFire deadbolt privacy function, W lever, unhanded, BioCote antimicrobial finish, for use with 1 3/8" - 1 3/4" thick standard door | 1 |  | 1 Year | 725.15 | 0.15 | 616.3775
20364 | Salto | E9658W63BC38-A- | XS4 wide body electronic AMOK wire-free SVN escutcheon, Mifare / DESFire deadbolt privacy function, W lever, unhanded, BioCote antimicrobial finish, for use with 1 3/8" - 1 3/4" thick standard door | 1 |  | 1 Year | 854.15 | 0.15 | 726.0275
20365 | Salto | E9658W63BC38-C- | XS4 wide body electronic RF wireless ready SVN escutcheon, Mifare / DESFire deadbolt privacy function, W lever, unhanded, BioCote antimicrobial finish, for use with 1 3/8" - 1 3/4" thick standard door | 1 |  | 1 Year | 779.25 | 0.15 | 662.3625
20366 | Salto | E9658W63BC38-W- | XS4 wide body electronic RF wireless SVN escutcheon, Mifare / DESFire deadbolt privacy function, W lever, unhanded, BioCote antimicrobial finish, for use with 1 3/8" - 1 3/4" thick standard door | 1 |  | 1 Year | 910.35 | 0.15 | 773.7975
20367 | Salto | E9658W63BC48--- | XS4 wide body electronic wire-free SVN escutcheon, Mifare / DESFire deadbolt privacy function, W lever, unhanded, BioCote antimicrobial finish, for use with 1 3/4" - 2 1/4" thick door | 1 |  | 1 Year | 725.15 | 0.15 | 616.3775
20368 | Salto | E9658W63BC48-A- | XS4 wide body electronic AMOK wire-free SVN escutcheon, Mifare / DESFire deadbolt privacy function, W lever, unhanded, BioCote antimicrobial finish, for use with 1 3/4" - 2 1/4" thick door | 1 |  | 1 Year | 854.15 | 0.15 | 726.0275
20369 | Salto | E9658W63BC48-C- | XS4 wide body electronic RF wireless ready SVN escutcheon, Mifare / DESFire deadbolt privacy function, W lever, unhanded, BioCote antimicrobial finish, for use with 1 3/4" - 2 1/4" thick door | 1 |  | 1 Year | 779.25 | 0.15 | 662.3625
20370 | Salto | E9658W63BC48-W- | XS4 wide body electronic RF wireless SVN escutcheon, Mifare / DESFire deadbolt privacy function, W lever, unhanded, BioCote antimicrobial finish, for use with 1 3/4" - 2 1/4" thick door | 1 |  | 1 Year | 910.35 | 0.15 | 773.7975
20371 | Salto | E9658W63IA38--- | XS4 wide body electronic wire-free SVN escutcheon, Mifare / DESFire deadbolt privacy function, W lever, unhanded, antique brass finish, for use with 1 3/8" - 1 3/4" thick standard door | 1 |  | 1 Year | 725.15 | 0.15 | 616.3775
20372 | Salto | E9658W63IA38-A- | XS4 wide body electronic AMOK wire-free SVN escutcheon, Mifare / DESFire deadbolt privacy function, W lever, unhanded, antique brass finish, for use with 1 3/8" - 1 3/4" thick standard door | 1 |  | 1 Year | 854.15 | 0.15 | 726.0275
20373 | Salto | E9658W63IA38-C- | XS4 wide body electronic RF wireless ready SVN escutcheon, Mifare / DESFire deadbolt privacy function, W lever, unhanded, antique brass finish, for use with 1 3/8" - 1 3/4" thick standard door | 1 |  | 1 Year | 779.25 | 0.15 | 662.3625
20374 | Salto | E9658W63IA38-W- | XS4 wide body electronic RF wireless SVN escutcheon, Mifare / DESFire deadbolt privacy function, W lever, unhanded, antique brass finish, for use with 1 3/8" - 1 3/4" thick standard door | 1 |  | 1 Year | 910.35 | 0.15 | 773.7975
20375 | Salto | E9658W63IA48--- | XS4 wide body electronic wire-free SVN escutcheon, Mifare / DESFire deadbolt privacy function, W lever, unhanded, antique brass finish, for use with 1 3/4" - 2 1/4" thick door | 1 |  | 1 Year | 725.15 | 0.15 | 616.3775
20376 | Salto | E9658W63IA48-A- | XS4 wide body electronic AMOK wire-free SVN escutcheon, Mifare / DESFire deadbolt privacy function, W lever, unhanded, antique brass finish, for use with 1 3/4" - 2 1/4" thick door | 1 |  | 1 Year | 854.15 | 0.15 | 726.0275
20377 | Salto | E9658W63IA48-C- | XS4 wide body electronic RF wireless ready SVN escutcheon, Mifare / DESFire deadbolt privacy function, W lever, unhanded, antique brass finish, for use with 1 3/4" - 2 1/4" thick door | 1 |  | 1 Year | 779.25 | 0.15 | 662.3625
20378 | Salto | E9658W63IA48-W- | XS4 wide body electronic RF wireless SVN escutcheon, Mifare / DESFire deadbolt privacy function, W lever, unhanded, antique brass finish, for use with 1 3/4" - 2 1/4" thick door | 1 |  | 1 Year | 910.35 | 0.15 | 773.7975
20379 | Salto | E9658W63IM38--- | XS4 wide body electronic wire-free SVN escutcheon, Mifare / DESFire deadbolt privacy function, W lever, unhanded, satin stainless finish, for use with 1 3/8" - 1 3/4" thick standard door | 1 |  | 1 Year | 673.15 | 0.15 | 572.1775
20380 | Salto | E9658W63IM38-A- | XS4 wide body electronic AMOK wire-free SVN escutcheon, Mifare / DESFire deadbolt privacy function, W lever, unhanded, satin stainless finish, for use with 1 3/8" - 1 3/4" thick standard door | 1 |  | 1 Year | 802.15 | 0.15 | 681.8275
20381 | Salto | E9658W63IM38-C- | XS4 wide body electronic RF wireless ready SVN escutcheon, Mifare / DESFire deadbolt privacy function, W lever, unhanded, satin stainless finish, for use with 1 3/8" - 1 3/4" thick standard door | 1 |  | 1 Year | 727.25 | 0.15 | 618.1625
20382 | Salto | E9658W63IM38-W- | XS4 wide body electronic RF wireless SVN escutcheon, Mifare / DESFire deadbolt privacy function, W lever, unhanded, satin stainless finish, for use with 1 3/8" - 1 3/4" thick standard door | 1 |  | 1 Year | 858.35 | 0.15 | 729.5975
20383 | Salto | E9658W63IM48--- | XS4 wide body electronic wire-free SVN escutcheon, Mifare / DESFire deadbolt privacy function, W lever, unhanded, satin stainless finish, for use with 1 3/4" - 2 1/4" thick door | 1 |  | 1 Year | 673.15 | 0.15 | 572.1775
20384 | Salto | E9658W63IM48-A- | XS4 wide body electronic AMOK wire-free SVN escutcheon, Mifare / DESFire deadbolt privacy function, W lever, unhanded, satin stainless finish, for use with 1 3/4" - 2 1/4" thick door | 1 |  | 1 Year | 802.15 | 0.15 | 681.8275
20385 | Salto | E9658W63IM48-C- | XS4 wide body electronic RF wireless ready SVN escutcheon, Mifare / DESFire deadbolt privacy function, W lever, unhanded, satin stainless finish, for use with 1 3/4" - 2 1/4" thick door | 1 |  | 1 Year | 727.25 | 0.15 | 618.1625
20386 | Salto | E9658W63IM48-W- | XS4 wide body electronic RF wireless SVN escutcheon, Mifare / DESFire deadbolt privacy function, W lever, unhanded, satin stainless finish, for use with 1 3/4" - 2 1/4" thick door | 1 |  | 1 Year | 858.35 | 0.15 | 729.5975
20387 | Salto | E9658W63IP38--- | XS4 wide body electronic wire-free SVN escutcheon, Mifare / DESFire deadbolt privacy function, W lever, unhanded, bright stainless steel finish, for use with 1 3/8" - 1 3/4" thick standard door | 1 |  | 1 Year | 689.45 | 0.15 | 586.0325
20388 | Salto | E9658W63IP38-A- | XS4 wide body electronic AMOK wire-free SVN escutcheon, Mifare / DESFire deadbolt privacy function, W lever, unhanded, bright stainless steel finish, for use with 1 3/8" - 1 3/4" thick standard door | 1 |  | 1 Year | 818.45 | 0.15 | 695.6825
20389 | Salto | E9658W63IP38-C- | XS4 wide body electronic RF wireless ready SVN escutcheon, Mifare / DESFire deadbolt privacy function, W lever, unhanded, bright stainless steel finish, for use with 1 3/8" - 1 3/4" thick standard door | 1 |  | 1 Year | 743.55 | 0.15 | 632.0175
20390 | Salto | E9658W63IP38-W- | XS4 wide body electronic RF wireless SVN escutcheon, Mifare / DESFire deadbolt privacy function, W lever, unhanded, bright stainless steel finish, for use with 1 3/8" - 1 3/4" thick standard door | 1 |  | 1 Year | 874.65 | 0.15 | 743.4525
20391 | Salto | E9658W63IP48--- | XS4 wide body electronic wire-free SVN escutcheon, Mifare / DESFire deadbolt privacy function, W lever, unhanded, bright stainless steel finish, for use with 1 3/4" - 2 1/4" thick door | 1 |  | 1 Year | 689.45 | 0.15 | 586.0325
20392 | Salto | E9658W63IP48-A- | XS4 wide body electronic AMOK wire-free SVN escutcheon, Mifare / DESFire deadbolt privacy function, W lever, unhanded, bright stainless steel finish, for use with 1 3/4" - 2 1/4" thick door | 1 |  | 1 Year | 818.45 | 0.15 | 695.6825
20393 | Salto | E9658W63IP48-C- | XS4 wide body electronic RF wireless ready SVN escutcheon, Mifare / DESFire deadbolt privacy function, W lever, unhanded, bright stainless steel finish, for use with 1 3/4" - 2 1/4" thick door | 1 |  | 1 Year | 743.55 | 0.15 | 632.0175
20394 | Salto | E9658W63IP48-W- | XS4 wide body electronic RF wireless SVN escutcheon, Mifare / DESFire deadbolt privacy function, W lever, unhanded, bright stainless steel finish, for use with 1 3/4" - 2 1/4" thick door | 1 |  | 1 Year | 874.65 | 0.15 | 743.4525
20395 | Salto | E9658W63NE38--- | XS4 wide body electronic wire-free SVN escutcheon, Mifare / DESFire deadbolt privacy function, W lever, unhanded, black chromium finish, for use with 1 3/8" - 1 3/4" thick standard door | 1 |  | 1 Year | 707.85 | 0.15 | 601.6725
20396 | Salto | E9658W63NE38-A- | XS4 wide body electronic AMOK wire-free SVN escutcheon, Mifare / DESFire deadbolt privacy function, W lever, unhanded, black chromium finish, for use with 1 3/8" - 1 3/4" thick standard door | 1 |  | 1 Year | 836.85 | 0.15 | 711.3225
20397 | Salto | E9658W63NE38-C- | XS4 wide body electronic RF wireless ready SVN escutcheon, Mifare / DESFire deadbolt privacy function, W lever, unhanded, black chromium finish, for use with 1 3/8" - 1 3/4" thick standard door | 1 |  | 1 Year | 761.95 | 0.15 | 647.6575
20398 | Salto | E9658W63NE38-W- | XS4 wide body electronic RF wireless SVN escutcheon, Mifare / DESFire deadbolt privacy function, W lever, unhanded, black chromium finish, for use with 1 3/8" - 1 3/4" thick standard door | 1 |  | 1 Year | 893.05 | 0.15 | 759.0925
20399 | Salto | E9658W63NE48--- | XS4 wide body electronic wire-free SVN escutcheon, Mifare / DESFire deadbolt privacy function, W lever, unhanded, black chromium finish, for use with 1 3/4" - 2 1/4" thick door | 1 |  | 1 Year | 707.85 | 0.15 | 601.6725
20400 | Salto | E9658W63NE48-A- | XS4 wide body electronic AMOK wire-free SVN escutcheon, Mifare / DESFire deadbolt privacy function, W lever, unhanded, black chromium finish, for use with 1 3/4" - 2 1/4" thick door | 1 |  | 1 Year | 836.85 | 0.15 | 711.3225
20401 | Salto | E9658W63NE48-C- | XS4 wide body electronic RF wireless ready SVN escutcheon, Mifare / DESFire deadbolt privacy function, W lever, unhanded, black chromium finish, for use with 1 3/4" - 2 1/4" thick door | 1 |  | 1 Year | 761.95 | 0.15 | 647.6575
20402 | Salto | E9658W63NE48-W- | XS4 wide body electronic RF wireless SVN escutcheon, Mifare / DESFire deadbolt privacy function, W lever, unhanded, black chromium finish, for use with 1 3/4" - 2 1/4" thick door | 1 |  | 1 Year | 893.05 | 0.15 | 759.0925
20403 | Salto | E9658W63PM38--- | XS4 wide body electronic wire-free SVN escutcheon, Mifare / DESFire deadbolt privacy function, W lever, unhanded, satin brass finish, for use with 1 3/8" - 1 3/4" thick standard door | 1 |  | 1 Year | 673.15 | 0.15 | 572.1775
20404 | Salto | E9658W63PM38-A- | XS4 wide body electronic AMOK wire-free SVN escutcheon, Mifare / DESFire deadbolt privacy function, W lever, unhanded, satin brass finish, for use with 1 3/8" - 1 3/4" thick standard door | 1 |  | 1 Year | 802.15 | 0.15 | 681.8275
20405 | Salto | E9658W63PM38-C- | XS4 wide body electronic RF wireless ready SVN escutcheon, Mifare / DESFire deadbolt privacy function, W lever, unhanded, satin brass finish, for use with 1 3/8" - 1 3/4" thick standard door | 1 |  | 1 Year | 727.25 | 0.15 | 618.1625
20406 | Salto | E9658W63PM38-W- | XS4 wide body electronic RF wireless SVN escutcheon, Mifare / DESFire deadbolt privacy function, W lever, unhanded, satin brass finish, for use with 1 3/8" - 1 3/4" thick standard door | 1 |  | 1 Year | 858.35 | 0.15 | 729.5975
20407 | Salto | E9658W63PM48--- | XS4 wide body electronic wire-free SVN escutcheon, Mifare / DESFire deadbolt privacy function, W lever, unhanded, satin brass finish, for use with 1 3/4" - 2 1/4" thick door | 1 |  | 1 Year | 673.15 | 0.15 | 572.1775
20408 | Salto | E9658W63PM48-A- | XS4 wide body electronic AMOK wire-free SVN escutcheon, Mifare / DESFire deadbolt privacy function, W lever, unhanded, satin brass finish, for use with 1 3/4" - 2 1/4" thick door | 1 |  | 1 Year | 802.15 | 0.15 | 681.8275
20409 | Salto | E9658W63PM48-C- | XS4 wide body electronic RF wireless ready SVN escutcheon, Mifare / DESFire deadbolt privacy function, W lever, unhanded, satin brass finish, for use with 1 3/4" - 2 1/4" thick door | 1 |  | 1 Year | 727.25 | 0.15 | 618.1625
20410 | Salto | E9658W63PM48-W- | XS4 wide body electronic RF wireless SVN escutcheon, Mifare / DESFire deadbolt privacy function, W lever, unhanded, satin brass finish, for use with 1 3/4" - 2 1/4" thick door | 1 |  | 1 Year | 858.35 | 0.15 | 729.5975
20411 | Salto | E9658W63PP38--- | XS4 wide body electronic wire-free SVN escutcheon, Mifare / DESFire deadbolt privacy function, W lever, unhanded, bright brass finish, for use with 1 3/8" - 1 3/4" thick standard door | 1 |  | 1 Year | 689.45 | 0.15 | 586.0325
20412 | Salto | E9658W63PP38-A- | XS4 wide body electronic AMOK wire-free SVN escutcheon, Mifare / DESFire deadbolt privacy function, W lever, unhanded, bright brass finish, for use with 1 3/8" - 1 3/4" thick standard door | 1 |  | 1 Year | 818.45 | 0.15 | 695.6825
20413 | Salto | E9658W63PP38-C- | XS4 wide body electronic RF wireless ready SVN escutcheon, Mifare / DESFire deadbolt privacy function, W lever, unhanded, bright brass finish, for use with 1 3/8" - 1 3/4" thick standard door | 1 |  | 1 Year | 743.55 | 0.15 | 632.0175
20414 | Salto | E9658W63PP38-W- | XS4 wide body electronic RF wireless SVN escutcheon, Mifare / DESFire deadbolt privacy function, W lever, unhanded, bright brass finish, for use with 1 3/8" - 1 3/4" thick standard door | 1 |  | 1 Year | 874.65 | 0.15 | 743.4525
20415 | Salto | E9658W63PP48--- | XS4 wide body electronic wire-free SVN escutcheon, Mifare / DESFire deadbolt privacy function, W lever, unhanded, bright brass finish, for use with 1 3/4" - 2 1/4" thick door | 1 |  | 1 Year | 689.45 | 0.15 | 586.0325
20416 | Salto | E9658W63PP48-A- | XS4 wide body electronic AMOK wire-free SVN escutcheon, Mifare / DESFire deadbolt privacy function, W lever, unhanded, bright brass finish, for use with 1 3/4" - 2 1/4" thick door | 1 |  | 1 Year | 818.45 | 0.15 | 695.6825
20417 | Salto | E9658W63PP48-C- | XS4 wide body electronic RF wireless ready SVN escutcheon, Mifare / DESFire deadbolt privacy function, W lever, unhanded, bright brass finish, for use with 1 3/4" - 2 1/4" thick door | 1 |  | 1 Year | 743.55 | 0.15 | 632.0175
20418 | Salto | E9658W63PP48-W- | XS4 wide body electronic RF wireless SVN escutcheon, Mifare / DESFire deadbolt privacy function, W lever, unhanded, bright brass finish, for use with 1 3/4" - 2 1/4" thick door | 1 |  | 1 Year | 874.65 | 0.15 | 743.4525
20419 | Salto | E9660200IM38--- | XS4 wide body electronic wire-free SVN escutcheon, Mifare / DESFire entrance w/ key override function, Columbo Robodue premium series lever, unhanded, satin stainless finish, for use with 1 3/8" - 1 3/4" thick standard door | 1 |  | 1 Year | 719.05 | 0.15 | 611.1925
20420 | Salto | E9660200IM38-A- | XS4 wide body electronic AMOK wire-free SVN escutcheon, Mifare / DESFire entrance w/ key override function, Columbo Robodue premium series lever, unhanded, satin stainless finish, for use with 1 3/8" - 1 3/4" thick standard door | 1 |  | 1 Year | 848.05 | 0.15 | 720.8425
20421 | Salto | E9660200IM38-C- | XS4 wide body electronic RF wireless ready SVN escutcheon, Mifare / DESFire entrance w/ key override function, Columbo Robodue premium series lever, unhanded, satin stainless finish, for use with 1 3/8" - 1 3/4" thick standard door | 1 |  | 1 Year | 773.15 | 0.15 | 657.1775
20422 | Salto | E9660200IM38-W- | XS4 wide body electronic RF wireless SVN escutcheon, Mifare / DESFire entrance w/ key override function, Columbo Robodue premium series lever, unhanded, satin stainless finish, for use with 1 3/8" - 1 3/4" thick standard door | 1 |  | 1 Year | 904.25 | 0.15 | 768.6125
20423 | Salto | E9660200IM48--- | XS4 wide body electronic wire-free SVN escutcheon, Mifare / DESFire entrance w/ key override function, Columbo Robodue premium series lever, unhanded, satin stainless finish, for use with 1 3/4" - 2 1/4" thick door | 1 |  | 1 Year | 719.05 | 0.15 | 611.1925
20424 | Salto | E9660200IM48-A- | XS4 wide body electronic AMOK wire-free SVN escutcheon, Mifare / DESFire entrance w/ key override function, Columbo Robodue premium series lever, unhanded, satin stainless finish, for use with 1 3/4" - 2 1/4" thick door | 1 |  | 1 Year | 848.05 | 0.15 | 720.8425
20425 | Salto | E9660200IM48-C- | XS4 wide body electronic RF wireless ready SVN escutcheon, Mifare / DESFire entrance w/ key override function, Columbo Robodue premium series lever, unhanded, satin stainless finish, for use with 1 3/4" - 2 1/4" thick door | 1 |  | 1 Year | 773.15 | 0.15 | 657.1775
20426 | Salto | E9660200IM48-W- | XS4 wide body electronic RF wireless SVN escutcheon, Mifare / DESFire entrance w/ key override function, Columbo Robodue premium series lever, unhanded, satin stainless finish, for use with 1 3/4" - 2 1/4" thick door | 1 |  | 1 Year | 904.25 | 0.15 | 768.6125
20427 | Salto | E9660200IP38--- | XS4 wide body electronic wire-free SVN escutcheon, Mifare / DESFire entrance w/ key override function, Columbo Robodue premium series lever, unhanded, bright stainless steel finish, for use with 1 3/8" - 1 3/4" thick standard door | 1 |  | 1 Year | 735.35 | 0.15 | 625.0475
20428 | Salto | E9660200IP38-A- | XS4 wide body electronic AMOK wire-free SVN escutcheon, Mifare / DESFire entrance w/ key override function, Columbo Robodue premium series lever, unhanded, bright stainless steel finish, for use with 1 3/8" - 1 3/4" thick standard door | 1 |  | 1 Year | 864.35 | 0.15 | 734.6975
20429 | Salto | E9660200IP38-C- | XS4 wide body electronic RF wireless ready SVN escutcheon, Mifare / DESFire entrance w/ key override function, Columbo Robodue premium series lever, unhanded, bright stainless steel finish, for use with 1 3/8" - 1 3/4" thick standard door | 1 |  | 1 Year | 789.45 | 0.15 | 671.0325
20430 | Salto | E9660200IP38-W- | XS4 wide body electronic RF wireless SVN escutcheon, Mifare / DESFire entrance w/ key override function, Columbo Robodue premium series lever, unhanded, bright stainless steel finish, for use with 1 3/8" - 1 3/4" thick standard door | 1 |  | 1 Year | 920.55 | 0.15 | 782.4675
20431 | Salto | E9660200IP48--- | XS4 wide body electronic wire-free SVN escutcheon, Mifare / DESFire entrance w/ key override function, Columbo Robodue premium series lever, unhanded, bright stainless steel finish, for use with 1 3/4" - 2 1/4" thick door | 1 |  | 1 Year | 735.35 | 0.15 | 625.0475
20432 | Salto | E9660200IP48-A- | XS4 wide body electronic AMOK wire-free SVN escutcheon, Mifare / DESFire entrance w/ key override function, Columbo Robodue premium series lever, unhanded, bright stainless steel finish, for use with 1 3/4" - 2 1/4" thick door | 1 |  | 1 Year | 864.35 | 0.15 | 734.6975
20433 | Salto | E9660200IP48-C- | XS4 wide body electronic RF wireless ready SVN escutcheon, Mifare / DESFire entrance w/ key override function, Columbo Robodue premium series lever, unhanded, bright stainless steel finish, for use with 1 3/4" - 2 1/4" thick door | 1 |  | 1 Year | 789.45 | 0.15 | 671.0325
20434 | Salto | E9660200IP48-W- | XS4 wide body electronic RF wireless SVN escutcheon, Mifare / DESFire entrance w/ key override function, Columbo Robodue premium series lever, unhanded, bright stainless steel finish, for use with 1 3/4" - 2 1/4" thick door | 1 |  | 1 Year | 920.55 | 0.15 | 782.4675
20435 | Salto | E9660200PP38--- | XS4 wide body electronic wire-free SVN escutcheon, Mifare / DESFire entrance w/ key override function, Columbo Robodue premium series lever, unhanded, bright brass finish, for use with 1 3/8" - 1 3/4" thick standard door | 1 |  | 1 Year | 735.35 | 0.15 | 625.0475
20436 | Salto | E9660200PP38-A- | XS4 wide body electronic AMOK wire-free SVN escutcheon, Mifare / DESFire entrance w/ key override function, Columbo Robodue premium series lever, unhanded, bright brass finish, for use with 1 3/8" - 1 3/4" thick standard door | 1 |  | 1 Year | 864.35 | 0.15 | 734.6975
20437 | Salto | E9660200PP38-C- | XS4 wide body electronic RF wireless ready SVN escutcheon, Mifare / DESFire entrance w/ key override function, Columbo Robodue premium series lever, unhanded, bright brass finish, for use with 1 3/8" - 1 3/4" thick standard door | 1 |  | 1 Year | 789.45 | 0.15 | 671.0325
20438 | Salto | E9660200PP38-W- | XS4 wide body electronic RF wireless SVN escutcheon, Mifare / DESFire entrance w/ key override function, Columbo Robodue premium series lever, unhanded, bright brass finish, for use with 1 3/8" - 1 3/4" thick standard door | 1 |  | 1 Year | 920.55 | 0.15 | 782.4675
20439 | Salto | E9660200PP48--- | XS4 wide body electronic wire-free SVN escutcheon, Mifare / DESFire entrance w/ key override function, Columbo Robodue premium series lever, unhanded, bright brass finish, for use with 1 3/4" - 2 1/4" thick door | 1 |  | 1 Year | 735.35 | 0.15 | 625.0475
20440 | Salto | E9660200PP48-A- | XS4 wide body electronic AMOK wire-free SVN escutcheon, Mifare / DESFire entrance w/ key override function, Columbo Robodue premium series lever, unhanded, bright brass finish, for use with 1 3/4" - 2 1/4" thick door | 1 |  | 1 Year | 864.35 | 0.15 | 734.6975
20441 | Salto | E9660200PP48-C- | XS4 wide body electronic RF wireless ready SVN escutcheon, Mifare / DESFire entrance w/ key override function, Columbo Robodue premium series lever, unhanded, bright brass finish, for use with 1 3/4" - 2 1/4" thick door | 1 |  | 1 Year | 789.45 | 0.15 | 671.0325
20442 | Salto | E9660200PP48-W- | XS4 wide body electronic RF wireless SVN escutcheon, Mifare / DESFire entrance w/ key override function, Columbo Robodue premium series lever, unhanded, bright brass finish, for use with 1 3/4" - 2 1/4" thick door | 1 |  | 1 Year | 920.55 | 0.15 | 782.4675
20443 | Salto | E9660300IM38--- | XS4 wide body electronic wire-free SVN escutcheon, Mifare / DESFire entrance w/ key override function, Columbo Robotre premium series lever, unhanded, satin stainless finish, for use with 1 3/8" - 1 3/4" thick standard door | 1 |  | 1 Year | 719.05 | 0.15 | 611.1925
20444 | Salto | E9660300IM38-A- | XS4 wide body electronic AMOK wire-free SVN escutcheon, Mifare / DESFire entrance w/ key override function, Columbo Robotre premium series lever, unhanded, satin stainless finish, for use with 1 3/8" - 1 3/4" thick standard door | 1 |  | 1 Year | 848.05 | 0.15 | 720.8425
20445 | Salto | E9660300IM38-C- | XS4 wide body electronic RF wireless ready SVN escutcheon, Mifare / DESFire entrance w/ key override function, Columbo Robotre premium series lever, unhanded, satin stainless finish, for use with 1 3/8" - 1 3/4" thick standard door | 1 |  | 1 Year | 773.15 | 0.15 | 657.1775
20446 | Salto | E9660300IM38-W- | XS4 wide body electronic RF wireless SVN escutcheon, Mifare / DESFire entrance w/ key override function, Columbo Robotre premium series lever, unhanded, satin stainless finish, for use with 1 3/8" - 1 3/4" thick standard door | 1 |  | 1 Year | 904.25 | 0.15 | 768.6125
20447 | Salto | E9660300IM48--- | XS4 wide body electronic wire-free SVN escutcheon, Mifare / DESFire entrance w/ key override function, Columbo Robotre premium series lever, unhanded, satin stainless finish, for use with 1 3/4" - 2 1/4" thick door | 1 |  | 1 Year | 719.05 | 0.15 | 611.1925
20448 | Salto | E9660300IM48-A- | XS4 wide body electronic AMOK wire-free SVN escutcheon, Mifare / DESFire entrance w/ key override function, Columbo Robotre premium series lever, unhanded, satin stainless finish, for use with 1 3/4" - 2 1/4" thick door | 1 |  | 1 Year | 848.05 | 0.15 | 720.8425
20449 | Salto | E9660300IM48-C- | XS4 wide body electronic RF wireless ready SVN escutcheon, Mifare / DESFire entrance w/ key override function, Columbo Robotre premium series lever, unhanded, satin stainless finish, for use with 1 3/4" - 2 1/4" thick door | 1 |  | 1 Year | 773.15 | 0.15 | 657.1775
20450 | Salto | E9660300IM48-W- | XS4 wide body electronic RF wireless SVN escutcheon, Mifare / DESFire entrance w/ key override function, Columbo Robotre premium series lever, unhanded, satin stainless finish, for use with 1 3/4" - 2 1/4" thick door | 1 |  | 1 Year | 904.25 | 0.15 | 768.6125
20451 | Salto | E9660300IP38--- | XS4 wide body electronic wire-free SVN escutcheon, Mifare / DESFire entrance w/ key override function, Columbo Robotre premium series lever, unhanded, bright stainless steel finish, for use with 1 3/8" - 1 3/4" thick standard door | 1 |  | 1 Year | 735.35 | 0.15 | 625.0475
20452 | Salto | E9660300IP38-A- | XS4 wide body electronic AMOK wire-free SVN escutcheon, Mifare / DESFire entrance w/ key override function, Columbo Robotre premium series lever, unhanded, bright stainless steel finish, for use with 1 3/8" - 1 3/4" thick standard door | 1 |  | 1 Year | 864.35 | 0.15 | 734.6975
20453 | Salto | E9660300IP38-C- | XS4 wide body electronic RF wireless ready SVN escutcheon, Mifare / DESFire entrance w/ key override function, Columbo Robotre premium series lever, unhanded, bright stainless steel finish, for use with 1 3/8" - 1 3/4" thick standard door | 1 |  | 1 Year | 789.45 | 0.15 | 671.0325
20454 | Salto | E9660300IP38-W- | XS4 wide body electronic RF wireless SVN escutcheon, Mifare / DESFire entrance w/ key override function, Columbo Robotre premium series lever, unhanded, bright stainless steel finish, for use with 1 3/8" - 1 3/4" thick standard door | 1 |  | 1 Year | 920.55 | 0.15 | 782.4675
20455 | Salto | E9660300IP48--- | XS4 wide body electronic wire-free SVN escutcheon, Mifare / DESFire entrance w/ key override function, Columbo Robotre premium series lever, unhanded, bright stainless steel finish, for use with 1 3/4" - 2 1/4" thick door | 1 |  | 1 Year | 735.35 | 0.15 | 625.0475
20456 | Salto | E9660300IP48-A- | XS4 wide body electronic AMOK wire-free SVN escutcheon, Mifare / DESFire entrance w/ key override function, Columbo Robotre premium series lever, unhanded, bright stainless steel finish, for use with 1 3/4" - 2 1/4" thick door | 1 |  | 1 Year | 864.35 | 0.15 | 734.6975
20457 | Salto | E9660300IP48-C- | XS4 wide body electronic RF wireless ready SVN escutcheon, Mifare / DESFire entrance w/ key override function, Columbo Robotre premium series lever, unhanded, bright stainless steel finish, for use with 1 3/4" - 2 1/4" thick door | 1 |  | 1 Year | 789.45 | 0.15 | 671.0325
20458 | Salto | E9660300IP48-W- | XS4 wide body electronic RF wireless SVN escutcheon, Mifare / DESFire entrance w/ key override function, Columbo Robotre premium series lever, unhanded, bright stainless steel finish, for use with 1 3/4" - 2 1/4" thick door | 1 |  | 1 Year | 920.55 | 0.15 | 782.4675
20459 | Salto | E9660300PP38--- | XS4 wide body electronic wire-free SVN escutcheon, Mifare / DESFire entrance w/ key override function, Columbo Robotre premium series lever, unhanded, bright brass finish, for use with 1 3/8" - 1 3/4" thick standard door | 1 |  | 1 Year | 735.35 | 0.15 | 625.0475
20460 | Salto | E9660300PP38-A- | XS4 wide body electronic AMOK wire-free SVN escutcheon, Mifare / DESFire entrance w/ key override function, Columbo Robotre premium series lever, unhanded, bright brass finish, for use with 1 3/8" - 1 3/4" thick standard door | 1 |  | 1 Year | 864.35 | 0.15 | 734.6975
20461 | Salto | E9660300PP38-C- | XS4 wide body electronic RF wireless ready SVN escutcheon, Mifare / DESFire entrance w/ key override function, Columbo Robotre premium series lever, unhanded, bright brass finish, for use with 1 3/8" - 1 3/4" thick standard door | 1 |  | 1 Year | 789.45 | 0.15 | 671.0325
20462 | Salto | E9660300PP38-W- | XS4 wide body electronic RF wireless SVN escutcheon, Mifare / DESFire entrance w/ key override function, Columbo Robotre premium series lever, unhanded, bright brass finish, for use with 1 3/8" - 1 3/4" thick standard door | 1 |  | 1 Year | 920.55 | 0.15 | 782.4675
20463 | Salto | E9660300PP48--- | XS4 wide body electronic wire-free SVN escutcheon, Mifare / DESFire entrance w/ key override function, Columbo Robotre premium series lever, unhanded, bright brass finish, for use with 1 3/4" - 2 1/4" thick door | 1 |  | 1 Year | 735.35 | 0.15 | 625.0475
20464 | Salto | E9660300PP48-A- | XS4 wide body electronic AMOK wire-free SVN escutcheon, Mifare / DESFire entrance w/ key override function, Columbo Robotre premium series lever, unhanded, bright brass finish, for use with 1 3/4" - 2 1/4" thick door | 1 |  | 1 Year | 864.35 | 0.15 | 734.6975
20465 | Salto | E9660300PP48-C- | XS4 wide body electronic RF wireless ready SVN escutcheon, Mifare / DESFire entrance w/ key override function, Columbo Robotre premium series lever, unhanded, bright brass finish, for use with 1 3/4" - 2 1/4" thick door | 1 |  | 1 Year | 789.45 | 0.15 | 671.0325
20466 | Salto | E9660300PP48-W- | XS4 wide body electronic RF wireless SVN escutcheon, Mifare / DESFire entrance w/ key override function, Columbo Robotre premium series lever, unhanded, bright brass finish, for use with 1 3/4" - 2 1/4" thick door | 1 |  | 1 Year | 920.55 | 0.15 | 782.4675
20467 | Salto | E9660400IM38--- | XS4 wide body electronic wire-free SVN escutcheon, Mifare / DESFire entrance w/ key override function, Columbo Roboquattro premium series lever, unhanded, satin stainless finish, for use with 1 3/8" - 1 3/4" thick standard door | 1 |  | 1 Year | 719.05 | 0.15 | 611.1925
20468 | Salto | E9660400IM38-A- | XS4 wide body electronic AMOK wire-free SVN escutcheon, Mifare / DESFire entrance w/ key override function, Columbo Roboquattro premium series lever, unhanded, satin stainless finish, for use with 1 3/8" - 1 3/4" thick standard door | 1 |  | 1 Year | 848.05 | 0.15 | 720.8425
20469 | Salto | E9660400IM38-C- | XS4 wide body electronic RF wireless ready SVN escutcheon, Mifare / DESFire entrance w/ key override function, Columbo Roboquattro premium series lever, unhanded, satin stainless finish, for use with 1 3/8" - 1 3/4" thick standard door | 1 |  | 1 Year | 773.15 | 0.15 | 657.1775
20470 | Salto | E9660400IM38-W- | XS4 wide body electronic RF wireless SVN escutcheon, Mifare / DESFire entrance w/ key override function, Columbo Roboquattro premium series lever, unhanded, satin stainless finish, for use with 1 3/8" - 1 3/4" thick standard door | 1 |  | 1 Year | 904.25 | 0.15 | 768.6125
20471 | Salto | E9660400IM48--- | XS4 wide body electronic wire-free SVN escutcheon, Mifare / DESFire entrance w/ key override function, Columbo Roboquattro premium series lever, unhanded, satin stainless finish, for use with 1 3/4" - 2 1/4" thick door | 1 |  | 1 Year | 719.05 | 0.15 | 611.1925
20472 | Salto | E9660400IM48-A- | XS4 wide body electronic AMOK wire-free SVN escutcheon, Mifare / DESFire entrance w/ key override function, Columbo Roboquattro premium series lever, unhanded, satin stainless finish, for use with 1 3/4" - 2 1/4" thick door | 1 |  | 1 Year | 848.05 | 0.15 | 720.8425
20473 | Salto | E9660400IM48-C- | XS4 wide body electronic RF wireless ready SVN escutcheon, Mifare / DESFire entrance w/ key override function, Columbo Roboquattro premium series lever, unhanded, satin stainless finish, for use with 1 3/4" - 2 1/4" thick door | 1 |  | 1 Year | 773.15 | 0.15 | 657.1775
20474 | Salto | E9660400IM48-W- | XS4 wide body electronic RF wireless SVN escutcheon, Mifare / DESFire entrance w/ key override function, Columbo Roboquattro premium series lever, unhanded, satin stainless finish, for use with 1 3/4" - 2 1/4" thick door | 1 |  | 1 Year | 904.25 | 0.15 | 768.6125
20475 | Salto | E9660400IP38--- | XS4 wide body electronic wire-free SVN escutcheon, Mifare / DESFire entrance w/ key override function, Columbo Roboquattro premium series lever, unhanded, bright stainless steel finish, for use with 1 3/8" - 1 3/4" thick standard door | 1 |  | 1 Year | 735.35 | 0.15 | 625.0475
20476 | Salto | E9660400IP38-A- | XS4 wide body electronic AMOK wire-free SVN escutcheon, Mifare / DESFire entrance w/ key override function, Columbo Roboquattro premium series lever, unhanded, bright stainless steel finish, for use with 1 3/8" - 1 3/4" thick standard door | 1 |  | 1 Year | 864.35 | 0.15 | 734.6975
20477 | Salto | E9660400IP38-C- | XS4 wide body electronic RF wireless ready SVN escutcheon, Mifare / DESFire entrance w/ key override function, Columbo Roboquattro premium series lever, unhanded, bright stainless steel finish, for use with 1 3/8" - 1 3/4" thick standard door | 1 |  | 1 Year | 789.45 | 0.15 | 671.0325
20478 | Salto | E9660400IP38-W- | XS4 wide body electronic RF wireless SVN escutcheon, Mifare / DESFire entrance w/ key override function, Columbo Roboquattro premium series lever, unhanded, bright stainless steel finish, for use with 1 3/8" - 1 3/4" thick standard door | 1 |  | 1 Year | 920.55 | 0.15 | 782.4675
20479 | Salto | E9660400IP48--- | XS4 wide body electronic wire-free SVN escutcheon, Mifare / DESFire entrance w/ key override function, Columbo Roboquattro premium series lever, unhanded, bright stainless steel finish, for use with 1 3/4" - 2 1/4" thick door | 1 |  | 1 Year | 735.35 | 0.15 | 625.0475
20480 | Salto | E9660400IP48-A- | XS4 wide body electronic AMOK wire-free SVN escutcheon, Mifare / DESFire entrance w/ key override function, Columbo Roboquattro premium series lever, unhanded, bright stainless steel finish, for use with 1 3/4" - 2 1/4" thick door | 1 |  | 1 Year | 864.35 | 0.15 | 734.6975
20481 | Salto | E9660400IP48-C- | XS4 wide body electronic RF wireless ready SVN escutcheon, Mifare / DESFire entrance w/ key override function, Columbo Roboquattro premium series lever, unhanded, bright stainless steel finish, for use with 1 3/4" - 2 1/4" thick door | 1 |  | 1 Year | 789.45 | 0.15 | 671.0325
20482 | Salto | E9660400IP48-W- | XS4 wide body electronic RF wireless SVN escutcheon, Mifare / DESFire entrance w/ key override function, Columbo Roboquattro premium series lever, unhanded, bright stainless steel finish, for use with 1 3/4" - 2 1/4" thick door | 1 |  | 1 Year | 920.55 | 0.15 | 782.4675
20483 | Salto | E9660400PP38--- | XS4 wide body electronic wire-free SVN escutcheon, Mifare / DESFire entrance w/ key override function, Columbo Roboquattro premium series lever, unhanded, bright brass finish, for use with 1 3/8" - 1 3/4" thick standard door | 1 |  | 1 Year | 735.35 | 0.15 | 625.0475
20484 | Salto | E9660400PP38-A- | XS4 wide body electronic AMOK wire-free SVN escutcheon, Mifare / DESFire entrance w/ key override function, Columbo Roboquattro premium series lever, unhanded, bright brass finish, for use with 1 3/8" - 1 3/4" thick standard door | 1 |  | 1 Year | 864.35 | 0.15 | 734.6975
20485 | Salto | E9660400PP38-C- | XS4 wide body electronic RF wireless ready SVN escutcheon, Mifare / DESFire entrance w/ key override function, Columbo Roboquattro premium series lever, unhanded, bright brass finish, for use with 1 3/8" - 1 3/4" thick standard door | 1 |  | 1 Year | 789.45 | 0.15 | 671.0325
20486 | Salto | E9660400PP38-W- | XS4 wide body electronic RF wireless SVN escutcheon, Mifare / DESFire entrance w/ key override function, Columbo Roboquattro premium series lever, unhanded, bright brass finish, for use with 1 3/8" - 1 3/4" thick standard door | 1 |  | 1 Year | 920.55 | 0.15 | 782.4675
20487 | Salto | E9660400PP48--- | XS4 wide body electronic wire-free SVN escutcheon, Mifare / DESFire entrance w/ key override function, Columbo Roboquattro premium series lever, unhanded, bright brass finish, for use with 1 3/4" - 2 1/4" thick door | 1 |  | 1 Year | 735.35 | 0.15 | 625.0475
20488 | Salto | E9660400PP48-A- | XS4 wide body electronic AMOK wire-free SVN escutcheon, Mifare / DESFire entrance w/ key override function, Columbo Roboquattro premium series lever, unhanded, bright brass finish, for use with 1 3/4" - 2 1/4" thick door | 1 |  | 1 Year | 864.35 | 0.15 | 734.6975
20489 | Salto | E9660400PP48-C- | XS4 wide body electronic RF wireless ready SVN escutcheon, Mifare / DESFire entrance w/ key override function, Columbo Roboquattro premium series lever, unhanded, bright brass finish, for use with 1 3/4" - 2 1/4" thick door | 1 |  | 1 Year | 789.45 | 0.15 | 671.0325
20490 | Salto | E9660400PP48-W- | XS4 wide body electronic RF wireless SVN escutcheon, Mifare / DESFire entrance w/ key override function, Columbo Roboquattro premium series lever, unhanded, bright brass finish, for use with 1 3/4" - 2 1/4" thick door | 1 |  | 1 Year | 920.55 | 0.15 | 782.4675
20491 | Salto | E9660700IM38--- | XS4 wide body electronic wire-free SVN escutcheon, Mifare / DESFire entrance w/ key override function, Columbo Mach premium series lever, unhanded, satin stainless finish, for use with 1 3/8" - 1 3/4" thick standard door | 1 |  | 1 Year | 719.05 | 0.15 | 611.1925
20492 | Salto | E9660700IM38-A- | XS4 wide body electronic AMOK wire-free SVN escutcheon, Mifare / DESFire entrance w/ key override function, Columbo Mach premium series lever, unhanded, satin stainless finish, for use with 1 3/8" - 1 3/4" thick standard door | 1 |  | 1 Year | 848.05 | 0.15 | 720.8425
20493 | Salto | E9660700IM38-C- | XS4 wide body electronic RF wireless ready SVN escutcheon, Mifare / DESFire entrance w/ key override function, Columbo Mach premium series lever, unhanded, satin stainless finish, for use with 1 3/8" - 1 3/4" thick standard door | 1 |  | 1 Year | 773.15 | 0.15 | 657.1775
20494 | Salto | E9660700IM38-W- | XS4 wide body electronic RF wireless SVN escutcheon, Mifare / DESFire entrance w/ key override function, Columbo Mach premium series lever, unhanded, satin stainless finish, for use with 1 3/8" - 1 3/4" thick standard door | 1 |  | 1 Year | 904.25 | 0.15 | 768.6125
20495 | Salto | E9660700IM48--- | XS4 wide body electronic wire-free SVN escutcheon, Mifare / DESFire entrance w/ key override function, Columbo Mach premium series lever, unhanded, satin stainless finish, for use with 1 3/4" - 2 1/4" thick door | 1 |  | 1 Year | 719.05 | 0.15 | 611.1925
20496 | Salto | E9660700IM48-A- | XS4 wide body electronic AMOK wire-free SVN escutcheon, Mifare / DESFire entrance w/ key override function, Columbo Mach premium series lever, unhanded, satin stainless finish, for use with 1 3/4" - 2 1/4" thick door | 1 |  | 1 Year | 848.05 | 0.15 | 720.8425
20497 | Salto | E9660700IM48-C- | XS4 wide body electronic RF wireless ready SVN escutcheon, Mifare / DESFire entrance w/ key override function, Columbo Mach premium series lever, unhanded, satin stainless finish, for use with 1 3/4" - 2 1/4" thick door | 1 |  | 1 Year | 773.15 | 0.15 | 657.1775
20498 | Salto | E9660700IM48-W- | XS4 wide body electronic RF wireless SVN escutcheon, Mifare / DESFire entrance w/ key override function, Columbo Mach premium series lever, unhanded, satin stainless finish, for use with 1 3/4" - 2 1/4" thick door | 1 |  | 1 Year | 904.25 | 0.15 | 768.6125
20499 | Salto | E9660700IP38--- | XS4 wide body electronic wire-free SVN escutcheon, Mifare / DESFire entrance w/ key override function, Columbo Mach premium series lever, unhanded, bright stainless steel finish, for use with 1 3/8" - 1 3/4" thick standard door | 1 |  | 1 Year | 735.35 | 0.15 | 625.0475
20500 | Salto | E9660700IP38-A- | XS4 wide body electronic AMOK wire-free SVN escutcheon, Mifare / DESFire entrance w/ key override function, Columbo Mach premium series lever, unhanded, bright stainless steel finish, for use with 1 3/8" - 1 3/4" thick standard door | 1 |  | 1 Year | 864.35 | 0.15 | 734.6975
20501 | Salto | E9660700IP38-C- | XS4 wide body electronic RF wireless ready SVN escutcheon, Mifare / DESFire entrance w/ key override function, Columbo Mach premium series lever, unhanded, bright stainless steel finish, for use with 1 3/8" - 1 3/4" thick standard door | 1 |  | 1 Year | 789.45 | 0.15 | 671.0325
20502 | Salto | E9660700IP38-W- | XS4 wide body electronic RF wireless SVN escutcheon, Mifare / DESFire entrance w/ key override function, Columbo Mach premium series lever, unhanded, bright stainless steel finish, for use with 1 3/8" - 1 3/4" thick standard door | 1 |  | 1 Year | 920.55 | 0.15 | 782.4675
20503 | Salto | E9660700IP48--- | XS4 wide body electronic wire-free SVN escutcheon, Mifare / DESFire entrance w/ key override function, Columbo Mach premium series lever, unhanded, bright stainless steel finish, for use with 1 3/4" - 2 1/4" thick door | 1 |  | 1 Year | 735.35 | 0.15 | 625.0475
20504 | Salto | E9660700IP48-A- | XS4 wide body electronic AMOK wire-free SVN escutcheon, Mifare / DESFire entrance w/ key override function, Columbo Mach premium series lever, unhanded, bright stainless steel finish, for use with 1 3/4" - 2 1/4" thick door | 1 |  | 1 Year | 864.35 | 0.15 | 734.6975
20505 | Salto | E9660700IP48-C- | XS4 wide body electronic RF wireless ready SVN escutcheon, Mifare / DESFire entrance w/ key override function, Columbo Mach premium series lever, unhanded, bright stainless steel finish, for use with 1 3/4" - 2 1/4" thick door | 1 |  | 1 Year | 789.45 | 0.15 | 671.0325
20506 | Salto | E9660700IP48-W- | XS4 wide body electronic RF wireless SVN escutcheon, Mifare / DESFire entrance w/ key override function, Columbo Mach premium series lever, unhanded, bright stainless steel finish, for use with 1 3/4" - 2 1/4" thick door | 1 |  | 1 Year | 920.55 | 0.15 | 782.4675
20507 | Salto | E9660700PP38--- | XS4 wide body electronic wire-free SVN escutcheon, Mifare / DESFire entrance w/ key override function, Columbo Mach premium series lever, unhanded, bright brass finish, for use with 1 3/8" - 1 3/4" thick standard door | 1 |  | 1 Year | 735.35 | 0.15 | 625.0475
20508 | Salto | E9660700PP38-A- | XS4 wide body electronic AMOK wire-free SVN escutcheon, Mifare / DESFire entrance w/ key override function, Columbo Mach premium series lever, unhanded, bright brass finish, for use with 1 3/8" - 1 3/4" thick standard door | 1 |  | 1 Year | 864.35 | 0.15 | 734.6975
20509 | Salto | E9660700PP38-C- | XS4 wide body electronic RF wireless ready SVN escutcheon, Mifare / DESFire entrance w/ key override function, Columbo Mach premium series lever, unhanded, bright brass finish, for use with 1 3/8" - 1 3/4" thick standard door | 1 |  | 1 Year | 789.45 | 0.15 | 671.0325
20510 | Salto | E9660700PP38-W- | XS4 wide body electronic RF wireless SVN escutcheon, Mifare / DESFire entrance w/ key override function, Columbo Mach premium series lever, unhanded, bright brass finish, for use with 1 3/8" - 1 3/4" thick standard door | 1 |  | 1 Year | 920.55 | 0.15 | 782.4675
20511 | Salto | E9660700PP48--- | XS4 wide body electronic wire-free SVN escutcheon, Mifare / DESFire entrance w/ key override function, Columbo Mach premium series lever, unhanded, bright brass finish, for use with 1 3/4" - 2 1/4" thick door | 1 |  | 1 Year | 735.35 | 0.15 | 625.0475
20512 | Salto | E9660700PP48-A- | XS4 wide body electronic AMOK wire-free SVN escutcheon, Mifare / DESFire entrance w/ key override function, Columbo Mach premium series lever, unhanded, bright brass finish, for use with 1 3/4" - 2 1/4" thick door | 1 |  | 1 Year | 864.35 | 0.15 | 734.6975
20513 | Salto | E9660700PP48-C- | XS4 wide body electronic RF wireless ready SVN escutcheon, Mifare / DESFire entrance w/ key override function, Columbo Mach premium series lever, unhanded, bright brass finish, for use with 1 3/4" - 2 1/4" thick door | 1 |  | 1 Year | 789.45 | 0.15 | 671.0325
20514 | Salto | E9660700PP48-W- | XS4 wide body electronic RF wireless SVN escutcheon, Mifare / DESFire entrance w/ key override function, Columbo Mach premium series lever, unhanded, bright brass finish, for use with 1 3/4" - 2 1/4" thick door | 1 |  | 1 Year | 920.55 | 0.15 | 782.4675
20515 | Salto | E9660A00BC38--- | XS4 wide body electronic wire-free SVN escutcheon, Mifare / DESFire entrance w/ key override function, A lever, unhanded, BioCote antimicrobial finish, for use with 1 3/8" - 1 3/4" thick standard door | 1 |  | 1 Year | 725.15 | 0.15 | 616.3775
20516 | Salto | E9660A00BC38-A- | XS4 wide body electronic AMOK wire-free SVN escutcheon, Mifare / DESFire entrance w/ key override function, A lever, unhanded, BioCote antimicrobial finish, for use with 1 3/8" - 1 3/4" thick standard door | 1 |  | 1 Year | 854.15 | 0.15 | 726.0275
20517 | Salto | E9660A00BC38-C- | XS4 wide body electronic RF wireless ready SVN escutcheon, Mifare / DESFire entrance w/ key override function, A lever, unhanded, BioCote antimicrobial finish, for use with 1 3/8" - 1 3/4" thick standard door | 1 |  | 1 Year | 779.25 | 0.15 | 662.3625
20518 | Salto | E9660A00BC38-W- | XS4 wide body electronic RF wireless SVN escutcheon, Mifare / DESFire entrance w/ key override function, A lever, unhanded, BioCote antimicrobial finish, for use with 1 3/8" - 1 3/4" thick standard door | 1 |  | 1 Year | 910.35 | 0.15 | 773.7975
20519 | Salto | E9660A00BC48--- | XS4 wide body electronic wire-free SVN escutcheon, Mifare / DESFire entrance w/ key override function, A lever, unhanded, BioCote antimicrobial finish, for use with 1 3/4" - 2 1/4" thick door | 1 |  | 1 Year | 725.15 | 0.15 | 616.3775
20520 | Salto | E9660A00BC48-A- | XS4 wide body electronic AMOK wire-free SVN escutcheon, Mifare / DESFire entrance w/ key override function, A lever, unhanded, BioCote antimicrobial finish, for use with 1 3/4" - 2 1/4" thick door | 1 |  | 1 Year | 854.15 | 0.15 | 726.0275
20521 | Salto | E9660A00BC48-C- | XS4 wide body electronic RF wireless ready SVN escutcheon, Mifare / DESFire entrance w/ key override function, A lever, unhanded, BioCote antimicrobial finish, for use with 1 3/4" - 2 1/4" thick door | 1 |  | 1 Year | 779.25 | 0.15 | 662.3625
20522 | Salto | E9660A00BC48-W- | XS4 wide body electronic RF wireless SVN escutcheon, Mifare / DESFire entrance w/ key override function, A lever, unhanded, BioCote antimicrobial finish, for use with 1 3/4" - 2 1/4" thick door | 1 |  | 1 Year | 910.35 | 0.15 | 773.7975
20523 | Salto | E9660A00IA38--- | XS4 wide body electronic wire-free SVN escutcheon, Mifare / DESFire entrance w/ key override function, A lever, unhanded, antique brass finish, for use with 1 3/8" - 1 3/4" thick standard door | 1 |  | 1 Year | 725.15 | 0.15 | 616.3775
20524 | Salto | E9660A00IA38-A- | XS4 wide body electronic AMOK wire-free SVN escutcheon, Mifare / DESFire entrance w/ key override function, A lever, unhanded, antique brass finish, for use with 1 3/8" - 1 3/4" thick standard door | 1 |  | 1 Year | 854.15 | 0.15 | 726.0275
20525 | Salto | E9660A00IA38-C- | XS4 wide body electronic RF wireless ready SVN escutcheon, Mifare / DESFire entrance w/ key override function, A lever, unhanded, antique brass finish, for use with 1 3/8" - 1 3/4" thick standard door | 1 |  | 1 Year | 779.25 | 0.15 | 662.3625
20526 | Salto | E9660A00IA38-W- | XS4 wide body electronic RF wireless SVN escutcheon, Mifare / DESFire entrance w/ key override function, A lever, unhanded, antique brass finish, for use with 1 3/8" - 1 3/4" thick standard door | 1 |  | 1 Year | 910.35 | 0.15 | 773.7975
20527 | Salto | E9660A00IA48--- | XS4 wide body electronic wire-free SVN escutcheon, Mifare / DESFire entrance w/ key override function, A lever, unhanded, antique brass finish, for use with 1 3/4" - 2 1/4" thick door | 1 |  | 1 Year | 725.15 | 0.15 | 616.3775
20528 | Salto | E9660A00IA48-A- | XS4 wide body electronic AMOK wire-free SVN escutcheon, Mifare / DESFire entrance w/ key override function, A lever, unhanded, antique brass finish, for use with 1 3/4" - 2 1/4" thick door | 1 |  | 1 Year | 854.15 | 0.15 | 726.0275
20529 | Salto | E9660A00IA48-C- | XS4 wide body electronic RF wireless ready SVN escutcheon, Mifare / DESFire entrance w/ key override function, A lever, unhanded, antique brass finish, for use with 1 3/4" - 2 1/4" thick door | 1 |  | 1 Year | 779.25 | 0.15 | 662.3625
20530 | Salto | E9660A00IA48-W- | XS4 wide body electronic RF wireless SVN escutcheon, Mifare / DESFire entrance w/ key override function, A lever, unhanded, antique brass finish, for use with 1 3/4" - 2 1/4" thick door | 1 |  | 1 Year | 910.35 | 0.15 | 773.7975
20531 | Salto | E9660A00IM38--- | XS4 wide body electronic wire-free SVN escutcheon, Mifare / DESFire entrance w/ key override function, A lever, unhanded, satin stainless finish, for use with 1 3/8" - 1 3/4" thick standard door | 1 |  | 1 Year | 673.15 | 0.15 | 572.1775
20532 | Salto | E9660A00IM38-A- | XS4 wide body electronic AMOK wire-free SVN escutcheon, Mifare / DESFire entrance w/ key override function, A lever, unhanded, satin stainless finish, for use with 1 3/8" - 1 3/4" thick standard door | 1 |  | 1 Year | 802.15 | 0.15 | 681.8275
20533 | Salto | E9660A00IM38-C- | XS4 wide body electronic RF wireless ready SVN escutcheon, Mifare / DESFire entrance w/ key override function, A lever, unhanded, satin stainless finish, for use with 1 3/8" - 1 3/4" thick standard door | 1 |  | 1 Year | 727.25 | 0.15 | 618.1625
20534 | Salto | E9660A00IM38-W- | XS4 wide body electronic RF wireless SVN escutcheon, Mifare / DESFire entrance w/ key override function, A lever, unhanded, satin stainless finish, for use with 1 3/8" - 1 3/4" thick standard door | 1 |  | 1 Year | 858.35 | 0.15 | 729.5975
20535 | Salto | E9660A00IM48--- | XS4 wide body electronic wire-free SVN escutcheon, Mifare / DESFire entrance w/ key override function, A lever, unhanded, satin stainless finish, for use with 1 3/4" - 2 1/4" thick door | 1 |  | 1 Year | 673.15 | 0.15 | 572.1775
20536 | Salto | E9660A00IM48-A- | XS4 wide body electronic AMOK wire-free SVN escutcheon, Mifare / DESFire entrance w/ key override function, A lever, unhanded, satin stainless finish, for use with 1 3/4" - 2 1/4" thick door | 1 |  | 1 Year | 802.15 | 0.15 | 681.8275
20537 | Salto | E9660A00IM48-C- | XS4 wide body electronic RF wireless ready SVN escutcheon, Mifare / DESFire entrance w/ key override function, A lever, unhanded, satin stainless finish, for use with 1 3/4" - 2 1/4" thick door | 1 |  | 1 Year | 727.25 | 0.15 | 618.1625
20538 | Salto | E9660A00IM48-W- | XS4 wide body electronic RF wireless SVN escutcheon, Mifare / DESFire entrance w/ key override function, A lever, unhanded, satin stainless finish, for use with 1 3/4" - 2 1/4" thick door | 1 |  | 1 Year | 858.35 | 0.15 | 729.5975
20539 | Salto | E9660A00IP38--- | XS4 wide body electronic wire-free SVN escutcheon, Mifare / DESFire entrance w/ key override function, A lever, unhanded, bright stainless steel finish, for use with 1 3/8" - 1 3/4" thick standard door | 1 |  | 1 Year | 689.45 | 0.15 | 586.0325
20540 | Salto | E9660A00IP38-A- | XS4 wide body electronic AMOK wire-free SVN escutcheon, Mifare / DESFire entrance w/ key override function, A lever, unhanded, bright stainless steel finish, for use with 1 3/8" - 1 3/4" thick standard door | 1 |  | 1 Year | 818.45 | 0.15 | 695.6825
20541 | Salto | E9660A00IP38-C- | XS4 wide body electronic RF wireless ready SVN escutcheon, Mifare / DESFire entrance w/ key override function, A lever, unhanded, bright stainless steel finish, for use with 1 3/8" - 1 3/4" thick standard door | 1 |  | 1 Year | 743.55 | 0.15 | 632.0175
20542 | Salto | E9660A00IP38-W- | XS4 wide body electronic RF wireless SVN escutcheon, Mifare / DESFire entrance w/ key override function, A lever, unhanded, bright stainless steel finish, for use with 1 3/8" - 1 3/4" thick standard door | 1 |  | 1 Year | 874.65 | 0.15 | 743.4525
20543 | Salto | E9660A00IP48--- | XS4 wide body electronic wire-free SVN escutcheon, Mifare / DESFire entrance w/ key override function, A lever, unhanded, bright stainless steel finish, for use with 1 3/4" - 2 1/4" thick door | 1 |  | 1 Year | 689.45 | 0.15 | 586.0325
20544 | Salto | E9660A00IP48-A- | XS4 wide body electronic AMOK wire-free SVN escutcheon, Mifare / DESFire entrance w/ key override function, A lever, unhanded, bright stainless steel finish, for use with 1 3/4" - 2 1/4" thick door | 1 |  | 1 Year | 818.45 | 0.15 | 695.6825
20545 | Salto | E9660A00IP48-C- | XS4 wide body electronic RF wireless ready SVN escutcheon, Mifare / DESFire entrance w/ key override function, A lever, unhanded, bright stainless steel finish, for use with 1 3/4" - 2 1/4" thick door | 1 |  | 1 Year | 743.55 | 0.15 | 632.0175
20546 | Salto | E9660A00IP48-W- | XS4 wide body electronic RF wireless SVN escutcheon, Mifare / DESFire entrance w/ key override function, A lever, unhanded, bright stainless steel finish, for use with 1 3/4" - 2 1/4" thick door | 1 |  | 1 Year | 874.65 | 0.15 | 743.4525
20547 | Salto | E9660A00NE38--- | XS4 wide body electronic wire-free SVN escutcheon, Mifare / DESFire entrance w/ key override function, A lever, unhanded, black chromium finish, for use with 1 3/8" - 1 3/4" thick standard door | 1 |  | 1 Year | 707.85 | 0.15 | 601.6725
20548 | Salto | E9660A00NE38-A- | XS4 wide body electronic AMOK wire-free SVN escutcheon, Mifare / DESFire entrance w/ key override function, A lever, unhanded, black chromium finish, for use with 1 3/8" - 1 3/4" thick standard door | 1 |  | 1 Year | 836.85 | 0.15 | 711.3225
20549 | Salto | E9660A00NE38-C- | XS4 wide body electronic RF wireless ready SVN escutcheon, Mifare / DESFire entrance w/ key override function, A lever, unhanded, black chromium finish, for use with 1 3/8" - 1 3/4" thick standard door | 1 |  | 1 Year | 761.95 | 0.15 | 647.6575
20550 | Salto | E9660A00NE38-W- | XS4 wide body electronic RF wireless SVN escutcheon, Mifare / DESFire entrance w/ key override function, A lever, unhanded, black chromium finish, for use with 1 3/8" - 1 3/4" thick standard door | 1 |  | 1 Year | 893.05 | 0.15 | 759.0925
20551 | Salto | E9660A00NE48--- | XS4 wide body electronic wire-free SVN escutcheon, Mifare / DESFire entrance w/ key override function, A lever, unhanded, black chromium finish, for use with 1 3/4" - 2 1/4" thick door | 1 |  | 1 Year | 707.85 | 0.15 | 601.6725
20552 | Salto | E9660A00NE48-A- | XS4 wide body electronic AMOK wire-free SVN escutcheon, Mifare / DESFire entrance w/ key override function, A lever, unhanded, black chromium finish, for use with 1 3/4" - 2 1/4" thick door | 1 |  | 1 Year | 836.85 | 0.15 | 711.3225
20553 | Salto | E9660A00NE48-C- | XS4 wide body electronic RF wireless ready SVN escutcheon, Mifare / DESFire entrance w/ key override function, A lever, unhanded, black chromium finish, for use with 1 3/4" - 2 1/4" thick door | 1 |  | 1 Year | 761.95 | 0.15 | 647.6575
20554 | Salto | E9660A00NE48-W- | XS4 wide body electronic RF wireless SVN escutcheon, Mifare / DESFire entrance w/ key override function, A lever, unhanded, black chromium finish, for use with 1 3/4" - 2 1/4" thick door | 1 |  | 1 Year | 893.05 | 0.15 | 759.0925
20555 | Salto | E9660A00PM38--- | XS4 wide body electronic wire-free SVN escutcheon, Mifare / DESFire entrance w/ key override function, A lever, unhanded, satin brass finish, for use with 1 3/8" - 1 3/4" thick standard door | 1 |  | 1 Year | 673.15 | 0.15 | 572.1775
20556 | Salto | E9660A00PM38-A- | XS4 wide body electronic AMOK wire-free SVN escutcheon, Mifare / DESFire entrance w/ key override function, A lever, unhanded, satin brass finish, for use with 1 3/8" - 1 3/4" thick standard door | 1 |  | 1 Year | 802.15 | 0.15 | 681.8275
20557 | Salto | E9660A00PM38-C- | XS4 wide body electronic RF wireless ready SVN escutcheon, Mifare / DESFire entrance w/ key override function, A lever, unhanded, satin brass finish, for use with 1 3/8" - 1 3/4" thick standard door | 1 |  | 1 Year | 727.25 | 0.15 | 618.1625
20558 | Salto | E9660A00PM38-W- | XS4 wide body electronic RF wireless SVN escutcheon, Mifare / DESFire entrance w/ key override function, A lever, unhanded, satin brass finish, for use with 1 3/8" - 1 3/4" thick standard door | 1 |  | 1 Year | 858.35 | 0.15 | 729.5975
20559 | Salto | E9660A00PM48--- | XS4 wide body electronic wire-free SVN escutcheon, Mifare / DESFire entrance w/ key override function, A lever, unhanded, satin brass finish, for use with 1 3/4" - 2 1/4" thick door | 1 |  | 1 Year | 673.15 | 0.15 | 572.1775
20560 | Salto | E9660A00PM48-A- | XS4 wide body electronic AMOK wire-free SVN escutcheon, Mifare / DESFire entrance w/ key override function, A lever, unhanded, satin brass finish, for use with 1 3/4" - 2 1/4" thick door | 1 |  | 1 Year | 802.15 | 0.15 | 681.8275
20561 | Salto | E9660A00PM48-C- | XS4 wide body electronic RF wireless ready SVN escutcheon, Mifare / DESFire entrance w/ key override function, A lever, unhanded, satin brass finish, for use with 1 3/4" - 2 1/4" thick door | 1 |  | 1 Year | 727.25 | 0.15 | 618.1625
20562 | Salto | E9660A00PM48-W- | XS4 wide body electronic RF wireless SVN escutcheon, Mifare / DESFire entrance w/ key override function, A lever, unhanded, satin brass finish, for use with 1 3/4" - 2 1/4" thick door | 1 |  | 1 Year | 858.35 | 0.15 | 729.5975
20563 | Salto | E9660A00PP38--- | XS4 wide body electronic wire-free SVN escutcheon, Mifare / DESFire entrance w/ key override function, A lever, unhanded, bright brass finish, for use with 1 3/8" - 1 3/4" thick standard door | 1 |  | 1 Year | 689.45 | 0.15 | 586.0325
20564 | Salto | E9660A00PP38-A- | XS4 wide body electronic AMOK wire-free SVN escutcheon, Mifare / DESFire entrance w/ key override function, A lever, unhanded, bright brass finish, for use with 1 3/8" - 1 3/4" thick standard door | 1 |  | 1 Year | 818.45 | 0.15 | 695.6825
20565 | Salto | E9660A00PP38-C- | XS4 wide body electronic RF wireless ready SVN escutcheon, Mifare / DESFire entrance w/ key override function, A lever, unhanded, bright brass finish, for use with 1 3/8" - 1 3/4" thick standard door | 1 |  | 1 Year | 743.55 | 0.15 | 632.0175
20566 | Salto | E9660A00PP38-W- | XS4 wide body electronic RF wireless SVN escutcheon, Mifare / DESFire entrance w/ key override function, A lever, unhanded, bright brass finish, for use with 1 3/8" - 1 3/4" thick standard door | 1 |  | 1 Year | 874.65 | 0.15 | 743.4525
20567 | Salto | E9660A00PP48--- | XS4 wide body electronic wire-free SVN escutcheon, Mifare / DESFire entrance w/ key override function, A lever, unhanded, bright brass finish, for use with 1 3/4" - 2 1/4" thick door | 1 |  | 1 Year | 689.45 | 0.15 | 586.0325
20568 | Salto | E9660A00PP48-A- | XS4 wide body electronic AMOK wire-free SVN escutcheon, Mifare / DESFire entrance w/ key override function, A lever, unhanded, bright brass finish, for use with 1 3/4" - 2 1/4" thick door | 1 |  | 1 Year | 818.45 | 0.15 | 695.6825
20569 | Salto | E9660A00PP48-C- | XS4 wide body electronic RF wireless ready SVN escutcheon, Mifare / DESFire entrance w/ key override function, A lever, unhanded, bright brass finish, for use with 1 3/4" - 2 1/4" thick door | 1 |  | 1 Year | 743.55 | 0.15 | 632.0175
20570 | Salto | E9660A00PP48-W- | XS4 wide body electronic RF wireless SVN escutcheon, Mifare / DESFire entrance w/ key override function, A lever, unhanded, bright brass finish, for use with 1 3/4" - 2 1/4" thick door | 1 |  | 1 Year | 874.65 | 0.15 | 743.4525
20571 | Salto | E9660G00BC38--- | XS4 wide body electronic wire-free SVN escutcheon, Mifare / DESFire entrance w/ key override function, G lever, unhanded, BioCote antimicrobial finish, for use with 1 3/8" - 1 3/4" thick standard door | 1 |  | 1 Year | 725.15 | 0.15 | 616.3775
20572 | Salto | E9660G00BC38-A- | XS4 wide body electronic AMOK wire-free SVN escutcheon, Mifare / DESFire entrance w/ key override function, G lever, unhanded, BioCote antimicrobial finish, for use with 1 3/8" - 1 3/4" thick standard door | 1 |  | 1 Year | 854.15 | 0.15 | 726.0275
20573 | Salto | E9660G00BC38-C- | XS4 wide body electronic RF wireless ready SVN escutcheon, Mifare / DESFire entrance w/ key override function, G lever, unhanded, BioCote antimicrobial finish, for use with 1 3/8" - 1 3/4" thick standard door | 1 |  | 1 Year | 779.25 | 0.15 | 662.3625
20574 | Salto | E9660G00BC38-W- | XS4 wide body electronic RF wireless SVN escutcheon, Mifare / DESFire entrance w/ key override function, G lever, unhanded, BioCote antimicrobial finish, for use with 1 3/8" - 1 3/4" thick standard door | 1 |  | 1 Year | 910.35 | 0.15 | 773.7975
20575 | Salto | E9660G00BC48--- | XS4 wide body electronic wire-free SVN escutcheon, Mifare / DESFire entrance w/ key override function, G lever, unhanded, BioCote antimicrobial finish, for use with 1 3/4" - 2 1/4" thick door | 1 |  | 1 Year | 725.15 | 0.15 | 616.3775
20576 | Salto | E9660G00BC48-A- | XS4 wide body electronic AMOK wire-free SVN escutcheon, Mifare / DESFire entrance w/ key override function, G lever, unhanded, BioCote antimicrobial finish, for use with 1 3/4" - 2 1/4" thick door | 1 |  | 1 Year | 854.15 | 0.15 | 726.0275
20577 | Salto | E9660G00BC48-C- | XS4 wide body electronic RF wireless ready SVN escutcheon, Mifare / DESFire entrance w/ key override function, G lever, unhanded, BioCote antimicrobial finish, for use with 1 3/4" - 2 1/4" thick door | 1 |  | 1 Year | 779.25 | 0.15 | 662.3625
20578 | Salto | E9660G00BC48-W- | XS4 wide body electronic RF wireless SVN escutcheon, Mifare / DESFire entrance w/ key override function, G lever, unhanded, BioCote antimicrobial finish, for use with 1 3/4" - 2 1/4" thick door | 1 |  | 1 Year | 910.35 | 0.15 | 773.7975
20579 | Salto | E9660G00IM38--- | XS4 wide body electronic wire-free SVN escutcheon, Mifare / DESFire entrance w/ key override function, G lever, unhanded, satin stainless finish, for use with 1 3/8" - 1 3/4" thick standard door | 1 |  | 1 Year | 673.15 | 0.15 | 572.1775
20580 | Salto | E9660G00IM38-A- | XS4 wide body electronic AMOK wire-free SVN escutcheon, Mifare / DESFire entrance w/ key override function, G lever, unhanded, satin stainless finish, for use with 1 3/8" - 1 3/4" thick standard door | 1 |  | 1 Year | 802.15 | 0.15 | 681.8275
20581 | Salto | E9660G00IM38-C- | XS4 wide body electronic RF wireless ready SVN escutcheon, Mifare / DESFire entrance w/ key override function, G lever, unhanded, satin stainless finish, for use with 1 3/8" - 1 3/4" thick standard door | 1 |  | 1 Year | 727.25 | 0.15 | 618.1625
20582 | Salto | E9660G00IM38-W- | XS4 wide body electronic RF wireless SVN escutcheon, Mifare / DESFire entrance w/ key override function, G lever, unhanded, satin stainless finish, for use with 1 3/8" - 1 3/4" thick standard door | 1 |  | 1 Year | 858.35 | 0.15 | 729.5975
20583 | Salto | E9660G00IM48--- | XS4 wide body electronic wire-free SVN escutcheon, Mifare / DESFire entrance w/ key override function, G lever, unhanded, satin stainless finish, for use with 1 3/4" - 2 1/4" thick door | 1 |  | 1 Year | 673.15 | 0.15 | 572.1775
20584 | Salto | E9660G00IM48-A- | XS4 wide body electronic AMOK wire-free SVN escutcheon, Mifare / DESFire entrance w/ key override function, G lever, unhanded, satin stainless finish, for use with 1 3/4" - 2 1/4" thick door | 1 |  | 1 Year | 802.15 | 0.15 | 681.8275
20585 | Salto | E9660G00IM48-C- | XS4 wide body electronic RF wireless ready SVN escutcheon, Mifare / DESFire entrance w/ key override function, G lever, unhanded, satin stainless finish, for use with 1 3/4" - 2 1/4" thick door | 1 |  | 1 Year | 727.25 | 0.15 | 618.1625
20586 | Salto | E9660G00IM48-W- | XS4 wide body electronic RF wireless SVN escutcheon, Mifare / DESFire entrance w/ key override function, G lever, unhanded, satin stainless finish, for use with 1 3/4" - 2 1/4" thick door | 1 |  | 1 Year | 858.35 | 0.15 | 729.5975
20587 | Salto | E9660G00PM38--- | XS4 wide body electronic wire-free SVN escutcheon, Mifare / DESFire entrance w/ key override function, G lever, unhanded, satin brass finish, for use with 1 3/8" - 1 3/4" thick standard door | 1 |  | 1 Year | 673.15 | 0.15 | 572.1775
20588 | Salto | E9660G00PM38-A- | XS4 wide body electronic AMOK wire-free SVN escutcheon, Mifare / DESFire entrance w/ key override function, G lever, unhanded, satin brass finish, for use with 1 3/8" - 1 3/4" thick standard door | 1 |  | 1 Year | 802.15 | 0.15 | 681.8275
20589 | Salto | E9660G00PM38-C- | XS4 wide body electronic RF wireless ready SVN escutcheon, Mifare / DESFire entrance w/ key override function, G lever, unhanded, satin brass finish, for use with 1 3/8" - 1 3/4" thick standard door | 1 |  | 1 Year | 727.25 | 0.15 | 618.1625
20590 | Salto | E9660G00PM38-W- | XS4 wide body electronic RF wireless SVN escutcheon, Mifare / DESFire entrance w/ key override function, G lever, unhanded, satin brass finish, for use with 1 3/8" - 1 3/4" thick standard door | 1 |  | 1 Year | 858.35 | 0.15 | 729.5975
20591 | Salto | E9660G00PM48--- | XS4 wide body electronic wire-free SVN escutcheon, Mifare / DESFire entrance w/ key override function, G lever, unhanded, satin brass finish, for use with 1 3/4" - 2 1/4" thick door | 1 |  | 1 Year | 673.15 | 0.15 | 572.1775
20592 | Salto | E9660G00PM48-A- | XS4 wide body electronic AMOK wire-free SVN escutcheon, Mifare / DESFire entrance w/ key override function, G lever, unhanded, satin brass finish, for use with 1 3/4" - 2 1/4" thick door | 1 |  | 1 Year | 802.15 | 0.15 | 681.8275
20593 | Salto | E9660G00PM48-C- | XS4 wide body electronic RF wireless ready SVN escutcheon, Mifare / DESFire entrance w/ key override function, G lever, unhanded, satin brass finish, for use with 1 3/4" - 2 1/4" thick door | 1 |  | 1 Year | 727.25 | 0.15 | 618.1625
20594 | Salto | E9660G00PM48-W- | XS4 wide body electronic RF wireless SVN escutcheon, Mifare / DESFire entrance w/ key override function, G lever, unhanded, satin brass finish, for use with 1 3/4" - 2 1/4" thick door | 1 |  | 1 Year | 858.35 | 0.15 | 729.5975
20595 | Salto | E9660J00BC38--- | XS4 wide body electronic wire-free SVN escutcheon, Mifare / DESFire entrance w/ key override function, J lever, unhanded, BioCote antimicrobial finish, for use with 1 3/8" - 1 3/4" thick standard door | 1 |  | 1 Year | 735.35 | 0.15 | 625.0475
20596 | Salto | E9660J00BC38-A- | XS4 wide body electronic AMOK wire-free SVN escutcheon, Mifare / DESFire entrance w/ key override function, J lever, unhanded, BioCote antimicrobial finish, for use with 1 3/8" - 1 3/4" thick standard door | 1 |  | 1 Year | 864.35 | 0.15 | 734.6975
20597 | Salto | E9660J00BC38-C- | XS4 wide body electronic RF wireless ready SVN escutcheon, Mifare / DESFire entrance w/ key override function, J lever, unhanded, BioCote antimicrobial finish, for use with 1 3/8" - 1 3/4" thick standard door | 1 |  | 1 Year | 789.45 | 0.15 | 671.0325
20598 | Salto | E9660J00BC38-W- | XS4 wide body electronic RF wireless SVN escutcheon, Mifare / DESFire entrance w/ key override function, J lever, unhanded, BioCote antimicrobial finish, for use with 1 3/8" - 1 3/4" thick standard door | 1 |  | 1 Year | 920.55 | 0.15 | 782.4675
20599 | Salto | E9660J00BC48--- | XS4 wide body electronic wire-free SVN escutcheon, Mifare / DESFire entrance w/ key override function, J lever, unhanded, BioCote antimicrobial finish, for use with 1 3/4" - 2 1/4" thick door | 1 |  | 1 Year | 735.35 | 0.15 | 625.0475
20600 | Salto | E9660J00BC48-A- | XS4 wide body electronic AMOK wire-free SVN escutcheon, Mifare / DESFire entrance w/ key override function, J lever, unhanded, BioCote antimicrobial finish, for use with 1 3/4" - 2 1/4" thick door | 1 |  | 1 Year | 864.35 | 0.15 | 734.6975
20601 | Salto | E9660J00BC48-C- | XS4 wide body electronic RF wireless ready SVN escutcheon, Mifare / DESFire entrance w/ key override function, J lever, unhanded, BioCote antimicrobial finish, for use with 1 3/4" - 2 1/4" thick door | 1 |  | 1 Year | 789.45 | 0.15 | 671.0325
20602 | Salto | E9660J00BC48-W- | XS4 wide body electronic RF wireless SVN escutcheon, Mifare / DESFire entrance w/ key override function, J lever, unhanded, BioCote antimicrobial finish, for use with 1 3/4" - 2 1/4" thick door | 1 |  | 1 Year | 920.55 | 0.15 | 782.4675
20603 | Salto | E9660J00IA38--- | XS4 wide body electronic wire-free SVN escutcheon, Mifare / DESFire entrance w/ key override function, J lever, unhanded, antique brass finish, for use with 1 3/8" - 1 3/4" thick standard door | 1 |  | 1 Year | 735.35 | 0.15 | 625.0475
20604 | Salto | E9660J00IA38-A- | XS4 wide body electronic AMOK wire-free SVN escutcheon, Mifare / DESFire entrance w/ key override function, J lever, unhanded, antique brass finish, for use with 1 3/8" - 1 3/4" thick standard door | 1 |  | 1 Year | 864.35 | 0.15 | 734.6975
20605 | Salto | E9660J00IA38-C- | XS4 wide body electronic RF wireless ready SVN escutcheon, Mifare / DESFire entrance w/ key override function, J lever, unhanded, antique brass finish, for use with 1 3/8" - 1 3/4" thick standard door | 1 |  | 1 Year | 789.45 | 0.15 | 671.0325
20606 | Salto | E9660J00IA38-W- | XS4 wide body electronic RF wireless SVN escutcheon, Mifare / DESFire entrance w/ key override function, J lever, unhanded, antique brass finish, for use with 1 3/8" - 1 3/4" thick standard door | 1 |  | 1 Year | 920.55 | 0.15 | 782.4675
20607 | Salto | E9660J00IA48--- | XS4 wide body electronic wire-free SVN escutcheon, Mifare / DESFire entrance w/ key override function, J lever, unhanded, antique brass finish, for use with 1 3/4" - 2 1/4" thick door | 1 |  | 1 Year | 735.35 | 0.15 | 625.0475
20608 | Salto | E9660J00IA48-A- | XS4 wide body electronic AMOK wire-free SVN escutcheon, Mifare / DESFire entrance w/ key override function, J lever, unhanded, antique brass finish, for use with 1 3/4" - 2 1/4" thick door | 1 |  | 1 Year | 864.35 | 0.15 | 734.6975
20609 | Salto | E9660J00IA48-C- | XS4 wide body electronic RF wireless ready SVN escutcheon, Mifare / DESFire entrance w/ key override function, J lever, unhanded, antique brass finish, for use with 1 3/4" - 2 1/4" thick door | 1 |  | 1 Year | 789.45 | 0.15 | 671.0325
20610 | Salto | E9660J00IA48-W- | XS4 wide body electronic RF wireless SVN escutcheon, Mifare / DESFire entrance w/ key override function, J lever, unhanded, antique brass finish, for use with 1 3/4" - 2 1/4" thick door | 1 |  | 1 Year | 920.55 | 0.15 | 782.4675
20611 | Salto | E9660J00IM38--- | XS4 wide body electronic wire-free SVN escutcheon, Mifare / DESFire entrance w/ key override function, J lever, unhanded, satin stainless finish, for use with 1 3/8" - 1 3/4" thick standard door | 1 |  | 1 Year | 683.35 | 0.15 | 580.8475
20612 | Salto | E9660J00IM38-A- | XS4 wide body electronic AMOK wire-free SVN escutcheon, Mifare / DESFire entrance w/ key override function, J lever, unhanded, satin stainless finish, for use with 1 3/8" - 1 3/4" thick standard door | 1 |  | 1 Year | 812.35 | 0.15 | 690.4975
20613 | Salto | E9660J00IM38-C- | XS4 wide body electronic RF wireless ready SVN escutcheon, Mifare / DESFire entrance w/ key override function, J lever, unhanded, satin stainless finish, for use with 1 3/8" - 1 3/4" thick standard door | 1 |  | 1 Year | 737.45 | 0.15 | 626.8325
20614 | Salto | E9660J00IM38-W- | XS4 wide body electronic RF wireless SVN escutcheon, Mifare / DESFire entrance w/ key override function, J lever, unhanded, satin stainless finish, for use with 1 3/8" - 1 3/4" thick standard door | 1 |  | 1 Year | 868.55 | 0.15 | 738.2675
20615 | Salto | E9660J00IM48--- | XS4 wide body electronic wire-free SVN escutcheon, Mifare / DESFire entrance w/ key override function, J lever, unhanded, satin stainless finish, for use with 1 3/4" - 2 1/4" thick door | 1 |  | 1 Year | 683.35 | 0.15 | 580.8475
20616 | Salto | E9660J00IM48-A- | XS4 wide body electronic AMOK wire-free SVN escutcheon, Mifare / DESFire entrance w/ key override function, J lever, unhanded, satin stainless finish, for use with 1 3/4" - 2 1/4" thick door | 1 |  | 1 Year | 812.35 | 0.15 | 690.4975
20617 | Salto | E9660J00IM48-C- | XS4 wide body electronic RF wireless ready SVN escutcheon, Mifare / DESFire entrance w/ key override function, J lever, unhanded, satin stainless finish, for use with 1 3/4" - 2 1/4" thick door | 1 |  | 1 Year | 737.45 | 0.15 | 626.8325
20618 | Salto | E9660J00IM48-W- | XS4 wide body electronic RF wireless SVN escutcheon, Mifare / DESFire entrance w/ key override function, J lever, unhanded, satin stainless finish, for use with 1 3/4" - 2 1/4" thick door | 1 |  | 1 Year | 868.55 | 0.15 | 738.2675
20619 | Salto | E9660J00NE38--- | XS4 wide body electronic wire-free SVN escutcheon, Mifare / DESFire entrance w/ key override function, J lever, unhanded, black chromium finish, for use with 1 3/8" - 1 3/4" thick standard door | 1 |  | 1 Year | 718.05 | 0.15 | 610.3425
20620 | Salto | E9660J00NE38-A- | XS4 wide body electronic AMOK wire-free SVN escutcheon, Mifare / DESFire entrance w/ key override function, J lever, unhanded, black chromium finish, for use with 1 3/8" - 1 3/4" thick standard door | 1 |  | 1 Year | 847.05 | 0.15 | 719.9925
20621 | Salto | E9660J00NE38-C- | XS4 wide body electronic RF wireless ready SVN escutcheon, Mifare / DESFire entrance w/ key override function, J lever, unhanded, black chromium finish, for use with 1 3/8" - 1 3/4" thick standard door | 1 |  | 1 Year | 772.15 | 0.15 | 656.3275
20622 | Salto | E9660J00NE38-W- | XS4 wide body electronic RF wireless SVN escutcheon, Mifare / DESFire entrance w/ key override function, J lever, unhanded, black chromium finish, for use with 1 3/8" - 1 3/4" thick standard door | 1 |  | 1 Year | 903.25 | 0.15 | 767.7625
20623 | Salto | E9660J00NE48--- | XS4 wide body electronic wire-free SVN escutcheon, Mifare / DESFire entrance w/ key override function, J lever, unhanded, black chromium finish, for use with 1 3/4" - 2 1/4" thick door | 1 |  | 1 Year | 718.05 | 0.15 | 610.3425
20624 | Salto | E9660J00NE48-A- | XS4 wide body electronic AMOK wire-free SVN escutcheon, Mifare / DESFire entrance w/ key override function, J lever, unhanded, black chromium finish, for use with 1 3/4" - 2 1/4" thick door | 1 |  | 1 Year | 847.05 | 0.15 | 719.9925
20625 | Salto | E9660J00NE48-C- | XS4 wide body electronic RF wireless ready SVN escutcheon, Mifare / DESFire entrance w/ key override function, J lever, unhanded, black chromium finish, for use with 1 3/4" - 2 1/4" thick door | 1 |  | 1 Year | 772.15 | 0.15 | 656.3275
20626 | Salto | E9660J00NE48-W- | XS4 wide body electronic RF wireless SVN escutcheon, Mifare / DESFire entrance w/ key override function, J lever, unhanded, black chromium finish, for use with 1 3/4" - 2 1/4" thick door | 1 |  | 1 Year | 903.25 | 0.15 | 767.7625
20627 | Salto | E9660J00PM38--- | XS4 wide body electronic wire-free SVN escutcheon, Mifare / DESFire entrance w/ key override function, J lever, unhanded, satin brass finish, for use with 1 3/8" - 1 3/4" thick standard door | 1 |  | 1 Year | 683.35 | 0.15 | 580.8475
20628 | Salto | E9660J00PM38-A- | XS4 wide body electronic AMOK wire-free SVN escutcheon, Mifare / DESFire entrance w/ key override function, J lever, unhanded, satin brass finish, for use with 1 3/8" - 1 3/4" thick standard door | 1 |  | 1 Year | 812.35 | 0.15 | 690.4975
20629 | Salto | E9660J00PM38-C- | XS4 wide body electronic RF wireless ready SVN escutcheon, Mifare / DESFire entrance w/ key override function, J lever, unhanded, satin brass finish, for use with 1 3/8" - 1 3/4" thick standard door | 1 |  | 1 Year | 737.45 | 0.15 | 626.8325
20630 | Salto | E9660J00PM38-W- | XS4 wide body electronic RF wireless SVN escutcheon, Mifare / DESFire entrance w/ key override function, J lever, unhanded, satin brass finish, for use with 1 3/8" - 1 3/4" thick standard door | 1 |  | 1 Year | 868.55 | 0.15 | 738.2675
20631 | Salto | E9660J00PM48--- | XS4 wide body electronic wire-free SVN escutcheon, Mifare / DESFire entrance w/ key override function, J lever, unhanded, satin brass finish, for use with 1 3/4" - 2 1/4" thick door | 1 |  | 1 Year | 683.35 | 0.15 | 580.8475
20632 | Salto | E9660J00PM48-A- | XS4 wide body electronic AMOK wire-free SVN escutcheon, Mifare / DESFire entrance w/ key override function, J lever, unhanded, satin brass finish, for use with 1 3/4" - 2 1/4" thick door | 1 |  | 1 Year | 812.35 | 0.15 | 690.4975
20633 | Salto | E9660J00PM48-C- | XS4 wide body electronic RF wireless ready SVN escutcheon, Mifare / DESFire entrance w/ key override function, J lever, unhanded, satin brass finish, for use with 1 3/4" - 2 1/4" thick door | 1 |  | 1 Year | 737.45 | 0.15 | 626.8325
20634 | Salto | E9660J00PM48-W- | XS4 wide body electronic RF wireless SVN escutcheon, Mifare / DESFire entrance w/ key override function, J lever, unhanded, satin brass finish, for use with 1 3/4" - 2 1/4" thick door | 1 |  | 1 Year | 868.55 | 0.15 | 738.2675
20635 | Salto | E9660K00IM38L-- | XS4 wide body electronic wire-free SVN escutcheon, Mifare / DESFire entrance w/ key override function, K lever, left handed, satin stainless finish, for use with 1 3/8" - 1 3/4" thick standard door | 1 |  | 1 Year | 683.35 | 0.15 | 580.8475
20636 | Salto | E9660K00IM38LA- | XS4 wide body electronic AMOK wire-free SVN escutcheon, Mifare / DESFire entrance w/ key override function, K lever, left handed, satin stainless finish, for use with 1 3/8" - 1 3/4" thick standard door | 1 |  | 1 Year | 812.35 | 0.15 | 690.4975
20637 | Salto | E9660K00IM38LC- | XS4 wide body electronic RF wireless ready SVN escutcheon, Mifare / DESFire entrance w/ key override function, K lever, left handed, satin stainless finish, for use with 1 3/8" - 1 3/4" thick standard door | 1 |  | 1 Year | 737.45 | 0.15 | 626.8325
20638 | Salto | E9660K00IM38LW- | XS4 wide body electronic RF wireless SVN escutcheon, Mifare / DESFire entrance w/ key override function, K lever, left handed, satin stainless finish, for use with 1 3/8" - 1 3/4" thick standard door | 1 |  | 1 Year | 868.55 | 0.15 | 738.2675
20639 | Salto | E9660K00IM38R-- | XS4 wide body electronic wire-free SVN escutcheon, Mifare / DESFire entrance w/ key override function, K lever, right handed, satin stainless finish, for use with 1 3/8" - 1 3/4" thick standard door | 1 |  | 1 Year | 683.35 | 0.15 | 580.8475
20640 | Salto | E9660K00IM38RA- | XS4 wide body electronic AMOK wire-free SVN escutcheon, Mifare / DESFire entrance w/ key override function, K lever, right handed, satin stainless finish, for use with 1 3/8" - 1 3/4" thick standard door | 1 |  | 1 Year | 812.35 | 0.15 | 690.4975
20641 | Salto | E9660K00IM38RC- | XS4 wide body electronic RF wireless ready SVN escutcheon, Mifare / DESFire entrance w/ key override function, K lever, right handed, satin stainless finish, for use with 1 3/8" - 1 3/4" thick standard door | 1 |  | 1 Year | 737.45 | 0.15 | 626.8325
20642 | Salto | E9660K00IM38RW- | XS4 wide body electronic RF wireless SVN escutcheon, Mifare / DESFire entrance w/ key override function, K lever, right handed, satin stainless finish, for use with 1 3/8" - 1 3/4" thick standard door | 1 |  | 1 Year | 868.55 | 0.15 | 738.2675
20643 | Salto | E9660K00IM48L-- | XS4 wide body electronic wire-free SVN escutcheon, Mifare / DESFire entrance w/ key override function, K lever, left handed, satin stainless finish, for use with 1 3/4" - 2 1/4" thick door | 1 |  | 1 Year | 683.35 | 0.15 | 580.8475
20644 | Salto | E9660K00IM48LA- | XS4 wide body electronic AMOK wire-free SVN escutcheon, Mifare / DESFire entrance w/ key override function, K lever, left handed, satin stainless finish, for use with 1 3/4" - 2 1/4" thick door | 1 |  | 1 Year | 812.35 | 0.15 | 690.4975
20645 | Salto | E9660K00IM48LC- | XS4 wide body electronic RF wireless ready SVN escutcheon, Mifare / DESFire entrance w/ key override function, K lever, left handed, satin stainless finish, for use with 1 3/4" - 2 1/4" thick door | 1 |  | 1 Year | 737.45 | 0.15 | 626.8325
20646 | Salto | E9660K00IM48LW- | XS4 wide body electronic RF wireless SVN escutcheon, Mifare / DESFire entrance w/ key override function, K lever, left handed, satin stainless finish, for use with 1 3/4" - 2 1/4" thick door | 1 |  | 1 Year | 868.55 | 0.15 | 738.2675
20647 | Salto | E9660K00IM48R-- | XS4 wide body electronic wire-free SVN escutcheon, Mifare / DESFire entrance w/ key override function, K lever, right handed, satin stainless finish, for use with 1 3/4" - 2 1/4" thick door | 1 |  | 1 Year | 683.35 | 0.15 | 580.8475
20648 | Salto | E9660K00IM48RA- | XS4 wide body electronic AMOK wire-free SVN escutcheon, Mifare / DESFire entrance w/ key override function, K lever, right handed, satin stainless finish, for use with 1 3/4" - 2 1/4" thick door | 1 |  | 1 Year | 812.35 | 0.15 | 690.4975
20649 | Salto | E9660K00IM48RC- | XS4 wide body electronic RF wireless ready SVN escutcheon, Mifare / DESFire entrance w/ key override function, K lever, right handed, satin stainless finish, for use with 1 3/4" - 2 1/4" thick door | 1 |  | 1 Year | 737.45 | 0.15 | 626.8325
20650 | Salto | E9660K00IM48RW- | XS4 wide body electronic RF wireless SVN escutcheon, Mifare / DESFire entrance w/ key override function, K lever, right handed, satin stainless finish, for use with 1 3/4" - 2 1/4" thick door | 1 |  | 1 Year | 868.55 | 0.15 | 738.2675
20651 | Salto | E9660K00IP38L-- | XS4 wide body electronic wire-free SVN escutcheon, Mifare / DESFire entrance w/ key override function, K lever, left handed, bright stainless steel finish, for use with 1 3/8" - 1 3/4" thick standard door | 1 |  | 1 Year | 699.65 | 0.15 | 594.7025
20652 | Salto | E9660K00IP38LA- | XS4 wide body electronic AMOK wire-free SVN escutcheon, Mifare / DESFire entrance w/ key override function, K lever, left handed, bright stainless steel finish, for use with 1 3/8" - 1 3/4" thick standard door | 1 |  | 1 Year | 828.65 | 0.15 | 704.3525
20653 | Salto | E9660K00IP38LC- | XS4 wide body electronic RF wireless ready SVN escutcheon, Mifare / DESFire entrance w/ key override function, K lever, left handed, bright stainless steel finish, for use with 1 3/8" - 1 3/4" thick standard door | 1 |  | 1 Year | 753.75 | 0.15 | 640.6875
20654 | Salto | E9660K00IP38LW- | XS4 wide body electronic RF wireless SVN escutcheon, Mifare / DESFire entrance w/ key override function, K lever, left handed, bright stainless steel finish, for use with 1 3/8" - 1 3/4" thick standard door | 1 |  | 1 Year | 884.85 | 0.15 | 752.1225
20655 | Salto | E9660K00IP38R-- | XS4 wide body electronic wire-free SVN escutcheon, Mifare / DESFire entrance w/ key override function, K lever, right handed, bright stainless steel finish, for use with 1 3/8" - 1 3/4" thick standard door | 1 |  | 1 Year | 699.65 | 0.15 | 594.7025
20656 | Salto | E9660K00IP38RA- | XS4 wide body electronic AMOK wire-free SVN escutcheon, Mifare / DESFire entrance w/ key override function, K lever, right handed, bright stainless steel finish, for use with 1 3/8" - 1 3/4" thick standard door | 1 |  | 1 Year | 828.65 | 0.15 | 704.3525
20657 | Salto | E9660K00IP38RC- | XS4 wide body electronic RF wireless ready SVN escutcheon, Mifare / DESFire entrance w/ key override function, K lever, right handed, bright stainless steel finish, for use with 1 3/8" - 1 3/4" thick standard door | 1 |  | 1 Year | 753.75 | 0.15 | 640.6875
20658 | Salto | E9660K00IP38RW- | XS4 wide body electronic RF wireless SVN escutcheon, Mifare / DESFire entrance w/ key override function, K lever, right handed, bright stainless steel finish, for use with 1 3/8" - 1 3/4" thick standard door | 1 |  | 1 Year | 884.85 | 0.15 | 752.1225
20659 | Salto | E9660K00IP48L-- | XS4 wide body electronic wire-free SVN escutcheon, Mifare / DESFire entrance w/ key override function, K lever, left handed, bright stainless steel finish, for use with 1 3/4" - 2 1/4" thick door | 1 |  | 1 Year | 699.65 | 0.15 | 594.7025
20660 | Salto | E9660K00IP48LA- | XS4 wide body electronic AMOK wire-free SVN escutcheon, Mifare / DESFire entrance w/ key override function, K lever, left handed, bright stainless steel finish, for use with 1 3/4" - 2 1/4" thick door | 1 |  | 1 Year | 828.65 | 0.15 | 704.3525
20661 | Salto | E9660K00IP48LC- | XS4 wide body electronic RF wireless ready SVN escutcheon, Mifare / DESFire entrance w/ key override function, K lever, left handed, bright stainless steel finish, for use with 1 3/4" - 2 1/4" thick door | 1 |  | 1 Year | 753.75 | 0.15 | 640.6875
20662 | Salto | E9660K00IP48LW- | XS4 wide body electronic RF wireless SVN escutcheon, Mifare / DESFire entrance w/ key override function, K lever, left handed, bright stainless steel finish, for use with 1 3/4" - 2 1/4" thick door | 1 |  | 1 Year | 884.85 | 0.15 | 752.1225
20663 | Salto | E9660K00IP48R-- | XS4 wide body electronic wire-free SVN escutcheon, Mifare / DESFire entrance w/ key override function, K lever, right handed, bright stainless steel finish, for use with 1 3/4" - 2 1/4" thick door | 1 |  | 1 Year | 699.65 | 0.15 | 594.7025
20664 | Salto | E9660K00IP48RA- | XS4 wide body electronic AMOK wire-free SVN escutcheon, Mifare / DESFire entrance w/ key override function, K lever, right handed, bright stainless steel finish, for use with 1 3/4" - 2 1/4" thick door | 1 |  | 1 Year | 828.65 | 0.15 | 704.3525
20665 | Salto | E9660K00IP48RC- | XS4 wide body electronic RF wireless ready SVN escutcheon, Mifare / DESFire entrance w/ key override function, K lever, right handed, bright stainless steel finish, for use with 1 3/4" - 2 1/4" thick door | 1 |  | 1 Year | 753.75 | 0.15 | 640.6875
20666 | Salto | E9660K00IP48RW- | XS4 wide body electronic RF wireless SVN escutcheon, Mifare / DESFire entrance w/ key override function, K lever, right handed, bright stainless steel finish, for use with 1 3/4" - 2 1/4" thick door | 1 |  | 1 Year | 884.85 | 0.15 | 752.1225
20667 | Salto | E9660K00PP38L-- | XS4 wide body electronic wire-free SVN escutcheon, Mifare / DESFire entrance w/ key override function, K lever, left handed, bright brass finish, for use with 1 3/8" - 1 3/4" thick standard door | 1 |  | 1 Year | 699.65 | 0.15 | 594.7025
20668 | Salto | E9660K00PP38LA- | XS4 wide body electronic AMOK wire-free SVN escutcheon, Mifare / DESFire entrance w/ key override function, K lever, left handed, bright brass finish, for use with 1 3/8" - 1 3/4" thick standard door | 1 |  | 1 Year | 828.65 | 0.15 | 704.3525
20669 | Salto | E9660K00PP38LC- | XS4 wide body electronic RF wireless ready SVN escutcheon, Mifare / DESFire entrance w/ key override function, K lever, left handed, bright brass finish, for use with 1 3/8" - 1 3/4" thick standard door | 1 |  | 1 Year | 753.75 | 0.15 | 640.6875
20670 | Salto | E9660K00PP38LW- | XS4 wide body electronic RF wireless SVN escutcheon, Mifare / DESFire entrance w/ key override function, K lever, left handed, bright brass finish, for use with 1 3/8" - 1 3/4" thick standard door | 1 |  | 1 Year | 884.85 | 0.15 | 752.1225
20671 | Salto | E9660K00PP38R-- | XS4 wide body electronic wire-free SVN escutcheon, Mifare / DESFire entrance w/ key override function, K lever, right handed, bright brass finish, for use with 1 3/8" - 1 3/4" thick standard door | 1 |  | 1 Year | 699.65 | 0.15 | 594.7025
20672 | Salto | E9660K00PP38RA- | XS4 wide body electronic AMOK wire-free SVN escutcheon, Mifare / DESFire entrance w/ key override function, K lever, right handed, bright brass finish, for use with 1 3/8" - 1 3/4" thick standard door | 1 |  | 1 Year | 828.65 | 0.15 | 704.3525
20673 | Salto | E9660K00PP38RC- | XS4 wide body electronic RF wireless ready SVN escutcheon, Mifare / DESFire entrance w/ key override function, K lever, right handed, bright brass finish, for use with 1 3/8" - 1 3/4" thick standard door | 1 |  | 1 Year | 753.75 | 0.15 | 640.6875
20674 | Salto | E9660K00PP38RW- | XS4 wide body electronic RF wireless SVN escutcheon, Mifare / DESFire entrance w/ key override function, K lever, right handed, bright brass finish, for use with 1 3/8" - 1 3/4" thick standard door | 1 |  | 1 Year | 884.85 | 0.15 | 752.1225
20675 | Salto | E9660K00PP48L-- | XS4 wide body electronic wire-free SVN escutcheon, Mifare / DESFire entrance w/ key override function, K lever, left handed, bright brass finish, for use with 1 3/4" - 2 1/4" thick door | 1 |  | 1 Year | 699.65 | 0.15 | 594.7025
20676 | Salto | E9660K00PP48LA- | XS4 wide body electronic AMOK wire-free SVN escutcheon, Mifare / DESFire entrance w/ key override function, K lever, left handed, bright brass finish, for use with 1 3/4" - 2 1/4" thick door | 1 |  | 1 Year | 828.65 | 0.15 | 704.3525
20677 | Salto | E9660K00PP48LC- | XS4 wide body electronic RF wireless ready SVN escutcheon, Mifare / DESFire entrance w/ key override function, K lever, left handed, bright brass finish, for use with 1 3/4" - 2 1/4" thick door | 1 |  | 1 Year | 753.75 | 0.15 | 640.6875
20678 | Salto | E9660K00PP48LW- | XS4 wide body electronic RF wireless SVN escutcheon, Mifare / DESFire entrance w/ key override function, K lever, left handed, bright brass finish, for use with 1 3/4" - 2 1/4" thick door | 1 |  | 1 Year | 884.85 | 0.15 | 752.1225
20679 | Salto | E9660K00PP48R-- | XS4 wide body electronic wire-free SVN escutcheon, Mifare / DESFire entrance w/ key override function, K lever, right handed, bright brass finish, for use with 1 3/4" - 2 1/4" thick door | 1 |  | 1 Year | 699.65 | 0.15 | 594.7025
20680 | Salto | E9660K00PP48RA- | XS4 wide body electronic AMOK wire-free SVN escutcheon, Mifare / DESFire entrance w/ key override function, K lever, right handed, bright brass finish, for use with 1 3/4" - 2 1/4" thick door | 1 |  | 1 Year | 828.65 | 0.15 | 704.3525
20681 | Salto | E9660K00PP48RC- | XS4 wide body electronic RF wireless ready SVN escutcheon, Mifare / DESFire entrance w/ key override function, K lever, right handed, bright brass finish, for use with 1 3/4" - 2 1/4" thick door | 1 |  | 1 Year | 753.75 | 0.15 | 640.6875
20682 | Salto | E9660K00PP48RW- | XS4 wide body electronic RF wireless SVN escutcheon, Mifare / DESFire entrance w/ key override function, K lever, right handed, bright brass finish, for use with 1 3/4" - 2 1/4" thick door | 1 |  | 1 Year | 884.85 | 0.15 | 752.1225
20683 | Salto | E9660L00BC38--- | XS4 wide body electronic wire-free SVN escutcheon, Mifare / DESFire entrance w/ key override function, L lever, unhanded, BioCote antimicrobial finish, for use with 1 3/8" - 1 3/4" thick standard door | 1 |  | 1 Year | 725.15 | 0.15 | 616.3775
20684 | Salto | E9660L00BC38-A- | XS4 wide body electronic AMOK wire-free SVN escutcheon, Mifare / DESFire entrance w/ key override function, L lever, unhanded, BioCote antimicrobial finish, for use with 1 3/8" - 1 3/4" thick standard door | 1 |  | 1 Year | 854.15 | 0.15 | 726.0275
20685 | Salto | E9660L00BC38-C- | XS4 wide body electronic RF wireless ready SVN escutcheon, Mifare / DESFire entrance w/ key override function, L lever, unhanded, BioCote antimicrobial finish, for use with 1 3/8" - 1 3/4" thick standard door | 1 |  | 1 Year | 779.25 | 0.15 | 662.3625
20686 | Salto | E9660L00BC38-W- | XS4 wide body electronic RF wireless SVN escutcheon, Mifare / DESFire entrance w/ key override function, L lever, unhanded, BioCote antimicrobial finish, for use with 1 3/8" - 1 3/4" thick standard door | 1 |  | 1 Year | 910.35 | 0.15 | 773.7975
20687 | Salto | E9660L00BC48--- | XS4 wide body electronic wire-free SVN escutcheon, Mifare / DESFire entrance w/ key override function, L lever, unhanded, BioCote antimicrobial finish, for use with 1 3/4" - 2 1/4" thick door | 1 |  | 1 Year | 725.15 | 0.15 | 616.3775
20688 | Salto | E9660L00BC48-A- | XS4 wide body electronic AMOK wire-free SVN escutcheon, Mifare / DESFire entrance w/ key override function, L lever, unhanded, BioCote antimicrobial finish, for use with 1 3/4" - 2 1/4" thick door | 1 |  | 1 Year | 854.15 | 0.15 | 726.0275
20689 | Salto | E9660L00BC48-C- | XS4 wide body electronic RF wireless ready SVN escutcheon, Mifare / DESFire entrance w/ key override function, L lever, unhanded, BioCote antimicrobial finish, for use with 1 3/4" - 2 1/4" thick door | 1 |  | 1 Year | 779.25 | 0.15 | 662.3625
20690 | Salto | E9660L00BC48-W- | XS4 wide body electronic RF wireless SVN escutcheon, Mifare / DESFire entrance w/ key override function, L lever, unhanded, BioCote antimicrobial finish, for use with 1 3/4" - 2 1/4" thick door | 1 |  | 1 Year | 910.35 | 0.15 | 773.7975
20691 | Salto | E9660L00IA38--- | XS4 wide body electronic wire-free SVN escutcheon, Mifare / DESFire entrance w/ key override function, L lever, unhanded, antique brass finish, for use with 1 3/8" - 1 3/4" thick standard door | 1 |  | 1 Year | 725.15 | 0.15 | 616.3775
20692 | Salto | E9660L00IA38-A- | XS4 wide body electronic AMOK wire-free SVN escutcheon, Mifare / DESFire entrance w/ key override function, L lever, unhanded, antique brass finish, for use with 1 3/8" - 1 3/4" thick standard door | 1 |  | 1 Year | 854.15 | 0.15 | 726.0275
20693 | Salto | E9660L00IA38-C- | XS4 wide body electronic RF wireless ready SVN escutcheon, Mifare / DESFire entrance w/ key override function, L lever, unhanded, antique brass finish, for use with 1 3/8" - 1 3/4" thick standard door | 1 |  | 1 Year | 779.25 | 0.15 | 662.3625
20694 | Salto | E9660L00IA38-W- | XS4 wide body electronic RF wireless SVN escutcheon, Mifare / DESFire entrance w/ key override function, L lever, unhanded, antique brass finish, for use with 1 3/8" - 1 3/4" thick standard door | 1 |  | 1 Year | 910.35 | 0.15 | 773.7975
20695 | Salto | E9660L00IA48--- | XS4 wide body electronic wire-free SVN escutcheon, Mifare / DESFire entrance w/ key override function, L lever, unhanded, antique brass finish, for use with 1 3/4" - 2 1/4" thick door | 1 |  | 1 Year | 725.15 | 0.15 | 616.3775
20696 | Salto | E9660L00IA48-A- | XS4 wide body electronic AMOK wire-free SVN escutcheon, Mifare / DESFire entrance w/ key override function, L lever, unhanded, antique brass finish, for use with 1 3/4" - 2 1/4" thick door | 1 |  | 1 Year | 854.15 | 0.15 | 726.0275
20697 | Salto | E9660L00IA48-C- | XS4 wide body electronic RF wireless ready SVN escutcheon, Mifare / DESFire entrance w/ key override function, L lever, unhanded, antique brass finish, for use with 1 3/4" - 2 1/4" thick door | 1 |  | 1 Year | 779.25 | 0.15 | 662.3625
20698 | Salto | E9660L00IA48-W- | XS4 wide body electronic RF wireless SVN escutcheon, Mifare / DESFire entrance w/ key override function, L lever, unhanded, antique brass finish, for use with 1 3/4" - 2 1/4" thick door | 1 |  | 1 Year | 910.35 | 0.15 | 773.7975
20699 | Salto | E9660L00IM38--- | XS4 wide body electronic wire-free SVN escutcheon, Mifare / DESFire entrance w/ key override function, L lever, unhanded, satin stainless finish, for use with 1 3/8" - 1 3/4" thick standard door | 1 |  | 1 Year | 673.15 | 0.15 | 572.1775
20700 | Salto | E9660L00IM38-A- | XS4 wide body electronic AMOK wire-free SVN escutcheon, Mifare / DESFire entrance w/ key override function, L lever, unhanded, satin stainless finish, for use with 1 3/8" - 1 3/4" thick standard door | 1 |  | 1 Year | 802.15 | 0.15 | 681.8275
20701 | Salto | E9660L00IM38-C- | XS4 wide body electronic RF wireless ready SVN escutcheon, Mifare / DESFire entrance w/ key override function, L lever, unhanded, satin stainless finish, for use with 1 3/8" - 1 3/4" thick standard door | 1 |  | 1 Year | 727.25 | 0.15 | 618.1625
20702 | Salto | E9660L00IM38-W- | XS4 wide body electronic RF wireless SVN escutcheon, Mifare / DESFire entrance w/ key override function, L lever, unhanded, satin stainless finish, for use with 1 3/8" - 1 3/4" thick standard door | 1 |  | 1 Year | 858.35 | 0.15 | 729.5975
20703 | Salto | E9660L00IM48--- | XS4 wide body electronic wire-free SVN escutcheon, Mifare / DESFire entrance w/ key override function, L lever, unhanded, satin stainless finish, for use with 1 3/4" - 2 1/4" thick door | 1 |  | 1 Year | 673.15 | 0.15 | 572.1775
20704 | Salto | E9660L00IM48-A- | XS4 wide body electronic AMOK wire-free SVN escutcheon, Mifare / DESFire entrance w/ key override function, L lever, unhanded, satin stainless finish, for use with 1 3/4" - 2 1/4" thick door | 1 |  | 1 Year | 802.15 | 0.15 | 681.8275
20705 | Salto | E9660L00IM48-C- | XS4 wide body electronic RF wireless ready SVN escutcheon, Mifare / DESFire entrance w/ key override function, L lever, unhanded, satin stainless finish, for use with 1 3/4" - 2 1/4" thick door | 1 |  | 1 Year | 727.25 | 0.15 | 618.1625
20706 | Salto | E9660L00IM48-W- | XS4 wide body electronic RF wireless SVN escutcheon, Mifare / DESFire entrance w/ key override function, L lever, unhanded, satin stainless finish, for use with 1 3/4" - 2 1/4" thick door | 1 |  | 1 Year | 858.35 | 0.15 | 729.5975
20707 | Salto | E9660L00IP38--- | XS4 wide body electronic wire-free SVN escutcheon, Mifare / DESFire entrance w/ key override function, L lever, unhanded, bright stainless steel finish, for use with 1 3/8" - 1 3/4" thick standard door | 1 |  | 1 Year | 689.45 | 0.15 | 586.0325
20708 | Salto | E9660L00IP38-A- | XS4 wide body electronic AMOK wire-free SVN escutcheon, Mifare / DESFire entrance w/ key override function, L lever, unhanded, bright stainless steel finish, for use with 1 3/8" - 1 3/4" thick standard door | 1 |  | 1 Year | 818.45 | 0.15 | 695.6825
20709 | Salto | E9660L00IP38-C- | XS4 wide body electronic RF wireless ready SVN escutcheon, Mifare / DESFire entrance w/ key override function, L lever, unhanded, bright stainless steel finish, for use with 1 3/8" - 1 3/4" thick standard door | 1 |  | 1 Year | 743.55 | 0.15 | 632.0175
20710 | Salto | E9660L00IP38-W- | XS4 wide body electronic RF wireless SVN escutcheon, Mifare / DESFire entrance w/ key override function, L lever, unhanded, bright stainless steel finish, for use with 1 3/8" - 1 3/4" thick standard door | 1 |  | 1 Year | 874.65 | 0.15 | 743.4525
20711 | Salto | E9660L00IP48--- | XS4 wide body electronic wire-free SVN escutcheon, Mifare / DESFire entrance w/ key override function, L lever, unhanded, bright stainless steel finish, for use with 1 3/4" - 2 1/4" thick door | 1 |  | 1 Year | 689.45 | 0.15 | 586.0325
20712 | Salto | E9660L00IP48-A- | XS4 wide body electronic AMOK wire-free SVN escutcheon, Mifare / DESFire entrance w/ key override function, L lever, unhanded, bright stainless steel finish, for use with 1 3/4" - 2 1/4" thick door | 1 |  | 1 Year | 818.45 | 0.15 | 695.6825
20713 | Salto | E9660L00IP48-C- | XS4 wide body electronic RF wireless ready SVN escutcheon, Mifare / DESFire entrance w/ key override function, L lever, unhanded, bright stainless steel finish, for use with 1 3/4" - 2 1/4" thick door | 1 |  | 1 Year | 743.55 | 0.15 | 632.0175
20714 | Salto | E9660L00IP48-W- | XS4 wide body electronic RF wireless SVN escutcheon, Mifare / DESFire entrance w/ key override function, L lever, unhanded, bright stainless steel finish, for use with 1 3/4" - 2 1/4" thick door | 1 |  | 1 Year | 874.65 | 0.15 | 743.4525
20715 | Salto | E9660L00NE38--- | XS4 wide body electronic wire-free SVN escutcheon, Mifare / DESFire entrance w/ key override function, L lever, unhanded, black chromium finish, for use with 1 3/8" - 1 3/4" thick standard door | 1 |  | 1 Year | 707.85 | 0.15 | 601.6725
20716 | Salto | E9660L00NE38-A- | XS4 wide body electronic AMOK wire-free SVN escutcheon, Mifare / DESFire entrance w/ key override function, L lever, unhanded, black chromium finish, for use with 1 3/8" - 1 3/4" thick standard door | 1 |  | 1 Year | 836.85 | 0.15 | 711.3225
20717 | Salto | E9660L00NE38-C- | XS4 wide body electronic RF wireless ready SVN escutcheon, Mifare / DESFire entrance w/ key override function, L lever, unhanded, black chromium finish, for use with 1 3/8" - 1 3/4" thick standard door | 1 |  | 1 Year | 761.95 | 0.15 | 647.6575
20718 | Salto | E9660L00NE38-W- | XS4 wide body electronic RF wireless SVN escutcheon, Mifare / DESFire entrance w/ key override function, L lever, unhanded, black chromium finish, for use with 1 3/8" - 1 3/4" thick standard door | 1 |  | 1 Year | 893.05 | 0.15 | 759.0925
20719 | Salto | E9660L00NE48--- | XS4 wide body electronic wire-free SVN escutcheon, Mifare / DESFire entrance w/ key override function, L lever, unhanded, black chromium finish, for use with 1 3/4" - 2 1/4" thick door | 1 |  | 1 Year | 707.85 | 0.15 | 601.6725
20720 | Salto | E9660L00NE48-A- | XS4 wide body electronic AMOK wire-free SVN escutcheon, Mifare / DESFire entrance w/ key override function, L lever, unhanded, black chromium finish, for use with 1 3/4" - 2 1/4" thick door | 1 |  | 1 Year | 836.85 | 0.15 | 711.3225
20721 | Salto | E9660L00NE48-C- | XS4 wide body electronic RF wireless ready SVN escutcheon, Mifare / DESFire entrance w/ key override function, L lever, unhanded, black chromium finish, for use with 1 3/4" - 2 1/4" thick door | 1 |  | 1 Year | 761.95 | 0.15 | 647.6575
20722 | Salto | E9660L00NE48-W- | XS4 wide body electronic RF wireless SVN escutcheon, Mifare / DESFire entrance w/ key override function, L lever, unhanded, black chromium finish, for use with 1 3/4" - 2 1/4" thick door | 1 |  | 1 Year | 893.05 | 0.15 | 759.0925
20723 | Salto | E9660L00PM38--- | XS4 wide body electronic wire-free SVN escutcheon, Mifare / DESFire entrance w/ key override function, L lever, unhanded, satin brass finish, for use with 1 3/8" - 1 3/4" thick standard door | 1 |  | 1 Year | 673.15 | 0.15 | 572.1775
20724 | Salto | E9660L00PM38-A- | XS4 wide body electronic AMOK wire-free SVN escutcheon, Mifare / DESFire entrance w/ key override function, L lever, unhanded, satin brass finish, for use with 1 3/8" - 1 3/4" thick standard door | 1 |  | 1 Year | 802.15 | 0.15 | 681.8275
20725 | Salto | E9660L00PM38-C- | XS4 wide body electronic RF wireless ready SVN escutcheon, Mifare / DESFire entrance w/ key override function, L lever, unhanded, satin brass finish, for use with 1 3/8" - 1 3/4" thick standard door | 1 |  | 1 Year | 727.25 | 0.15 | 618.1625
20726 | Salto | E9660L00PM38-W- | XS4 wide body electronic RF wireless SVN escutcheon, Mifare / DESFire entrance w/ key override function, L lever, unhanded, satin brass finish, for use with 1 3/8" - 1 3/4" thick standard door | 1 |  | 1 Year | 858.35 | 0.15 | 729.5975
20727 | Salto | E9660L00PM48--- | XS4 wide body electronic wire-free SVN escutcheon, Mifare / DESFire entrance w/ key override function, L lever, unhanded, satin brass finish, for use with 1 3/4" - 2 1/4" thick door | 1 |  | 1 Year | 673.15 | 0.15 | 572.1775
20728 | Salto | E9660L00PM48-A- | XS4 wide body electronic AMOK wire-free SVN escutcheon, Mifare / DESFire entrance w/ key override function, L lever, unhanded, satin brass finish, for use with 1 3/4" - 2 1/4" thick door | 1 |  | 1 Year | 802.15 | 0.15 | 681.8275
20729 | Salto | E9660L00PM48-C- | XS4 wide body electronic RF wireless ready SVN escutcheon, Mifare / DESFire entrance w/ key override function, L lever, unhanded, satin brass finish, for use with 1 3/4" - 2 1/4" thick door | 1 |  | 1 Year | 727.25 | 0.15 | 618.1625
20730 | Salto | E9660L00PM48-W- | XS4 wide body electronic RF wireless SVN escutcheon, Mifare / DESFire entrance w/ key override function, L lever, unhanded, satin brass finish, for use with 1 3/4" - 2 1/4" thick door | 1 |  | 1 Year | 858.35 | 0.15 | 729.5975
20731 | Salto | E9660L00PP38--- | XS4 wide body electronic wire-free SVN escutcheon, Mifare / DESFire entrance w/ key override function, L lever, unhanded, bright brass finish, for use with 1 3/8" - 1 3/4" thick standard door | 1 |  | 1 Year | 689.45 | 0.15 | 586.0325
20732 | Salto | E9660L00PP38-A- | XS4 wide body electronic AMOK wire-free SVN escutcheon, Mifare / DESFire entrance w/ key override function, L lever, unhanded, bright brass finish, for use with 1 3/8" - 1 3/4" thick standard door | 1 |  | 1 Year | 818.45 | 0.15 | 695.6825
20733 | Salto | E9660L00PP38-C- | XS4 wide body electronic RF wireless ready SVN escutcheon, Mifare / DESFire entrance w/ key override function, L lever, unhanded, bright brass finish, for use with 1 3/8" - 1 3/4" thick standard door | 1 |  | 1 Year | 743.55 | 0.15 | 632.0175
20734 | Salto | E9660L00PP38-W- | XS4 wide body electronic RF wireless SVN escutcheon, Mifare / DESFire entrance w/ key override function, L lever, unhanded, bright brass finish, for use with 1 3/8" - 1 3/4" thick standard door | 1 |  | 1 Year | 874.65 | 0.15 | 743.4525
20735 | Salto | E9660L00PP48--- | XS4 wide body electronic wire-free SVN escutcheon, Mifare / DESFire entrance w/ key override function, L lever, unhanded, bright brass finish, for use with 1 3/4" - 2 1/4" thick door | 1 |  | 1 Year | 689.45 | 0.15 | 586.0325
20736 | Salto | E9660L00PP48-A- | XS4 wide body electronic AMOK wire-free SVN escutcheon, Mifare / DESFire entrance w/ key override function, L lever, unhanded, bright brass finish, for use with 1 3/4" - 2 1/4" thick door | 1 |  | 1 Year | 818.45 | 0.15 | 695.6825
20737 | Salto | E9660L00PP48-C- | XS4 wide body electronic RF wireless ready SVN escutcheon, Mifare / DESFire entrance w/ key override function, L lever, unhanded, bright brass finish, for use with 1 3/4" - 2 1/4" thick door | 1 |  | 1 Year | 743.55 | 0.15 | 632.0175
20738 | Salto | E9660L00PP48-W- | XS4 wide body electronic RF wireless SVN escutcheon, Mifare / DESFire entrance w/ key override function, L lever, unhanded, bright brass finish, for use with 1 3/4" - 2 1/4" thick door | 1 |  | 1 Year | 874.65 | 0.15 | 743.4525
20739 | Salto | E9660N00BC38--- | XS4 wide body electronic wire-free SVN escutcheon, Mifare / DESFire entrance w/ key override function, N lever, unhanded, BioCote antimicrobial finish, for use with 1 3/8" - 1 3/4" thick standard door | 1 |  | 1 Year | 725.15 | 0.15 | 616.3775
20740 | Salto | E9660N00BC38-A- | XS4 wide body electronic AMOK wire-free SVN escutcheon, Mifare / DESFire entrance w/ key override function, N lever, unhanded, BioCote antimicrobial finish, for use with 1 3/8" - 1 3/4" thick standard door | 1 |  | 1 Year | 854.15 | 0.15 | 726.0275
20741 | Salto | E9660N00BC38-C- | XS4 wide body electronic RF wireless ready SVN escutcheon, Mifare / DESFire entrance w/ key override function, N lever, unhanded, BioCote antimicrobial finish, for use with 1 3/8" - 1 3/4" thick standard door | 1 |  | 1 Year | 779.25 | 0.15 | 662.3625
20742 | Salto | E9660N00BC38-W- | XS4 wide body electronic RF wireless SVN escutcheon, Mifare / DESFire entrance w/ key override function, N lever, unhanded, BioCote antimicrobial finish, for use with 1 3/8" - 1 3/4" thick standard door | 1 |  | 1 Year | 910.35 | 0.15 | 773.7975
20743 | Salto | E9660N00BC48--- | XS4 wide body electronic wire-free SVN escutcheon, Mifare / DESFire entrance w/ key override function, N lever, unhanded, BioCote antimicrobial finish, for use with 1 3/4" - 2 1/4" thick door | 1 |  | 1 Year | 725.15 | 0.15 | 616.3775
20744 | Salto | E9660N00BC48-A- | XS4 wide body electronic AMOK wire-free SVN escutcheon, Mifare / DESFire entrance w/ key override function, N lever, unhanded, BioCote antimicrobial finish, for use with 1 3/4" - 2 1/4" thick door | 1 |  | 1 Year | 854.15 | 0.15 | 726.0275
20745 | Salto | E9660N00BC48-C- | XS4 wide body electronic RF wireless ready SVN escutcheon, Mifare / DESFire entrance w/ key override function, N lever, unhanded, BioCote antimicrobial finish, for use with 1 3/4" - 2 1/4" thick door | 1 |  | 1 Year | 779.25 | 0.15 | 662.3625
20746 | Salto | E9660N00BC48-W- | XS4 wide body electronic RF wireless SVN escutcheon, Mifare / DESFire entrance w/ key override function, N lever, unhanded, BioCote antimicrobial finish, for use with 1 3/4" - 2 1/4" thick door | 1 |  | 1 Year | 910.35 | 0.15 | 773.7975
20747 | Salto | E9660N00IM38--- | XS4 wide body electronic wire-free SVN escutcheon, Mifare / DESFire entrance w/ key override function, N lever, unhanded, satin stainless finish, for use with 1 3/8" - 1 3/4" thick standard door | 1 |  | 1 Year | 673.15 | 0.15 | 572.1775
20748 | Salto | E9660N00IM38-A- | XS4 wide body electronic AMOK wire-free SVN escutcheon, Mifare / DESFire entrance w/ key override function, N lever, unhanded, satin stainless finish, for use with 1 3/8" - 1 3/4" thick standard door | 1 |  | 1 Year | 802.15 | 0.15 | 681.8275
20749 | Salto | E9660N00IM38-C- | XS4 wide body electronic RF wireless ready SVN escutcheon, Mifare / DESFire entrance w/ key override function, N lever, unhanded, satin stainless finish, for use with 1 3/8" - 1 3/4" thick standard door | 1 |  | 1 Year | 727.25 | 0.15 | 618.1625
20750 | Salto | E9660N00IM38-W- | XS4 wide body electronic RF wireless SVN escutcheon, Mifare / DESFire entrance w/ key override function, N lever, unhanded, satin stainless finish, for use with 1 3/8" - 1 3/4" thick standard door | 1 |  | 1 Year | 858.35 | 0.15 | 729.5975
20751 | Salto | E9660N00IM48--- | XS4 wide body electronic wire-free SVN escutcheon, Mifare / DESFire entrance w/ key override function, N lever, unhanded, satin stainless finish, for use with 1 3/4" - 2 1/4" thick door | 1 |  | 1 Year | 673.15 | 0.15 | 572.1775
20752 | Salto | E9660N00IM48-A- | XS4 wide body electronic AMOK wire-free SVN escutcheon, Mifare / DESFire entrance w/ key override function, N lever, unhanded, satin stainless finish, for use with 1 3/4" - 2 1/4" thick door | 1 |  | 1 Year | 802.15 | 0.15 | 681.8275
20753 | Salto | E9660N00IM48-C- | XS4 wide body electronic RF wireless ready SVN escutcheon, Mifare / DESFire entrance w/ key override function, N lever, unhanded, satin stainless finish, for use with 1 3/4" - 2 1/4" thick door | 1 |  | 1 Year | 727.25 | 0.15 | 618.1625
20754 | Salto | E9660N00IM48-W- | XS4 wide body electronic RF wireless SVN escutcheon, Mifare / DESFire entrance w/ key override function, N lever, unhanded, satin stainless finish, for use with 1 3/4" - 2 1/4" thick door | 1 |  | 1 Year | 858.35 | 0.15 | 729.5975
20755 | Salto | E9660N00PM38--- | XS4 wide body electronic wire-free SVN escutcheon, Mifare / DESFire entrance w/ key override function, N lever, unhanded, satin brass finish, for use with 1 3/8" - 1 3/4" thick standard door | 1 |  | 1 Year | 673.15 | 0.15 | 572.1775
20756 | Salto | E9660N00PM38-A- | XS4 wide body electronic AMOK wire-free SVN escutcheon, Mifare / DESFire entrance w/ key override function, N lever, unhanded, satin brass finish, for use with 1 3/8" - 1 3/4" thick standard door | 1 |  | 1 Year | 802.15 | 0.15 | 681.8275
20757 | Salto | E9660N00PM38-C- | XS4 wide body electronic RF wireless ready SVN escutcheon, Mifare / DESFire entrance w/ key override function, N lever, unhanded, satin brass finish, for use with 1 3/8" - 1 3/4" thick standard door | 1 |  | 1 Year | 727.25 | 0.15 | 618.1625
20758 | Salto | E9660N00PM38-W- | XS4 wide body electronic RF wireless SVN escutcheon, Mifare / DESFire entrance w/ key override function, N lever, unhanded, satin brass finish, for use with 1 3/8" - 1 3/4" thick standard door | 1 |  | 1 Year | 858.35 | 0.15 | 729.5975
20759 | Salto | E9660N00PM48--- | XS4 wide body electronic wire-free SVN escutcheon, Mifare / DESFire entrance w/ key override function, N lever, unhanded, satin brass finish, for use with 1 3/4" - 2 1/4" thick door | 1 |  | 1 Year | 673.15 | 0.15 | 572.1775
20760 | Salto | E9660N00PM48-A- | XS4 wide body electronic AMOK wire-free SVN escutcheon, Mifare / DESFire entrance w/ key override function, N lever, unhanded, satin brass finish, for use with 1 3/4" - 2 1/4" thick door | 1 |  | 1 Year | 802.15 | 0.15 | 681.8275
20761 | Salto | E9660N00PM48-C- | XS4 wide body electronic RF wireless ready SVN escutcheon, Mifare / DESFire entrance w/ key override function, N lever, unhanded, satin brass finish, for use with 1 3/4" - 2 1/4" thick door | 1 |  | 1 Year | 727.25 | 0.15 | 618.1625
20762 | Salto | E9660N00PM48-W- | XS4 wide body electronic RF wireless SVN escutcheon, Mifare / DESFire entrance w/ key override function, N lever, unhanded, satin brass finish, for use with 1 3/4" - 2 1/4" thick door | 1 |  | 1 Year | 858.35 | 0.15 | 729.5975
20763 | Salto | E9660O00IA38L-- | XS4 wide body electronic wire-free SVN escutcheon, Mifare / DESFire entrance w/ key override function, O lever, left handed, antique brass finish, for use with 1 3/8" - 1 3/4" thick standard door | 1 |  | 1 Year | 735.35 | 0.15 | 625.0475
20764 | Salto | E9660O00IA38LA- | XS4 wide body electronic AMOK wire-free SVN escutcheon, Mifare / DESFire entrance w/ key override function, O lever, left handed, antique brass finish, for use with 1 3/8" - 1 3/4" thick standard door | 1 |  | 1 Year | 864.35 | 0.15 | 734.6975
20765 | Salto | E9660O00IA38LC- | XS4 wide body electronic RF wireless ready SVN escutcheon, Mifare / DESFire entrance w/ key override function, O lever, left handed, antique brass finish, for use with 1 3/8" - 1 3/4" thick standard door | 1 |  | 1 Year | 789.45 | 0.15 | 671.0325
20766 | Salto | E9660O00IA38LW- | XS4 wide body electronic RF wireless SVN escutcheon, Mifare / DESFire entrance w/ key override function, O lever, left handed, antique brass finish, for use with 1 3/8" - 1 3/4" thick standard door | 1 |  | 1 Year | 920.55 | 0.15 | 782.4675
20767 | Salto | E9660O00IA38R-- | XS4 wide body electronic wire-free SVN escutcheon, Mifare / DESFire entrance w/ key override function, O lever, right handed, antique brass finish, for use with 1 3/8" - 1 3/4" thick standard door | 1 |  | 1 Year | 735.35 | 0.15 | 625.0475
20768 | Salto | E9660O00IA38RA- | XS4 wide body electronic AMOK wire-free SVN escutcheon, Mifare / DESFire entrance w/ key override function, O lever, right handed, antique brass finish, for use with 1 3/8" - 1 3/4" thick standard door | 1 |  | 1 Year | 864.35 | 0.15 | 734.6975
20769 | Salto | E9660O00IA38RC- | XS4 wide body electronic RF wireless ready SVN escutcheon, Mifare / DESFire entrance w/ key override function, O lever, right handed, antique brass finish, for use with 1 3/8" - 1 3/4" thick standard door | 1 |  | 1 Year | 789.45 | 0.15 | 671.0325
20770 | Salto | E9660O00IA38RW- | XS4 wide body electronic RF wireless SVN escutcheon, Mifare / DESFire entrance w/ key override function, O lever, right handed, antique brass finish, for use with 1 3/8" - 1 3/4" thick standard door | 1 |  | 1 Year | 920.55 | 0.15 | 782.4675
20771 | Salto | E9660O00IA48L-- | XS4 wide body electronic wire-free SVN escutcheon, Mifare / DESFire entrance w/ key override function, O lever, left handed, antique brass finish, for use with 1 3/4" - 2 1/4" thick door | 1 |  | 1 Year | 735.35 | 0.15 | 625.0475
20772 | Salto | E9660O00IA48LA- | XS4 wide body electronic AMOK wire-free SVN escutcheon, Mifare / DESFire entrance w/ key override function, O lever, left handed, antique brass finish, for use with 1 3/4" - 2 1/4" thick door | 1 |  | 1 Year | 864.35 | 0.15 | 734.6975
20773 | Salto | E9660O00IA48LC- | XS4 wide body electronic RF wireless ready SVN escutcheon, Mifare / DESFire entrance w/ key override function, O lever, left handed, antique brass finish, for use with 1 3/4" - 2 1/4" thick door | 1 |  | 1 Year | 789.45 | 0.15 | 671.0325
20774 | Salto | E9660O00IA48LW- | XS4 wide body electronic RF wireless SVN escutcheon, Mifare / DESFire entrance w/ key override function, O lever, left handed, antique brass finish, for use with 1 3/4" - 2 1/4" thick door | 1 |  | 1 Year | 920.55 | 0.15 | 782.4675
20775 | Salto | E9660O00IA48R-- | XS4 wide body electronic wire-free SVN escutcheon, Mifare / DESFire entrance w/ key override function, O lever, right handed, antique brass finish, for use with 1 3/4" - 2 1/4" thick door | 1 |  | 1 Year | 735.35 | 0.15 | 625.0475
20776 | Salto | E9660O00IA48RA- | XS4 wide body electronic AMOK wire-free SVN escutcheon, Mifare / DESFire entrance w/ key override function, O lever, right handed, antique brass finish, for use with 1 3/4" - 2 1/4" thick door | 1 |  | 1 Year | 864.35 | 0.15 | 734.6975
20777 | Salto | E9660O00IA48RC- | XS4 wide body electronic RF wireless ready SVN escutcheon, Mifare / DESFire entrance w/ key override function, O lever, right handed, antique brass finish, for use with 1 3/4" - 2 1/4" thick door | 1 |  | 1 Year | 789.45 | 0.15 | 671.0325
20778 | Salto | E9660O00IA48RW- | XS4 wide body electronic RF wireless SVN escutcheon, Mifare / DESFire entrance w/ key override function, O lever, right handed, antique brass finish, for use with 1 3/4" - 2 1/4" thick door | 1 |  | 1 Year | 920.55 | 0.15 | 782.4675
20779 | Salto | E9660O00IM38L-- | XS4 wide body electronic wire-free SVN escutcheon, Mifare / DESFire entrance w/ key override function, O lever, left handed, satin stainless finish, for use with 1 3/8" - 1 3/4" thick standard door | 1 |  | 1 Year | 683.35 | 0.15 | 580.8475
20780 | Salto | E9660O00IM38LA- | XS4 wide body electronic AMOK wire-free SVN escutcheon, Mifare / DESFire entrance w/ key override function, O lever, left handed, satin stainless finish, for use with 1 3/8" - 1 3/4" thick standard door | 1 |  | 1 Year | 812.35 | 0.15 | 690.4975
20781 | Salto | E9660O00IM38LC- | XS4 wide body electronic RF wireless ready SVN escutcheon, Mifare / DESFire entrance w/ key override function, O lever, left handed, satin stainless finish, for use with 1 3/8" - 1 3/4" thick standard door | 1 |  | 1 Year | 737.45 | 0.15 | 626.8325
20782 | Salto | E9660O00IM38LW- | XS4 wide body electronic RF wireless SVN escutcheon, Mifare / DESFire entrance w/ key override function, O lever, left handed, satin stainless finish, for use with 1 3/8" - 1 3/4" thick standard door | 1 |  | 1 Year | 868.55 | 0.15 | 738.2675
20783 | Salto | E9660O00IM38R-- | XS4 wide body electronic wire-free SVN escutcheon, Mifare / DESFire entrance w/ key override function, O lever, right handed, satin stainless finish, for use with 1 3/8" - 1 3/4" thick standard door | 1 |  | 1 Year | 683.35 | 0.15 | 580.8475
20784 | Salto | E9660O00IM38RA- | XS4 wide body electronic AMOK wire-free SVN escutcheon, Mifare / DESFire entrance w/ key override function, O lever, right handed, satin stainless finish, for use with 1 3/8" - 1 3/4" thick standard door | 1 |  | 1 Year | 812.35 | 0.15 | 690.4975
20785 | Salto | E9660O00IM38RC- | XS4 wide body electronic RF wireless ready SVN escutcheon, Mifare / DESFire entrance w/ key override function, O lever, right handed, satin stainless finish, for use with 1 3/8" - 1 3/4" thick standard door | 1 |  | 1 Year | 737.45 | 0.15 | 626.8325
20786 | Salto | E9660O00IM38RW- | XS4 wide body electronic RF wireless SVN escutcheon, Mifare / DESFire entrance w/ key override function, O lever, right handed, satin stainless finish, for use with 1 3/8" - 1 3/4" thick standard door | 1 |  | 1 Year | 868.55 | 0.15 | 738.2675
20787 | Salto | E9660O00IM48L-- | XS4 wide body electronic wire-free SVN escutcheon, Mifare / DESFire entrance w/ key override function, O lever, left handed, satin stainless finish, for use with 1 3/4" - 2 1/4" thick door | 1 |  | 1 Year | 683.35 | 0.15 | 580.8475
20788 | Salto | E9660O00IM48LA- | XS4 wide body electronic AMOK wire-free SVN escutcheon, Mifare / DESFire entrance w/ key override function, O lever, left handed, satin stainless finish, for use with 1 3/4" - 2 1/4" thick door | 1 |  | 1 Year | 812.35 | 0.15 | 690.4975
20789 | Salto | E9660O00IM48LC- | XS4 wide body electronic RF wireless ready SVN escutcheon, Mifare / DESFire entrance w/ key override function, O lever, left handed, satin stainless finish, for use with 1 3/4" - 2 1/4" thick door | 1 |  | 1 Year | 737.45 | 0.15 | 626.8325
20790 | Salto | E9660O00IM48LW- | XS4 wide body electronic RF wireless SVN escutcheon, Mifare / DESFire entrance w/ key override function, O lever, left handed, satin stainless finish, for use with 1 3/4" - 2 1/4" thick door | 1 |  | 1 Year | 868.55 | 0.15 | 738.2675
20791 | Salto | E9660O00IM48R-- | XS4 wide body electronic wire-free SVN escutcheon, Mifare / DESFire entrance w/ key override function, O lever, right handed, satin stainless finish, for use with 1 3/4" - 2 1/4" thick door | 1 |  | 1 Year | 683.35 | 0.15 | 580.8475
20792 | Salto | E9660O00IM48RA- | XS4 wide body electronic AMOK wire-free SVN escutcheon, Mifare / DESFire entrance w/ key override function, O lever, right handed, satin stainless finish, for use with 1 3/4" - 2 1/4" thick door | 1 |  | 1 Year | 812.35 | 0.15 | 690.4975
20793 | Salto | E9660O00IM48RC- | XS4 wide body electronic RF wireless ready SVN escutcheon, Mifare / DESFire entrance w/ key override function, O lever, right handed, satin stainless finish, for use with 1 3/4" - 2 1/4" thick door | 1 |  | 1 Year | 737.45 | 0.15 | 626.8325
20794 | Salto | E9660O00IM48RW- | XS4 wide body electronic RF wireless SVN escutcheon, Mifare / DESFire entrance w/ key override function, O lever, right handed, satin stainless finish, for use with 1 3/4" - 2 1/4" thick door | 1 |  | 1 Year | 868.55 | 0.15 | 738.2675
20795 | Salto | E9660O00IP38L-- | XS4 wide body electronic wire-free SVN escutcheon, Mifare / DESFire entrance w/ key override function, O lever, left handed, bright stainless steel finish, for use with 1 3/8" - 1 3/4" thick standard door | 1 |  | 1 Year | 699.65 | 0.15 | 594.7025
20796 | Salto | E9660O00IP38LA- | XS4 wide body electronic AMOK wire-free SVN escutcheon, Mifare / DESFire entrance w/ key override function, O lever, left handed, bright stainless steel finish, for use with 1 3/8" - 1 3/4" thick standard door | 1 |  | 1 Year | 828.65 | 0.15 | 704.3525
20797 | Salto | E9660O00IP38LC- | XS4 wide body electronic RF wireless ready SVN escutcheon, Mifare / DESFire entrance w/ key override function, O lever, left handed, bright stainless steel finish, for use with 1 3/8" - 1 3/4" thick standard door | 1 |  | 1 Year | 753.75 | 0.15 | 640.6875
20798 | Salto | E9660O00IP38LW- | XS4 wide body electronic RF wireless SVN escutcheon, Mifare / DESFire entrance w/ key override function, O lever, left handed, bright stainless steel finish, for use with 1 3/8" - 1 3/4" thick standard door | 1 |  | 1 Year | 884.85 | 0.15 | 752.1225
20799 | Salto | E9660O00IP38R-- | XS4 wide body electronic wire-free SVN escutcheon, Mifare / DESFire entrance w/ key override function, O lever, right handed, bright stainless steel finish, for use with 1 3/8" - 1 3/4" thick standard door | 1 |  | 1 Year | 699.65 | 0.15 | 594.7025
20800 | Salto | E9660O00IP38RA- | XS4 wide body electronic AMOK wire-free SVN escutcheon, Mifare / DESFire entrance w/ key override function, O lever, right handed, bright stainless steel finish, for use with 1 3/8" - 1 3/4" thick standard door | 1 |  | 1 Year | 828.65 | 0.15 | 704.3525
20801 | Salto | E9660O00IP38RC- | XS4 wide body electronic RF wireless ready SVN escutcheon, Mifare / DESFire entrance w/ key override function, O lever, right handed, bright stainless steel finish, for use with 1 3/8" - 1 3/4" thick standard door | 1 |  | 1 Year | 753.75 | 0.15 | 640.6875
20802 | Salto | E9660O00IP38RW- | XS4 wide body electronic RF wireless SVN escutcheon, Mifare / DESFire entrance w/ key override function, O lever, right handed, bright stainless steel finish, for use with 1 3/8" - 1 3/4" thick standard door | 1 |  | 1 Year | 884.85 | 0.15 | 752.1225
20803 | Salto | E9660O00IP48L-- | XS4 wide body electronic wire-free SVN escutcheon, Mifare / DESFire entrance w/ key override function, O lever, left handed, bright stainless steel finish, for use with 1 3/4" - 2 1/4" thick door | 1 |  | 1 Year | 699.65 | 0.15 | 594.7025
20804 | Salto | E9660O00IP48LA- | XS4 wide body electronic AMOK wire-free SVN escutcheon, Mifare / DESFire entrance w/ key override function, O lever, left handed, bright stainless steel finish, for use with 1 3/4" - 2 1/4" thick door | 1 |  | 1 Year | 828.65 | 0.15 | 704.3525
20805 | Salto | E9660O00IP48LC- | XS4 wide body electronic RF wireless ready SVN escutcheon, Mifare / DESFire entrance w/ key override function, O lever, left handed, bright stainless steel finish, for use with 1 3/4" - 2 1/4" thick door | 1 |  | 1 Year | 753.75 | 0.15 | 640.6875
20806 | Salto | E9660O00IP48LW- | XS4 wide body electronic RF wireless SVN escutcheon, Mifare / DESFire entrance w/ key override function, O lever, left handed, bright stainless steel finish, for use with 1 3/4" - 2 1/4" thick door | 1 |  | 1 Year | 884.85 | 0.15 | 752.1225
20807 | Salto | E9660O00IP48R-- | XS4 wide body electronic wire-free SVN escutcheon, Mifare / DESFire entrance w/ key override function, O lever, right handed, bright stainless steel finish, for use with 1 3/4" - 2 1/4" thick door | 1 |  | 1 Year | 699.65 | 0.15 | 594.7025
20808 | Salto | E9660O00IP48RA- | XS4 wide body electronic AMOK wire-free SVN escutcheon, Mifare / DESFire entrance w/ key override function, O lever, right handed, bright stainless steel finish, for use with 1 3/4" - 2 1/4" thick door | 1 |  | 1 Year | 828.65 | 0.15 | 704.3525
20809 | Salto | E9660O00IP48RC- | XS4 wide body electronic RF wireless ready SVN escutcheon, Mifare / DESFire entrance w/ key override function, O lever, right handed, bright stainless steel finish, for use with 1 3/4" - 2 1/4" thick door | 1 |  | 1 Year | 753.75 | 0.15 | 640.6875
20810 | Salto | E9660O00IP48RW- | XS4 wide body electronic RF wireless SVN escutcheon, Mifare / DESFire entrance w/ key override function, O lever, right handed, bright stainless steel finish, for use with 1 3/4" - 2 1/4" thick door | 1 |  | 1 Year | 884.85 | 0.15 | 752.1225
20811 | Salto | E9660O00NE38L-- | XS4 wide body electronic wire-free SVN escutcheon, Mifare / DESFire entrance w/ key override function, O lever, left handed, black chromium finish, for use with 1 3/8" - 1 3/4" thick standard door | 1 |  | 1 Year | 718.05 | 0.15 | 610.3425
20812 | Salto | E9660O00NE38LA- | XS4 wide body electronic AMOK wire-free SVN escutcheon, Mifare / DESFire entrance w/ key override function, O lever, left handed, black chromium finish, for use with 1 3/8" - 1 3/4" thick standard door | 1 |  | 1 Year | 847.05 | 0.15 | 719.9925
20813 | Salto | E9660O00NE38LC- | XS4 wide body electronic RF wireless ready SVN escutcheon, Mifare / DESFire entrance w/ key override function, O lever, left handed, black chromium finish, for use with 1 3/8" - 1 3/4" thick standard door | 1 |  | 1 Year | 772.15 | 0.15 | 656.3275
20814 | Salto | E9660O00NE38LW- | XS4 wide body electronic RF wireless SVN escutcheon, Mifare / DESFire entrance w/ key override function, O lever, left handed, black chromium finish, for use with 1 3/8" - 1 3/4" thick standard door | 1 |  | 1 Year | 903.25 | 0.15 | 767.7625
20815 | Salto | E9660O00NE38R-- | XS4 wide body electronic wire-free SVN escutcheon, Mifare / DESFire entrance w/ key override function, O lever, right handed, black chromium finish, for use with 1 3/8" - 1 3/4" thick standard door | 1 |  | 1 Year | 718.05 | 0.15 | 610.3425
20816 | Salto | E9660O00NE38RA- | XS4 wide body electronic AMOK wire-free SVN escutcheon, Mifare / DESFire entrance w/ key override function, O lever, right handed, black chromium finish, for use with 1 3/8" - 1 3/4" thick standard door | 1 |  | 1 Year | 847.05 | 0.15 | 719.9925
20817 | Salto | E9660O00NE38RC- | XS4 wide body electronic RF wireless ready SVN escutcheon, Mifare / DESFire entrance w/ key override function, O lever, right handed, black chromium finish, for use with 1 3/8" - 1 3/4" thick standard door | 1 |  | 1 Year | 772.15 | 0.15 | 656.3275
20818 | Salto | E9660O00NE38RW- | XS4 wide body electronic RF wireless SVN escutcheon, Mifare / DESFire entrance w/ key override function, O lever, right handed, black chromium finish, for use with 1 3/8" - 1 3/4" thick standard door | 1 |  | 1 Year | 903.25 | 0.15 | 767.7625
20819 | Salto | E9660O00NE48L-- | XS4 wide body electronic wire-free SVN escutcheon, Mifare / DESFire entrance w/ key override function, O lever, left handed, black chromium finish, for use with 1 3/4" - 2 1/4" thick door | 1 |  | 1 Year | 718.05 | 0.15 | 610.3425
20820 | Salto | E9660O00NE48LA- | XS4 wide body electronic AMOK wire-free SVN escutcheon, Mifare / DESFire entrance w/ key override function, O lever, left handed, black chromium finish, for use with 1 3/4" - 2 1/4" thick door | 1 |  | 1 Year | 847.05 | 0.15 | 719.9925
20821 | Salto | E9660O00NE48LC- | XS4 wide body electronic RF wireless ready SVN escutcheon, Mifare / DESFire entrance w/ key override function, O lever, left handed, black chromium finish, for use with 1 3/4" - 2 1/4" thick door | 1 |  | 1 Year | 772.15 | 0.15 | 656.3275
20822 | Salto | E9660O00NE48LW- | XS4 wide body electronic RF wireless SVN escutcheon, Mifare / DESFire entrance w/ key override function, O lever, left handed, black chromium finish, for use with 1 3/4" - 2 1/4" thick door | 1 |  | 1 Year | 903.25 | 0.15 | 767.7625
20823 | Salto | E9660O00NE48R-- | XS4 wide body electronic wire-free SVN escutcheon, Mifare / DESFire entrance w/ key override function, O lever, right handed, black chromium finish, for use with 1 3/4" - 2 1/4" thick door | 1 |  | 1 Year | 718.05 | 0.15 | 610.3425
20824 | Salto | E9660O00NE48RA- | XS4 wide body electronic AMOK wire-free SVN escutcheon, Mifare / DESFire entrance w/ key override function, O lever, right handed, black chromium finish, for use with 1 3/4" - 2 1/4" thick door | 1 |  | 1 Year | 847.05 | 0.15 | 719.9925
20825 | Salto | E9660O00NE48RC- | XS4 wide body electronic RF wireless ready SVN escutcheon, Mifare / DESFire entrance w/ key override function, O lever, right handed, black chromium finish, for use with 1 3/4" - 2 1/4" thick door | 1 |  | 1 Year | 772.15 | 0.15 | 656.3275
20826 | Salto | E9660O00NE48RW- | XS4 wide body electronic RF wireless SVN escutcheon, Mifare / DESFire entrance w/ key override function, O lever, right handed, black chromium finish, for use with 1 3/4" - 2 1/4" thick door | 1 |  | 1 Year | 903.25 | 0.15 | 767.7625
20827 | Salto | E9660O00PM38L-- | XS4 wide body electronic wire-free SVN escutcheon, Mifare / DESFire entrance w/ key override function, O lever, left handed, satin brass finish, for use with 1 3/8" - 1 3/4" thick standard door | 1 |  | 1 Year | 683.35 | 0.15 | 580.8475
20828 | Salto | E9660O00PM38LA- | XS4 wide body electronic AMOK wire-free SVN escutcheon, Mifare / DESFire entrance w/ key override function, O lever, left handed, satin brass finish, for use with 1 3/8" - 1 3/4" thick standard door | 1 |  | 1 Year | 812.35 | 0.15 | 690.4975
20829 | Salto | E9660O00PM38LC- | XS4 wide body electronic RF wireless ready SVN escutcheon, Mifare / DESFire entrance w/ key override function, O lever, left handed, satin brass finish, for use with 1 3/8" - 1 3/4" thick standard door | 1 |  | 1 Year | 737.45 | 0.15 | 626.8325
20830 | Salto | E9660O00PM38LW- | XS4 wide body electronic RF wireless SVN escutcheon, Mifare / DESFire entrance w/ key override function, O lever, left handed, satin brass finish, for use with 1 3/8" - 1 3/4" thick standard door | 1 |  | 1 Year | 868.55 | 0.15 | 738.2675
20831 | Salto | E9660O00PM38R-- | XS4 wide body electronic wire-free SVN escutcheon, Mifare / DESFire entrance w/ key override function, O lever, right handed, satin brass finish, for use with 1 3/8" - 1 3/4" thick standard door | 1 |  | 1 Year | 683.35 | 0.15 | 580.8475
20832 | Salto | E9660O00PM38RA- | XS4 wide body electronic AMOK wire-free SVN escutcheon, Mifare / DESFire entrance w/ key override function, O lever, right handed, satin brass finish, for use with 1 3/8" - 1 3/4" thick standard door | 1 |  | 1 Year | 812.35 | 0.15 | 690.4975
20833 | Salto | E9660O00PM38RC- | XS4 wide body electronic RF wireless ready SVN escutcheon, Mifare / DESFire entrance w/ key override function, O lever, right handed, satin brass finish, for use with 1 3/8" - 1 3/4" thick standard door | 1 |  | 1 Year | 737.45 | 0.15 | 626.8325
20834 | Salto | E9660O00PM38RW- | XS4 wide body electronic RF wireless SVN escutcheon, Mifare / DESFire entrance w/ key override function, O lever, right handed, satin brass finish, for use with 1 3/8" - 1 3/4" thick standard door | 1 |  | 1 Year | 868.55 | 0.15 | 738.2675
20835 | Salto | E9660O00PM48L-- | XS4 wide body electronic wire-free SVN escutcheon, Mifare / DESFire entrance w/ key override function, O lever, left handed, satin brass finish, for use with 1 3/4" - 2 1/4" thick door | 1 |  | 1 Year | 683.35 | 0.15 | 580.8475
20836 | Salto | E9660O00PM48LA- | XS4 wide body electronic AMOK wire-free SVN escutcheon, Mifare / DESFire entrance w/ key override function, O lever, left handed, satin brass finish, for use with 1 3/4" - 2 1/4" thick door | 1 |  | 1 Year | 812.35 | 0.15 | 690.4975
20837 | Salto | E9660O00PM48LC- | XS4 wide body electronic RF wireless ready SVN escutcheon, Mifare / DESFire entrance w/ key override function, O lever, left handed, satin brass finish, for use with 1 3/4" - 2 1/4" thick door | 1 |  | 1 Year | 737.45 | 0.15 | 626.8325
20838 | Salto | E9660O00PM48LW- | XS4 wide body electronic RF wireless SVN escutcheon, Mifare / DESFire entrance w/ key override function, O lever, left handed, satin brass finish, for use with 1 3/4" - 2 1/4" thick door | 1 |  | 1 Year | 868.55 | 0.15 | 738.2675
20839 | Salto | E9660O00PM48R-- | XS4 wide body electronic wire-free SVN escutcheon, Mifare / DESFire entrance w/ key override function, O lever, right handed, satin brass finish, for use with 1 3/4" - 2 1/4" thick door | 1 |  | 1 Year | 683.35 | 0.15 | 580.8475
20840 | Salto | E9660O00PM48RA- | XS4 wide body electronic AMOK wire-free SVN escutcheon, Mifare / DESFire entrance w/ key override function, O lever, right handed, satin brass finish, for use with 1 3/4" - 2 1/4" thick door | 1 |  | 1 Year | 812.35 | 0.15 | 690.4975
20841 | Salto | E9660O00PM48RC- | XS4 wide body electronic RF wireless ready SVN escutcheon, Mifare / DESFire entrance w/ key override function, O lever, right handed, satin brass finish, for use with 1 3/4" - 2 1/4" thick door | 1 |  | 1 Year | 737.45 | 0.15 | 626.8325
20842 | Salto | E9660O00PM48RW- | XS4 wide body electronic RF wireless SVN escutcheon, Mifare / DESFire entrance w/ key override function, O lever, right handed, satin brass finish, for use with 1 3/4" - 2 1/4" thick door | 1 |  | 1 Year | 868.55 | 0.15 | 738.2675
20843 | Salto | E9660O00PP38L-- | XS4 wide body electronic wire-free SVN escutcheon, Mifare / DESFire entrance w/ key override function, O lever, left handed, bright brass finish, for use with 1 3/8" - 1 3/4" thick standard door | 1 |  | 1 Year | 699.65 | 0.15 | 594.7025
20844 | Salto | E9660O00PP38LA- | XS4 wide body electronic AMOK wire-free SVN escutcheon, Mifare / DESFire entrance w/ key override function, O lever, left handed, bright brass finish, for use with 1 3/8" - 1 3/4" thick standard door | 1 |  | 1 Year | 828.65 | 0.15 | 704.3525
20845 | Salto | E9660O00PP38LC- | XS4 wide body electronic RF wireless ready SVN escutcheon, Mifare / DESFire entrance w/ key override function, O lever, left handed, bright brass finish, for use with 1 3/8" - 1 3/4" thick standard door | 1 |  | 1 Year | 753.75 | 0.15 | 640.6875
20846 | Salto | E9660O00PP38LW- | XS4 wide body electronic RF wireless SVN escutcheon, Mifare / DESFire entrance w/ key override function, O lever, left handed, bright brass finish, for use with 1 3/8" - 1 3/4" thick standard door | 1 |  | 1 Year | 884.85 | 0.15 | 752.1225
20847 | Salto | E9660O00PP38R-- | XS4 wide body electronic wire-free SVN escutcheon, Mifare / DESFire entrance w/ key override function, O lever, right handed, bright brass finish, for use with 1 3/8" - 1 3/4" thick standard door | 1 |  | 1 Year | 699.65 | 0.15 | 594.7025
20848 | Salto | E9660O00PP38RA- | XS4 wide body electronic AMOK wire-free SVN escutcheon, Mifare / DESFire entrance w/ key override function, O lever, right handed, bright brass finish, for use with 1 3/8" - 1 3/4" thick standard door | 1 |  | 1 Year | 828.65 | 0.15 | 704.3525
20849 | Salto | E9660O00PP38RC- | XS4 wide body electronic RF wireless ready SVN escutcheon, Mifare / DESFire entrance w/ key override function, O lever, right handed, bright brass finish, for use with 1 3/8" - 1 3/4" thick standard door | 1 |  | 1 Year | 753.75 | 0.15 | 640.6875
20850 | Salto | E9660O00PP38RW- | XS4 wide body electronic RF wireless SVN escutcheon, Mifare / DESFire entrance w/ key override function, O lever, right handed, bright brass finish, for use with 1 3/8" - 1 3/4" thick standard door | 1 |  | 1 Year | 884.85 | 0.15 | 752.1225
20851 | Salto | E9660O00PP48L-- | XS4 wide body electronic wire-free SVN escutcheon, Mifare / DESFire entrance w/ key override function, O lever, left handed, bright brass finish, for use with 1 3/4" - 2 1/4" thick door | 1 |  | 1 Year | 699.65 | 0.15 | 594.7025
20852 | Salto | E9660O00PP48LA- | XS4 wide body electronic AMOK wire-free SVN escutcheon, Mifare / DESFire entrance w/ key override function, O lever, left handed, bright brass finish, for use with 1 3/4" - 2 1/4" thick door | 1 |  | 1 Year | 828.65 | 0.15 | 704.3525
20853 | Salto | E9660O00PP48LC- | XS4 wide body electronic RF wireless ready SVN escutcheon, Mifare / DESFire entrance w/ key override function, O lever, left handed, bright brass finish, for use with 1 3/4" - 2 1/4" thick door | 1 |  | 1 Year | 753.75 | 0.15 | 640.6875
20854 | Salto | E9660O00PP48LW- | XS4 wide body electronic RF wireless SVN escutcheon, Mifare / DESFire entrance w/ key override function, O lever, left handed, bright brass finish, for use with 1 3/4" - 2 1/4" thick door | 1 |  | 1 Year | 884.85 | 0.15 | 752.1225
20855 | Salto | E9660O00PP48R-- | XS4 wide body electronic wire-free SVN escutcheon, Mifare / DESFire entrance w/ key override function, O lever, right handed, bright brass finish, for use with 1 3/4" - 2 1/4" thick door | 1 |  | 1 Year | 699.65 | 0.15 | 594.7025
20856 | Salto | E9660O00PP48RA- | XS4 wide body electronic AMOK wire-free SVN escutcheon, Mifare / DESFire entrance w/ key override function, O lever, right handed, bright brass finish, for use with 1 3/4" - 2 1/4" thick door | 1 |  | 1 Year | 828.65 | 0.15 | 704.3525
20857 | Salto | E9660O00PP48RC- | XS4 wide body electronic RF wireless ready SVN escutcheon, Mifare / DESFire entrance w/ key override function, O lever, right handed, bright brass finish, for use with 1 3/4" - 2 1/4" thick door | 1 |  | 1 Year | 753.75 | 0.15 | 640.6875
20858 | Salto | E9660O00PP48RW- | XS4 wide body electronic RF wireless SVN escutcheon, Mifare / DESFire entrance w/ key override function, O lever, right handed, bright brass finish, for use with 1 3/4" - 2 1/4" thick door | 1 |  | 1 Year | 884.85 | 0.15 | 752.1225
20859 | Salto | E9660W00BC38--- | XS4 wide body electronic wire-free SVN escutcheon, Mifare / DESFire entrance w/ key override function, W lever, unhanded, BioCote antimicrobial finish, for use with 1 3/8" - 1 3/4" thick standard door | 1 |  | 1 Year | 725.15 | 0.15 | 616.3775
20860 | Salto | E9660W00BC38-A- | XS4 wide body electronic AMOK wire-free SVN escutcheon, Mifare / DESFire entrance w/ key override function, W lever, unhanded, BioCote antimicrobial finish, for use with 1 3/8" - 1 3/4" thick standard door | 1 |  | 1 Year | 854.15 | 0.15 | 726.0275
20861 | Salto | E9660W00BC38-C- | XS4 wide body electronic RF wireless ready SVN escutcheon, Mifare / DESFire entrance w/ key override function, W lever, unhanded, BioCote antimicrobial finish, for use with 1 3/8" - 1 3/4" thick standard door | 1 |  | 1 Year | 779.25 | 0.15 | 662.3625
20862 | Salto | E9660W00BC38-W- | XS4 wide body electronic RF wireless SVN escutcheon, Mifare / DESFire entrance w/ key override function, W lever, unhanded, BioCote antimicrobial finish, for use with 1 3/8" - 1 3/4" thick standard door | 1 |  | 1 Year | 910.35 | 0.15 | 773.7975
20863 | Salto | E9660W00BC48--- | XS4 wide body electronic wire-free SVN escutcheon, Mifare / DESFire entrance w/ key override function, W lever, unhanded, BioCote antimicrobial finish, for use with 1 3/4" - 2 1/4" thick door | 1 |  | 1 Year | 725.15 | 0.15 | 616.3775
20864 | Salto | E9660W00BC48-A- | XS4 wide body electronic AMOK wire-free SVN escutcheon, Mifare / DESFire entrance w/ key override function, W lever, unhanded, BioCote antimicrobial finish, for use with 1 3/4" - 2 1/4" thick door | 1 |  | 1 Year | 854.15 | 0.15 | 726.0275
20865 | Salto | E9660W00BC48-C- | XS4 wide body electronic RF wireless ready SVN escutcheon, Mifare / DESFire entrance w/ key override function, W lever, unhanded, BioCote antimicrobial finish, for use with 1 3/4" - 2 1/4" thick door | 1 |  | 1 Year | 779.25 | 0.15 | 662.3625
20866 | Salto | E9660W00BC48-W- | XS4 wide body electronic RF wireless SVN escutcheon, Mifare / DESFire entrance w/ key override function, W lever, unhanded, BioCote antimicrobial finish, for use with 1 3/4" - 2 1/4" thick door | 1 |  | 1 Year | 910.35 | 0.15 | 773.7975
20867 | Salto | E9660W00IA38--- | XS4 wide body electronic wire-free SVN escutcheon, Mifare / DESFire entrance w/ key override function, W lever, unhanded, antique brass finish, for use with 1 3/8" - 1 3/4" thick standard door | 1 |  | 1 Year | 725.15 | 0.15 | 616.3775
20868 | Salto | E9660W00IA38-A- | XS4 wide body electronic AMOK wire-free SVN escutcheon, Mifare / DESFire entrance w/ key override function, W lever, unhanded, antique brass finish, for use with 1 3/8" - 1 3/4" thick standard door | 1 |  | 1 Year | 854.15 | 0.15 | 726.0275
20869 | Salto | E9660W00IA38-C- | XS4 wide body electronic RF wireless ready SVN escutcheon, Mifare / DESFire entrance w/ key override function, W lever, unhanded, antique brass finish, for use with 1 3/8" - 1 3/4" thick standard door | 1 |  | 1 Year | 779.25 | 0.15 | 662.3625
20870 | Salto | E9660W00IA38-W- | XS4 wide body electronic RF wireless SVN escutcheon, Mifare / DESFire entrance w/ key override function, W lever, unhanded, antique brass finish, for use with 1 3/8" - 1 3/4" thick standard door | 1 |  | 1 Year | 910.35 | 0.15 | 773.7975
20871 | Salto | E9660W00IA48--- | XS4 wide body electronic wire-free SVN escutcheon, Mifare / DESFire entrance w/ key override function, W lever, unhanded, antique brass finish, for use with 1 3/4" - 2 1/4" thick door | 1 |  | 1 Year | 725.15 | 0.15 | 616.3775
20872 | Salto | E9660W00IA48-A- | XS4 wide body electronic AMOK wire-free SVN escutcheon, Mifare / DESFire entrance w/ key override function, W lever, unhanded, antique brass finish, for use with 1 3/4" - 2 1/4" thick door | 1 |  | 1 Year | 854.15 | 0.15 | 726.0275
20873 | Salto | E9660W00IA48-C- | XS4 wide body electronic RF wireless ready SVN escutcheon, Mifare / DESFire entrance w/ key override function, W lever, unhanded, antique brass finish, for use with 1 3/4" - 2 1/4" thick door | 1 |  | 1 Year | 779.25 | 0.15 | 662.3625
20874 | Salto | E9660W00IA48-W- | XS4 wide body electronic RF wireless SVN escutcheon, Mifare / DESFire entrance w/ key override function, W lever, unhanded, antique brass finish, for use with 1 3/4" - 2 1/4" thick door | 1 |  | 1 Year | 910.35 | 0.15 | 773.7975
20875 | Salto | E9660W00IM38--- | XS4 wide body electronic wire-free SVN escutcheon, Mifare / DESFire entrance w/ key override function, W lever, unhanded, satin stainless finish, for use with 1 3/8" - 1 3/4" thick standard door | 1 |  | 1 Year | 673.15 | 0.15 | 572.1775
20876 | Salto | E9660W00IM38-A- | XS4 wide body electronic AMOK wire-free SVN escutcheon, Mifare / DESFire entrance w/ key override function, W lever, unhanded, satin stainless finish, for use with 1 3/8" - 1 3/4" thick standard door | 1 |  | 1 Year | 802.15 | 0.15 | 681.8275
20877 | Salto | E9660W00IM38-C- | XS4 wide body electronic RF wireless ready SVN escutcheon, Mifare / DESFire entrance w/ key override function, W lever, unhanded, satin stainless finish, for use with 1 3/8" - 1 3/4" thick standard door | 1 |  | 1 Year | 727.25 | 0.15 | 618.1625
20878 | Salto | E9660W00IM38-W- | XS4 wide body electronic RF wireless SVN escutcheon, Mifare / DESFire entrance w/ key override function, W lever, unhanded, satin stainless finish, for use with 1 3/8" - 1 3/4" thick standard door | 1 |  | 1 Year | 858.35 | 0.15 | 729.5975
20879 | Salto | E9660W00IM48--- | XS4 wide body electronic wire-free SVN escutcheon, Mifare / DESFire entrance w/ key override function, W lever, unhanded, satin stainless finish, for use with 1 3/4" - 2 1/4" thick door | 1 |  | 1 Year | 673.15 | 0.15 | 572.1775
20880 | Salto | E9660W00IM48-A- | XS4 wide body electronic AMOK wire-free SVN escutcheon, Mifare / DESFire entrance w/ key override function, W lever, unhanded, satin stainless finish, for use with 1 3/4" - 2 1/4" thick door | 1 |  | 1 Year | 802.15 | 0.15 | 681.8275
20881 | Salto | E9660W00IM48-C- | XS4 wide body electronic RF wireless ready SVN escutcheon, Mifare / DESFire entrance w/ key override function, W lever, unhanded, satin stainless finish, for use with 1 3/4" - 2 1/4" thick door | 1 |  | 1 Year | 727.25 | 0.15 | 618.1625
20882 | Salto | E9660W00IM48-W- | XS4 wide body electronic RF wireless SVN escutcheon, Mifare / DESFire entrance w/ key override function, W lever, unhanded, satin stainless finish, for use with 1 3/4" - 2 1/4" thick door | 1 |  | 1 Year | 858.35 | 0.15 | 729.5975
20883 | Salto | E9660W00IP38--- | XS4 wide body electronic wire-free SVN escutcheon, Mifare / DESFire entrance w/ key override function, W lever, unhanded, bright stainless steel finish, for use with 1 3/8" - 1 3/4" thick standard door | 1 |  | 1 Year | 689.45 | 0.15 | 586.0325
20884 | Salto | E9660W00IP38-A- | XS4 wide body electronic AMOK wire-free SVN escutcheon, Mifare / DESFire entrance w/ key override function, W lever, unhanded, bright stainless steel finish, for use with 1 3/8" - 1 3/4" thick standard door | 1 |  | 1 Year | 818.45 | 0.15 | 695.6825
20885 | Salto | E9660W00IP38-C- | XS4 wide body electronic RF wireless ready SVN escutcheon, Mifare / DESFire entrance w/ key override function, W lever, unhanded, bright stainless steel finish, for use with 1 3/8" - 1 3/4" thick standard door | 1 |  | 1 Year | 743.55 | 0.15 | 632.0175
20886 | Salto | E9660W00IP38-W- | XS4 wide body electronic RF wireless SVN escutcheon, Mifare / DESFire entrance w/ key override function, W lever, unhanded, bright stainless steel finish, for use with 1 3/8" - 1 3/4" thick standard door | 1 |  | 1 Year | 874.65 | 0.15 | 743.4525
20887 | Salto | E9660W00IP48--- | XS4 wide body electronic wire-free SVN escutcheon, Mifare / DESFire entrance w/ key override function, W lever, unhanded, bright stainless steel finish, for use with 1 3/4" - 2 1/4" thick door | 1 |  | 1 Year | 689.45 | 0.15 | 586.0325
20888 | Salto | E9660W00IP48-A- | XS4 wide body electronic AMOK wire-free SVN escutcheon, Mifare / DESFire entrance w/ key override function, W lever, unhanded, bright stainless steel finish, for use with 1 3/4" - 2 1/4" thick door | 1 |  | 1 Year | 818.45 | 0.15 | 695.6825
20889 | Salto | E9660W00IP48-C- | XS4 wide body electronic RF wireless ready SVN escutcheon, Mifare / DESFire entrance w/ key override function, W lever, unhanded, bright stainless steel finish, for use with 1 3/4" - 2 1/4" thick door | 1 |  | 1 Year | 743.55 | 0.15 | 632.0175
20890 | Salto | E9660W00IP48-W- | XS4 wide body electronic RF wireless SVN escutcheon, Mifare / DESFire entrance w/ key override function, W lever, unhanded, bright stainless steel finish, for use with 1 3/4" - 2 1/4" thick door | 1 |  | 1 Year | 874.65 | 0.15 | 743.4525
20891 | Salto | E9660W00NE38--- | XS4 wide body electronic wire-free SVN escutcheon, Mifare / DESFire entrance w/ key override function, W lever, unhanded, black chromium finish, for use with 1 3/8" - 1 3/4" thick standard door | 1 |  | 1 Year | 707.85 | 0.15 | 601.6725
20892 | Salto | E9660W00NE38-A- | XS4 wide body electronic AMOK wire-free SVN escutcheon, Mifare / DESFire entrance w/ key override function, W lever, unhanded, black chromium finish, for use with 1 3/8" - 1 3/4" thick standard door | 1 |  | 1 Year | 836.85 | 0.15 | 711.3225
20893 | Salto | E9660W00NE38-C- | XS4 wide body electronic RF wireless ready SVN escutcheon, Mifare / DESFire entrance w/ key override function, W lever, unhanded, black chromium finish, for use with 1 3/8" - 1 3/4" thick standard door | 1 |  | 1 Year | 761.95 | 0.15 | 647.6575
20894 | Salto | E9660W00NE38-W- | XS4 wide body electronic RF wireless SVN escutcheon, Mifare / DESFire entrance w/ key override function, W lever, unhanded, black chromium finish, for use with 1 3/8" - 1 3/4" thick standard door | 1 |  | 1 Year | 893.05 | 0.15 | 759.0925
20895 | Salto | E9660W00NE48--- | XS4 wide body electronic wire-free SVN escutcheon, Mifare / DESFire entrance w/ key override function, W lever, unhanded, black chromium finish, for use with 1 3/4" - 2 1/4" thick door | 1 |  | 1 Year | 707.85 | 0.15 | 601.6725
20896 | Salto | E9660W00NE48-A- | XS4 wide body electronic AMOK wire-free SVN escutcheon, Mifare / DESFire entrance w/ key override function, W lever, unhanded, black chromium finish, for use with 1 3/4" - 2 1/4" thick door | 1 |  | 1 Year | 836.85 | 0.15 | 711.3225
20897 | Salto | E9660W00NE48-C- | XS4 wide body electronic RF wireless ready SVN escutcheon, Mifare / DESFire entrance w/ key override function, W lever, unhanded, black chromium finish, for use with 1 3/4" - 2 1/4" thick door | 1 |  | 1 Year | 761.95 | 0.15 | 647.6575
20898 | Salto | E9660W00NE48-W- | XS4 wide body electronic RF wireless SVN escutcheon, Mifare / DESFire entrance w/ key override function, W lever, unhanded, black chromium finish, for use with 1 3/4" - 2 1/4" thick door | 1 |  | 1 Year | 893.05 | 0.15 | 759.0925
20899 | Salto | E9660W00PM38--- | XS4 wide body electronic wire-free SVN escutcheon, Mifare / DESFire entrance w/ key override function, W lever, unhanded, satin brass finish, for use with 1 3/8" - 1 3/4" thick standard door | 1 |  | 1 Year | 673.15 | 0.15 | 572.1775
20900 | Salto | E9660W00PM38-A- | XS4 wide body electronic AMOK wire-free SVN escutcheon, Mifare / DESFire entrance w/ key override function, W lever, unhanded, satin brass finish, for use with 1 3/8" - 1 3/4" thick standard door | 1 |  | 1 Year | 802.15 | 0.15 | 681.8275
20901 | Salto | E9660W00PM38-C- | XS4 wide body electronic RF wireless ready SVN escutcheon, Mifare / DESFire entrance w/ key override function, W lever, unhanded, satin brass finish, for use with 1 3/8" - 1 3/4" thick standard door | 1 |  | 1 Year | 727.25 | 0.15 | 618.1625
20902 | Salto | E9660W00PM38-W- | XS4 wide body electronic RF wireless SVN escutcheon, Mifare / DESFire entrance w/ key override function, W lever, unhanded, satin brass finish, for use with 1 3/8" - 1 3/4" thick standard door | 1 |  | 1 Year | 858.35 | 0.15 | 729.5975
20903 | Salto | E9660W00PM48--- | XS4 wide body electronic wire-free SVN escutcheon, Mifare / DESFire entrance w/ key override function, W lever, unhanded, satin brass finish, for use with 1 3/4" - 2 1/4" thick door | 1 |  | 1 Year | 673.15 | 0.15 | 572.1775
20904 | Salto | E9660W00PM48-A- | XS4 wide body electronic AMOK wire-free SVN escutcheon, Mifare / DESFire entrance w/ key override function, W lever, unhanded, satin brass finish, for use with 1 3/4" - 2 1/4" thick door | 1 |  | 1 Year | 802.15 | 0.15 | 681.8275
20905 | Salto | E9660W00PM48-C- | XS4 wide body electronic RF wireless ready SVN escutcheon, Mifare / DESFire entrance w/ key override function, W lever, unhanded, satin brass finish, for use with 1 3/4" - 2 1/4" thick door | 1 |  | 1 Year | 727.25 | 0.15 | 618.1625
20906 | Salto | E9660W00PM48-W- | XS4 wide body electronic RF wireless SVN escutcheon, Mifare / DESFire entrance w/ key override function, W lever, unhanded, satin brass finish, for use with 1 3/4" - 2 1/4" thick door | 1 |  | 1 Year | 858.35 | 0.15 | 729.5975
20907 | Salto | E9660W00PP38--- | XS4 wide body electronic wire-free SVN escutcheon, Mifare / DESFire entrance w/ key override function, W lever, unhanded, bright brass finish, for use with 1 3/8" - 1 3/4" thick standard door | 1 |  | 1 Year | 689.45 | 0.15 | 586.0325
20908 | Salto | E9660W00PP38-A- | XS4 wide body electronic AMOK wire-free SVN escutcheon, Mifare / DESFire entrance w/ key override function, W lever, unhanded, bright brass finish, for use with 1 3/8" - 1 3/4" thick standard door | 1 |  | 1 Year | 818.45 | 0.15 | 695.6825
20909 | Salto | E9660W00PP38-C- | XS4 wide body electronic RF wireless ready SVN escutcheon, Mifare / DESFire entrance w/ key override function, W lever, unhanded, bright brass finish, for use with 1 3/8" - 1 3/4" thick standard door | 1 |  | 1 Year | 743.55 | 0.15 | 632.0175
20910 | Salto | E9660W00PP38-W- | XS4 wide body electronic RF wireless SVN escutcheon, Mifare / DESFire entrance w/ key override function, W lever, unhanded, bright brass finish, for use with 1 3/8" - 1 3/4" thick standard door | 1 |  | 1 Year | 874.65 | 0.15 | 743.4525
20911 | Salto | E9660W00PP48--- | XS4 wide body electronic wire-free SVN escutcheon, Mifare / DESFire entrance w/ key override function, W lever, unhanded, bright brass finish, for use with 1 3/4" - 2 1/4" thick door | 1 |  | 1 Year | 689.45 | 0.15 | 586.0325
20912 | Salto | E9660W00PP48-A- | XS4 wide body electronic AMOK wire-free SVN escutcheon, Mifare / DESFire entrance w/ key override function, W lever, unhanded, bright brass finish, for use with 1 3/4" - 2 1/4" thick door | 1 |  | 1 Year | 818.45 | 0.15 | 695.6825
20913 | Salto | E9660W00PP48-C- | XS4 wide body electronic RF wireless ready SVN escutcheon, Mifare / DESFire entrance w/ key override function, W lever, unhanded, bright brass finish, for use with 1 3/4" - 2 1/4" thick door | 1 |  | 1 Year | 743.55 | 0.15 | 632.0175
20914 | Salto | E9660W00PP48-W- | XS4 wide body electronic RF wireless SVN escutcheon, Mifare / DESFire entrance w/ key override function, W lever, unhanded, bright brass finish, for use with 1 3/4" - 2 1/4" thick door | 1 |  | 1 Year | 874.65 | 0.15 | 743.4525
20915 | Salto | E9666200IM38--- | XS4 wide body electronic wire-free SVN escutcheon, Mifare / DESFire push buttonprivacy w/ key override function, Columbo Robodue premium series lever, unhanded, satin stainless finish, for use with 1 3/8" - 1 3/4" thick standard door | 1 |  | 1 Year | 719.05 | 0.15 | 611.1925
20916 | Salto | E9666200IM38-A- | XS4 wide body electronic AMOK wire-free SVN escutcheon, Mifare / DESFire push buttonprivacy w/ key override function, Columbo Robodue premium series lever, unhanded, satin stainless finish, for use with 1 3/8" - 1 3/4" thick standard door | 1 |  | 1 Year | 848.05 | 0.15 | 720.8425
20917 | Salto | E9666200IM38-C- | XS4 wide body electronic RF wireless ready SVN escutcheon, Mifare / DESFire push buttonprivacy w/ key override function, Columbo Robodue premium series lever, unhanded, satin stainless finish, for use with 1 3/8" - 1 3/4" thick standard door | 1 |  | 1 Year | 773.15 | 0.15 | 657.1775
20918 | Salto | E9666200IM38-W- | XS4 wide body electronic RF wireless SVN escutcheon, Mifare / DESFire push buttonprivacy w/ key override function, Columbo Robodue premium series lever, unhanded, satin stainless finish, for use with 1 3/8" - 1 3/4" thick standard door | 1 |  | 1 Year | 904.25 | 0.15 | 768.6125
20919 | Salto | E9666200IM48--- | XS4 wide body electronic wire-free SVN escutcheon, Mifare / DESFire push buttonprivacy w/ key override function, Columbo Robodue premium series lever, unhanded, satin stainless finish, for use with 1 3/4" - 2 1/4" thick door | 1 |  | 1 Year | 719.05 | 0.15 | 611.1925
20920 | Salto | E9666200IM48-A- | XS4 wide body electronic AMOK wire-free SVN escutcheon, Mifare / DESFire push buttonprivacy w/ key override function, Columbo Robodue premium series lever, unhanded, satin stainless finish, for use with 1 3/4" - 2 1/4" thick door | 1 |  | 1 Year | 848.05 | 0.15 | 720.8425
20921 | Salto | E9666200IM48-C- | XS4 wide body electronic RF wireless ready SVN escutcheon, Mifare / DESFire push buttonprivacy w/ key override function, Columbo Robodue premium series lever, unhanded, satin stainless finish, for use with 1 3/4" - 2 1/4" thick door | 1 |  | 1 Year | 773.15 | 0.15 | 657.1775
20922 | Salto | E9666200IM48-W- | XS4 wide body electronic RF wireless SVN escutcheon, Mifare / DESFire push buttonprivacy w/ key override function, Columbo Robodue premium series lever, unhanded, satin stainless finish, for use with 1 3/4" - 2 1/4" thick door | 1 |  | 1 Year | 904.25 | 0.15 | 768.6125
20923 | Salto | E9666200IP38--- | XS4 wide body electronic wire-free SVN escutcheon, Mifare / DESFire push buttonprivacy w/ key override function, Columbo Robodue premium series lever, unhanded, bright stainless steel finish, for use with 1 3/8" - 1 3/4" thick standard door | 1 |  | 1 Year | 735.35 | 0.15 | 625.0475
20924 | Salto | E9666200IP38-A- | XS4 wide body electronic AMOK wire-free SVN escutcheon, Mifare / DESFire push buttonprivacy w/ key override function, Columbo Robodue premium series lever, unhanded, bright stainless steel finish, for use with 1 3/8" - 1 3/4" thick standard door | 1 |  | 1 Year | 864.35 | 0.15 | 734.6975
20925 | Salto | E9666200IP38-C- | XS4 wide body electronic RF wireless ready SVN escutcheon, Mifare / DESFire push buttonprivacy w/ key override function, Columbo Robodue premium series lever, unhanded, bright stainless steel finish, for use with 1 3/8" - 1 3/4" thick standard door | 1 |  | 1 Year | 789.45 | 0.15 | 671.0325
20926 | Salto | E9666200IP38-W- | XS4 wide body electronic RF wireless SVN escutcheon, Mifare / DESFire push buttonprivacy w/ key override function, Columbo Robodue premium series lever, unhanded, bright stainless steel finish, for use with 1 3/8" - 1 3/4" thick standard door | 1 |  | 1 Year | 920.55 | 0.15 | 782.4675
20927 | Salto | E9666200IP48--- | XS4 wide body electronic wire-free SVN escutcheon, Mifare / DESFire push buttonprivacy w/ key override function, Columbo Robodue premium series lever, unhanded, bright stainless steel finish, for use with 1 3/4" - 2 1/4" thick door | 1 |  | 1 Year | 735.35 | 0.15 | 625.0475
20928 | Salto | E9666200IP48-A- | XS4 wide body electronic AMOK wire-free SVN escutcheon, Mifare / DESFire push buttonprivacy w/ key override function, Columbo Robodue premium series lever, unhanded, bright stainless steel finish, for use with 1 3/4" - 2 1/4" thick door | 1 |  | 1 Year | 864.35 | 0.15 | 734.6975
20929 | Salto | E9666200IP48-C- | XS4 wide body electronic RF wireless ready SVN escutcheon, Mifare / DESFire push buttonprivacy w/ key override function, Columbo Robodue premium series lever, unhanded, bright stainless steel finish, for use with 1 3/4" - 2 1/4" thick door | 1 |  | 1 Year | 789.45 | 0.15 | 671.0325
20930 | Salto | E9666200IP48-W- | XS4 wide body electronic RF wireless SVN escutcheon, Mifare / DESFire push buttonprivacy w/ key override function, Columbo Robodue premium series lever, unhanded, bright stainless steel finish, for use with 1 3/4" - 2 1/4" thick door | 1 |  | 1 Year | 920.55 | 0.15 | 782.4675
20931 | Salto | E9666200PP38--- | XS4 wide body electronic wire-free SVN escutcheon, Mifare / DESFire push buttonprivacy w/ key override function, Columbo Robodue premium series lever, unhanded, bright brass finish, for use with 1 3/8" - 1 3/4" thick standard door | 1 |  | 1 Year | 735.35 | 0.15 | 625.0475
20932 | Salto | E9666200PP38-A- | XS4 wide body electronic AMOK wire-free SVN escutcheon, Mifare / DESFire push buttonprivacy w/ key override function, Columbo Robodue premium series lever, unhanded, bright brass finish, for use with 1 3/8" - 1 3/4" thick standard door | 1 |  | 1 Year | 864.35 | 0.15 | 734.6975
20933 | Salto | E9666200PP38-C- | XS4 wide body electronic RF wireless ready SVN escutcheon, Mifare / DESFire push buttonprivacy w/ key override function, Columbo Robodue premium series lever, unhanded, bright brass finish, for use with 1 3/8" - 1 3/4" thick standard door | 1 |  | 1 Year | 789.45 | 0.15 | 671.0325
20934 | Salto | E9666200PP38-W- | XS4 wide body electronic RF wireless SVN escutcheon, Mifare / DESFire push buttonprivacy w/ key override function, Columbo Robodue premium series lever, unhanded, bright brass finish, for use with 1 3/8" - 1 3/4" thick standard door | 1 |  | 1 Year | 920.55 | 0.15 | 782.4675
20935 | Salto | E9666200PP48--- | XS4 wide body electronic wire-free SVN escutcheon, Mifare / DESFire push buttonprivacy w/ key override function, Columbo Robodue premium series lever, unhanded, bright brass finish, for use with 1 3/4" - 2 1/4" thick door | 1 |  | 1 Year | 735.35 | 0.15 | 625.0475
20936 | Salto | E9666200PP48-A- | XS4 wide body electronic AMOK wire-free SVN escutcheon, Mifare / DESFire push buttonprivacy w/ key override function, Columbo Robodue premium series lever, unhanded, bright brass finish, for use with 1 3/4" - 2 1/4" thick door | 1 |  | 1 Year | 864.35 | 0.15 | 734.6975
20937 | Salto | E9666200PP48-C- | XS4 wide body electronic RF wireless ready SVN escutcheon, Mifare / DESFire push buttonprivacy w/ key override function, Columbo Robodue premium series lever, unhanded, bright brass finish, for use with 1 3/4" - 2 1/4" thick door | 1 |  | 1 Year | 789.45 | 0.15 | 671.0325
20938 | Salto | E9666200PP48-W- | XS4 wide body electronic RF wireless SVN escutcheon, Mifare / DESFire push buttonprivacy w/ key override function, Columbo Robodue premium series lever, unhanded, bright brass finish, for use with 1 3/4" - 2 1/4" thick door | 1 |  | 1 Year | 920.55 | 0.15 | 782.4675
20939 | Salto | E9666300IM38--- | XS4 wide body electronic wire-free SVN escutcheon, Mifare / DESFire push buttonprivacy w/ key override function, Columbo Robotre premium series lever, unhanded, satin stainless finish, for use with 1 3/8" - 1 3/4" thick standard door | 1 |  | 1 Year | 719.05 | 0.15 | 611.1925
20940 | Salto | E9666300IM38-A- | XS4 wide body electronic AMOK wire-free SVN escutcheon, Mifare / DESFire push buttonprivacy w/ key override function, Columbo Robotre premium series lever, unhanded, satin stainless finish, for use with 1 3/8" - 1 3/4" thick standard door | 1 |  | 1 Year | 848.05 | 0.15 | 720.8425
20941 | Salto | E9666300IM38-C- | XS4 wide body electronic RF wireless ready SVN escutcheon, Mifare / DESFire push buttonprivacy w/ key override function, Columbo Robotre premium series lever, unhanded, satin stainless finish, for use with 1 3/8" - 1 3/4" thick standard door | 1 |  | 1 Year | 773.15 | 0.15 | 657.1775
20942 | Salto | E9666300IM38-W- | XS4 wide body electronic RF wireless SVN escutcheon, Mifare / DESFire push buttonprivacy w/ key override function, Columbo Robotre premium series lever, unhanded, satin stainless finish, for use with 1 3/8" - 1 3/4" thick standard door | 1 |  | 1 Year | 904.25 | 0.15 | 768.6125
20943 | Salto | E9666300IM48--- | XS4 wide body electronic wire-free SVN escutcheon, Mifare / DESFire push buttonprivacy w/ key override function, Columbo Robotre premium series lever, unhanded, satin stainless finish, for use with 1 3/4" - 2 1/4" thick door | 1 |  | 1 Year | 719.05 | 0.15 | 611.1925
20944 | Salto | E9666300IM48-A- | XS4 wide body electronic AMOK wire-free SVN escutcheon, Mifare / DESFire push buttonprivacy w/ key override function, Columbo Robotre premium series lever, unhanded, satin stainless finish, for use with 1 3/4" - 2 1/4" thick door | 1 |  | 1 Year | 848.05 | 0.15 | 720.8425
20945 | Salto | E9666300IM48-C- | XS4 wide body electronic RF wireless ready SVN escutcheon, Mifare / DESFire push buttonprivacy w/ key override function, Columbo Robotre premium series lever, unhanded, satin stainless finish, for use with 1 3/4" - 2 1/4" thick door | 1 |  | 1 Year | 773.15 | 0.15 | 657.1775
20946 | Salto | E9666300IM48-W- | XS4 wide body electronic RF wireless SVN escutcheon, Mifare / DESFire push buttonprivacy w/ key override function, Columbo Robotre premium series lever, unhanded, satin stainless finish, for use with 1 3/4" - 2 1/4" thick door | 1 |  | 1 Year | 904.25 | 0.15 | 768.6125
20947 | Salto | E9666300IP38--- | XS4 wide body electronic wire-free SVN escutcheon, Mifare / DESFire push buttonprivacy w/ key override function, Columbo Robotre premium series lever, unhanded, bright stainless steel finish, for use with 1 3/8" - 1 3/4" thick standard door | 1 |  | 1 Year | 735.35 | 0.15 | 625.0475
20948 | Salto | E9666300IP38-A- | XS4 wide body electronic AMOK wire-free SVN escutcheon, Mifare / DESFire push buttonprivacy w/ key override function, Columbo Robotre premium series lever, unhanded, bright stainless steel finish, for use with 1 3/8" - 1 3/4" thick standard door | 1 |  | 1 Year | 864.35 | 0.15 | 734.6975
20949 | Salto | E9666300IP38-C- | XS4 wide body electronic RF wireless ready SVN escutcheon, Mifare / DESFire push buttonprivacy w/ key override function, Columbo Robotre premium series lever, unhanded, bright stainless steel finish, for use with 1 3/8" - 1 3/4" thick standard door | 1 |  | 1 Year | 789.45 | 0.15 | 671.0325
20950 | Salto | E9666300IP38-W- | XS4 wide body electronic RF wireless SVN escutcheon, Mifare / DESFire push buttonprivacy w/ key override function, Columbo Robotre premium series lever, unhanded, bright stainless steel finish, for use with 1 3/8" - 1 3/4" thick standard door | 1 |  | 1 Year | 920.55 | 0.15 | 782.4675
20951 | Salto | E9666300IP48--- | XS4 wide body electronic wire-free SVN escutcheon, Mifare / DESFire push buttonprivacy w/ key override function, Columbo Robotre premium series lever, unhanded, bright stainless steel finish, for use with 1 3/4" - 2 1/4" thick door | 1 |  | 1 Year | 735.35 | 0.15 | 625.0475
20952 | Salto | E9666300IP48-A- | XS4 wide body electronic AMOK wire-free SVN escutcheon, Mifare / DESFire push buttonprivacy w/ key override function, Columbo Robotre premium series lever, unhanded, bright stainless steel finish, for use with 1 3/4" - 2 1/4" thick door | 1 |  | 1 Year | 864.35 | 0.15 | 734.6975
20953 | Salto | E9666300IP48-C- | XS4 wide body electronic RF wireless ready SVN escutcheon, Mifare / DESFire push buttonprivacy w/ key override function, Columbo Robotre premium series lever, unhanded, bright stainless steel finish, for use with 1 3/4" - 2 1/4" thick door | 1 |  | 1 Year | 789.45 | 0.15 | 671.0325
20954 | Salto | E9666300IP48-W- | XS4 wide body electronic RF wireless SVN escutcheon, Mifare / DESFire push buttonprivacy w/ key override function, Columbo Robotre premium series lever, unhanded, bright stainless steel finish, for use with 1 3/4" - 2 1/4" thick door | 1 |  | 1 Year | 920.55 | 0.15 | 782.4675
20955 | Salto | E9666300PP38--- | XS4 wide body electronic wire-free SVN escutcheon, Mifare / DESFire push buttonprivacy w/ key override function, Columbo Robotre premium series lever, unhanded, bright brass finish, for use with 1 3/8" - 1 3/4" thick standard door | 1 |  | 1 Year | 735.35 | 0.15 | 625.0475
20956 | Salto | E9666300PP38-A- | XS4 wide body electronic AMOK wire-free SVN escutcheon, Mifare / DESFire push buttonprivacy w/ key override function, Columbo Robotre premium series lever, unhanded, bright brass finish, for use with 1 3/8" - 1 3/4" thick standard door | 1 |  | 1 Year | 864.35 | 0.15 | 734.6975
20957 | Salto | E9666300PP38-C- | XS4 wide body electronic RF wireless ready SVN escutcheon, Mifare / DESFire push buttonprivacy w/ key override function, Columbo Robotre premium series lever, unhanded, bright brass finish, for use with 1 3/8" - 1 3/4" thick standard door | 1 |  | 1 Year | 789.45 | 0.15 | 671.0325
20958 | Salto | E9666300PP38-W- | XS4 wide body electronic RF wireless SVN escutcheon, Mifare / DESFire push buttonprivacy w/ key override function, Columbo Robotre premium series lever, unhanded, bright brass finish, for use with 1 3/8" - 1 3/4" thick standard door | 1 |  | 1 Year | 920.55 | 0.15 | 782.4675
20959 | Salto | E9666300PP48--- | XS4 wide body electronic wire-free SVN escutcheon, Mifare / DESFire push buttonprivacy w/ key override function, Columbo Robotre premium series lever, unhanded, bright brass finish, for use with 1 3/4" - 2 1/4" thick door | 1 |  | 1 Year | 735.35 | 0.15 | 625.0475
20960 | Salto | E9666300PP48-A- | XS4 wide body electronic AMOK wire-free SVN escutcheon, Mifare / DESFire push buttonprivacy w/ key override function, Columbo Robotre premium series lever, unhanded, bright brass finish, for use with 1 3/4" - 2 1/4" thick door | 1 |  | 1 Year | 864.35 | 0.15 | 734.6975
20961 | Salto | E9666300PP48-C- | XS4 wide body electronic RF wireless ready SVN escutcheon, Mifare / DESFire push buttonprivacy w/ key override function, Columbo Robotre premium series lever, unhanded, bright brass finish, for use with 1 3/4" - 2 1/4" thick door | 1 |  | 1 Year | 789.45 | 0.15 | 671.0325
20962 | Salto | E9666300PP48-W- | XS4 wide body electronic RF wireless SVN escutcheon, Mifare / DESFire push buttonprivacy w/ key override function, Columbo Robotre premium series lever, unhanded, bright brass finish, for use with 1 3/4" - 2 1/4" thick door | 1 |  | 1 Year | 920.55 | 0.15 | 782.4675
20963 | Salto | E9666400IM38--- | XS4 wide body electronic wire-free SVN escutcheon, Mifare / DESFire push buttonprivacy w/ key override function, Columbo Roboquattro premium series lever, unhanded, satin stainless finish, for use with 1 3/8" - 1 3/4" thick standard door | 1 |  | 1 Year | 719.05 | 0.15 | 611.1925
20964 | Salto | E9666400IM38-A- | XS4 wide body electronic AMOK wire-free SVN escutcheon, Mifare / DESFire push buttonprivacy w/ key override function, Columbo Roboquattro premium series lever, unhanded, satin stainless finish, for use with 1 3/8" - 1 3/4" thick standard door | 1 |  | 1 Year | 848.05 | 0.15 | 720.8425
20965 | Salto | E9666400IM38-C- | XS4 wide body electronic RF wireless ready SVN escutcheon, Mifare / DESFire push buttonprivacy w/ key override function, Columbo Roboquattro premium series lever, unhanded, satin stainless finish, for use with 1 3/8" - 1 3/4" thick standard door | 1 |  | 1 Year | 773.15 | 0.15 | 657.1775
20966 | Salto | E9666400IM38-W- | XS4 wide body electronic RF wireless SVN escutcheon, Mifare / DESFire push buttonprivacy w/ key override function, Columbo Roboquattro premium series lever, unhanded, satin stainless finish, for use with 1 3/8" - 1 3/4" thick standard door | 1 |  | 1 Year | 904.25 | 0.15 | 768.6125
20967 | Salto | E9666400IM48--- | XS4 wide body electronic wire-free SVN escutcheon, Mifare / DESFire push buttonprivacy w/ key override function, Columbo Roboquattro premium series lever, unhanded, satin stainless finish, for use with 1 3/4" - 2 1/4" thick door | 1 |  | 1 Year | 719.05 | 0.15 | 611.1925
20968 | Salto | E9666400IM48-A- | XS4 wide body electronic AMOK wire-free SVN escutcheon, Mifare / DESFire push buttonprivacy w/ key override function, Columbo Roboquattro premium series lever, unhanded, satin stainless finish, for use with 1 3/4" - 2 1/4" thick door | 1 |  | 1 Year | 848.05 | 0.15 | 720.8425
20969 | Salto | E9666400IM48-C- | XS4 wide body electronic RF wireless ready SVN escutcheon, Mifare / DESFire push buttonprivacy w/ key override function, Columbo Roboquattro premium series lever, unhanded, satin stainless finish, for use with 1 3/4" - 2 1/4" thick door | 1 |  | 1 Year | 773.15 | 0.15 | 657.1775
20970 | Salto | E9666400IM48-W- | XS4 wide body electronic RF wireless SVN escutcheon, Mifare / DESFire push buttonprivacy w/ key override function, Columbo Roboquattro premium series lever, unhanded, satin stainless finish, for use with 1 3/4" - 2 1/4" thick door | 1 |  | 1 Year | 904.25 | 0.15 | 768.6125
20971 | Salto | E9666400IP38--- | XS4 wide body electronic wire-free SVN escutcheon, Mifare / DESFire push buttonprivacy w/ key override function, Columbo Roboquattro premium series lever, unhanded, bright stainless steel finish, for use with 1 3/8" - 1 3/4" thick standard door | 1 |  | 1 Year | 735.35 | 0.15 | 625.0475
20972 | Salto | E9666400IP38-A- | XS4 wide body electronic AMOK wire-free SVN escutcheon, Mifare / DESFire push buttonprivacy w/ key override function, Columbo Roboquattro premium series lever, unhanded, bright stainless steel finish, for use with 1 3/8" - 1 3/4" thick standard door | 1 |  | 1 Year | 864.35 | 0.15 | 734.6975
20973 | Salto | E9666400IP38-C- | XS4 wide body electronic RF wireless ready SVN escutcheon, Mifare / DESFire push buttonprivacy w/ key override function, Columbo Roboquattro premium series lever, unhanded, bright stainless steel finish, for use with 1 3/8" - 1 3/4" thick standard door | 1 |  | 1 Year | 789.45 | 0.15 | 671.0325
20974 | Salto | E9666400IP38-W- | XS4 wide body electronic RF wireless SVN escutcheon, Mifare / DESFire push buttonprivacy w/ key override function, Columbo Roboquattro premium series lever, unhanded, bright stainless steel finish, for use with 1 3/8" - 1 3/4" thick standard door | 1 |  | 1 Year | 920.55 | 0.15 | 782.4675
20975 | Salto | E9666400IP48--- | XS4 wide body electronic wire-free SVN escutcheon, Mifare / DESFire push buttonprivacy w/ key override function, Columbo Roboquattro premium series lever, unhanded, bright stainless steel finish, for use with 1 3/4" - 2 1/4" thick door | 1 |  | 1 Year | 735.35 | 0.15 | 625.0475
20976 | Salto | E9666400IP48-A- | XS4 wide body electronic AMOK wire-free SVN escutcheon, Mifare / DESFire push buttonprivacy w/ key override function, Columbo Roboquattro premium series lever, unhanded, bright stainless steel finish, for use with 1 3/4" - 2 1/4" thick door | 1 |  | 1 Year | 864.35 | 0.15 | 734.6975
20977 | Salto | E9666400IP48-C- | XS4 wide body electronic RF wireless ready SVN escutcheon, Mifare / DESFire push buttonprivacy w/ key override function, Columbo Roboquattro premium series lever, unhanded, bright stainless steel finish, for use with 1 3/4" - 2 1/4" thick door | 1 |  | 1 Year | 789.45 | 0.15 | 671.0325
20978 | Salto | E9666400IP48-W- | XS4 wide body electronic RF wireless SVN escutcheon, Mifare / DESFire push buttonprivacy w/ key override function, Columbo Roboquattro premium series lever, unhanded, bright stainless steel finish, for use with 1 3/4" - 2 1/4" thick door | 1 |  | 1 Year | 920.55 | 0.15 | 782.4675
20979 | Salto | E9666400PP38--- | XS4 wide body electronic wire-free SVN escutcheon, Mifare / DESFire push buttonprivacy w/ key override function, Columbo Roboquattro premium series lever, unhanded, bright brass finish, for use with 1 3/8" - 1 3/4" thick standard door | 1 |  | 1 Year | 735.35 | 0.15 | 625.0475
20980 | Salto | E9666400PP38-A- | XS4 wide body electronic AMOK wire-free SVN escutcheon, Mifare / DESFire push buttonprivacy w/ key override function, Columbo Roboquattro premium series lever, unhanded, bright brass finish, for use with 1 3/8" - 1 3/4" thick standard door | 1 |  | 1 Year | 864.35 | 0.15 | 734.6975
20981 | Salto | E9666400PP38-C- | XS4 wide body electronic RF wireless ready SVN escutcheon, Mifare / DESFire push buttonprivacy w/ key override function, Columbo Roboquattro premium series lever, unhanded, bright brass finish, for use with 1 3/8" - 1 3/4" thick standard door | 1 |  | 1 Year | 789.45 | 0.15 | 671.0325
20982 | Salto | E9666400PP38-W- | XS4 wide body electronic RF wireless SVN escutcheon, Mifare / DESFire push buttonprivacy w/ key override function, Columbo Roboquattro premium series lever, unhanded, bright brass finish, for use with 1 3/8" - 1 3/4" thick standard door | 1 |  | 1 Year | 920.55 | 0.15 | 782.4675
20983 | Salto | E9666400PP48--- | XS4 wide body electronic wire-free SVN escutcheon, Mifare / DESFire push buttonprivacy w/ key override function, Columbo Roboquattro premium series lever, unhanded, bright brass finish, for use with 1 3/4" - 2 1/4" thick door | 1 |  | 1 Year | 735.35 | 0.15 | 625.0475
20984 | Salto | E9666400PP48-A- | XS4 wide body electronic AMOK wire-free SVN escutcheon, Mifare / DESFire push buttonprivacy w/ key override function, Columbo Roboquattro premium series lever, unhanded, bright brass finish, for use with 1 3/4" - 2 1/4" thick door | 1 |  | 1 Year | 864.35 | 0.15 | 734.6975
20985 | Salto | E9666400PP48-C- | XS4 wide body electronic RF wireless ready SVN escutcheon, Mifare / DESFire push buttonprivacy w/ key override function, Columbo Roboquattro premium series lever, unhanded, bright brass finish, for use with 1 3/4" - 2 1/4" thick door | 1 |  | 1 Year | 789.45 | 0.15 | 671.0325
20986 | Salto | E9666400PP48-W- | XS4 wide body electronic RF wireless SVN escutcheon, Mifare / DESFire push buttonprivacy w/ key override function, Columbo Roboquattro premium series lever, unhanded, bright brass finish, for use with 1 3/4" - 2 1/4" thick door | 1 |  | 1 Year | 920.55 | 0.15 | 782.4675
20987 | Salto | E9666700IM38--- | XS4 wide body electronic wire-free SVN escutcheon, Mifare / DESFire push buttonprivacy w/ key override function, Columbo Mach premium series lever, unhanded, satin stainless finish, for use with 1 3/8" - 1 3/4" thick standard door | 1 |  | 1 Year | 719.05 | 0.15 | 611.1925
20988 | Salto | E9666700IM38-A- | XS4 wide body electronic AMOK wire-free SVN escutcheon, Mifare / DESFire push buttonprivacy w/ key override function, Columbo Mach premium series lever, unhanded, satin stainless finish, for use with 1 3/8" - 1 3/4" thick standard door | 1 |  | 1 Year | 848.05 | 0.15 | 720.8425
20989 | Salto | E9666700IM38-C- | XS4 wide body electronic RF wireless ready SVN escutcheon, Mifare / DESFire push buttonprivacy w/ key override function, Columbo Mach premium series lever, unhanded, satin stainless finish, for use with 1 3/8" - 1 3/4" thick standard door | 1 |  | 1 Year | 773.15 | 0.15 | 657.1775
20990 | Salto | E9666700IM38-W- | XS4 wide body electronic RF wireless SVN escutcheon, Mifare / DESFire push buttonprivacy w/ key override function, Columbo Mach premium series lever, unhanded, satin stainless finish, for use with 1 3/8" - 1 3/4" thick standard door | 1 |  | 1 Year | 904.25 | 0.15 | 768.6125
20991 | Salto | E9666700IM48--- | XS4 wide body electronic wire-free SVN escutcheon, Mifare / DESFire push buttonprivacy w/ key override function, Columbo Mach premium series lever, unhanded, satin stainless finish, for use with 1 3/4" - 2 1/4" thick door | 1 |  | 1 Year | 719.05 | 0.15 | 611.1925
20992 | Salto | E9666700IM48-A- | XS4 wide body electronic AMOK wire-free SVN escutcheon, Mifare / DESFire push buttonprivacy w/ key override function, Columbo Mach premium series lever, unhanded, satin stainless finish, for use with 1 3/4" - 2 1/4" thick door | 1 |  | 1 Year | 848.05 | 0.15 | 720.8425
20993 | Salto | E9666700IM48-C- | XS4 wide body electronic RF wireless ready SVN escutcheon, Mifare / DESFire push buttonprivacy w/ key override function, Columbo Mach premium series lever, unhanded, satin stainless finish, for use with 1 3/4" - 2 1/4" thick door | 1 |  | 1 Year | 773.15 | 0.15 | 657.1775
20994 | Salto | E9666700IM48-W- | XS4 wide body electronic RF wireless SVN escutcheon, Mifare / DESFire push buttonprivacy w/ key override function, Columbo Mach premium series lever, unhanded, satin stainless finish, for use with 1 3/4" - 2 1/4" thick door | 1 |  | 1 Year | 904.25 | 0.15 | 768.6125
20995 | Salto | E9666700IP38--- | XS4 wide body electronic wire-free SVN escutcheon, Mifare / DESFire push buttonprivacy w/ key override function, Columbo Mach premium series lever, unhanded, bright stainless steel finish, for use with 1 3/8" - 1 3/4" thick standard door | 1 |  | 1 Year | 735.35 | 0.15 | 625.0475
20996 | Salto | E9666700IP38-A- | XS4 wide body electronic AMOK wire-free SVN escutcheon, Mifare / DESFire push buttonprivacy w/ key override function, Columbo Mach premium series lever, unhanded, bright stainless steel finish, for use with 1 3/8" - 1 3/4" thick standard door | 1 |  | 1 Year | 864.35 | 0.15 | 734.6975
20997 | Salto | E9666700IP38-C- | XS4 wide body electronic RF wireless ready SVN escutcheon, Mifare / DESFire push buttonprivacy w/ key override function, Columbo Mach premium series lever, unhanded, bright stainless steel finish, for use with 1 3/8" - 1 3/4" thick standard door | 1 |  | 1 Year | 789.45 | 0.15 | 671.0325
20998 | Salto | E9666700IP38-W- | XS4 wide body electronic RF wireless SVN escutcheon, Mifare / DESFire push buttonprivacy w/ key override function, Columbo Mach premium series lever, unhanded, bright stainless steel finish, for use with 1 3/8" - 1 3/4" thick standard door | 1 |  | 1 Year | 920.55 | 0.15 | 782.4675
20999 | Salto | E9666700IP48--- | XS4 wide body electronic wire-free SVN escutcheon, Mifare / DESFire push buttonprivacy w/ key override function, Columbo Mach premium series lever, unhanded, bright stainless steel finish, for use with 1 3/4" - 2 1/4" thick door | 1 |  | 1 Year | 735.35 | 0.15 | 625.0475
21000 | Salto | E9666700IP48-A- | XS4 wide body electronic AMOK wire-free SVN escutcheon, Mifare / DESFire push buttonprivacy w/ key override function, Columbo Mach premium series lever, unhanded, bright stainless steel finish, for use with 1 3/4" - 2 1/4" thick door | 1 |  | 1 Year | 864.35 | 0.15 | 734.6975
21001 | Salto | E9666700IP48-C- | XS4 wide body electronic RF wireless ready SVN escutcheon, Mifare / DESFire push buttonprivacy w/ key override function, Columbo Mach premium series lever, unhanded, bright stainless steel finish, for use with 1 3/4" - 2 1/4" thick door | 1 |  | 1 Year | 789.45 | 0.15 | 671.0325
21002 | Salto | E9666700IP48-W- | XS4 wide body electronic RF wireless SVN escutcheon, Mifare / DESFire push buttonprivacy w/ key override function, Columbo Mach premium series lever, unhanded, bright stainless steel finish, for use with 1 3/4" - 2 1/4" thick door | 1 |  | 1 Year | 920.55 | 0.15 | 782.4675
21003 | Salto | E9666700PP38--- | XS4 wide body electronic wire-free SVN escutcheon, Mifare / DESFire push buttonprivacy w/ key override function, Columbo Mach premium series lever, unhanded, bright brass finish, for use with 1 3/8" - 1 3/4" thick standard door | 1 |  | 1 Year | 735.35 | 0.15 | 625.0475
21004 | Salto | E9666700PP38-A- | XS4 wide body electronic AMOK wire-free SVN escutcheon, Mifare / DESFire push buttonprivacy w/ key override function, Columbo Mach premium series lever, unhanded, bright brass finish, for use with 1 3/8" - 1 3/4" thick standard door | 1 |  | 1 Year | 864.35 | 0.15 | 734.6975
21005 | Salto | E9666700PP38-C- | XS4 wide body electronic RF wireless ready SVN escutcheon, Mifare / DESFire push buttonprivacy w/ key override function, Columbo Mach premium series lever, unhanded, bright brass finish, for use with 1 3/8" - 1 3/4" thick standard door | 1 |  | 1 Year | 789.45 | 0.15 | 671.0325
21006 | Salto | E9666700PP38-W- | XS4 wide body electronic RF wireless SVN escutcheon, Mifare / DESFire push buttonprivacy w/ key override function, Columbo Mach premium series lever, unhanded, bright brass finish, for use with 1 3/8" - 1 3/4" thick standard door | 1 |  | 1 Year | 920.55 | 0.15 | 782.4675
21007 | Salto | E9666700PP48--- | XS4 wide body electronic wire-free SVN escutcheon, Mifare / DESFire push buttonprivacy w/ key override function, Columbo Mach premium series lever, unhanded, bright brass finish, for use with 1 3/4" - 2 1/4" thick door | 1 |  | 1 Year | 735.35 | 0.15 | 625.0475
21008 | Salto | E9666700PP48-A- | XS4 wide body electronic AMOK wire-free SVN escutcheon, Mifare / DESFire push buttonprivacy w/ key override function, Columbo Mach premium series lever, unhanded, bright brass finish, for use with 1 3/4" - 2 1/4" thick door | 1 |  | 1 Year | 864.35 | 0.15 | 734.6975
21009 | Salto | E9666700PP48-C- | XS4 wide body electronic RF wireless ready SVN escutcheon, Mifare / DESFire push buttonprivacy w/ key override function, Columbo Mach premium series lever, unhanded, bright brass finish, for use with 1 3/4" - 2 1/4" thick door | 1 |  | 1 Year | 789.45 | 0.15 | 671.0325
21010 | Salto | E9666700PP48-W- | XS4 wide body electronic RF wireless SVN escutcheon, Mifare / DESFire push buttonprivacy w/ key override function, Columbo Mach premium series lever, unhanded, bright brass finish, for use with 1 3/4" - 2 1/4" thick door | 1 |  | 1 Year | 920.55 | 0.15 | 782.4675
21011 | Salto | E9666A00BC38--- | XS4 wide body electronic wire-free SVN escutcheon, Mifare / DESFire push buttonprivacy w/ key override function, A lever, unhanded, BioCote antimicrobial finish, for use with 1 3/8" - 1 3/4" thick standard door | 1 |  | 1 Year | 725.15 | 0.15 | 616.3775
21012 | Salto | E9666A00BC38-A- | XS4 wide body electronic AMOK wire-free SVN escutcheon, Mifare / DESFire push buttonprivacy w/ key override function, A lever, unhanded, BioCote antimicrobial finish, for use with 1 3/8" - 1 3/4" thick standard door | 1 |  | 1 Year | 854.15 | 0.15 | 726.0275
21013 | Salto | E9666A00BC38-C- | XS4 wide body electronic RF wireless ready SVN escutcheon, Mifare / DESFire push buttonprivacy w/ key override function, A lever, unhanded, BioCote antimicrobial finish, for use with 1 3/8" - 1 3/4" thick standard door | 1 |  | 1 Year | 779.25 | 0.15 | 662.3625
21014 | Salto | E9666A00BC38-W- | XS4 wide body electronic RF wireless SVN escutcheon, Mifare / DESFire push buttonprivacy w/ key override function, A lever, unhanded, BioCote antimicrobial finish, for use with 1 3/8" - 1 3/4" thick standard door | 1 |  | 1 Year | 910.35 | 0.15 | 773.7975
21015 | Salto | E9666A00BC48--- | XS4 wide body electronic wire-free SVN escutcheon, Mifare / DESFire push buttonprivacy w/ key override function, A lever, unhanded, BioCote antimicrobial finish, for use with 1 3/4" - 2 1/4" thick door | 1 |  | 1 Year | 725.15 | 0.15 | 616.3775
21016 | Salto | E9666A00BC48-A- | XS4 wide body electronic AMOK wire-free SVN escutcheon, Mifare / DESFire push buttonprivacy w/ key override function, A lever, unhanded, BioCote antimicrobial finish, for use with 1 3/4" - 2 1/4" thick door | 1 |  | 1 Year | 854.15 | 0.15 | 726.0275
21017 | Salto | E9666A00BC48-C- | XS4 wide body electronic RF wireless ready SVN escutcheon, Mifare / DESFire push buttonprivacy w/ key override function, A lever, unhanded, BioCote antimicrobial finish, for use with 1 3/4" - 2 1/4" thick door | 1 |  | 1 Year | 779.25 | 0.15 | 662.3625
21018 | Salto | E9666A00BC48-W- | XS4 wide body electronic RF wireless SVN escutcheon, Mifare / DESFire push buttonprivacy w/ key override function, A lever, unhanded, BioCote antimicrobial finish, for use with 1 3/4" - 2 1/4" thick door | 1 |  | 1 Year | 910.35 | 0.15 | 773.7975
21019 | Salto | E9666A00IA38--- | XS4 wide body electronic wire-free SVN escutcheon, Mifare / DESFire push buttonprivacy w/ key override function, A lever, unhanded, antique brass finish, for use with 1 3/8" - 1 3/4" thick standard door | 1 |  | 1 Year | 725.15 | 0.15 | 616.3775
21020 | Salto | E9666A00IA38-A- | XS4 wide body electronic AMOK wire-free SVN escutcheon, Mifare / DESFire push buttonprivacy w/ key override function, A lever, unhanded, antique brass finish, for use with 1 3/8" - 1 3/4" thick standard door | 1 |  | 1 Year | 854.15 | 0.15 | 726.0275
21021 | Salto | E9666A00IA38-C- | XS4 wide body electronic RF wireless ready SVN escutcheon, Mifare / DESFire push buttonprivacy w/ key override function, A lever, unhanded, antique brass finish, for use with 1 3/8" - 1 3/4" thick standard door | 1 |  | 1 Year | 779.25 | 0.15 | 662.3625
21022 | Salto | E9666A00IA38-W- | XS4 wide body electronic RF wireless SVN escutcheon, Mifare / DESFire push buttonprivacy w/ key override function, A lever, unhanded, antique brass finish, for use with 1 3/8" - 1 3/4" thick standard door | 1 |  | 1 Year | 910.35 | 0.15 | 773.7975
21023 | Salto | E9666A00IA48--- | XS4 wide body electronic wire-free SVN escutcheon, Mifare / DESFire push buttonprivacy w/ key override function, A lever, unhanded, antique brass finish, for use with 1 3/4" - 2 1/4" thick door | 1 |  | 1 Year | 725.15 | 0.15 | 616.3775
21024 | Salto | E9666A00IA48-A- | XS4 wide body electronic AMOK wire-free SVN escutcheon, Mifare / DESFire push buttonprivacy w/ key override function, A lever, unhanded, antique brass finish, for use with 1 3/4" - 2 1/4" thick door | 1 |  | 1 Year | 854.15 | 0.15 | 726.0275
21025 | Salto | E9666A00IA48-C- | XS4 wide body electronic RF wireless ready SVN escutcheon, Mifare / DESFire push buttonprivacy w/ key override function, A lever, unhanded, antique brass finish, for use with 1 3/4" - 2 1/4" thick door | 1 |  | 1 Year | 779.25 | 0.15 | 662.3625
21026 | Salto | E9666A00IA48-W- | XS4 wide body electronic RF wireless SVN escutcheon, Mifare / DESFire push buttonprivacy w/ key override function, A lever, unhanded, antique brass finish, for use with 1 3/4" - 2 1/4" thick door | 1 |  | 1 Year | 910.35 | 0.15 | 773.7975
21027 | Salto | E9666A00IM38--- | XS4 wide body electronic wire-free SVN escutcheon, Mifare / DESFire push buttonprivacy w/ key override function, A lever, unhanded, satin stainless finish, for use with 1 3/8" - 1 3/4" thick standard door | 1 |  | 1 Year | 673.15 | 0.15 | 572.1775
21028 | Salto | E9666A00IM38-A- | XS4 wide body electronic AMOK wire-free SVN escutcheon, Mifare / DESFire push buttonprivacy w/ key override function, A lever, unhanded, satin stainless finish, for use with 1 3/8" - 1 3/4" thick standard door | 1 |  | 1 Year | 802.15 | 0.15 | 681.8275
21029 | Salto | E9666A00IM38-C- | XS4 wide body electronic RF wireless ready SVN escutcheon, Mifare / DESFire push buttonprivacy w/ key override function, A lever, unhanded, satin stainless finish, for use with 1 3/8" - 1 3/4" thick standard door | 1 |  | 1 Year | 727.25 | 0.15 | 618.1625
21030 | Salto | E9666A00IM38-W- | XS4 wide body electronic RF wireless SVN escutcheon, Mifare / DESFire push buttonprivacy w/ key override function, A lever, unhanded, satin stainless finish, for use with 1 3/8" - 1 3/4" thick standard door | 1 |  | 1 Year | 858.35 | 0.15 | 729.5975
21031 | Salto | E9666A00IM48--- | XS4 wide body electronic wire-free SVN escutcheon, Mifare / DESFire push buttonprivacy w/ key override function, A lever, unhanded, satin stainless finish, for use with 1 3/4" - 2 1/4" thick door | 1 |  | 1 Year | 673.15 | 0.15 | 572.1775
21032 | Salto | E9666A00IM48-A- | XS4 wide body electronic AMOK wire-free SVN escutcheon, Mifare / DESFire push buttonprivacy w/ key override function, A lever, unhanded, satin stainless finish, for use with 1 3/4" - 2 1/4" thick door | 1 |  | 1 Year | 802.15 | 0.15 | 681.8275
21033 | Salto | E9666A00IM48-C- | XS4 wide body electronic RF wireless ready SVN escutcheon, Mifare / DESFire push buttonprivacy w/ key override function, A lever, unhanded, satin stainless finish, for use with 1 3/4" - 2 1/4" thick door | 1 |  | 1 Year | 727.25 | 0.15 | 618.1625
21034 | Salto | E9666A00IM48-W- | XS4 wide body electronic RF wireless SVN escutcheon, Mifare / DESFire push buttonprivacy w/ key override function, A lever, unhanded, satin stainless finish, for use with 1 3/4" - 2 1/4" thick door | 1 |  | 1 Year | 858.35 | 0.15 | 729.5975
21035 | Salto | E9666A00IP38--- | XS4 wide body electronic wire-free SVN escutcheon, Mifare / DESFire push buttonprivacy w/ key override function, A lever, unhanded, bright stainless steel finish, for use with 1 3/8" - 1 3/4" thick standard door | 1 |  | 1 Year | 689.45 | 0.15 | 586.0325
21036 | Salto | E9666A00IP38-A- | XS4 wide body electronic AMOK wire-free SVN escutcheon, Mifare / DESFire push buttonprivacy w/ key override function, A lever, unhanded, bright stainless steel finish, for use with 1 3/8" - 1 3/4" thick standard door | 1 |  | 1 Year | 818.45 | 0.15 | 695.6825
21037 | Salto | E9666A00IP38-C- | XS4 wide body electronic RF wireless ready SVN escutcheon, Mifare / DESFire push buttonprivacy w/ key override function, A lever, unhanded, bright stainless steel finish, for use with 1 3/8" - 1 3/4" thick standard door | 1 |  | 1 Year | 743.55 | 0.15 | 632.0175
21038 | Salto | E9666A00IP38-W- | XS4 wide body electronic RF wireless SVN escutcheon, Mifare / DESFire push buttonprivacy w/ key override function, A lever, unhanded, bright stainless steel finish, for use with 1 3/8" - 1 3/4" thick standard door | 1 |  | 1 Year | 874.65 | 0.15 | 743.4525
21039 | Salto | E9666A00IP48--- | XS4 wide body electronic wire-free SVN escutcheon, Mifare / DESFire push buttonprivacy w/ key override function, A lever, unhanded, bright stainless steel finish, for use with 1 3/4" - 2 1/4" thick door | 1 |  | 1 Year | 689.45 | 0.15 | 586.0325
21040 | Salto | E9666A00IP48-A- | XS4 wide body electronic AMOK wire-free SVN escutcheon, Mifare / DESFire push buttonprivacy w/ key override function, A lever, unhanded, bright stainless steel finish, for use with 1 3/4" - 2 1/4" thick door | 1 |  | 1 Year | 818.45 | 0.15 | 695.6825
21041 | Salto | E9666A00IP48-C- | XS4 wide body electronic RF wireless ready SVN escutcheon, Mifare / DESFire push buttonprivacy w/ key override function, A lever, unhanded, bright stainless steel finish, for use with 1 3/4" - 2 1/4" thick door | 1 |  | 1 Year | 743.55 | 0.15 | 632.0175
21042 | Salto | E9666A00IP48-W- | XS4 wide body electronic RF wireless SVN escutcheon, Mifare / DESFire push buttonprivacy w/ key override function, A lever, unhanded, bright stainless steel finish, for use with 1 3/4" - 2 1/4" thick door | 1 |  | 1 Year | 874.65 | 0.15 | 743.4525
21043 | Salto | E9666A00NE38--- | XS4 wide body electronic wire-free SVN escutcheon, Mifare / DESFire push buttonprivacy w/ key override function, A lever, unhanded, black chromium finish, for use with 1 3/8" - 1 3/4" thick standard door | 1 |  | 1 Year | 707.85 | 0.15 | 601.6725
21044 | Salto | E9666A00NE38-A- | XS4 wide body electronic AMOK wire-free SVN escutcheon, Mifare / DESFire push buttonprivacy w/ key override function, A lever, unhanded, black chromium finish, for use with 1 3/8" - 1 3/4" thick standard door | 1 |  | 1 Year | 836.85 | 0.15 | 711.3225
21045 | Salto | E9666A00NE38-C- | XS4 wide body electronic RF wireless ready SVN escutcheon, Mifare / DESFire push buttonprivacy w/ key override function, A lever, unhanded, black chromium finish, for use with 1 3/8" - 1 3/4" thick standard door | 1 |  | 1 Year | 761.95 | 0.15 | 647.6575
21046 | Salto | E9666A00NE38-W- | XS4 wide body electronic RF wireless SVN escutcheon, Mifare / DESFire push buttonprivacy w/ key override function, A lever, unhanded, black chromium finish, for use with 1 3/8" - 1 3/4" thick standard door | 1 |  | 1 Year | 893.05 | 0.15 | 759.0925
21047 | Salto | E9666A00NE48--- | XS4 wide body electronic wire-free SVN escutcheon, Mifare / DESFire push buttonprivacy w/ key override function, A lever, unhanded, black chromium finish, for use with 1 3/4" - 2 1/4" thick door | 1 |  | 1 Year | 707.85 | 0.15 | 601.6725
21048 | Salto | E9666A00NE48-A- | XS4 wide body electronic AMOK wire-free SVN escutcheon, Mifare / DESFire push buttonprivacy w/ key override function, A lever, unhanded, black chromium finish, for use with 1 3/4" - 2 1/4" thick door | 1 |  | 1 Year | 836.85 | 0.15 | 711.3225
21049 | Salto | E9666A00NE48-C- | XS4 wide body electronic RF wireless ready SVN escutcheon, Mifare / DESFire push buttonprivacy w/ key override function, A lever, unhanded, black chromium finish, for use with 1 3/4" - 2 1/4" thick door | 1 |  | 1 Year | 761.95 | 0.15 | 647.6575
21050 | Salto | E9666A00NE48-W- | XS4 wide body electronic RF wireless SVN escutcheon, Mifare / DESFire push buttonprivacy w/ key override function, A lever, unhanded, black chromium finish, for use with 1 3/4" - 2 1/4" thick door | 1 |  | 1 Year | 893.05 | 0.15 | 759.0925
21051 | Salto | E9666A00PM38--- | XS4 wide body electronic wire-free SVN escutcheon, Mifare / DESFire push buttonprivacy w/ key override function, A lever, unhanded, satin brass finish, for use with 1 3/8" - 1 3/4" thick standard door | 1 |  | 1 Year | 673.15 | 0.15 | 572.1775
21052 | Salto | E9666A00PM38-A- | XS4 wide body electronic AMOK wire-free SVN escutcheon, Mifare / DESFire push buttonprivacy w/ key override function, A lever, unhanded, satin brass finish, for use with 1 3/8" - 1 3/4" thick standard door | 1 |  | 1 Year | 802.15 | 0.15 | 681.8275
21053 | Salto | E9666A00PM38-C- | XS4 wide body electronic RF wireless ready SVN escutcheon, Mifare / DESFire push buttonprivacy w/ key override function, A lever, unhanded, satin brass finish, for use with 1 3/8" - 1 3/4" thick standard door | 1 |  | 1 Year | 727.25 | 0.15 | 618.1625
21054 | Salto | E9666A00PM38-W- | XS4 wide body electronic RF wireless SVN escutcheon, Mifare / DESFire push buttonprivacy w/ key override function, A lever, unhanded, satin brass finish, for use with 1 3/8" - 1 3/4" thick standard door | 1 |  | 1 Year | 858.35 | 0.15 | 729.5975
21055 | Salto | E9666A00PM48--- | XS4 wide body electronic wire-free SVN escutcheon, Mifare / DESFire push buttonprivacy w/ key override function, A lever, unhanded, satin brass finish, for use with 1 3/4" - 2 1/4" thick door | 1 |  | 1 Year | 673.15 | 0.15 | 572.1775
21056 | Salto | E9666A00PM48-A- | XS4 wide body electronic AMOK wire-free SVN escutcheon, Mifare / DESFire push buttonprivacy w/ key override function, A lever, unhanded, satin brass finish, for use with 1 3/4" - 2 1/4" thick door | 1 |  | 1 Year | 802.15 | 0.15 | 681.8275
21057 | Salto | E9666A00PM48-C- | XS4 wide body electronic RF wireless ready SVN escutcheon, Mifare / DESFire push buttonprivacy w/ key override function, A lever, unhanded, satin brass finish, for use with 1 3/4" - 2 1/4" thick door | 1 |  | 1 Year | 727.25 | 0.15 | 618.1625
21058 | Salto | E9666A00PM48-W- | XS4 wide body electronic RF wireless SVN escutcheon, Mifare / DESFire push buttonprivacy w/ key override function, A lever, unhanded, satin brass finish, for use with 1 3/4" - 2 1/4" thick door | 1 |  | 1 Year | 858.35 | 0.15 | 729.5975
21059 | Salto | E9666A00PP38--- | XS4 wide body electronic wire-free SVN escutcheon, Mifare / DESFire push buttonprivacy w/ key override function, A lever, unhanded, bright brass finish, for use with 1 3/8" - 1 3/4" thick standard door | 1 |  | 1 Year | 689.45 | 0.15 | 586.0325
21060 | Salto | E9666A00PP38-A- | XS4 wide body electronic AMOK wire-free SVN escutcheon, Mifare / DESFire push buttonprivacy w/ key override function, A lever, unhanded, bright brass finish, for use with 1 3/8" - 1 3/4" thick standard door | 1 |  | 1 Year | 818.45 | 0.15 | 695.6825
21061 | Salto | E9666A00PP38-C- | XS4 wide body electronic RF wireless ready SVN escutcheon, Mifare / DESFire push buttonprivacy w/ key override function, A lever, unhanded, bright brass finish, for use with 1 3/8" - 1 3/4" thick standard door | 1 |  | 1 Year | 743.55 | 0.15 | 632.0175
21062 | Salto | E9666A00PP38-W- | XS4 wide body electronic RF wireless SVN escutcheon, Mifare / DESFire push buttonprivacy w/ key override function, A lever, unhanded, bright brass finish, for use with 1 3/8" - 1 3/4" thick standard door | 1 |  | 1 Year | 874.65 | 0.15 | 743.4525
21063 | Salto | E9666A00PP48--- | XS4 wide body electronic wire-free SVN escutcheon, Mifare / DESFire push buttonprivacy w/ key override function, A lever, unhanded, bright brass finish, for use with 1 3/4" - 2 1/4" thick door | 1 |  | 1 Year | 689.45 | 0.15 | 586.0325
21064 | Salto | E9666A00PP48-A- | XS4 wide body electronic AMOK wire-free SVN escutcheon, Mifare / DESFire push buttonprivacy w/ key override function, A lever, unhanded, bright brass finish, for use with 1 3/4" - 2 1/4" thick door | 1 |  | 1 Year | 818.45 | 0.15 | 695.6825
21065 | Salto | E9666A00PP48-C- | XS4 wide body electronic RF wireless ready SVN escutcheon, Mifare / DESFire push buttonprivacy w/ key override function, A lever, unhanded, bright brass finish, for use with 1 3/4" - 2 1/4" thick door | 1 |  | 1 Year | 743.55 | 0.15 | 632.0175
21066 | Salto | E9666A00PP48-W- | XS4 wide body electronic RF wireless SVN escutcheon, Mifare / DESFire push buttonprivacy w/ key override function, A lever, unhanded, bright brass finish, for use with 1 3/4" - 2 1/4" thick door | 1 |  | 1 Year | 874.65 | 0.15 | 743.4525
21067 | Salto | E9666G00BC38--- | XS4 wide body electronic wire-free SVN escutcheon, Mifare / DESFire push buttonprivacy w/ key override function, G lever, unhanded, BioCote antimicrobial finish, for use with 1 3/8" - 1 3/4" thick standard door | 1 |  | 1 Year | 725.15 | 0.15 | 616.3775
21068 | Salto | E9666G00BC38-A- | XS4 wide body electronic AMOK wire-free SVN escutcheon, Mifare / DESFire push buttonprivacy w/ key override function, G lever, unhanded, BioCote antimicrobial finish, for use with 1 3/8" - 1 3/4" thick standard door | 1 |  | 1 Year | 854.15 | 0.15 | 726.0275
21069 | Salto | E9666G00BC38-C- | XS4 wide body electronic RF wireless ready SVN escutcheon, Mifare / DESFire push buttonprivacy w/ key override function, G lever, unhanded, BioCote antimicrobial finish, for use with 1 3/8" - 1 3/4" thick standard door | 1 |  | 1 Year | 779.25 | 0.15 | 662.3625
21070 | Salto | E9666G00BC38-W- | XS4 wide body electronic RF wireless SVN escutcheon, Mifare / DESFire push buttonprivacy w/ key override function, G lever, unhanded, BioCote antimicrobial finish, for use with 1 3/8" - 1 3/4" thick standard door | 1 |  | 1 Year | 910.35 | 0.15 | 773.7975
21071 | Salto | E9666G00BC48--- | XS4 wide body electronic wire-free SVN escutcheon, Mifare / DESFire push buttonprivacy w/ key override function, G lever, unhanded, BioCote antimicrobial finish, for use with 1 3/4" - 2 1/4" thick door | 1 |  | 1 Year | 725.15 | 0.15 | 616.3775
21072 | Salto | E9666G00BC48-A- | XS4 wide body electronic AMOK wire-free SVN escutcheon, Mifare / DESFire push buttonprivacy w/ key override function, G lever, unhanded, BioCote antimicrobial finish, for use with 1 3/4" - 2 1/4" thick door | 1 |  | 1 Year | 854.15 | 0.15 | 726.0275
21073 | Salto | E9666G00BC48-C- | XS4 wide body electronic RF wireless ready SVN escutcheon, Mifare / DESFire push buttonprivacy w/ key override function, G lever, unhanded, BioCote antimicrobial finish, for use with 1 3/4" - 2 1/4" thick door | 1 |  | 1 Year | 779.25 | 0.15 | 662.3625
21074 | Salto | E9666G00BC48-W- | XS4 wide body electronic RF wireless SVN escutcheon, Mifare / DESFire push buttonprivacy w/ key override function, G lever, unhanded, BioCote antimicrobial finish, for use with 1 3/4" - 2 1/4" thick door | 1 |  | 1 Year | 910.35 | 0.15 | 773.7975
21075 | Salto | E9666G00IM38--- | XS4 wide body electronic wire-free SVN escutcheon, Mifare / DESFire push buttonprivacy w/ key override function, G lever, unhanded, satin stainless finish, for use with 1 3/8" - 1 3/4" thick standard door | 1 |  | 1 Year | 673.15 | 0.15 | 572.1775
21076 | Salto | E9666G00IM38-A- | XS4 wide body electronic AMOK wire-free SVN escutcheon, Mifare / DESFire push buttonprivacy w/ key override function, G lever, unhanded, satin stainless finish, for use with 1 3/8" - 1 3/4" thick standard door | 1 |  | 1 Year | 802.15 | 0.15 | 681.8275
21077 | Salto | E9666G00IM38-C- | XS4 wide body electronic RF wireless ready SVN escutcheon, Mifare / DESFire push buttonprivacy w/ key override function, G lever, unhanded, satin stainless finish, for use with 1 3/8" - 1 3/4" thick standard door | 1 |  | 1 Year | 727.25 | 0.15 | 618.1625
21078 | Salto | E9666G00IM38-W- | XS4 wide body electronic RF wireless SVN escutcheon, Mifare / DESFire push buttonprivacy w/ key override function, G lever, unhanded, satin stainless finish, for use with 1 3/8" - 1 3/4" thick standard door | 1 |  | 1 Year | 858.35 | 0.15 | 729.5975
21079 | Salto | E9666G00IM48--- | XS4 wide body electronic wire-free SVN escutcheon, Mifare / DESFire push buttonprivacy w/ key override function, G lever, unhanded, satin stainless finish, for use with 1 3/4" - 2 1/4" thick door | 1 |  | 1 Year | 673.15 | 0.15 | 572.1775
21080 | Salto | E9666G00IM48-A- | XS4 wide body electronic AMOK wire-free SVN escutcheon, Mifare / DESFire push buttonprivacy w/ key override function, G lever, unhanded, satin stainless finish, for use with 1 3/4" - 2 1/4" thick door | 1 |  | 1 Year | 802.15 | 0.15 | 681.8275
21081 | Salto | E9666G00IM48-C- | XS4 wide body electronic RF wireless ready SVN escutcheon, Mifare / DESFire push buttonprivacy w/ key override function, G lever, unhanded, satin stainless finish, for use with 1 3/4" - 2 1/4" thick door | 1 |  | 1 Year | 727.25 | 0.15 | 618.1625
21082 | Salto | E9666G00IM48-W- | XS4 wide body electronic RF wireless SVN escutcheon, Mifare / DESFire push buttonprivacy w/ key override function, G lever, unhanded, satin stainless finish, for use with 1 3/4" - 2 1/4" thick door | 1 |  | 1 Year | 858.35 | 0.15 | 729.5975
21083 | Salto | E9666G00PM38--- | XS4 wide body electronic wire-free SVN escutcheon, Mifare / DESFire push buttonprivacy w/ key override function, G lever, unhanded, satin brass finish, for use with 1 3/8" - 1 3/4" thick standard door | 1 |  | 1 Year | 673.15 | 0.15 | 572.1775
21084 | Salto | E9666G00PM38-A- | XS4 wide body electronic AMOK wire-free SVN escutcheon, Mifare / DESFire push buttonprivacy w/ key override function, G lever, unhanded, satin brass finish, for use with 1 3/8" - 1 3/4" thick standard door | 1 |  | 1 Year | 802.15 | 0.15 | 681.8275
21085 | Salto | E9666G00PM38-C- | XS4 wide body electronic RF wireless ready SVN escutcheon, Mifare / DESFire push buttonprivacy w/ key override function, G lever, unhanded, satin brass finish, for use with 1 3/8" - 1 3/4" thick standard door | 1 |  | 1 Year | 727.25 | 0.15 | 618.1625
21086 | Salto | E9666G00PM38-W- | XS4 wide body electronic RF wireless SVN escutcheon, Mifare / DESFire push buttonprivacy w/ key override function, G lever, unhanded, satin brass finish, for use with 1 3/8" - 1 3/4" thick standard door | 1 |  | 1 Year | 858.35 | 0.15 | 729.5975
21087 | Salto | E9666G00PM48--- | XS4 wide body electronic wire-free SVN escutcheon, Mifare / DESFire push buttonprivacy w/ key override function, G lever, unhanded, satin brass finish, for use with 1 3/4" - 2 1/4" thick door | 1 |  | 1 Year | 673.15 | 0.15 | 572.1775
21088 | Salto | E9666G00PM48-A- | XS4 wide body electronic AMOK wire-free SVN escutcheon, Mifare / DESFire push buttonprivacy w/ key override function, G lever, unhanded, satin brass finish, for use with 1 3/4" - 2 1/4" thick door | 1 |  | 1 Year | 802.15 | 0.15 | 681.8275
21089 | Salto | E9666G00PM48-C- | XS4 wide body electronic RF wireless ready SVN escutcheon, Mifare / DESFire push buttonprivacy w/ key override function, G lever, unhanded, satin brass finish, for use with 1 3/4" - 2 1/4" thick door | 1 |  | 1 Year | 727.25 | 0.15 | 618.1625
21090 | Salto | E9666G00PM48-W- | XS4 wide body electronic RF wireless SVN escutcheon, Mifare / DESFire push buttonprivacy w/ key override function, G lever, unhanded, satin brass finish, for use with 1 3/4" - 2 1/4" thick door | 1 |  | 1 Year | 858.35 | 0.15 | 729.5975
21091 | Salto | E9666J00BC38--- | XS4 wide body electronic wire-free SVN escutcheon, Mifare / DESFire push buttonprivacy w/ key override function, J lever, unhanded, BioCote antimicrobial finish, for use with 1 3/8" - 1 3/4" thick standard door | 1 |  | 1 Year | 735.35 | 0.15 | 625.0475
21092 | Salto | E9666J00BC38-A- | XS4 wide body electronic AMOK wire-free SVN escutcheon, Mifare / DESFire push buttonprivacy w/ key override function, J lever, unhanded, BioCote antimicrobial finish, for use with 1 3/8" - 1 3/4" thick standard door | 1 |  | 1 Year | 864.35 | 0.15 | 734.6975
21093 | Salto | E9666J00BC38-C- | XS4 wide body electronic RF wireless ready SVN escutcheon, Mifare / DESFire push buttonprivacy w/ key override function, J lever, unhanded, BioCote antimicrobial finish, for use with 1 3/8" - 1 3/4" thick standard door | 1 |  | 1 Year | 789.45 | 0.15 | 671.0325
21094 | Salto | E9666J00BC38-W- | XS4 wide body electronic RF wireless SVN escutcheon, Mifare / DESFire push buttonprivacy w/ key override function, J lever, unhanded, BioCote antimicrobial finish, for use with 1 3/8" - 1 3/4" thick standard door | 1 |  | 1 Year | 920.55 | 0.15 | 782.4675
21095 | Salto | E9666J00BC48--- | XS4 wide body electronic wire-free SVN escutcheon, Mifare / DESFire push buttonprivacy w/ key override function, J lever, unhanded, BioCote antimicrobial finish, for use with 1 3/4" - 2 1/4" thick door | 1 |  | 1 Year | 735.35 | 0.15 | 625.0475
21096 | Salto | E9666J00BC48-A- | XS4 wide body electronic AMOK wire-free SVN escutcheon, Mifare / DESFire push buttonprivacy w/ key override function, J lever, unhanded, BioCote antimicrobial finish, for use with 1 3/4" - 2 1/4" thick door | 1 |  | 1 Year | 864.35 | 0.15 | 734.6975
21097 | Salto | E9666J00BC48-C- | XS4 wide body electronic RF wireless ready SVN escutcheon, Mifare / DESFire push buttonprivacy w/ key override function, J lever, unhanded, BioCote antimicrobial finish, for use with 1 3/4" - 2 1/4" thick door | 1 |  | 1 Year | 789.45 | 0.15 | 671.0325
21098 | Salto | E9666J00BC48-W- | XS4 wide body electronic RF wireless SVN escutcheon, Mifare / DESFire push buttonprivacy w/ key override function, J lever, unhanded, BioCote antimicrobial finish, for use with 1 3/4" - 2 1/4" thick door | 1 |  | 1 Year | 920.55 | 0.15 | 782.4675
21099 | Salto | E9666J00IA38--- | XS4 wide body electronic wire-free SVN escutcheon, Mifare / DESFire push buttonprivacy w/ key override function, J lever, unhanded, antique brass finish, for use with 1 3/8" - 1 3/4" thick standard door | 1 |  | 1 Year | 735.35 | 0.15 | 625.0475
21100 | Salto | E9666J00IA38-A- | XS4 wide body electronic AMOK wire-free SVN escutcheon, Mifare / DESFire push buttonprivacy w/ key override function, J lever, unhanded, antique brass finish, for use with 1 3/8" - 1 3/4" thick standard door | 1 |  | 1 Year | 864.35 | 0.15 | 734.6975
21101 | Salto | E9666J00IA38-C- | XS4 wide body electronic RF wireless ready SVN escutcheon, Mifare / DESFire push buttonprivacy w/ key override function, J lever, unhanded, antique brass finish, for use with 1 3/8" - 1 3/4" thick standard door | 1 |  | 1 Year | 789.45 | 0.15 | 671.0325
21102 | Salto | E9666J00IA38-W- | XS4 wide body electronic RF wireless SVN escutcheon, Mifare / DESFire push buttonprivacy w/ key override function, J lever, unhanded, antique brass finish, for use with 1 3/8" - 1 3/4" thick standard door | 1 |  | 1 Year | 920.55 | 0.15 | 782.4675
21103 | Salto | E9666J00IA48--- | XS4 wide body electronic wire-free SVN escutcheon, Mifare / DESFire push buttonprivacy w/ key override function, J lever, unhanded, antique brass finish, for use with 1 3/4" - 2 1/4" thick door | 1 |  | 1 Year | 735.35 | 0.15 | 625.0475
21104 | Salto | E9666J00IA48-A- | XS4 wide body electronic AMOK wire-free SVN escutcheon, Mifare / DESFire push buttonprivacy w/ key override function, J lever, unhanded, antique brass finish, for use with 1 3/4" - 2 1/4" thick door | 1 |  | 1 Year | 864.35 | 0.15 | 734.6975
21105 | Salto | E9666J00IA48-C- | XS4 wide body electronic RF wireless ready SVN escutcheon, Mifare / DESFire push buttonprivacy w/ key override function, J lever, unhanded, antique brass finish, for use with 1 3/4" - 2 1/4" thick door | 1 |  | 1 Year | 789.45 | 0.15 | 671.0325
21106 | Salto | E9666J00IA48-W- | XS4 wide body electronic RF wireless SVN escutcheon, Mifare / DESFire push buttonprivacy w/ key override function, J lever, unhanded, antique brass finish, for use with 1 3/4" - 2 1/4" thick door | 1 |  | 1 Year | 920.55 | 0.15 | 782.4675
21107 | Salto | E9666J00IM38--- | XS4 wide body electronic wire-free SVN escutcheon, Mifare / DESFire push buttonprivacy w/ key override function, J lever, unhanded, satin stainless finish, for use with 1 3/8" - 1 3/4" thick standard door | 1 |  | 1 Year | 683.35 | 0.15 | 580.8475
21108 | Salto | E9666J00IM38-A- | XS4 wide body electronic AMOK wire-free SVN escutcheon, Mifare / DESFire push buttonprivacy w/ key override function, J lever, unhanded, satin stainless finish, for use with 1 3/8" - 1 3/4" thick standard door | 1 |  | 1 Year | 812.35 | 0.15 | 690.4975
21109 | Salto | E9666J00IM38-C- | XS4 wide body electronic RF wireless ready SVN escutcheon, Mifare / DESFire push buttonprivacy w/ key override function, J lever, unhanded, satin stainless finish, for use with 1 3/8" - 1 3/4" thick standard door | 1 |  | 1 Year | 737.45 | 0.15 | 626.8325
21110 | Salto | E9666J00IM38-W- | XS4 wide body electronic RF wireless SVN escutcheon, Mifare / DESFire push buttonprivacy w/ key override function, J lever, unhanded, satin stainless finish, for use with 1 3/8" - 1 3/4" thick standard door | 1 |  | 1 Year | 868.55 | 0.15 | 738.2675
21111 | Salto | E9666J00IM48--- | XS4 wide body electronic wire-free SVN escutcheon, Mifare / DESFire push buttonprivacy w/ key override function, J lever, unhanded, satin stainless finish, for use with 1 3/4" - 2 1/4" thick door | 1 |  | 1 Year | 683.35 | 0.15 | 580.8475
21112 | Salto | E9666J00IM48-A- | XS4 wide body electronic AMOK wire-free SVN escutcheon, Mifare / DESFire push buttonprivacy w/ key override function, J lever, unhanded, satin stainless finish, for use with 1 3/4" - 2 1/4" thick door | 1 |  | 1 Year | 812.35 | 0.15 | 690.4975
21113 | Salto | E9666J00IM48-C- | XS4 wide body electronic RF wireless ready SVN escutcheon, Mifare / DESFire push buttonprivacy w/ key override function, J lever, unhanded, satin stainless finish, for use with 1 3/4" - 2 1/4" thick door | 1 |  | 1 Year | 737.45 | 0.15 | 626.8325
21114 | Salto | E9666J00IM48-W- | XS4 wide body electronic RF wireless SVN escutcheon, Mifare / DESFire push buttonprivacy w/ key override function, J lever, unhanded, satin stainless finish, for use with 1 3/4" - 2 1/4" thick door | 1 |  | 1 Year | 868.55 | 0.15 | 738.2675
21115 | Salto | E9666J00NE38--- | XS4 wide body electronic wire-free SVN escutcheon, Mifare / DESFire push buttonprivacy w/ key override function, J lever, unhanded, black chromium finish, for use with 1 3/8" - 1 3/4" thick standard door | 1 |  | 1 Year | 718.05 | 0.15 | 610.3425
21116 | Salto | E9666J00NE38-A- | XS4 wide body electronic AMOK wire-free SVN escutcheon, Mifare / DESFire push buttonprivacy w/ key override function, J lever, unhanded, black chromium finish, for use with 1 3/8" - 1 3/4" thick standard door | 1 |  | 1 Year | 847.05 | 0.15 | 719.9925
21117 | Salto | E9666J00NE38-C- | XS4 wide body electronic RF wireless ready SVN escutcheon, Mifare / DESFire push buttonprivacy w/ key override function, J lever, unhanded, black chromium finish, for use with 1 3/8" - 1 3/4" thick standard door | 1 |  | 1 Year | 772.15 | 0.15 | 656.3275
21118 | Salto | E9666J00NE38-W- | XS4 wide body electronic RF wireless SVN escutcheon, Mifare / DESFire push buttonprivacy w/ key override function, J lever, unhanded, black chromium finish, for use with 1 3/8" - 1 3/4" thick standard door | 1 |  | 1 Year | 903.25 | 0.15 | 767.7625
21119 | Salto | E9666J00NE48--- | XS4 wide body electronic wire-free SVN escutcheon, Mifare / DESFire push buttonprivacy w/ key override function, J lever, unhanded, black chromium finish, for use with 1 3/4" - 2 1/4" thick door | 1 |  | 1 Year | 718.05 | 0.15 | 610.3425
21120 | Salto | E9666J00NE48-A- | XS4 wide body electronic AMOK wire-free SVN escutcheon, Mifare / DESFire push buttonprivacy w/ key override function, J lever, unhanded, black chromium finish, for use with 1 3/4" - 2 1/4" thick door | 1 |  | 1 Year | 847.05 | 0.15 | 719.9925
21121 | Salto | E9666J00NE48-C- | XS4 wide body electronic RF wireless ready SVN escutcheon, Mifare / DESFire push buttonprivacy w/ key override function, J lever, unhanded, black chromium finish, for use with 1 3/4" - 2 1/4" thick door | 1 |  | 1 Year | 772.15 | 0.15 | 656.3275
21122 | Salto | E9666J00NE48-W- | XS4 wide body electronic RF wireless SVN escutcheon, Mifare / DESFire push buttonprivacy w/ key override function, J lever, unhanded, black chromium finish, for use with 1 3/4" - 2 1/4" thick door | 1 |  | 1 Year | 903.25 | 0.15 | 767.7625
21123 | Salto | E9666J00PM38--- | XS4 wide body electronic wire-free SVN escutcheon, Mifare / DESFire push buttonprivacy w/ key override function, J lever, unhanded, satin brass finish, for use with 1 3/8" - 1 3/4" thick standard door | 1 |  | 1 Year | 683.35 | 0.15 | 580.8475
21124 | Salto | E9666J00PM38-A- | XS4 wide body electronic AMOK wire-free SVN escutcheon, Mifare / DESFire push buttonprivacy w/ key override function, J lever, unhanded, satin brass finish, for use with 1 3/8" - 1 3/4" thick standard door | 1 |  | 1 Year | 812.35 | 0.15 | 690.4975
21125 | Salto | E9666J00PM38-C- | XS4 wide body electronic RF wireless ready SVN escutcheon, Mifare / DESFire push buttonprivacy w/ key override function, J lever, unhanded, satin brass finish, for use with 1 3/8" - 1 3/4" thick standard door | 1 |  | 1 Year | 737.45 | 0.15 | 626.8325
21126 | Salto | E9666J00PM38-W- | XS4 wide body electronic RF wireless SVN escutcheon, Mifare / DESFire push buttonprivacy w/ key override function, J lever, unhanded, satin brass finish, for use with 1 3/8" - 1 3/4" thick standard door | 1 |  | 1 Year | 868.55 | 0.15 | 738.2675
21127 | Salto | E9666J00PM48--- | XS4 wide body electronic wire-free SVN escutcheon, Mifare / DESFire push buttonprivacy w/ key override function, J lever, unhanded, satin brass finish, for use with 1 3/4" - 2 1/4" thick door | 1 |  | 1 Year | 683.35 | 0.15 | 580.8475
21128 | Salto | E9666J00PM48-A- | XS4 wide body electronic AMOK wire-free SVN escutcheon, Mifare / DESFire push buttonprivacy w/ key override function, J lever, unhanded, satin brass finish, for use with 1 3/4" - 2 1/4" thick door | 1 |  | 1 Year | 812.35 | 0.15 | 690.4975
21129 | Salto | E9666J00PM48-C- | XS4 wide body electronic RF wireless ready SVN escutcheon, Mifare / DESFire push buttonprivacy w/ key override function, J lever, unhanded, satin brass finish, for use with 1 3/4" - 2 1/4" thick door | 1 |  | 1 Year | 737.45 | 0.15 | 626.8325
21130 | Salto | E9666J00PM48-W- | XS4 wide body electronic RF wireless SVN escutcheon, Mifare / DESFire push buttonprivacy w/ key override function, J lever, unhanded, satin brass finish, for use with 1 3/4" - 2 1/4" thick door | 1 |  | 1 Year | 868.55 | 0.15 | 738.2675
21131 | Salto | E9666K00IM38L-- | XS4 wide body electronic wire-free SVN escutcheon, Mifare / DESFire push buttonprivacy w/ key override function, K lever, left handed, satin stainless finish, for use with 1 3/8" - 1 3/4" thick standard door | 1 |  | 1 Year | 683.35 | 0.15 | 580.8475
21132 | Salto | E9666K00IM38LA- | XS4 wide body electronic AMOK wire-free SVN escutcheon, Mifare / DESFire push buttonprivacy w/ key override function, K lever, left handed, satin stainless finish, for use with 1 3/8" - 1 3/4" thick standard door | 1 |  | 1 Year | 812.35 | 0.15 | 690.4975
21133 | Salto | E9666K00IM38LC- | XS4 wide body electronic RF wireless ready SVN escutcheon, Mifare / DESFire push buttonprivacy w/ key override function, K lever, left handed, satin stainless finish, for use with 1 3/8" - 1 3/4" thick standard door | 1 |  | 1 Year | 737.45 | 0.15 | 626.8325
21134 | Salto | E9666K00IM38LW- | XS4 wide body electronic RF wireless SVN escutcheon, Mifare / DESFire push buttonprivacy w/ key override function, K lever, left handed, satin stainless finish, for use with 1 3/8" - 1 3/4" thick standard door | 1 |  | 1 Year | 868.55 | 0.15 | 738.2675
21135 | Salto | E9666K00IM38R-- | XS4 wide body electronic wire-free SVN escutcheon, Mifare / DESFire push buttonprivacy w/ key override function, K lever, right handed, satin stainless finish, for use with 1 3/8" - 1 3/4" thick standard door | 1 |  | 1 Year | 683.35 | 0.15 | 580.8475
21136 | Salto | E9666K00IM38RA- | XS4 wide body electronic AMOK wire-free SVN escutcheon, Mifare / DESFire push buttonprivacy w/ key override function, K lever, right handed, satin stainless finish, for use with 1 3/8" - 1 3/4" thick standard door | 1 |  | 1 Year | 812.35 | 0.15 | 690.4975
21137 | Salto | E9666K00IM38RC- | XS4 wide body electronic RF wireless ready SVN escutcheon, Mifare / DESFire push buttonprivacy w/ key override function, K lever, right handed, satin stainless finish, for use with 1 3/8" - 1 3/4" thick standard door | 1 |  | 1 Year | 737.45 | 0.15 | 626.8325
21138 | Salto | E9666K00IM38RW- | XS4 wide body electronic RF wireless SVN escutcheon, Mifare / DESFire push buttonprivacy w/ key override function, K lever, right handed, satin stainless finish, for use with 1 3/8" - 1 3/4" thick standard door | 1 |  | 1 Year | 868.55 | 0.15 | 738.2675
21139 | Salto | E9666K00IM48L-- | XS4 wide body electronic wire-free SVN escutcheon, Mifare / DESFire push buttonprivacy w/ key override function, K lever, left handed, satin stainless finish, for use with 1 3/4" - 2 1/4" thick door | 1 |  | 1 Year | 683.35 | 0.15 | 580.8475
21140 | Salto | E9666K00IM48LA- | XS4 wide body electronic AMOK wire-free SVN escutcheon, Mifare / DESFire push buttonprivacy w/ key override function, K lever, left handed, satin stainless finish, for use with 1 3/4" - 2 1/4" thick door | 1 |  | 1 Year | 812.35 | 0.15 | 690.4975
21141 | Salto | E9666K00IM48LC- | XS4 wide body electronic RF wireless ready SVN escutcheon, Mifare / DESFire push buttonprivacy w/ key override function, K lever, left handed, satin stainless finish, for use with 1 3/4" - 2 1/4" thick door | 1 |  | 1 Year | 737.45 | 0.15 | 626.8325
21142 | Salto | E9666K00IM48LW- | XS4 wide body electronic RF wireless SVN escutcheon, Mifare / DESFire push buttonprivacy w/ key override function, K lever, left handed, satin stainless finish, for use with 1 3/4" - 2 1/4" thick door | 1 |  | 1 Year | 868.55 | 0.15 | 738.2675
21143 | Salto | E9666K00IM48R-- | XS4 wide body electronic wire-free SVN escutcheon, Mifare / DESFire push buttonprivacy w/ key override function, K lever, right handed, satin stainless finish, for use with 1 3/4" - 2 1/4" thick door | 1 |  | 1 Year | 683.35 | 0.15 | 580.8475
21144 | Salto | E9666K00IM48RA- | XS4 wide body electronic AMOK wire-free SVN escutcheon, Mifare / DESFire push buttonprivacy w/ key override function, K lever, right handed, satin stainless finish, for use with 1 3/4" - 2 1/4" thick door | 1 |  | 1 Year | 812.35 | 0.15 | 690.4975
21145 | Salto | E9666K00IM48RC- | XS4 wide body electronic RF wireless ready SVN escutcheon, Mifare / DESFire push buttonprivacy w/ key override function, K lever, right handed, satin stainless finish, for use with 1 3/4" - 2 1/4" thick door | 1 |  | 1 Year | 737.45 | 0.15 | 626.8325
21146 | Salto | E9666K00IM48RW- | XS4 wide body electronic RF wireless SVN escutcheon, Mifare / DESFire push buttonprivacy w/ key override function, K lever, right handed, satin stainless finish, for use with 1 3/4" - 2 1/4" thick door | 1 |  | 1 Year | 868.55 | 0.15 | 738.2675
21147 | Salto | E9666K00IP38L-- | XS4 wide body electronic wire-free SVN escutcheon, Mifare / DESFire push buttonprivacy w/ key override function, K lever, left handed, bright stainless steel finish, for use with 1 3/8" - 1 3/4" thick standard door | 1 |  | 1 Year | 699.65 | 0.15 | 594.7025
21148 | Salto | E9666K00IP38LA- | XS4 wide body electronic AMOK wire-free SVN escutcheon, Mifare / DESFire push buttonprivacy w/ key override function, K lever, left handed, bright stainless steel finish, for use with 1 3/8" - 1 3/4" thick standard door | 1 |  | 1 Year | 828.65 | 0.15 | 704.3525
21149 | Salto | E9666K00IP38LC- | XS4 wide body electronic RF wireless ready SVN escutcheon, Mifare / DESFire push buttonprivacy w/ key override function, K lever, left handed, bright stainless steel finish, for use with 1 3/8" - 1 3/4" thick standard door | 1 |  | 1 Year | 753.75 | 0.15 | 640.6875
21150 | Salto | E9666K00IP38LW- | XS4 wide body electronic RF wireless SVN escutcheon, Mifare / DESFire push buttonprivacy w/ key override function, K lever, left handed, bright stainless steel finish, for use with 1 3/8" - 1 3/4" thick standard door | 1 |  | 1 Year | 884.85 | 0.15 | 752.1225
21151 | Salto | E9666K00IP38R-- | XS4 wide body electronic wire-free SVN escutcheon, Mifare / DESFire push buttonprivacy w/ key override function, K lever, right handed, bright stainless steel finish, for use with 1 3/8" - 1 3/4" thick standard door | 1 |  | 1 Year | 699.65 | 0.15 | 594.7025
21152 | Salto | E9666K00IP38RA- | XS4 wide body electronic AMOK wire-free SVN escutcheon, Mifare / DESFire push buttonprivacy w/ key override function, K lever, right handed, bright stainless steel finish, for use with 1 3/8" - 1 3/4" thick standard door | 1 |  | 1 Year | 828.65 | 0.15 | 704.3525
21153 | Salto | E9666K00IP38RC- | XS4 wide body electronic RF wireless ready SVN escutcheon, Mifare / DESFire push buttonprivacy w/ key override function, K lever, right handed, bright stainless steel finish, for use with 1 3/8" - 1 3/4" thick standard door | 1 |  | 1 Year | 753.75 | 0.15 | 640.6875
21154 | Salto | E9666K00IP38RW- | XS4 wide body electronic RF wireless SVN escutcheon, Mifare / DESFire push buttonprivacy w/ key override function, K lever, right handed, bright stainless steel finish, for use with 1 3/8" - 1 3/4" thick standard door | 1 |  | 1 Year | 884.85 | 0.15 | 752.1225
21155 | Salto | E9666K00IP48L-- | XS4 wide body electronic wire-free SVN escutcheon, Mifare / DESFire push buttonprivacy w/ key override function, K lever, left handed, bright stainless steel finish, for use with 1 3/4" - 2 1/4" thick door | 1 |  | 1 Year | 699.65 | 0.15 | 594.7025
21156 | Salto | E9666K00IP48LA- | XS4 wide body electronic AMOK wire-free SVN escutcheon, Mifare / DESFire push buttonprivacy w/ key override function, K lever, left handed, bright stainless steel finish, for use with 1 3/4" - 2 1/4" thick door | 1 |  | 1 Year | 828.65 | 0.15 | 704.3525
21157 | Salto | E9666K00IP48LC- | XS4 wide body electronic RF wireless ready SVN escutcheon, Mifare / DESFire push buttonprivacy w/ key override function, K lever, left handed, bright stainless steel finish, for use with 1 3/4" - 2 1/4" thick door | 1 |  | 1 Year | 753.75 | 0.15 | 640.6875
21158 | Salto | E9666K00IP48LW- | XS4 wide body electronic RF wireless SVN escutcheon, Mifare / DESFire push buttonprivacy w/ key override function, K lever, left handed, bright stainless steel finish, for use with 1 3/4" - 2 1/4" thick door | 1 |  | 1 Year | 884.85 | 0.15 | 752.1225
21159 | Salto | E9666K00IP48R-- | XS4 wide body electronic wire-free SVN escutcheon, Mifare / DESFire push buttonprivacy w/ key override function, K lever, right handed, bright stainless steel finish, for use with 1 3/4" - 2 1/4" thick door | 1 |  | 1 Year | 699.65 | 0.15 | 594.7025
21160 | Salto | E9666K00IP48RA- | XS4 wide body electronic AMOK wire-free SVN escutcheon, Mifare / DESFire push buttonprivacy w/ key override function, K lever, right handed, bright stainless steel finish, for use with 1 3/4" - 2 1/4" thick door | 1 |  | 1 Year | 828.65 | 0.15 | 704.3525
21161 | Salto | E9666K00IP48RC- | XS4 wide body electronic RF wireless ready SVN escutcheon, Mifare / DESFire push buttonprivacy w/ key override function, K lever, right handed, bright stainless steel finish, for use with 1 3/4" - 2 1/4" thick door | 1 |  | 1 Year | 753.75 | 0.15 | 640.6875
21162 | Salto | E9666K00IP48RW- | XS4 wide body electronic RF wireless SVN escutcheon, Mifare / DESFire push buttonprivacy w/ key override function, K lever, right handed, bright stainless steel finish, for use with 1 3/4" - 2 1/4" thick door | 1 |  | 1 Year | 884.85 | 0.15 | 752.1225
21163 | Salto | E9666K00PP38L-- | XS4 wide body electronic wire-free SVN escutcheon, Mifare / DESFire push buttonprivacy w/ key override function, K lever, left handed, bright brass finish, for use with 1 3/8" - 1 3/4" thick standard door | 1 |  | 1 Year | 699.65 | 0.15 | 594.7025
21164 | Salto | E9666K00PP38LA- | XS4 wide body electronic AMOK wire-free SVN escutcheon, Mifare / DESFire push buttonprivacy w/ key override function, K lever, left handed, bright brass finish, for use with 1 3/8" - 1 3/4" thick standard door | 1 |  | 1 Year | 828.65 | 0.15 | 704.3525
21165 | Salto | E9666K00PP38LC- | XS4 wide body electronic RF wireless ready SVN escutcheon, Mifare / DESFire push buttonprivacy w/ key override function, K lever, left handed, bright brass finish, for use with 1 3/8" - 1 3/4" thick standard door | 1 |  | 1 Year | 753.75 | 0.15 | 640.6875
21166 | Salto | E9666K00PP38LW- | XS4 wide body electronic RF wireless SVN escutcheon, Mifare / DESFire push buttonprivacy w/ key override function, K lever, left handed, bright brass finish, for use with 1 3/8" - 1 3/4" thick standard door | 1 |  | 1 Year | 884.85 | 0.15 | 752.1225
21167 | Salto | E9666K00PP38R-- | XS4 wide body electronic wire-free SVN escutcheon, Mifare / DESFire push buttonprivacy w/ key override function, K lever, right handed, bright brass finish, for use with 1 3/8" - 1 3/4" thick standard door | 1 |  | 1 Year | 699.65 | 0.15 | 594.7025
21168 | Salto | E9666K00PP38RA- | XS4 wide body electronic AMOK wire-free SVN escutcheon, Mifare / DESFire push buttonprivacy w/ key override function, K lever, right handed, bright brass finish, for use with 1 3/8" - 1 3/4" thick standard door | 1 |  | 1 Year | 828.65 | 0.15 | 704.3525
21169 | Salto | E9666K00PP38RC- | XS4 wide body electronic RF wireless ready SVN escutcheon, Mifare / DESFire push buttonprivacy w/ key override function, K lever, right handed, bright brass finish, for use with 1 3/8" - 1 3/4" thick standard door | 1 |  | 1 Year | 753.75 | 0.15 | 640.6875
21170 | Salto | E9666K00PP38RW- | XS4 wide body electronic RF wireless SVN escutcheon, Mifare / DESFire push buttonprivacy w/ key override function, K lever, right handed, bright brass finish, for use with 1 3/8" - 1 3/4" thick standard door | 1 |  | 1 Year | 884.85 | 0.15 | 752.1225
21171 | Salto | E9666K00PP48L-- | XS4 wide body electronic wire-free SVN escutcheon, Mifare / DESFire push buttonprivacy w/ key override function, K lever, left handed, bright brass finish, for use with 1 3/4" - 2 1/4" thick door | 1 |  | 1 Year | 699.65 | 0.15 | 594.7025
21172 | Salto | E9666K00PP48LA- | XS4 wide body electronic AMOK wire-free SVN escutcheon, Mifare / DESFire push buttonprivacy w/ key override function, K lever, left handed, bright brass finish, for use with 1 3/4" - 2 1/4" thick door | 1 |  | 1 Year | 828.65 | 0.15 | 704.3525
21173 | Salto | E9666K00PP48LC- | XS4 wide body electronic RF wireless ready SVN escutcheon, Mifare / DESFire push buttonprivacy w/ key override function, K lever, left handed, bright brass finish, for use with 1 3/4" - 2 1/4" thick door | 1 |  | 1 Year | 753.75 | 0.15 | 640.6875
21174 | Salto | E9666K00PP48LW- | XS4 wide body electronic RF wireless SVN escutcheon, Mifare / DESFire push buttonprivacy w/ key override function, K lever, left handed, bright brass finish, for use with 1 3/4" - 2 1/4" thick door | 1 |  | 1 Year | 884.85 | 0.15 | 752.1225
21175 | Salto | E9666K00PP48R-- | XS4 wide body electronic wire-free SVN escutcheon, Mifare / DESFire push buttonprivacy w/ key override function, K lever, right handed, bright brass finish, for use with 1 3/4" - 2 1/4" thick door | 1 |  | 1 Year | 699.65 | 0.15 | 594.7025
21176 | Salto | E9666K00PP48RA- | XS4 wide body electronic AMOK wire-free SVN escutcheon, Mifare / DESFire push buttonprivacy w/ key override function, K lever, right handed, bright brass finish, for use with 1 3/4" - 2 1/4" thick door | 1 |  | 1 Year | 828.65 | 0.15 | 704.3525
21177 | Salto | E9666K00PP48RC- | XS4 wide body electronic RF wireless ready SVN escutcheon, Mifare / DESFire push buttonprivacy w/ key override function, K lever, right handed, bright brass finish, for use with 1 3/4" - 2 1/4" thick door | 1 |  | 1 Year | 753.75 | 0.15 | 640.6875
21178 | Salto | E9666K00PP48RW- | XS4 wide body electronic RF wireless SVN escutcheon, Mifare / DESFire push buttonprivacy w/ key override function, K lever, right handed, bright brass finish, for use with 1 3/4" - 2 1/4" thick door | 1 |  | 1 Year | 884.85 | 0.15 | 752.1225
21179 | Salto | E9666L00BC38--- | XS4 wide body electronic wire-free SVN escutcheon, Mifare / DESFire push buttonprivacy w/ key override function, L lever, unhanded, BioCote antimicrobial finish, for use with 1 3/8" - 1 3/4" thick standard door | 1 |  | 1 Year | 725.15 | 0.15 | 616.3775
21180 | Salto | E9666L00BC38-A- | XS4 wide body electronic AMOK wire-free SVN escutcheon, Mifare / DESFire push buttonprivacy w/ key override function, L lever, unhanded, BioCote antimicrobial finish, for use with 1 3/8" - 1 3/4" thick standard door | 1 |  | 1 Year | 854.15 | 0.15 | 726.0275
21181 | Salto | E9666L00BC38-C- | XS4 wide body electronic RF wireless ready SVN escutcheon, Mifare / DESFire push buttonprivacy w/ key override function, L lever, unhanded, BioCote antimicrobial finish, for use with 1 3/8" - 1 3/4" thick standard door | 1 |  | 1 Year | 779.25 | 0.15 | 662.3625
21182 | Salto | E9666L00BC38-W- | XS4 wide body electronic RF wireless SVN escutcheon, Mifare / DESFire push buttonprivacy w/ key override function, L lever, unhanded, BioCote antimicrobial finish, for use with 1 3/8" - 1 3/4" thick standard door | 1 |  | 1 Year | 910.35 | 0.15 | 773.7975
21183 | Salto | E9666L00BC48--- | XS4 wide body electronic wire-free SVN escutcheon, Mifare / DESFire push buttonprivacy w/ key override function, L lever, unhanded, BioCote antimicrobial finish, for use with 1 3/4" - 2 1/4" thick door | 1 |  | 1 Year | 725.15 | 0.15 | 616.3775
21184 | Salto | E9666L00BC48-A- | XS4 wide body electronic AMOK wire-free SVN escutcheon, Mifare / DESFire push buttonprivacy w/ key override function, L lever, unhanded, BioCote antimicrobial finish, for use with 1 3/4" - 2 1/4" thick door | 1 |  | 1 Year | 854.15 | 0.15 | 726.0275
21185 | Salto | E9666L00BC48-C- | XS4 wide body electronic RF wireless ready SVN escutcheon, Mifare / DESFire push buttonprivacy w/ key override function, L lever, unhanded, BioCote antimicrobial finish, for use with 1 3/4" - 2 1/4" thick door | 1 |  | 1 Year | 779.25 | 0.15 | 662.3625
21186 | Salto | E9666L00BC48-W- | XS4 wide body electronic RF wireless SVN escutcheon, Mifare / DESFire push buttonprivacy w/ key override function, L lever, unhanded, BioCote antimicrobial finish, for use with 1 3/4" - 2 1/4" thick door | 1 |  | 1 Year | 910.35 | 0.15 | 773.7975
21187 | Salto | E9666L00IA38--- | XS4 wide body electronic wire-free SVN escutcheon, Mifare / DESFire push buttonprivacy w/ key override function, L lever, unhanded, antique brass finish, for use with 1 3/8" - 1 3/4" thick standard door | 1 |  | 1 Year | 725.15 | 0.15 | 616.3775
21188 | Salto | E9666L00IA38-A- | XS4 wide body electronic AMOK wire-free SVN escutcheon, Mifare / DESFire push buttonprivacy w/ key override function, L lever, unhanded, antique brass finish, for use with 1 3/8" - 1 3/4" thick standard door | 1 |  | 1 Year | 854.15 | 0.15 | 726.0275
21189 | Salto | E9666L00IA38-C- | XS4 wide body electronic RF wireless ready SVN escutcheon, Mifare / DESFire push buttonprivacy w/ key override function, L lever, unhanded, antique brass finish, for use with 1 3/8" - 1 3/4" thick standard door | 1 |  | 1 Year | 779.25 | 0.15 | 662.3625
21190 | Salto | E9666L00IA38-W- | XS4 wide body electronic RF wireless SVN escutcheon, Mifare / DESFire push buttonprivacy w/ key override function, L lever, unhanded, antique brass finish, for use with 1 3/8" - 1 3/4" thick standard door | 1 |  | 1 Year | 910.35 | 0.15 | 773.7975
21191 | Salto | E9666L00IA48--- | XS4 wide body electronic wire-free SVN escutcheon, Mifare / DESFire push buttonprivacy w/ key override function, L lever, unhanded, antique brass finish, for use with 1 3/4" - 2 1/4" thick door | 1 |  | 1 Year | 725.15 | 0.15 | 616.3775
21192 | Salto | E9666L00IA48-A- | XS4 wide body electronic AMOK wire-free SVN escutcheon, Mifare / DESFire push buttonprivacy w/ key override function, L lever, unhanded, antique brass finish, for use with 1 3/4" - 2 1/4" thick door | 1 |  | 1 Year | 854.15 | 0.15 | 726.0275
21193 | Salto | E9666L00IA48-C- | XS4 wide body electronic RF wireless ready SVN escutcheon, Mifare / DESFire push buttonprivacy w/ key override function, L lever, unhanded, antique brass finish, for use with 1 3/4" - 2 1/4" thick door | 1 |  | 1 Year | 779.25 | 0.15 | 662.3625
21194 | Salto | E9666L00IA48-W- | XS4 wide body electronic RF wireless SVN escutcheon, Mifare / DESFire push buttonprivacy w/ key override function, L lever, unhanded, antique brass finish, for use with 1 3/4" - 2 1/4" thick door | 1 |  | 1 Year | 910.35 | 0.15 | 773.7975
21195 | Salto | E9666L00IM38--- | XS4 wide body electronic wire-free SVN escutcheon, Mifare / DESFire push buttonprivacy w/ key override function, L lever, unhanded, satin stainless finish, for use with 1 3/8" - 1 3/4" thick standard door | 1 |  | 1 Year | 673.15 | 0.15 | 572.1775
21196 | Salto | E9666L00IM38-A- | XS4 wide body electronic AMOK wire-free SVN escutcheon, Mifare / DESFire push buttonprivacy w/ key override function, L lever, unhanded, satin stainless finish, for use with 1 3/8" - 1 3/4" thick standard door | 1 |  | 1 Year | 802.15 | 0.15 | 681.8275
21197 | Salto | E9666L00IM38-C- | XS4 wide body electronic RF wireless ready SVN escutcheon, Mifare / DESFire push buttonprivacy w/ key override function, L lever, unhanded, satin stainless finish, for use with 1 3/8" - 1 3/4" thick standard door | 1 |  | 1 Year | 727.25 | 0.15 | 618.1625
21198 | Salto | E9666L00IM38-W- | XS4 wide body electronic RF wireless SVN escutcheon, Mifare / DESFire push buttonprivacy w/ key override function, L lever, unhanded, satin stainless finish, for use with 1 3/8" - 1 3/4" thick standard door | 1 |  | 1 Year | 858.35 | 0.15 | 729.5975
21199 | Salto | E9666L00IM48--- | XS4 wide body electronic wire-free SVN escutcheon, Mifare / DESFire push buttonprivacy w/ key override function, L lever, unhanded, satin stainless finish, for use with 1 3/4" - 2 1/4" thick door | 1 |  | 1 Year | 673.15 | 0.15 | 572.1775
21200 | Salto | E9666L00IM48-A- | XS4 wide body electronic AMOK wire-free SVN escutcheon, Mifare / DESFire push buttonprivacy w/ key override function, L lever, unhanded, satin stainless finish, for use with 1 3/4" - 2 1/4" thick door | 1 |  | 1 Year | 802.15 | 0.15 | 681.8275
21201 | Salto | E9666L00IM48-C- | XS4 wide body electronic RF wireless ready SVN escutcheon, Mifare / DESFire push buttonprivacy w/ key override function, L lever, unhanded, satin stainless finish, for use with 1 3/4" - 2 1/4" thick door | 1 |  | 1 Year | 727.25 | 0.15 | 618.1625
21202 | Salto | E9666L00IM48-W- | XS4 wide body electronic RF wireless SVN escutcheon, Mifare / DESFire push buttonprivacy w/ key override function, L lever, unhanded, satin stainless finish, for use with 1 3/4" - 2 1/4" thick door | 1 |  | 1 Year | 858.35 | 0.15 | 729.5975
21203 | Salto | E9666L00IP38--- | XS4 wide body electronic wire-free SVN escutcheon, Mifare / DESFire push buttonprivacy w/ key override function, L lever, unhanded, bright stainless steel finish, for use with 1 3/8" - 1 3/4" thick standard door | 1 |  | 1 Year | 689.45 | 0.15 | 586.0325
21204 | Salto | E9666L00IP38-A- | XS4 wide body electronic AMOK wire-free SVN escutcheon, Mifare / DESFire push buttonprivacy w/ key override function, L lever, unhanded, bright stainless steel finish, for use with 1 3/8" - 1 3/4" thick standard door | 1 |  | 1 Year | 818.45 | 0.15 | 695.6825
21205 | Salto | E9666L00IP38-C- | XS4 wide body electronic RF wireless ready SVN escutcheon, Mifare / DESFire push buttonprivacy w/ key override function, L lever, unhanded, bright stainless steel finish, for use with 1 3/8" - 1 3/4" thick standard door | 1 |  | 1 Year | 743.55 | 0.15 | 632.0175
21206 | Salto | E9666L00IP38-W- | XS4 wide body electronic RF wireless SVN escutcheon, Mifare / DESFire push buttonprivacy w/ key override function, L lever, unhanded, bright stainless steel finish, for use with 1 3/8" - 1 3/4" thick standard door | 1 |  | 1 Year | 874.65 | 0.15 | 743.4525
21207 | Salto | E9666L00IP48--- | XS4 wide body electronic wire-free SVN escutcheon, Mifare / DESFire push buttonprivacy w/ key override function, L lever, unhanded, bright stainless steel finish, for use with 1 3/4" - 2 1/4" thick door | 1 |  | 1 Year | 689.45 | 0.15 | 586.0325
21208 | Salto | E9666L00IP48-A- | XS4 wide body electronic AMOK wire-free SVN escutcheon, Mifare / DESFire push buttonprivacy w/ key override function, L lever, unhanded, bright stainless steel finish, for use with 1 3/4" - 2 1/4" thick door | 1 |  | 1 Year | 818.45 | 0.15 | 695.6825
21209 | Salto | E9666L00IP48-C- | XS4 wide body electronic RF wireless ready SVN escutcheon, Mifare / DESFire push buttonprivacy w/ key override function, L lever, unhanded, bright stainless steel finish, for use with 1 3/4" - 2 1/4" thick door | 1 |  | 1 Year | 743.55 | 0.15 | 632.0175
21210 | Salto | E9666L00IP48-W- | XS4 wide body electronic RF wireless SVN escutcheon, Mifare / DESFire push buttonprivacy w/ key override function, L lever, unhanded, bright stainless steel finish, for use with 1 3/4" - 2 1/4" thick door | 1 |  | 1 Year | 874.65 | 0.15 | 743.4525
21211 | Salto | E9666L00NE38--- | XS4 wide body electronic wire-free SVN escutcheon, Mifare / DESFire push buttonprivacy w/ key override function, L lever, unhanded, black chromium finish, for use with 1 3/8" - 1 3/4" thick standard door | 1 |  | 1 Year | 707.85 | 0.15 | 601.6725
21212 | Salto | E9666L00NE38-A- | XS4 wide body electronic AMOK wire-free SVN escutcheon, Mifare / DESFire push buttonprivacy w/ key override function, L lever, unhanded, black chromium finish, for use with 1 3/8" - 1 3/4" thick standard door | 1 |  | 1 Year | 836.85 | 0.15 | 711.3225
21213 | Salto | E9666L00NE38-C- | XS4 wide body electronic RF wireless ready SVN escutcheon, Mifare / DESFire push buttonprivacy w/ key override function, L lever, unhanded, black chromium finish, for use with 1 3/8" - 1 3/4" thick standard door | 1 |  | 1 Year | 761.95 | 0.15 | 647.6575
21214 | Salto | E9666L00NE38-W- | XS4 wide body electronic RF wireless SVN escutcheon, Mifare / DESFire push buttonprivacy w/ key override function, L lever, unhanded, black chromium finish, for use with 1 3/8" - 1 3/4" thick standard door | 1 |  | 1 Year | 893.05 | 0.15 | 759.0925
21215 | Salto | E9666L00NE48--- | XS4 wide body electronic wire-free SVN escutcheon, Mifare / DESFire push buttonprivacy w/ key override function, L lever, unhanded, black chromium finish, for use with 1 3/4" - 2 1/4" thick door | 1 |  | 1 Year | 707.85 | 0.15 | 601.6725
21216 | Salto | E9666L00NE48-A- | XS4 wide body electronic AMOK wire-free SVN escutcheon, Mifare / DESFire push buttonprivacy w/ key override function, L lever, unhanded, black chromium finish, for use with 1 3/4" - 2 1/4" thick door | 1 |  | 1 Year | 836.85 | 0.15 | 711.3225
21217 | Salto | E9666L00NE48-C- | XS4 wide body electronic RF wireless ready SVN escutcheon, Mifare / DESFire push buttonprivacy w/ key override function, L lever, unhanded, black chromium finish, for use with 1 3/4" - 2 1/4" thick door | 1 |  | 1 Year | 761.95 | 0.15 | 647.6575
21218 | Salto | E9666L00NE48-W- | XS4 wide body electronic RF wireless SVN escutcheon, Mifare / DESFire push buttonprivacy w/ key override function, L lever, unhanded, black chromium finish, for use with 1 3/4" - 2 1/4" thick door | 1 |  | 1 Year | 893.05 | 0.15 | 759.0925
21219 | Salto | E9666L00PM38--- | XS4 wide body electronic wire-free SVN escutcheon, Mifare / DESFire push buttonprivacy w/ key override function, L lever, unhanded, satin brass finish, for use with 1 3/8" - 1 3/4" thick standard door | 1 |  | 1 Year | 673.15 | 0.15 | 572.1775
21220 | Salto | E9666L00PM38-A- | XS4 wide body electronic AMOK wire-free SVN escutcheon, Mifare / DESFire push buttonprivacy w/ key override function, L lever, unhanded, satin brass finish, for use with 1 3/8" - 1 3/4" thick standard door | 1 |  | 1 Year | 802.15 | 0.15 | 681.8275
21221 | Salto | E9666L00PM38-C- | XS4 wide body electronic RF wireless ready SVN escutcheon, Mifare / DESFire push buttonprivacy w/ key override function, L lever, unhanded, satin brass finish, for use with 1 3/8" - 1 3/4" thick standard door | 1 |  | 1 Year | 727.25 | 0.15 | 618.1625
21222 | Salto | E9666L00PM38-W- | XS4 wide body electronic RF wireless SVN escutcheon, Mifare / DESFire push buttonprivacy w/ key override function, L lever, unhanded, satin brass finish, for use with 1 3/8" - 1 3/4" thick standard door | 1 |  | 1 Year | 858.35 | 0.15 | 729.5975
21223 | Salto | E9666L00PM48--- | XS4 wide body electronic wire-free SVN escutcheon, Mifare / DESFire push buttonprivacy w/ key override function, L lever, unhanded, satin brass finish, for use with 1 3/4" - 2 1/4" thick door | 1 |  | 1 Year | 673.15 | 0.15 | 572.1775
21224 | Salto | E9666L00PM48-A- | XS4 wide body electronic AMOK wire-free SVN escutcheon, Mifare / DESFire push buttonprivacy w/ key override function, L lever, unhanded, satin brass finish, for use with 1 3/4" - 2 1/4" thick door | 1 |  | 1 Year | 802.15 | 0.15 | 681.8275
21225 | Salto | E9666L00PM48-C- | XS4 wide body electronic RF wireless ready SVN escutcheon, Mifare / DESFire push buttonprivacy w/ key override function, L lever, unhanded, satin brass finish, for use with 1 3/4" - 2 1/4" thick door | 1 |  | 1 Year | 727.25 | 0.15 | 618.1625
21226 | Salto | E9666L00PM48-W- | XS4 wide body electronic RF wireless SVN escutcheon, Mifare / DESFire push buttonprivacy w/ key override function, L lever, unhanded, satin brass finish, for use with 1 3/4" - 2 1/4" thick door | 1 |  | 1 Year | 858.35 | 0.15 | 729.5975
21227 | Salto | E9666L00PP38--- | XS4 wide body electronic wire-free SVN escutcheon, Mifare / DESFire push buttonprivacy w/ key override function, L lever, unhanded, bright brass finish, for use with 1 3/8" - 1 3/4" thick standard door | 1 |  | 1 Year | 689.45 | 0.15 | 586.0325
21228 | Salto | E9666L00PP38-A- | XS4 wide body electronic AMOK wire-free SVN escutcheon, Mifare / DESFire push buttonprivacy w/ key override function, L lever, unhanded, bright brass finish, for use with 1 3/8" - 1 3/4" thick standard door | 1 |  | 1 Year | 818.45 | 0.15 | 695.6825
21229 | Salto | E9666L00PP38-C- | XS4 wide body electronic RF wireless ready SVN escutcheon, Mifare / DESFire push buttonprivacy w/ key override function, L lever, unhanded, bright brass finish, for use with 1 3/8" - 1 3/4" thick standard door | 1 |  | 1 Year | 743.55 | 0.15 | 632.0175
21230 | Salto | E9666L00PP38-W- | XS4 wide body electronic RF wireless SVN escutcheon, Mifare / DESFire push buttonprivacy w/ key override function, L lever, unhanded, bright brass finish, for use with 1 3/8" - 1 3/4" thick standard door | 1 |  | 1 Year | 874.65 | 0.15 | 743.4525
21231 | Salto | E9666L00PP48--- | XS4 wide body electronic wire-free SVN escutcheon, Mifare / DESFire push buttonprivacy w/ key override function, L lever, unhanded, bright brass finish, for use with 1 3/4" - 2 1/4" thick door | 1 |  | 1 Year | 689.45 | 0.15 | 586.0325
21232 | Salto | E9666L00PP48-A- | XS4 wide body electronic AMOK wire-free SVN escutcheon, Mifare / DESFire push buttonprivacy w/ key override function, L lever, unhanded, bright brass finish, for use with 1 3/4" - 2 1/4" thick door | 1 |  | 1 Year | 818.45 | 0.15 | 695.6825
21233 | Salto | E9666L00PP48-C- | XS4 wide body electronic RF wireless ready SVN escutcheon, Mifare / DESFire push buttonprivacy w/ key override function, L lever, unhanded, bright brass finish, for use with 1 3/4" - 2 1/4" thick door | 1 |  | 1 Year | 743.55 | 0.15 | 632.0175
21234 | Salto | E9666L00PP48-W- | XS4 wide body electronic RF wireless SVN escutcheon, Mifare / DESFire push buttonprivacy w/ key override function, L lever, unhanded, bright brass finish, for use with 1 3/4" - 2 1/4" thick door | 1 |  | 1 Year | 874.65 | 0.15 | 743.4525
21235 | Salto | E9666N00BC38--- | XS4 wide body electronic wire-free SVN escutcheon, Mifare / DESFire push buttonprivacy w/ key override function, N lever, unhanded, BioCote antimicrobial finish, for use with 1 3/8" - 1 3/4" thick standard door | 1 |  | 1 Year | 725.15 | 0.15 | 616.3775
21236 | Salto | E9666N00BC38-A- | XS4 wide body electronic AMOK wire-free SVN escutcheon, Mifare / DESFire push buttonprivacy w/ key override function, N lever, unhanded, BioCote antimicrobial finish, for use with 1 3/8" - 1 3/4" thick standard door | 1 |  | 1 Year | 854.15 | 0.15 | 726.0275
21237 | Salto | E9666N00BC38-C- | XS4 wide body electronic RF wireless ready SVN escutcheon, Mifare / DESFire push buttonprivacy w/ key override function, N lever, unhanded, BioCote antimicrobial finish, for use with 1 3/8" - 1 3/4" thick standard door | 1 |  | 1 Year | 779.25 | 0.15 | 662.3625
21238 | Salto | E9666N00BC38-W- | XS4 wide body electronic RF wireless SVN escutcheon, Mifare / DESFire push buttonprivacy w/ key override function, N lever, unhanded, BioCote antimicrobial finish, for use with 1 3/8" - 1 3/4" thick standard door | 1 |  | 1 Year | 910.35 | 0.15 | 773.7975
21239 | Salto | E9666N00BC48--- | XS4 wide body electronic wire-free SVN escutcheon, Mifare / DESFire push buttonprivacy w/ key override function, N lever, unhanded, BioCote antimicrobial finish, for use with 1 3/4" - 2 1/4" thick door | 1 |  | 1 Year | 725.15 | 0.15 | 616.3775
21240 | Salto | E9666N00BC48-A- | XS4 wide body electronic AMOK wire-free SVN escutcheon, Mifare / DESFire push buttonprivacy w/ key override function, N lever, unhanded, BioCote antimicrobial finish, for use with 1 3/4" - 2 1/4" thick door | 1 |  | 1 Year | 854.15 | 0.15 | 726.0275
21241 | Salto | E9666N00BC48-C- | XS4 wide body electronic RF wireless ready SVN escutcheon, Mifare / DESFire push buttonprivacy w/ key override function, N lever, unhanded, BioCote antimicrobial finish, for use with 1 3/4" - 2 1/4" thick door | 1 |  | 1 Year | 779.25 | 0.15 | 662.3625
21242 | Salto | E9666N00BC48-W- | XS4 wide body electronic RF wireless SVN escutcheon, Mifare / DESFire push buttonprivacy w/ key override function, N lever, unhanded, BioCote antimicrobial finish, for use with 1 3/4" - 2 1/4" thick door | 1 |  | 1 Year | 910.35 | 0.15 | 773.7975
21243 | Salto | E9666N00IM38--- | XS4 wide body electronic wire-free SVN escutcheon, Mifare / DESFire push buttonprivacy w/ key override function, N lever, unhanded, satin stainless finish, for use with 1 3/8" - 1 3/4" thick standard door | 1 |  | 1 Year | 673.15 | 0.15 | 572.1775
21244 | Salto | E9666N00IM38-A- | XS4 wide body electronic AMOK wire-free SVN escutcheon, Mifare / DESFire push buttonprivacy w/ key override function, N lever, unhanded, satin stainless finish, for use with 1 3/8" - 1 3/4" thick standard door | 1 |  | 1 Year | 802.15 | 0.15 | 681.8275
21245 | Salto | E9666N00IM38-C- | XS4 wide body electronic RF wireless ready SVN escutcheon, Mifare / DESFire push buttonprivacy w/ key override function, N lever, unhanded, satin stainless finish, for use with 1 3/8" - 1 3/4" thick standard door | 1 |  | 1 Year | 727.25 | 0.15 | 618.1625
21246 | Salto | E9666N00IM38-W- | XS4 wide body electronic RF wireless SVN escutcheon, Mifare / DESFire push buttonprivacy w/ key override function, N lever, unhanded, satin stainless finish, for use with 1 3/8" - 1 3/4" thick standard door | 1 |  | 1 Year | 858.35 | 0.15 | 729.5975
21247 | Salto | E9666N00IM48--- | XS4 wide body electronic wire-free SVN escutcheon, Mifare / DESFire push buttonprivacy w/ key override function, N lever, unhanded, satin stainless finish, for use with 1 3/4" - 2 1/4" thick door | 1 |  | 1 Year | 673.15 | 0.15 | 572.1775
21248 | Salto | E9666N00IM48-A- | XS4 wide body electronic AMOK wire-free SVN escutcheon, Mifare / DESFire push buttonprivacy w/ key override function, N lever, unhanded, satin stainless finish, for use with 1 3/4" - 2 1/4" thick door | 1 |  | 1 Year | 802.15 | 0.15 | 681.8275
21249 | Salto | E9666N00IM48-C- | XS4 wide body electronic RF wireless ready SVN escutcheon, Mifare / DESFire push buttonprivacy w/ key override function, N lever, unhanded, satin stainless finish, for use with 1 3/4" - 2 1/4" thick door | 1 |  | 1 Year | 727.25 | 0.15 | 618.1625
21250 | Salto | E9666N00IM48-W- | XS4 wide body electronic RF wireless SVN escutcheon, Mifare / DESFire push buttonprivacy w/ key override function, N lever, unhanded, satin stainless finish, for use with 1 3/4" - 2 1/4" thick door | 1 |  | 1 Year | 858.35 | 0.15 | 729.5975
21251 | Salto | E9666N00PM38--- | XS4 wide body electronic wire-free SVN escutcheon, Mifare / DESFire push buttonprivacy w/ key override function, N lever, unhanded, satin brass finish, for use with 1 3/8" - 1 3/4" thick standard door | 1 |  | 1 Year | 673.15 | 0.15 | 572.1775
21252 | Salto | E9666N00PM38-A- | XS4 wide body electronic AMOK wire-free SVN escutcheon, Mifare / DESFire push buttonprivacy w/ key override function, N lever, unhanded, satin brass finish, for use with 1 3/8" - 1 3/4" thick standard door | 1 |  | 1 Year | 802.15 | 0.15 | 681.8275
21253 | Salto | E9666N00PM38-C- | XS4 wide body electronic RF wireless ready SVN escutcheon, Mifare / DESFire push buttonprivacy w/ key override function, N lever, unhanded, satin brass finish, for use with 1 3/8" - 1 3/4" thick standard door | 1 |  | 1 Year | 727.25 | 0.15 | 618.1625
21254 | Salto | E9666N00PM38-W- | XS4 wide body electronic RF wireless SVN escutcheon, Mifare / DESFire push buttonprivacy w/ key override function, N lever, unhanded, satin brass finish, for use with 1 3/8" - 1 3/4" thick standard door | 1 |  | 1 Year | 858.35 | 0.15 | 729.5975
21255 | Salto | E9666N00PM48--- | XS4 wide body electronic wire-free SVN escutcheon, Mifare / DESFire push buttonprivacy w/ key override function, N lever, unhanded, satin brass finish, for use with 1 3/4" - 2 1/4" thick door | 1 |  | 1 Year | 673.15 | 0.15 | 572.1775
21256 | Salto | E9666N00PM48-A- | XS4 wide body electronic AMOK wire-free SVN escutcheon, Mifare / DESFire push buttonprivacy w/ key override function, N lever, unhanded, satin brass finish, for use with 1 3/4" - 2 1/4" thick door | 1 |  | 1 Year | 802.15 | 0.15 | 681.8275
21257 | Salto | E9666N00PM48-C- | XS4 wide body electronic RF wireless ready SVN escutcheon, Mifare / DESFire push buttonprivacy w/ key override function, N lever, unhanded, satin brass finish, for use with 1 3/4" - 2 1/4" thick door | 1 |  | 1 Year | 727.25 | 0.15 | 618.1625
21258 | Salto | E9666N00PM48-W- | XS4 wide body electronic RF wireless SVN escutcheon, Mifare / DESFire push buttonprivacy w/ key override function, N lever, unhanded, satin brass finish, for use with 1 3/4" - 2 1/4" thick door | 1 |  | 1 Year | 858.35 | 0.15 | 729.5975
21259 | Salto | E9666O00IA38L-- | XS4 wide body electronic wire-free SVN escutcheon, Mifare / DESFire push buttonprivacy w/ key override function, O lever, left handed, antique brass finish, for use with 1 3/8" - 1 3/4" thick standard door | 1 |  | 1 Year | 735.35 | 0.15 | 625.0475
21260 | Salto | E9666O00IA38LA- | XS4 wide body electronic AMOK wire-free SVN escutcheon, Mifare / DESFire push buttonprivacy w/ key override function, O lever, left handed, antique brass finish, for use with 1 3/8" - 1 3/4" thick standard door | 1 |  | 1 Year | 864.35 | 0.15 | 734.6975
21261 | Salto | E9666O00IA38LC- | XS4 wide body electronic RF wireless ready SVN escutcheon, Mifare / DESFire push buttonprivacy w/ key override function, O lever, left handed, antique brass finish, for use with 1 3/8" - 1 3/4" thick standard door | 1 |  | 1 Year | 789.45 | 0.15 | 671.0325
21262 | Salto | E9666O00IA38LW- | XS4 wide body electronic RF wireless SVN escutcheon, Mifare / DESFire push buttonprivacy w/ key override function, O lever, left handed, antique brass finish, for use with 1 3/8" - 1 3/4" thick standard door | 1 |  | 1 Year | 920.55 | 0.15 | 782.4675
21263 | Salto | E9666O00IA38R-- | XS4 wide body electronic wire-free SVN escutcheon, Mifare / DESFire push buttonprivacy w/ key override function, O lever, right handed, antique brass finish, for use with 1 3/8" - 1 3/4" thick standard door | 1 |  | 1 Year | 735.35 | 0.15 | 625.0475
21264 | Salto | E9666O00IA38RA- | XS4 wide body electronic AMOK wire-free SVN escutcheon, Mifare / DESFire push buttonprivacy w/ key override function, O lever, right handed, antique brass finish, for use with 1 3/8" - 1 3/4" thick standard door | 1 |  | 1 Year | 864.35 | 0.15 | 734.6975
21265 | Salto | E9666O00IA38RC- | XS4 wide body electronic RF wireless ready SVN escutcheon, Mifare / DESFire push buttonprivacy w/ key override function, O lever, right handed, antique brass finish, for use with 1 3/8" - 1 3/4" thick standard door | 1 |  | 1 Year | 789.45 | 0.15 | 671.0325
21266 | Salto | E9666O00IA38RW- | XS4 wide body electronic RF wireless SVN escutcheon, Mifare / DESFire push buttonprivacy w/ key override function, O lever, right handed, antique brass finish, for use with 1 3/8" - 1 3/4" thick standard door | 1 |  | 1 Year | 920.55 | 0.15 | 782.4675
21267 | Salto | E9666O00IA48L-- | XS4 wide body electronic wire-free SVN escutcheon, Mifare / DESFire push buttonprivacy w/ key override function, O lever, left handed, antique brass finish, for use with 1 3/4" - 2 1/4" thick door | 1 |  | 1 Year | 735.35 | 0.15 | 625.0475
21268 | Salto | E9666O00IA48LA- | XS4 wide body electronic AMOK wire-free SVN escutcheon, Mifare / DESFire push buttonprivacy w/ key override function, O lever, left handed, antique brass finish, for use with 1 3/4" - 2 1/4" thick door | 1 |  | 1 Year | 864.35 | 0.15 | 734.6975
21269 | Salto | E9666O00IA48LC- | XS4 wide body electronic RF wireless ready SVN escutcheon, Mifare / DESFire push buttonprivacy w/ key override function, O lever, left handed, antique brass finish, for use with 1 3/4" - 2 1/4" thick door | 1 |  | 1 Year | 789.45 | 0.15 | 671.0325
21270 | Salto | E9666O00IA48LW- | XS4 wide body electronic RF wireless SVN escutcheon, Mifare / DESFire push buttonprivacy w/ key override function, O lever, left handed, antique brass finish, for use with 1 3/4" - 2 1/4" thick door | 1 |  | 1 Year | 920.55 | 0.15 | 782.4675
21271 | Salto | E9666O00IA48R-- | XS4 wide body electronic wire-free SVN escutcheon, Mifare / DESFire push buttonprivacy w/ key override function, O lever, right handed, antique brass finish, for use with 1 3/4" - 2 1/4" thick door | 1 |  | 1 Year | 735.35 | 0.15 | 625.0475
21272 | Salto | E9666O00IA48RA- | XS4 wide body electronic AMOK wire-free SVN escutcheon, Mifare / DESFire push buttonprivacy w/ key override function, O lever, right handed, antique brass finish, for use with 1 3/4" - 2 1/4" thick door | 1 |  | 1 Year | 864.35 | 0.15 | 734.6975
21273 | Salto | E9666O00IA48RC- | XS4 wide body electronic RF wireless ready SVN escutcheon, Mifare / DESFire push buttonprivacy w/ key override function, O lever, right handed, antique brass finish, for use with 1 3/4" - 2 1/4" thick door | 1 |  | 1 Year | 789.45 | 0.15 | 671.0325
21274 | Salto | E9666O00IA48RW- | XS4 wide body electronic RF wireless SVN escutcheon, Mifare / DESFire push buttonprivacy w/ key override function, O lever, right handed, antique brass finish, for use with 1 3/4" - 2 1/4" thick door | 1 |  | 1 Year | 920.55 | 0.15 | 782.4675
21275 | Salto | E9666O00IM38L-- | XS4 wide body electronic wire-free SVN escutcheon, Mifare / DESFire push buttonprivacy w/ key override function, O lever, left handed, satin stainless finish, for use with 1 3/8" - 1 3/4" thick standard door | 1 |  | 1 Year | 683.35 | 0.15 | 580.8475
21276 | Salto | E9666O00IM38LA- | XS4 wide body electronic AMOK wire-free SVN escutcheon, Mifare / DESFire push buttonprivacy w/ key override function, O lever, left handed, satin stainless finish, for use with 1 3/8" - 1 3/4" thick standard door | 1 |  | 1 Year | 812.35 | 0.15 | 690.4975
21277 | Salto | E9666O00IM38LC- | XS4 wide body electronic RF wireless ready SVN escutcheon, Mifare / DESFire push buttonprivacy w/ key override function, O lever, left handed, satin stainless finish, for use with 1 3/8" - 1 3/4" thick standard door | 1 |  | 1 Year | 737.45 | 0.15 | 626.8325
21278 | Salto | E9666O00IM38LW- | XS4 wide body electronic RF wireless SVN escutcheon, Mifare / DESFire push buttonprivacy w/ key override function, O lever, left handed, satin stainless finish, for use with 1 3/8" - 1 3/4" thick standard door | 1 |  | 1 Year | 868.55 | 0.15 | 738.2675
21279 | Salto | E9666O00IM38R-- | XS4 wide body electronic wire-free SVN escutcheon, Mifare / DESFire push buttonprivacy w/ key override function, O lever, right handed, satin stainless finish, for use with 1 3/8" - 1 3/4" thick standard door | 1 |  | 1 Year | 683.35 | 0.15 | 580.8475
21280 | Salto | E9666O00IM38RA- | XS4 wide body electronic AMOK wire-free SVN escutcheon, Mifare / DESFire push buttonprivacy w/ key override function, O lever, right handed, satin stainless finish, for use with 1 3/8" - 1 3/4" thick standard door | 1 |  | 1 Year | 812.35 | 0.15 | 690.4975
21281 | Salto | E9666O00IM38RC- | XS4 wide body electronic RF wireless ready SVN escutcheon, Mifare / DESFire push buttonprivacy w/ key override function, O lever, right handed, satin stainless finish, for use with 1 3/8" - 1 3/4" thick standard door | 1 |  | 1 Year | 737.45 | 0.15 | 626.8325
21282 | Salto | E9666O00IM38RW- | XS4 wide body electronic RF wireless SVN escutcheon, Mifare / DESFire push buttonprivacy w/ key override function, O lever, right handed, satin stainless finish, for use with 1 3/8" - 1 3/4" thick standard door | 1 |  | 1 Year | 868.55 | 0.15 | 738.2675
21283 | Salto | E9666O00IM48L-- | XS4 wide body electronic wire-free SVN escutcheon, Mifare / DESFire push buttonprivacy w/ key override function, O lever, left handed, satin stainless finish, for use with 1 3/4" - 2 1/4" thick door | 1 |  | 1 Year | 683.35 | 0.15 | 580.8475
21284 | Salto | E9666O00IM48LA- | XS4 wide body electronic AMOK wire-free SVN escutcheon, Mifare / DESFire push buttonprivacy w/ key override function, O lever, left handed, satin stainless finish, for use with 1 3/4" - 2 1/4" thick door | 1 |  | 1 Year | 812.35 | 0.15 | 690.4975
21285 | Salto | E9666O00IM48LC- | XS4 wide body electronic RF wireless ready SVN escutcheon, Mifare / DESFire push buttonprivacy w/ key override function, O lever, left handed, satin stainless finish, for use with 1 3/4" - 2 1/4" thick door | 1 |  | 1 Year | 737.45 | 0.15 | 626.8325
21286 | Salto | E9666O00IM48LW- | XS4 wide body electronic RF wireless SVN escutcheon, Mifare / DESFire push buttonprivacy w/ key override function, O lever, left handed, satin stainless finish, for use with 1 3/4" - 2 1/4" thick door | 1 |  | 1 Year | 868.55 | 0.15 | 738.2675
21287 | Salto | E9666O00IM48R-- | XS4 wide body electronic wire-free SVN escutcheon, Mifare / DESFire push buttonprivacy w/ key override function, O lever, right handed, satin stainless finish, for use with 1 3/4" - 2 1/4" thick door | 1 |  | 1 Year | 683.35 | 0.15 | 580.8475
21288 | Salto | E9666O00IM48RA- | XS4 wide body electronic AMOK wire-free SVN escutcheon, Mifare / DESFire push buttonprivacy w/ key override function, O lever, right handed, satin stainless finish, for use with 1 3/4" - 2 1/4" thick door | 1 |  | 1 Year | 812.35 | 0.15 | 690.4975
21289 | Salto | E9666O00IM48RC- | XS4 wide body electronic RF wireless ready SVN escutcheon, Mifare / DESFire push buttonprivacy w/ key override function, O lever, right handed, satin stainless finish, for use with 1 3/4" - 2 1/4" thick door | 1 |  | 1 Year | 737.45 | 0.15 | 626.8325
21290 | Salto | E9666O00IM48RW- | XS4 wide body electronic RF wireless SVN escutcheon, Mifare / DESFire push buttonprivacy w/ key override function, O lever, right handed, satin stainless finish, for use with 1 3/4" - 2 1/4" thick door | 1 |  | 1 Year | 868.55 | 0.15 | 738.2675
21291 | Salto | E9666O00IP38L-- | XS4 wide body electronic wire-free SVN escutcheon, Mifare / DESFire push buttonprivacy w/ key override function, O lever, left handed, bright stainless steel finish, for use with 1 3/8" - 1 3/4" thick standard door | 1 |  | 1 Year | 699.65 | 0.15 | 594.7025
21292 | Salto | E9666O00IP38LA- | XS4 wide body electronic AMOK wire-free SVN escutcheon, Mifare / DESFire push buttonprivacy w/ key override function, O lever, left handed, bright stainless steel finish, for use with 1 3/8" - 1 3/4" thick standard door | 1 |  | 1 Year | 828.65 | 0.15 | 704.3525
21293 | Salto | E9666O00IP38LC- | XS4 wide body electronic RF wireless ready SVN escutcheon, Mifare / DESFire push buttonprivacy w/ key override function, O lever, left handed, bright stainless steel finish, for use with 1 3/8" - 1 3/4" thick standard door | 1 |  | 1 Year | 753.75 | 0.15 | 640.6875
21294 | Salto | E9666O00IP38LW- | XS4 wide body electronic RF wireless SVN escutcheon, Mifare / DESFire push buttonprivacy w/ key override function, O lever, left handed, bright stainless steel finish, for use with 1 3/8" - 1 3/4" thick standard door | 1 |  | 1 Year | 884.85 | 0.15 | 752.1225
21295 | Salto | E9666O00IP38R-- | XS4 wide body electronic wire-free SVN escutcheon, Mifare / DESFire push buttonprivacy w/ key override function, O lever, right handed, bright stainless steel finish, for use with 1 3/8" - 1 3/4" thick standard door | 1 |  | 1 Year | 699.65 | 0.15 | 594.7025
21296 | Salto | E9666O00IP38RA- | XS4 wide body electronic AMOK wire-free SVN escutcheon, Mifare / DESFire push buttonprivacy w/ key override function, O lever, right handed, bright stainless steel finish, for use with 1 3/8" - 1 3/4" thick standard door | 1 |  | 1 Year | 828.65 | 0.15 | 704.3525
21297 | Salto | E9666O00IP38RC- | XS4 wide body electronic RF wireless ready SVN escutcheon, Mifare / DESFire push buttonprivacy w/ key override function, O lever, right handed, bright stainless steel finish, for use with 1 3/8" - 1 3/4" thick standard door | 1 |  | 1 Year | 753.75 | 0.15 | 640.6875
21298 | Salto | E9666O00IP38RW- | XS4 wide body electronic RF wireless SVN escutcheon, Mifare / DESFire push buttonprivacy w/ key override function, O lever, right handed, bright stainless steel finish, for use with 1 3/8" - 1 3/4" thick standard door | 1 |  | 1 Year | 884.85 | 0.15 | 752.1225
21299 | Salto | E9666O00IP48L-- | XS4 wide body electronic wire-free SVN escutcheon, Mifare / DESFire push buttonprivacy w/ key override function, O lever, left handed, bright stainless steel finish, for use with 1 3/4" - 2 1/4" thick door | 1 |  | 1 Year | 699.65 | 0.15 | 594.7025
21300 | Salto | E9666O00IP48LA- | XS4 wide body electronic AMOK wire-free SVN escutcheon, Mifare / DESFire push buttonprivacy w/ key override function, O lever, left handed, bright stainless steel finish, for use with 1 3/4" - 2 1/4" thick door | 1 |  | 1 Year | 828.65 | 0.15 | 704.3525
21301 | Salto | E9666O00IP48LC- | XS4 wide body electronic RF wireless ready SVN escutcheon, Mifare / DESFire push buttonprivacy w/ key override function, O lever, left handed, bright stainless steel finish, for use with 1 3/4" - 2 1/4" thick door | 1 |  | 1 Year | 753.75 | 0.15 | 640.6875
21302 | Salto | E9666O00IP48LW- | XS4 wide body electronic RF wireless SVN escutcheon, Mifare / DESFire push buttonprivacy w/ key override function, O lever, left handed, bright stainless steel finish, for use with 1 3/4" - 2 1/4" thick door | 1 |  | 1 Year | 884.85 | 0.15 | 752.1225
21303 | Salto | E9666O00IP48R-- | XS4 wide body electronic wire-free SVN escutcheon, Mifare / DESFire push buttonprivacy w/ key override function, O lever, right handed, bright stainless steel finish, for use with 1 3/4" - 2 1/4" thick door | 1 |  | 1 Year | 699.65 | 0.15 | 594.7025
21304 | Salto | E9666O00IP48RA- | XS4 wide body electronic AMOK wire-free SVN escutcheon, Mifare / DESFire push buttonprivacy w/ key override function, O lever, right handed, bright stainless steel finish, for use with 1 3/4" - 2 1/4" thick door | 1 |  | 1 Year | 828.65 | 0.15 | 704.3525
21305 | Salto | E9666O00IP48RC- | XS4 wide body electronic RF wireless ready SVN escutcheon, Mifare / DESFire push buttonprivacy w/ key override function, O lever, right handed, bright stainless steel finish, for use with 1 3/4" - 2 1/4" thick door | 1 |  | 1 Year | 753.75 | 0.15 | 640.6875
21306 | Salto | E9666O00IP48RW- | XS4 wide body electronic RF wireless SVN escutcheon, Mifare / DESFire push buttonprivacy w/ key override function, O lever, right handed, bright stainless steel finish, for use with 1 3/4" - 2 1/4" thick door | 1 |  | 1 Year | 884.85 | 0.15 | 752.1225
21307 | Salto | E9666O00NE38L-- | XS4 wide body electronic wire-free SVN escutcheon, Mifare / DESFire push buttonprivacy w/ key override function, O lever, left handed, black chromium finish, for use with 1 3/8" - 1 3/4" thick standard door | 1 |  | 1 Year | 718.05 | 0.15 | 610.3425
21308 | Salto | E9666O00NE38LA- | XS4 wide body electronic AMOK wire-free SVN escutcheon, Mifare / DESFire push buttonprivacy w/ key override function, O lever, left handed, black chromium finish, for use with 1 3/8" - 1 3/4" thick standard door | 1 |  | 1 Year | 847.05 | 0.15 | 719.9925
21309 | Salto | E9666O00NE38LC- | XS4 wide body electronic RF wireless ready SVN escutcheon, Mifare / DESFire push buttonprivacy w/ key override function, O lever, left handed, black chromium finish, for use with 1 3/8" - 1 3/4" thick standard door | 1 |  | 1 Year | 772.15 | 0.15 | 656.3275
21310 | Salto | E9666O00NE38LW- | XS4 wide body electronic RF wireless SVN escutcheon, Mifare / DESFire push buttonprivacy w/ key override function, O lever, left handed, black chromium finish, for use with 1 3/8" - 1 3/4" thick standard door | 1 |  | 1 Year | 903.25 | 0.15 | 767.7625
21311 | Salto | E9666O00NE38R-- | XS4 wide body electronic wire-free SVN escutcheon, Mifare / DESFire push buttonprivacy w/ key override function, O lever, right handed, black chromium finish, for use with 1 3/8" - 1 3/4" thick standard door | 1 |  | 1 Year | 718.05 | 0.15 | 610.3425
21312 | Salto | E9666O00NE38RA- | XS4 wide body electronic AMOK wire-free SVN escutcheon, Mifare / DESFire push buttonprivacy w/ key override function, O lever, right handed, black chromium finish, for use with 1 3/8" - 1 3/4" thick standard door | 1 |  | 1 Year | 847.05 | 0.15 | 719.9925
21313 | Salto | E9666O00NE38RC- | XS4 wide body electronic RF wireless ready SVN escutcheon, Mifare / DESFire push buttonprivacy w/ key override function, O lever, right handed, black chromium finish, for use with 1 3/8" - 1 3/4" thick standard door | 1 |  | 1 Year | 772.15 | 0.15 | 656.3275
21314 | Salto | E9666O00NE38RW- | XS4 wide body electronic RF wireless SVN escutcheon, Mifare / DESFire push buttonprivacy w/ key override function, O lever, right handed, black chromium finish, for use with 1 3/8" - 1 3/4" thick standard door | 1 |  | 1 Year | 903.25 | 0.15 | 767.7625
21315 | Salto | E9666O00NE48L-- | XS4 wide body electronic wire-free SVN escutcheon, Mifare / DESFire push buttonprivacy w/ key override function, O lever, left handed, black chromium finish, for use with 1 3/4" - 2 1/4" thick door | 1 |  | 1 Year | 718.05 | 0.15 | 610.3425
21316 | Salto | E9666O00NE48LA- | XS4 wide body electronic AMOK wire-free SVN escutcheon, Mifare / DESFire push buttonprivacy w/ key override function, O lever, left handed, black chromium finish, for use with 1 3/4" - 2 1/4" thick door | 1 |  | 1 Year | 847.05 | 0.15 | 719.9925
21317 | Salto | E9666O00NE48LC- | XS4 wide body electronic RF wireless ready SVN escutcheon, Mifare / DESFire push buttonprivacy w/ key override function, O lever, left handed, black chromium finish, for use with 1 3/4" - 2 1/4" thick door | 1 |  | 1 Year | 772.15 | 0.15 | 656.3275
21318 | Salto | E9666O00NE48LW- | XS4 wide body electronic RF wireless SVN escutcheon, Mifare / DESFire push buttonprivacy w/ key override function, O lever, left handed, black chromium finish, for use with 1 3/4" - 2 1/4" thick door | 1 |  | 1 Year | 903.25 | 0.15 | 767.7625
21319 | Salto | E9666O00NE48R-- | XS4 wide body electronic wire-free SVN escutcheon, Mifare / DESFire push buttonprivacy w/ key override function, O lever, right handed, black chromium finish, for use with 1 3/4" - 2 1/4" thick door | 1 |  | 1 Year | 718.05 | 0.15 | 610.3425
21320 | Salto | E9666O00NE48RA- | XS4 wide body electronic AMOK wire-free SVN escutcheon, Mifare / DESFire push buttonprivacy w/ key override function, O lever, right handed, black chromium finish, for use with 1 3/4" - 2 1/4" thick door | 1 |  | 1 Year | 847.05 | 0.15 | 719.9925
21321 | Salto | E9666O00NE48RC- | XS4 wide body electronic RF wireless ready SVN escutcheon, Mifare / DESFire push buttonprivacy w/ key override function, O lever, right handed, black chromium finish, for use with 1 3/4" - 2 1/4" thick door | 1 |  | 1 Year | 772.15 | 0.15 | 656.3275
21322 | Salto | E9666O00NE48RW- | XS4 wide body electronic RF wireless SVN escutcheon, Mifare / DESFire push buttonprivacy w/ key override function, O lever, right handed, black chromium finish, for use with 1 3/4" - 2 1/4" thick door | 1 |  | 1 Year | 903.25 | 0.15 | 767.7625
21323 | Salto | E9666O00PM38L-- | XS4 wide body electronic wire-free SVN escutcheon, Mifare / DESFire push buttonprivacy w/ key override function, O lever, left handed, satin brass finish, for use with 1 3/8" - 1 3/4" thick standard door | 1 |  | 1 Year | 683.35 | 0.15 | 580.8475
21324 | Salto | E9666O00PM38LA- | XS4 wide body electronic AMOK wire-free SVN escutcheon, Mifare / DESFire push buttonprivacy w/ key override function, O lever, left handed, satin brass finish, for use with 1 3/8" - 1 3/4" thick standard door | 1 |  | 1 Year | 812.35 | 0.15 | 690.4975
21325 | Salto | E9666O00PM38LC- | XS4 wide body electronic RF wireless ready SVN escutcheon, Mifare / DESFire push buttonprivacy w/ key override function, O lever, left handed, satin brass finish, for use with 1 3/8" - 1 3/4" thick standard door | 1 |  | 1 Year | 737.45 | 0.15 | 626.8325
21326 | Salto | E9666O00PM38LW- | XS4 wide body electronic RF wireless SVN escutcheon, Mifare / DESFire push buttonprivacy w/ key override function, O lever, left handed, satin brass finish, for use with 1 3/8" - 1 3/4" thick standard door | 1 |  | 1 Year | 868.55 | 0.15 | 738.2675
21327 | Salto | E9666O00PM38R-- | XS4 wide body electronic wire-free SVN escutcheon, Mifare / DESFire push buttonprivacy w/ key override function, O lever, right handed, satin brass finish, for use with 1 3/8" - 1 3/4" thick standard door | 1 |  | 1 Year | 683.35 | 0.15 | 580.8475
21328 | Salto | E9666O00PM38RA- | XS4 wide body electronic AMOK wire-free SVN escutcheon, Mifare / DESFire push buttonprivacy w/ key override function, O lever, right handed, satin brass finish, for use with 1 3/8" - 1 3/4" thick standard door | 1 |  | 1 Year | 812.35 | 0.15 | 690.4975
21329 | Salto | E9666O00PM38RC- | XS4 wide body electronic RF wireless ready SVN escutcheon, Mifare / DESFire push buttonprivacy w/ key override function, O lever, right handed, satin brass finish, for use with 1 3/8" - 1 3/4" thick standard door | 1 |  | 1 Year | 737.45 | 0.15 | 626.8325
21330 | Salto | E9666O00PM38RW- | XS4 wide body electronic RF wireless SVN escutcheon, Mifare / DESFire push buttonprivacy w/ key override function, O lever, right handed, satin brass finish, for use with 1 3/8" - 1 3/4" thick standard door | 1 |  | 1 Year | 868.55 | 0.15 | 738.2675
21331 | Salto | E9666O00PM48L-- | XS4 wide body electronic wire-free SVN escutcheon, Mifare / DESFire push buttonprivacy w/ key override function, O lever, left handed, satin brass finish, for use with 1 3/4" - 2 1/4" thick door | 1 |  | 1 Year | 683.35 | 0.15 | 580.8475
21332 | Salto | E9666O00PM48LA- | XS4 wide body electronic AMOK wire-free SVN escutcheon, Mifare / DESFire push buttonprivacy w/ key override function, O lever, left handed, satin brass finish, for use with 1 3/4" - 2 1/4" thick door | 1 |  | 1 Year | 812.35 | 0.15 | 690.4975
21333 | Salto | E9666O00PM48LC- | XS4 wide body electronic RF wireless ready SVN escutcheon, Mifare / DESFire push buttonprivacy w/ key override function, O lever, left handed, satin brass finish, for use with 1 3/4" - 2 1/4" thick door | 1 |  | 1 Year | 737.45 | 0.15 | 626.8325
21334 | Salto | E9666O00PM48LW- | XS4 wide body electronic RF wireless SVN escutcheon, Mifare / DESFire push buttonprivacy w/ key override function, O lever, left handed, satin brass finish, for use with 1 3/4" - 2 1/4" thick door | 1 |  | 1 Year | 868.55 | 0.15 | 738.2675
21335 | Salto | E9666O00PM48R-- | XS4 wide body electronic wire-free SVN escutcheon, Mifare / DESFire push buttonprivacy w/ key override function, O lever, right handed, satin brass finish, for use with 1 3/4" - 2 1/4" thick door | 1 |  | 1 Year | 683.35 | 0.15 | 580.8475
21336 | Salto | E9666O00PM48RA- | XS4 wide body electronic AMOK wire-free SVN escutcheon, Mifare / DESFire push buttonprivacy w/ key override function, O lever, right handed, satin brass finish, for use with 1 3/4" - 2 1/4" thick door | 1 |  | 1 Year | 812.35 | 0.15 | 690.4975
21337 | Salto | E9666O00PM48RC- | XS4 wide body electronic RF wireless ready SVN escutcheon, Mifare / DESFire push buttonprivacy w/ key override function, O lever, right handed, satin brass finish, for use with 1 3/4" - 2 1/4" thick door | 1 |  | 1 Year | 737.45 | 0.15 | 626.8325
21338 | Salto | E9666O00PM48RW- | XS4 wide body electronic RF wireless SVN escutcheon, Mifare / DESFire push buttonprivacy w/ key override function, O lever, right handed, satin brass finish, for use with 1 3/4" - 2 1/4" thick door | 1 |  | 1 Year | 868.55 | 0.15 | 738.2675
21339 | Salto | E9666O00PP38L-- | XS4 wide body electronic wire-free SVN escutcheon, Mifare / DESFire push buttonprivacy w/ key override function, O lever, left handed, bright brass finish, for use with 1 3/8" - 1 3/4" thick standard door | 1 |  | 1 Year | 699.65 | 0.15 | 594.7025
21340 | Salto | E9666O00PP38LA- | XS4 wide body electronic AMOK wire-free SVN escutcheon, Mifare / DESFire push buttonprivacy w/ key override function, O lever, left handed, bright brass finish, for use with 1 3/8" - 1 3/4" thick standard door | 1 |  | 1 Year | 828.65 | 0.15 | 704.3525
21341 | Salto | E9666O00PP38LC- | XS4 wide body electronic RF wireless ready SVN escutcheon, Mifare / DESFire push buttonprivacy w/ key override function, O lever, left handed, bright brass finish, for use with 1 3/8" - 1 3/4" thick standard door | 1 |  | 1 Year | 753.75 | 0.15 | 640.6875
21342 | Salto | E9666O00PP38LW- | XS4 wide body electronic RF wireless SVN escutcheon, Mifare / DESFire push buttonprivacy w/ key override function, O lever, left handed, bright brass finish, for use with 1 3/8" - 1 3/4" thick standard door | 1 |  | 1 Year | 884.85 | 0.15 | 752.1225
21343 | Salto | E9666O00PP38R-- | XS4 wide body electronic wire-free SVN escutcheon, Mifare / DESFire push buttonprivacy w/ key override function, O lever, right handed, bright brass finish, for use with 1 3/8" - 1 3/4" thick standard door | 1 |  | 1 Year | 699.65 | 0.15 | 594.7025
21344 | Salto | E9666O00PP38RA- | XS4 wide body electronic AMOK wire-free SVN escutcheon, Mifare / DESFire push buttonprivacy w/ key override function, O lever, right handed, bright brass finish, for use with 1 3/8" - 1 3/4" thick standard door | 1 |  | 1 Year | 828.65 | 0.15 | 704.3525
21345 | Salto | E9666O00PP38RC- | XS4 wide body electronic RF wireless ready SVN escutcheon, Mifare / DESFire push buttonprivacy w/ key override function, O lever, right handed, bright brass finish, for use with 1 3/8" - 1 3/4" thick standard door | 1 |  | 1 Year | 753.75 | 0.15 | 640.6875
21346 | Salto | E9666O00PP38RW- | XS4 wide body electronic RF wireless SVN escutcheon, Mifare / DESFire push buttonprivacy w/ key override function, O lever, right handed, bright brass finish, for use with 1 3/8" - 1 3/4" thick standard door | 1 |  | 1 Year | 884.85 | 0.15 | 752.1225
21347 | Salto | E9666O00PP48L-- | XS4 wide body electronic wire-free SVN escutcheon, Mifare / DESFire push buttonprivacy w/ key override function, O lever, left handed, bright brass finish, for use with 1 3/4" - 2 1/4" thick door | 1 |  | 1 Year | 699.65 | 0.15 | 594.7025
21348 | Salto | E9666O00PP48LA- | XS4 wide body electronic AMOK wire-free SVN escutcheon, Mifare / DESFire push buttonprivacy w/ key override function, O lever, left handed, bright brass finish, for use with 1 3/4" - 2 1/4" thick door | 1 |  | 1 Year | 828.65 | 0.15 | 704.3525
21349 | Salto | E9666O00PP48LC- | XS4 wide body electronic RF wireless ready SVN escutcheon, Mifare / DESFire push buttonprivacy w/ key override function, O lever, left handed, bright brass finish, for use with 1 3/4" - 2 1/4" thick door | 1 |  | 1 Year | 753.75 | 0.15 | 640.6875
21350 | Salto | E9666O00PP48LW- | XS4 wide body electronic RF wireless SVN escutcheon, Mifare / DESFire push buttonprivacy w/ key override function, O lever, left handed, bright brass finish, for use with 1 3/4" - 2 1/4" thick door | 1 |  | 1 Year | 884.85 | 0.15 | 752.1225
21351 | Salto | E9666O00PP48R-- | XS4 wide body electronic wire-free SVN escutcheon, Mifare / DESFire push buttonprivacy w/ key override function, O lever, right handed, bright brass finish, for use with 1 3/4" - 2 1/4" thick door | 1 |  | 1 Year | 699.65 | 0.15 | 594.7025
21352 | Salto | E9666O00PP48RA- | XS4 wide body electronic AMOK wire-free SVN escutcheon, Mifare / DESFire push buttonprivacy w/ key override function, O lever, right handed, bright brass finish, for use with 1 3/4" - 2 1/4" thick door | 1 |  | 1 Year | 828.65 | 0.15 | 704.3525
21353 | Salto | E9666O00PP48RC- | XS4 wide body electronic RF wireless ready SVN escutcheon, Mifare / DESFire push buttonprivacy w/ key override function, O lever, right handed, bright brass finish, for use with 1 3/4" - 2 1/4" thick door | 1 |  | 1 Year | 753.75 | 0.15 | 640.6875
21354 | Salto | E9666O00PP48RW- | XS4 wide body electronic RF wireless SVN escutcheon, Mifare / DESFire push buttonprivacy w/ key override function, O lever, right handed, bright brass finish, for use with 1 3/4" - 2 1/4" thick door | 1 |  | 1 Year | 884.85 | 0.15 | 752.1225
21355 | Salto | E9666W00BC38--- | XS4 wide body electronic wire-free SVN escutcheon, Mifare / DESFire push buttonprivacy w/ key override function, W lever, unhanded, BioCote antimicrobial finish, for use with 1 3/8" - 1 3/4" thick standard door | 1 |  | 1 Year | 725.15 | 0.15 | 616.3775
21356 | Salto | E9666W00BC38-A- | XS4 wide body electronic AMOK wire-free SVN escutcheon, Mifare / DESFire push buttonprivacy w/ key override function, W lever, unhanded, BioCote antimicrobial finish, for use with 1 3/8" - 1 3/4" thick standard door | 1 |  | 1 Year | 854.15 | 0.15 | 726.0275
21357 | Salto | E9666W00BC38-C- | XS4 wide body electronic RF wireless ready SVN escutcheon, Mifare / DESFire push buttonprivacy w/ key override function, W lever, unhanded, BioCote antimicrobial finish, for use with 1 3/8" - 1 3/4" thick standard door | 1 |  | 1 Year | 779.25 | 0.15 | 662.3625
21358 | Salto | E9666W00BC38-W- | XS4 wide body electronic RF wireless SVN escutcheon, Mifare / DESFire push buttonprivacy w/ key override function, W lever, unhanded, BioCote antimicrobial finish, for use with 1 3/8" - 1 3/4" thick standard door | 1 |  | 1 Year | 910.35 | 0.15 | 773.7975
21359 | Salto | E9666W00BC48--- | XS4 wide body electronic wire-free SVN escutcheon, Mifare / DESFire push buttonprivacy w/ key override function, W lever, unhanded, BioCote antimicrobial finish, for use with 1 3/4" - 2 1/4" thick door | 1 |  | 1 Year | 725.15 | 0.15 | 616.3775
21360 | Salto | E9666W00BC48-A- | XS4 wide body electronic AMOK wire-free SVN escutcheon, Mifare / DESFire push buttonprivacy w/ key override function, W lever, unhanded, BioCote antimicrobial finish, for use with 1 3/4" - 2 1/4" thick door | 1 |  | 1 Year | 854.15 | 0.15 | 726.0275
21361 | Salto | E9666W00BC48-C- | XS4 wide body electronic RF wireless ready SVN escutcheon, Mifare / DESFire push buttonprivacy w/ key override function, W lever, unhanded, BioCote antimicrobial finish, for use with 1 3/4" - 2 1/4" thick door | 1 |  | 1 Year | 779.25 | 0.15 | 662.3625
21362 | Salto | E9666W00BC48-W- | XS4 wide body electronic RF wireless SVN escutcheon, Mifare / DESFire push buttonprivacy w/ key override function, W lever, unhanded, BioCote antimicrobial finish, for use with 1 3/4" - 2 1/4" thick door | 1 |  | 1 Year | 910.35 | 0.15 | 773.7975
21363 | Salto | E9666W00IA38--- | XS4 wide body electronic wire-free SVN escutcheon, Mifare / DESFire push buttonprivacy w/ key override function, W lever, unhanded, antique brass finish, for use with 1 3/8" - 1 3/4" thick standard door | 1 |  | 1 Year | 725.15 | 0.15 | 616.3775
21364 | Salto | E9666W00IA38-A- | XS4 wide body electronic AMOK wire-free SVN escutcheon, Mifare / DESFire push buttonprivacy w/ key override function, W lever, unhanded, antique brass finish, for use with 1 3/8" - 1 3/4" thick standard door | 1 |  | 1 Year | 854.15 | 0.15 | 726.0275
21365 | Salto | E9666W00IA38-C- | XS4 wide body electronic RF wireless ready SVN escutcheon, Mifare / DESFire push buttonprivacy w/ key override function, W lever, unhanded, antique brass finish, for use with 1 3/8" - 1 3/4" thick standard door | 1 |  | 1 Year | 779.25 | 0.15 | 662.3625
21366 | Salto | E9666W00IA38-W- | XS4 wide body electronic RF wireless SVN escutcheon, Mifare / DESFire push buttonprivacy w/ key override function, W lever, unhanded, antique brass finish, for use with 1 3/8" - 1 3/4" thick standard door | 1 |  | 1 Year | 910.35 | 0.15 | 773.7975
21367 | Salto | E9666W00IA48--- | XS4 wide body electronic wire-free SVN escutcheon, Mifare / DESFire push buttonprivacy w/ key override function, W lever, unhanded, antique brass finish, for use with 1 3/4" - 2 1/4" thick door | 1 |  | 1 Year | 725.15 | 0.15 | 616.3775
21368 | Salto | E9666W00IA48-A- | XS4 wide body electronic AMOK wire-free SVN escutcheon, Mifare / DESFire push buttonprivacy w/ key override function, W lever, unhanded, antique brass finish, for use with 1 3/4" - 2 1/4" thick door | 1 |  | 1 Year | 854.15 | 0.15 | 726.0275
21369 | Salto | E9666W00IA48-C- | XS4 wide body electronic RF wireless ready SVN escutcheon, Mifare / DESFire push buttonprivacy w/ key override function, W lever, unhanded, antique brass finish, for use with 1 3/4" - 2 1/4" thick door | 1 |  | 1 Year | 779.25 | 0.15 | 662.3625
21370 | Salto | E9666W00IA48-W- | XS4 wide body electronic RF wireless SVN escutcheon, Mifare / DESFire push buttonprivacy w/ key override function, W lever, unhanded, antique brass finish, for use with 1 3/4" - 2 1/4" thick door | 1 |  | 1 Year | 910.35 | 0.15 | 773.7975
21371 | Salto | E9666W00IM38--- | XS4 wide body electronic wire-free SVN escutcheon, Mifare / DESFire push buttonprivacy w/ key override function, W lever, unhanded, satin stainless finish, for use with 1 3/8" - 1 3/4" thick standard door | 1 |  | 1 Year | 673.15 | 0.15 | 572.1775
21372 | Salto | E9666W00IM38-A- | XS4 wide body electronic AMOK wire-free SVN escutcheon, Mifare / DESFire push buttonprivacy w/ key override function, W lever, unhanded, satin stainless finish, for use with 1 3/8" - 1 3/4" thick standard door | 1 |  | 1 Year | 802.15 | 0.15 | 681.8275
21373 | Salto | E9666W00IM38-C- | XS4 wide body electronic RF wireless ready SVN escutcheon, Mifare / DESFire push buttonprivacy w/ key override function, W lever, unhanded, satin stainless finish, for use with 1 3/8" - 1 3/4" thick standard door | 1 |  | 1 Year | 727.25 | 0.15 | 618.1625
21374 | Salto | E9666W00IM38-W- | XS4 wide body electronic RF wireless SVN escutcheon, Mifare / DESFire push buttonprivacy w/ key override function, W lever, unhanded, satin stainless finish, for use with 1 3/8" - 1 3/4" thick standard door | 1 |  | 1 Year | 858.35 | 0.15 | 729.5975
21375 | Salto | E9666W00IM48--- | XS4 wide body electronic wire-free SVN escutcheon, Mifare / DESFire push buttonprivacy w/ key override function, W lever, unhanded, satin stainless finish, for use with 1 3/4" - 2 1/4" thick door | 1 |  | 1 Year | 673.15 | 0.15 | 572.1775
21376 | Salto | E9666W00IM48-A- | XS4 wide body electronic AMOK wire-free SVN escutcheon, Mifare / DESFire push buttonprivacy w/ key override function, W lever, unhanded, satin stainless finish, for use with 1 3/4" - 2 1/4" thick door | 1 |  | 1 Year | 802.15 | 0.15 | 681.8275
21377 | Salto | E9666W00IM48-C- | XS4 wide body electronic RF wireless ready SVN escutcheon, Mifare / DESFire push buttonprivacy w/ key override function, W lever, unhanded, satin stainless finish, for use with 1 3/4" - 2 1/4" thick door | 1 |  | 1 Year | 727.25 | 0.15 | 618.1625
21378 | Salto | E9666W00IM48-W- | XS4 wide body electronic RF wireless SVN escutcheon, Mifare / DESFire push buttonprivacy w/ key override function, W lever, unhanded, satin stainless finish, for use with 1 3/4" - 2 1/4" thick door | 1 |  | 1 Year | 858.35 | 0.15 | 729.5975
21379 | Salto | E9666W00IP38--- | XS4 wide body electronic wire-free SVN escutcheon, Mifare / DESFire push buttonprivacy w/ key override function, W lever, unhanded, bright stainless steel finish, for use with 1 3/8" - 1 3/4" thick standard door | 1 |  | 1 Year | 689.45 | 0.15 | 586.0325
21380 | Salto | E9666W00IP38-A- | XS4 wide body electronic AMOK wire-free SVN escutcheon, Mifare / DESFire push buttonprivacy w/ key override function, W lever, unhanded, bright stainless steel finish, for use with 1 3/8" - 1 3/4" thick standard door | 1 |  | 1 Year | 818.45 | 0.15 | 695.6825
21381 | Salto | E9666W00IP38-C- | XS4 wide body electronic RF wireless ready SVN escutcheon, Mifare / DESFire push buttonprivacy w/ key override function, W lever, unhanded, bright stainless steel finish, for use with 1 3/8" - 1 3/4" thick standard door | 1 |  | 1 Year | 743.55 | 0.15 | 632.0175
21382 | Salto | E9666W00IP38-W- | XS4 wide body electronic RF wireless SVN escutcheon, Mifare / DESFire push buttonprivacy w/ key override function, W lever, unhanded, bright stainless steel finish, for use with 1 3/8" - 1 3/4" thick standard door | 1 |  | 1 Year | 874.65 | 0.15 | 743.4525
21383 | Salto | E9666W00IP48--- | XS4 wide body electronic wire-free SVN escutcheon, Mifare / DESFire push buttonprivacy w/ key override function, W lever, unhanded, bright stainless steel finish, for use with 1 3/4" - 2 1/4" thick door | 1 |  | 1 Year | 689.45 | 0.15 | 586.0325
21384 | Salto | E9666W00IP48-A- | XS4 wide body electronic AMOK wire-free SVN escutcheon, Mifare / DESFire push buttonprivacy w/ key override function, W lever, unhanded, bright stainless steel finish, for use with 1 3/4" - 2 1/4" thick door | 1 |  | 1 Year | 818.45 | 0.15 | 695.6825
21385 | Salto | E9666W00IP48-C- | XS4 wide body electronic RF wireless ready SVN escutcheon, Mifare / DESFire push buttonprivacy w/ key override function, W lever, unhanded, bright stainless steel finish, for use with 1 3/4" - 2 1/4" thick door | 1 |  | 1 Year | 743.55 | 0.15 | 632.0175
21386 | Salto | E9666W00IP48-W- | XS4 wide body electronic RF wireless SVN escutcheon, Mifare / DESFire push buttonprivacy w/ key override function, W lever, unhanded, bright stainless steel finish, for use with 1 3/4" - 2 1/4" thick door | 1 |  | 1 Year | 874.65 | 0.15 | 743.4525
21387 | Salto | E9666W00NE38--- | XS4 wide body electronic wire-free SVN escutcheon, Mifare / DESFire push buttonprivacy w/ key override function, W lever, unhanded, black chromium finish, for use with 1 3/8" - 1 3/4" thick standard door | 1 |  | 1 Year | 707.85 | 0.15 | 601.6725
21388 | Salto | E9666W00NE38-A- | XS4 wide body electronic AMOK wire-free SVN escutcheon, Mifare / DESFire push buttonprivacy w/ key override function, W lever, unhanded, black chromium finish, for use with 1 3/8" - 1 3/4" thick standard door | 1 |  | 1 Year | 836.85 | 0.15 | 711.3225
21389 | Salto | E9666W00NE38-C- | XS4 wide body electronic RF wireless ready SVN escutcheon, Mifare / DESFire push buttonprivacy w/ key override function, W lever, unhanded, black chromium finish, for use with 1 3/8" - 1 3/4" thick standard door | 1 |  | 1 Year | 761.95 | 0.15 | 647.6575
21390 | Salto | E9666W00NE38-W- | XS4 wide body electronic RF wireless SVN escutcheon, Mifare / DESFire push buttonprivacy w/ key override function, W lever, unhanded, black chromium finish, for use with 1 3/8" - 1 3/4" thick standard door | 1 |  | 1 Year | 893.05 | 0.15 | 759.0925
21391 | Salto | E9666W00NE48--- | XS4 wide body electronic wire-free SVN escutcheon, Mifare / DESFire push buttonprivacy w/ key override function, W lever, unhanded, black chromium finish, for use with 1 3/4" - 2 1/4" thick door | 1 |  | 1 Year | 707.85 | 0.15 | 601.6725
21392 | Salto | E9666W00NE48-A- | XS4 wide body electronic AMOK wire-free SVN escutcheon, Mifare / DESFire push buttonprivacy w/ key override function, W lever, unhanded, black chromium finish, for use with 1 3/4" - 2 1/4" thick door | 1 |  | 1 Year | 836.85 | 0.15 | 711.3225
21393 | Salto | E9666W00NE48-C- | XS4 wide body electronic RF wireless ready SVN escutcheon, Mifare / DESFire push buttonprivacy w/ key override function, W lever, unhanded, black chromium finish, for use with 1 3/4" - 2 1/4" thick door | 1 |  | 1 Year | 761.95 | 0.15 | 647.6575
21394 | Salto | E9666W00NE48-W- | XS4 wide body electronic RF wireless SVN escutcheon, Mifare / DESFire push buttonprivacy w/ key override function, W lever, unhanded, black chromium finish, for use with 1 3/4" - 2 1/4" thick door | 1 |  | 1 Year | 893.05 | 0.15 | 759.0925
21395 | Salto | E9666W00PM38--- | XS4 wide body electronic wire-free SVN escutcheon, Mifare / DESFire push buttonprivacy w/ key override function, W lever, unhanded, satin brass finish, for use with 1 3/8" - 1 3/4" thick standard door | 1 |  | 1 Year | 673.15 | 0.15 | 572.1775
21396 | Salto | E9666W00PM38-A- | XS4 wide body electronic AMOK wire-free SVN escutcheon, Mifare / DESFire push buttonprivacy w/ key override function, W lever, unhanded, satin brass finish, for use with 1 3/8" - 1 3/4" thick standard door | 1 |  | 1 Year | 802.15 | 0.15 | 681.8275
21397 | Salto | E9666W00PM38-C- | XS4 wide body electronic RF wireless ready SVN escutcheon, Mifare / DESFire push buttonprivacy w/ key override function, W lever, unhanded, satin brass finish, for use with 1 3/8" - 1 3/4" thick standard door | 1 |  | 1 Year | 727.25 | 0.15 | 618.1625
21398 | Salto | E9666W00PM38-W- | XS4 wide body electronic RF wireless SVN escutcheon, Mifare / DESFire push buttonprivacy w/ key override function, W lever, unhanded, satin brass finish, for use with 1 3/8" - 1 3/4" thick standard door | 1 |  | 1 Year | 858.35 | 0.15 | 729.5975
21399 | Salto | E9666W00PM48--- | XS4 wide body electronic wire-free SVN escutcheon, Mifare / DESFire push buttonprivacy w/ key override function, W lever, unhanded, satin brass finish, for use with 1 3/4" - 2 1/4" thick door | 1 |  | 1 Year | 673.15 | 0.15 | 572.1775
21400 | Salto | E9666W00PM48-A- | XS4 wide body electronic AMOK wire-free SVN escutcheon, Mifare / DESFire push buttonprivacy w/ key override function, W lever, unhanded, satin brass finish, for use with 1 3/4" - 2 1/4" thick door | 1 |  | 1 Year | 802.15 | 0.15 | 681.8275
21401 | Salto | E9666W00PM48-C- | XS4 wide body electronic RF wireless ready SVN escutcheon, Mifare / DESFire push buttonprivacy w/ key override function, W lever, unhanded, satin brass finish, for use with 1 3/4" - 2 1/4" thick door | 1 |  | 1 Year | 727.25 | 0.15 | 618.1625
21402 | Salto | E9666W00PM48-W- | XS4 wide body electronic RF wireless SVN escutcheon, Mifare / DESFire push buttonprivacy w/ key override function, W lever, unhanded, satin brass finish, for use with 1 3/4" - 2 1/4" thick door | 1 |  | 1 Year | 858.35 | 0.15 | 729.5975
21403 | Salto | E9666W00PP38--- | XS4 wide body electronic wire-free SVN escutcheon, Mifare / DESFire push buttonprivacy w/ key override function, W lever, unhanded, bright brass finish, for use with 1 3/8" - 1 3/4" thick standard door | 1 |  | 1 Year | 689.45 | 0.15 | 586.0325
21404 | Salto | E9666W00PP38-A- | XS4 wide body electronic AMOK wire-free SVN escutcheon, Mifare / DESFire push buttonprivacy w/ key override function, W lever, unhanded, bright brass finish, for use with 1 3/8" - 1 3/4" thick standard door | 1 |  | 1 Year | 818.45 | 0.15 | 695.6825
21405 | Salto | E9666W00PP38-C- | XS4 wide body electronic RF wireless ready SVN escutcheon, Mifare / DESFire push buttonprivacy w/ key override function, W lever, unhanded, bright brass finish, for use with 1 3/8" - 1 3/4" thick standard door | 1 |  | 1 Year | 743.55 | 0.15 | 632.0175
21406 | Salto | E9666W00PP38-W- | XS4 wide body electronic RF wireless SVN escutcheon, Mifare / DESFire push buttonprivacy w/ key override function, W lever, unhanded, bright brass finish, for use with 1 3/8" - 1 3/4" thick standard door | 1 |  | 1 Year | 874.65 | 0.15 | 743.4525
21407 | Salto | E9666W00PP48--- | XS4 wide body electronic wire-free SVN escutcheon, Mifare / DESFire push buttonprivacy w/ key override function, W lever, unhanded, bright brass finish, for use with 1 3/4" - 2 1/4" thick door | 1 |  | 1 Year | 689.45 | 0.15 | 586.0325
21408 | Salto | E9666W00PP48-A- | XS4 wide body electronic AMOK wire-free SVN escutcheon, Mifare / DESFire push buttonprivacy w/ key override function, W lever, unhanded, bright brass finish, for use with 1 3/4" - 2 1/4" thick door | 1 |  | 1 Year | 818.45 | 0.15 | 695.6825
21409 | Salto | E9666W00PP48-C- | XS4 wide body electronic RF wireless ready SVN escutcheon, Mifare / DESFire push buttonprivacy w/ key override function, W lever, unhanded, bright brass finish, for use with 1 3/4" - 2 1/4" thick door | 1 |  | 1 Year | 743.55 | 0.15 | 632.0175
21410 | Salto | E9666W00PP48-W- | XS4 wide body electronic RF wireless SVN escutcheon, Mifare / DESFire push buttonprivacy w/ key override function, W lever, unhanded, bright brass finish, for use with 1 3/4" - 2 1/4" thick door | 1 |  | 1 Year | 874.65 | 0.15 | 743.4525
21411 | Salto | E9668261IM38--- | XS4 wide body electronic wire-free SVN escutcheon, Mifare / DESFire deadbolt privacy w/ key override function, Columbo Robodue premium series lever, unhanded, satin stainless finish, for use with 1 3/8" - 1 3/4" thick standard door | 1 |  | 1 Year | 719.05 | 0.15 | 611.1925
21412 | Salto | E9668261IM38-A- | XS4 wide body electronic AMOK wire-free SVN escutcheon, Mifare / DESFire deadbolt privacy w/ key override function, Columbo Robodue premium series lever, unhanded, satin stainless finish, for use with 1 3/8" - 1 3/4" thick standard door | 1 |  | 1 Year | 848.05 | 0.15 | 720.8425
21413 | Salto | E9668261IM38-C- | XS4 wide body electronic RF wireless ready SVN escutcheon, Mifare / DESFire deadbolt privacy w/ key override function, Columbo Robodue premium series lever, unhanded, satin stainless finish, for use with 1 3/8" - 1 3/4" thick standard door | 1 |  | 1 Year | 773.15 | 0.15 | 657.1775
21414 | Salto | E9668261IM38-W- | XS4 wide body electronic RF wireless SVN escutcheon, Mifare / DESFire deadbolt privacy w/ key override function, Columbo Robodue premium series lever, unhanded, satin stainless finish, for use with 1 3/8" - 1 3/4" thick standard door | 1 |  | 1 Year | 904.25 | 0.15 | 768.6125
21415 | Salto | E9668261IM48--- | XS4 wide body electronic wire-free SVN escutcheon, Mifare / DESFire deadbolt privacy w/ key override function, Columbo Robodue premium series lever, unhanded, satin stainless finish, for use with 1 3/4" - 2 1/4" thick door | 1 |  | 1 Year | 719.05 | 0.15 | 611.1925
21416 | Salto | E9668261IM48-A- | XS4 wide body electronic AMOK wire-free SVN escutcheon, Mifare / DESFire deadbolt privacy w/ key override function, Columbo Robodue premium series lever, unhanded, satin stainless finish, for use with 1 3/4" - 2 1/4" thick door | 1 |  | 1 Year | 848.05 | 0.15 | 720.8425
21417 | Salto | E9668261IM48-C- | XS4 wide body electronic RF wireless ready SVN escutcheon, Mifare / DESFire deadbolt privacy w/ key override function, Columbo Robodue premium series lever, unhanded, satin stainless finish, for use with 1 3/4" - 2 1/4" thick door | 1 |  | 1 Year | 773.15 | 0.15 | 657.1775
21418 | Salto | E9668261IM48-W- | XS4 wide body electronic RF wireless SVN escutcheon, Mifare / DESFire deadbolt privacy w/ key override function, Columbo Robodue premium series lever, unhanded, satin stainless finish, for use with 1 3/4" - 2 1/4" thick door | 1 |  | 1 Year | 904.25 | 0.15 | 768.6125
21419 | Salto | E9668261IP38--- | XS4 wide body electronic wire-free SVN escutcheon, Mifare / DESFire deadbolt privacy w/ key override function, Columbo Robodue premium series lever, unhanded, bright stainless steel finish, for use with 1 3/8" - 1 3/4" thick standard door | 1 |  | 1 Year | 735.35 | 0.15 | 625.0475
21420 | Salto | E9668261IP38-A- | XS4 wide body electronic AMOK wire-free SVN escutcheon, Mifare / DESFire deadbolt privacy w/ key override function, Columbo Robodue premium series lever, unhanded, bright stainless steel finish, for use with 1 3/8" - 1 3/4" thick standard door | 1 |  | 1 Year | 864.35 | 0.15 | 734.6975
21421 | Salto | E9668261IP38-C- | XS4 wide body electronic RF wireless ready SVN escutcheon, Mifare / DESFire deadbolt privacy w/ key override function, Columbo Robodue premium series lever, unhanded, bright stainless steel finish, for use with 1 3/8" - 1 3/4" thick standard door | 1 |  | 1 Year | 789.45 | 0.15 | 671.0325
21422 | Salto | E9668261IP38-W- | XS4 wide body electronic RF wireless SVN escutcheon, Mifare / DESFire deadbolt privacy w/ key override function, Columbo Robodue premium series lever, unhanded, bright stainless steel finish, for use with 1 3/8" - 1 3/4" thick standard door | 1 |  | 1 Year | 920.55 | 0.15 | 782.4675
21423 | Salto | E9668261IP48--- | XS4 wide body electronic wire-free SVN escutcheon, Mifare / DESFire deadbolt privacy w/ key override function, Columbo Robodue premium series lever, unhanded, bright stainless steel finish, for use with 1 3/4" - 2 1/4" thick door | 1 |  | 1 Year | 735.35 | 0.15 | 625.0475
21424 | Salto | E9668261IP48-A- | XS4 wide body electronic AMOK wire-free SVN escutcheon, Mifare / DESFire deadbolt privacy w/ key override function, Columbo Robodue premium series lever, unhanded, bright stainless steel finish, for use with 1 3/4" - 2 1/4" thick door | 1 |  | 1 Year | 864.35 | 0.15 | 734.6975
21425 | Salto | E9668261IP48-C- | XS4 wide body electronic RF wireless ready SVN escutcheon, Mifare / DESFire deadbolt privacy w/ key override function, Columbo Robodue premium series lever, unhanded, bright stainless steel finish, for use with 1 3/4" - 2 1/4" thick door | 1 |  | 1 Year | 789.45 | 0.15 | 671.0325
21426 | Salto | E9668261IP48-W- | XS4 wide body electronic RF wireless SVN escutcheon, Mifare / DESFire deadbolt privacy w/ key override function, Columbo Robodue premium series lever, unhanded, bright stainless steel finish, for use with 1 3/4" - 2 1/4" thick door | 1 |  | 1 Year | 920.55 | 0.15 | 782.4675
21427 | Salto | E9668261PP38--- | XS4 wide body electronic wire-free SVN escutcheon, Mifare / DESFire deadbolt privacy w/ key override function, Columbo Robodue premium series lever, unhanded, bright brass finish, for use with 1 3/8" - 1 3/4" thick standard door | 1 |  | 1 Year | 735.35 | 0.15 | 625.0475
21428 | Salto | E9668261PP38-A- | XS4 wide body electronic AMOK wire-free SVN escutcheon, Mifare / DESFire deadbolt privacy w/ key override function, Columbo Robodue premium series lever, unhanded, bright brass finish, for use with 1 3/8" - 1 3/4" thick standard door | 1 |  | 1 Year | 864.35 | 0.15 | 734.6975
21429 | Salto | E9668261PP38-C- | XS4 wide body electronic RF wireless ready SVN escutcheon, Mifare / DESFire deadbolt privacy w/ key override function, Columbo Robodue premium series lever, unhanded, bright brass finish, for use with 1 3/8" - 1 3/4" thick standard door | 1 |  | 1 Year | 789.45 | 0.15 | 671.0325
21430 | Salto | E9668261PP38-W- | XS4 wide body electronic RF wireless SVN escutcheon, Mifare / DESFire deadbolt privacy w/ key override function, Columbo Robodue premium series lever, unhanded, bright brass finish, for use with 1 3/8" - 1 3/4" thick standard door | 1 |  | 1 Year | 920.55 | 0.15 | 782.4675
21431 | Salto | E9668261PP48--- | XS4 wide body electronic wire-free SVN escutcheon, Mifare / DESFire deadbolt privacy w/ key override function, Columbo Robodue premium series lever, unhanded, bright brass finish, for use with 1 3/4" - 2 1/4" thick door | 1 |  | 1 Year | 735.35 | 0.15 | 625.0475
21432 | Salto | E9668261PP48-A- | XS4 wide body electronic AMOK wire-free SVN escutcheon, Mifare / DESFire deadbolt privacy w/ key override function, Columbo Robodue premium series lever, unhanded, bright brass finish, for use with 1 3/4" - 2 1/4" thick door | 1 |  | 1 Year | 864.35 | 0.15 | 734.6975
21433 | Salto | E9668261PP48-C- | XS4 wide body electronic RF wireless ready SVN escutcheon, Mifare / DESFire deadbolt privacy w/ key override function, Columbo Robodue premium series lever, unhanded, bright brass finish, for use with 1 3/4" - 2 1/4" thick door | 1 |  | 1 Year | 789.45 | 0.15 | 671.0325
21434 | Salto | E9668261PP48-W- | XS4 wide body electronic RF wireless SVN escutcheon, Mifare / DESFire deadbolt privacy w/ key override function, Columbo Robodue premium series lever, unhanded, bright brass finish, for use with 1 3/4" - 2 1/4" thick door | 1 |  | 1 Year | 920.55 | 0.15 | 782.4675
21435 | Salto | E9668262IM38--- | XS4 wide body electronic wire-free SVN escutcheon, Mifare / DESFire deadbolt privacy w/ key override function, Columbo Robodue premium series lever, unhanded, satin stainless finish, for use with 1 3/8" - 1 3/4" thick standard door | 1 |  | 1 Year | 719.05 | 0.15 | 611.1925
21436 | Salto | E9668262IM38-A- | XS4 wide body electronic AMOK wire-free SVN escutcheon, Mifare / DESFire deadbolt privacy w/ key override function, Columbo Robodue premium series lever, unhanded, satin stainless finish, for use with 1 3/8" - 1 3/4" thick standard door | 1 |  | 1 Year | 848.05 | 0.15 | 720.8425
21437 | Salto | E9668262IM38-C- | XS4 wide body electronic RF wireless ready SVN escutcheon, Mifare / DESFire deadbolt privacy w/ key override function, Columbo Robodue premium series lever, unhanded, satin stainless finish, for use with 1 3/8" - 1 3/4" thick standard door | 1 |  | 1 Year | 773.15 | 0.15 | 657.1775
21438 | Salto | E9668262IM38-W- | XS4 wide body electronic RF wireless SVN escutcheon, Mifare / DESFire deadbolt privacy w/ key override function, Columbo Robodue premium series lever, unhanded, satin stainless finish, for use with 1 3/8" - 1 3/4" thick standard door | 1 |  | 1 Year | 904.25 | 0.15 | 768.6125
21439 | Salto | E9668262IM48--- | XS4 wide body electronic wire-free SVN escutcheon, Mifare / DESFire deadbolt privacy w/ key override function, Columbo Robodue premium series lever, unhanded, satin stainless finish, for use with 1 3/4" - 2 1/4" thick door | 1 |  | 1 Year | 719.05 | 0.15 | 611.1925
21440 | Salto | E9668262IM48-A- | XS4 wide body electronic AMOK wire-free SVN escutcheon, Mifare / DESFire deadbolt privacy w/ key override function, Columbo Robodue premium series lever, unhanded, satin stainless finish, for use with 1 3/4" - 2 1/4" thick door | 1 |  | 1 Year | 848.05 | 0.15 | 720.8425
21441 | Salto | E9668262IM48-C- | XS4 wide body electronic RF wireless ready SVN escutcheon, Mifare / DESFire deadbolt privacy w/ key override function, Columbo Robodue premium series lever, unhanded, satin stainless finish, for use with 1 3/4" - 2 1/4" thick door | 1 |  | 1 Year | 773.15 | 0.15 | 657.1775
21442 | Salto | E9668262IM48-W- | XS4 wide body electronic RF wireless SVN escutcheon, Mifare / DESFire deadbolt privacy w/ key override function, Columbo Robodue premium series lever, unhanded, satin stainless finish, for use with 1 3/4" - 2 1/4" thick door | 1 |  | 1 Year | 904.25 | 0.15 | 768.6125
21443 | Salto | E9668262IP38--- | XS4 wide body electronic wire-free SVN escutcheon, Mifare / DESFire deadbolt privacy w/ key override function, Columbo Robodue premium series lever, unhanded, bright stainless steel finish, for use with 1 3/8" - 1 3/4" thick standard door | 1 |  | 1 Year | 735.35 | 0.15 | 625.0475
21444 | Salto | E9668262IP38-A- | XS4 wide body electronic AMOK wire-free SVN escutcheon, Mifare / DESFire deadbolt privacy w/ key override function, Columbo Robodue premium series lever, unhanded, bright stainless steel finish, for use with 1 3/8" - 1 3/4" thick standard door | 1 |  | 1 Year | 864.35 | 0.15 | 734.6975
21445 | Salto | E9668262IP38-C- | XS4 wide body electronic RF wireless ready SVN escutcheon, Mifare / DESFire deadbolt privacy w/ key override function, Columbo Robodue premium series lever, unhanded, bright stainless steel finish, for use with 1 3/8" - 1 3/4" thick standard door | 1 |  | 1 Year | 789.45 | 0.15 | 671.0325
21446 | Salto | E9668262IP38-W- | XS4 wide body electronic RF wireless SVN escutcheon, Mifare / DESFire deadbolt privacy w/ key override function, Columbo Robodue premium series lever, unhanded, bright stainless steel finish, for use with 1 3/8" - 1 3/4" thick standard door | 1 |  | 1 Year | 920.55 | 0.15 | 782.4675
21447 | Salto | E9668262IP48--- | XS4 wide body electronic wire-free SVN escutcheon, Mifare / DESFire deadbolt privacy w/ key override function, Columbo Robodue premium series lever, unhanded, bright stainless steel finish, for use with 1 3/4" - 2 1/4" thick door | 1 |  | 1 Year | 735.35 | 0.15 | 625.0475
21448 | Salto | E9668262IP48-A- | XS4 wide body electronic AMOK wire-free SVN escutcheon, Mifare / DESFire deadbolt privacy w/ key override function, Columbo Robodue premium series lever, unhanded, bright stainless steel finish, for use with 1 3/4" - 2 1/4" thick door | 1 |  | 1 Year | 864.35 | 0.15 | 734.6975
21449 | Salto | E9668262IP48-C- | XS4 wide body electronic RF wireless ready SVN escutcheon, Mifare / DESFire deadbolt privacy w/ key override function, Columbo Robodue premium series lever, unhanded, bright stainless steel finish, for use with 1 3/4" - 2 1/4" thick door | 1 |  | 1 Year | 789.45 | 0.15 | 671.0325
21450 | Salto | E9668262IP48-W- | XS4 wide body electronic RF wireless SVN escutcheon, Mifare / DESFire deadbolt privacy w/ key override function, Columbo Robodue premium series lever, unhanded, bright stainless steel finish, for use with 1 3/4" - 2 1/4" thick door | 1 |  | 1 Year | 920.55 | 0.15 | 782.4675
21451 | Salto | E9668262PP38--- | XS4 wide body electronic wire-free SVN escutcheon, Mifare / DESFire deadbolt privacy w/ key override function, Columbo Robodue premium series lever, unhanded, bright brass finish, for use with 1 3/8" - 1 3/4" thick standard door | 1 |  | 1 Year | 735.35 | 0.15 | 625.0475
21452 | Salto | E9668262PP38-A- | XS4 wide body electronic AMOK wire-free SVN escutcheon, Mifare / DESFire deadbolt privacy w/ key override function, Columbo Robodue premium series lever, unhanded, bright brass finish, for use with 1 3/8" - 1 3/4" thick standard door | 1 |  | 1 Year | 864.35 | 0.15 | 734.6975
21453 | Salto | E9668262PP38-C- | XS4 wide body electronic RF wireless ready SVN escutcheon, Mifare / DESFire deadbolt privacy w/ key override function, Columbo Robodue premium series lever, unhanded, bright brass finish, for use with 1 3/8" - 1 3/4" thick standard door | 1 |  | 1 Year | 789.45 | 0.15 | 671.0325
21454 | Salto | E9668262PP38-W- | XS4 wide body electronic RF wireless SVN escutcheon, Mifare / DESFire deadbolt privacy w/ key override function, Columbo Robodue premium series lever, unhanded, bright brass finish, for use with 1 3/8" - 1 3/4" thick standard door | 1 |  | 1 Year | 920.55 | 0.15 | 782.4675
21455 | Salto | E9668262PP48--- | XS4 wide body electronic wire-free SVN escutcheon, Mifare / DESFire deadbolt privacy w/ key override function, Columbo Robodue premium series lever, unhanded, bright brass finish, for use with 1 3/4" - 2 1/4" thick door | 1 |  | 1 Year | 735.35 | 0.15 | 625.0475
21456 | Salto | E9668262PP48-A- | XS4 wide body electronic AMOK wire-free SVN escutcheon, Mifare / DESFire deadbolt privacy w/ key override function, Columbo Robodue premium series lever, unhanded, bright brass finish, for use with 1 3/4" - 2 1/4" thick door | 1 |  | 1 Year | 864.35 | 0.15 | 734.6975
21457 | Salto | E9668262PP48-C- | XS4 wide body electronic RF wireless ready SVN escutcheon, Mifare / DESFire deadbolt privacy w/ key override function, Columbo Robodue premium series lever, unhanded, bright brass finish, for use with 1 3/4" - 2 1/4" thick door | 1 |  | 1 Year | 789.45 | 0.15 | 671.0325
21458 | Salto | E9668262PP48-W- | XS4 wide body electronic RF wireless SVN escutcheon, Mifare / DESFire deadbolt privacy w/ key override function, Columbo Robodue premium series lever, unhanded, bright brass finish, for use with 1 3/4" - 2 1/4" thick door | 1 |  | 1 Year | 920.55 | 0.15 | 782.4675
21459 | Salto | E9668263IM38--- | XS4 wide body electronic wire-free SVN escutcheon, Mifare / DESFire deadbolt privacy w/ key override function, Columbo Robodue premium series lever, unhanded, satin stainless finish, for use with 1 3/8" - 1 3/4" thick standard door | 1 |  | 1 Year | 719.05 | 0.15 | 611.1925
21460 | Salto | E9668263IM38-A- | XS4 wide body electronic AMOK wire-free SVN escutcheon, Mifare / DESFire deadbolt privacy w/ key override function, Columbo Robodue premium series lever, unhanded, satin stainless finish, for use with 1 3/8" - 1 3/4" thick standard door | 1 |  | 1 Year | 848.05 | 0.15 | 720.8425
21461 | Salto | E9668263IM38-C- | XS4 wide body electronic RF wireless ready SVN escutcheon, Mifare / DESFire deadbolt privacy w/ key override function, Columbo Robodue premium series lever, unhanded, satin stainless finish, for use with 1 3/8" - 1 3/4" thick standard door | 1 |  | 1 Year | 773.15 | 0.15 | 657.1775
21462 | Salto | E9668263IM38-W- | XS4 wide body electronic RF wireless SVN escutcheon, Mifare / DESFire deadbolt privacy w/ key override function, Columbo Robodue premium series lever, unhanded, satin stainless finish, for use with 1 3/8" - 1 3/4" thick standard door | 1 |  | 1 Year | 904.25 | 0.15 | 768.6125
21463 | Salto | E9668263IM48--- | XS4 wide body electronic wire-free SVN escutcheon, Mifare / DESFire deadbolt privacy w/ key override function, Columbo Robodue premium series lever, unhanded, satin stainless finish, for use with 1 3/4" - 2 1/4" thick door | 1 |  | 1 Year | 719.05 | 0.15 | 611.1925
21464 | Salto | E9668263IM48-A- | XS4 wide body electronic AMOK wire-free SVN escutcheon, Mifare / DESFire deadbolt privacy w/ key override function, Columbo Robodue premium series lever, unhanded, satin stainless finish, for use with 1 3/4" - 2 1/4" thick door | 1 |  | 1 Year | 848.05 | 0.15 | 720.8425
21465 | Salto | E9668263IM48-C- | XS4 wide body electronic RF wireless ready SVN escutcheon, Mifare / DESFire deadbolt privacy w/ key override function, Columbo Robodue premium series lever, unhanded, satin stainless finish, for use with 1 3/4" - 2 1/4" thick door | 1 |  | 1 Year | 773.15 | 0.15 | 657.1775
21466 | Salto | E9668263IM48-W- | XS4 wide body electronic RF wireless SVN escutcheon, Mifare / DESFire deadbolt privacy w/ key override function, Columbo Robodue premium series lever, unhanded, satin stainless finish, for use with 1 3/4" - 2 1/4" thick door | 1 |  | 1 Year | 904.25 | 0.15 | 768.6125
21467 | Salto | E9668263IP38--- | XS4 wide body electronic wire-free SVN escutcheon, Mifare / DESFire deadbolt privacy w/ key override function, Columbo Robodue premium series lever, unhanded, bright stainless steel finish, for use with 1 3/8" - 1 3/4" thick standard door | 1 |  | 1 Year | 735.35 | 0.15 | 625.0475
21468 | Salto | E9668263IP38-A- | XS4 wide body electronic AMOK wire-free SVN escutcheon, Mifare / DESFire deadbolt privacy w/ key override function, Columbo Robodue premium series lever, unhanded, bright stainless steel finish, for use with 1 3/8" - 1 3/4" thick standard door | 1 |  | 1 Year | 864.35 | 0.15 | 734.6975
21469 | Salto | E9668263IP38-C- | XS4 wide body electronic RF wireless ready SVN escutcheon, Mifare / DESFire deadbolt privacy w/ key override function, Columbo Robodue premium series lever, unhanded, bright stainless steel finish, for use with 1 3/8" - 1 3/4" thick standard door | 1 |  | 1 Year | 789.45 | 0.15 | 671.0325
21470 | Salto | E9668263IP38-W- | XS4 wide body electronic RF wireless SVN escutcheon, Mifare / DESFire deadbolt privacy w/ key override function, Columbo Robodue premium series lever, unhanded, bright stainless steel finish, for use with 1 3/8" - 1 3/4" thick standard door | 1 |  | 1 Year | 920.55 | 0.15 | 782.4675
21471 | Salto | E9668263IP48--- | XS4 wide body electronic wire-free SVN escutcheon, Mifare / DESFire deadbolt privacy w/ key override function, Columbo Robodue premium series lever, unhanded, bright stainless steel finish, for use with 1 3/4" - 2 1/4" thick door | 1 |  | 1 Year | 735.35 | 0.15 | 625.0475
21472 | Salto | E9668263IP48-A- | XS4 wide body electronic AMOK wire-free SVN escutcheon, Mifare / DESFire deadbolt privacy w/ key override function, Columbo Robodue premium series lever, unhanded, bright stainless steel finish, for use with 1 3/4" - 2 1/4" thick door | 1 |  | 1 Year | 864.35 | 0.15 | 734.6975
21473 | Salto | E9668263IP48-C- | XS4 wide body electronic RF wireless ready SVN escutcheon, Mifare / DESFire deadbolt privacy w/ key override function, Columbo Robodue premium series lever, unhanded, bright stainless steel finish, for use with 1 3/4" - 2 1/4" thick door | 1 |  | 1 Year | 789.45 | 0.15 | 671.0325
21474 | Salto | E9668263IP48-W- | XS4 wide body electronic RF wireless SVN escutcheon, Mifare / DESFire deadbolt privacy w/ key override function, Columbo Robodue premium series lever, unhanded, bright stainless steel finish, for use with 1 3/4" - 2 1/4" thick door | 1 |  | 1 Year | 920.55 | 0.15 | 782.4675
21475 | Salto | E9668263PP38--- | XS4 wide body electronic wire-free SVN escutcheon, Mifare / DESFire deadbolt privacy w/ key override function, Columbo Robodue premium series lever, unhanded, bright brass finish, for use with 1 3/8" - 1 3/4" thick standard door | 1 |  | 1 Year | 735.35 | 0.15 | 625.0475
21476 | Salto | E9668263PP38-A- | XS4 wide body electronic AMOK wire-free SVN escutcheon, Mifare / DESFire deadbolt privacy w/ key override function, Columbo Robodue premium series lever, unhanded, bright brass finish, for use with 1 3/8" - 1 3/4" thick standard door | 1 |  | 1 Year | 864.35 | 0.15 | 734.6975
21477 | Salto | E9668263PP38-C- | XS4 wide body electronic RF wireless ready SVN escutcheon, Mifare / DESFire deadbolt privacy w/ key override function, Columbo Robodue premium series lever, unhanded, bright brass finish, for use with 1 3/8" - 1 3/4" thick standard door | 1 |  | 1 Year | 789.45 | 0.15 | 671.0325
21478 | Salto | E9668263PP38-W- | XS4 wide body electronic RF wireless SVN escutcheon, Mifare / DESFire deadbolt privacy w/ key override function, Columbo Robodue premium series lever, unhanded, bright brass finish, for use with 1 3/8" - 1 3/4" thick standard door | 1 |  | 1 Year | 920.55 | 0.15 | 782.4675
21479 | Salto | E9668263PP48--- | XS4 wide body electronic wire-free SVN escutcheon, Mifare / DESFire deadbolt privacy w/ key override function, Columbo Robodue premium series lever, unhanded, bright brass finish, for use with 1 3/4" - 2 1/4" thick door | 1 |  | 1 Year | 735.35 | 0.15 | 625.0475
21480 | Salto | E9668263PP48-A- | XS4 wide body electronic AMOK wire-free SVN escutcheon, Mifare / DESFire deadbolt privacy w/ key override function, Columbo Robodue premium series lever, unhanded, bright brass finish, for use with 1 3/4" - 2 1/4" thick door | 1 |  | 1 Year | 864.35 | 0.15 | 734.6975
21481 | Salto | E9668263PP48-C- | XS4 wide body electronic RF wireless ready SVN escutcheon, Mifare / DESFire deadbolt privacy w/ key override function, Columbo Robodue premium series lever, unhanded, bright brass finish, for use with 1 3/4" - 2 1/4" thick door | 1 |  | 1 Year | 789.45 | 0.15 | 671.0325
21482 | Salto | E9668263PP48-W- | XS4 wide body electronic RF wireless SVN escutcheon, Mifare / DESFire deadbolt privacy w/ key override function, Columbo Robodue premium series lever, unhanded, bright brass finish, for use with 1 3/4" - 2 1/4" thick door | 1 |  | 1 Year | 920.55 | 0.15 | 782.4675
21483 | Salto | E9668361IM38--- | XS4 wide body electronic wire-free SVN escutcheon, Mifare / DESFire deadbolt privacy w/ key override function, Columbo Robotre premium series lever, unhanded, satin stainless finish, for use with 1 3/8" - 1 3/4" thick standard door | 1 |  | 1 Year | 719.05 | 0.15 | 611.1925
21484 | Salto | E9668361IM38-A- | XS4 wide body electronic AMOK wire-free SVN escutcheon, Mifare / DESFire deadbolt privacy w/ key override function, Columbo Robotre premium series lever, unhanded, satin stainless finish, for use with 1 3/8" - 1 3/4" thick standard door | 1 |  | 1 Year | 848.05 | 0.15 | 720.8425
21485 | Salto | E9668361IM38-C- | XS4 wide body electronic RF wireless ready SVN escutcheon, Mifare / DESFire deadbolt privacy w/ key override function, Columbo Robotre premium series lever, unhanded, satin stainless finish, for use with 1 3/8" - 1 3/4" thick standard door | 1 |  | 1 Year | 773.15 | 0.15 | 657.1775
21486 | Salto | E9668361IM38-W- | XS4 wide body electronic RF wireless SVN escutcheon, Mifare / DESFire deadbolt privacy w/ key override function, Columbo Robotre premium series lever, unhanded, satin stainless finish, for use with 1 3/8" - 1 3/4" thick standard door | 1 |  | 1 Year | 904.25 | 0.15 | 768.6125
21487 | Salto | E9668361IM48--- | XS4 wide body electronic wire-free SVN escutcheon, Mifare / DESFire deadbolt privacy w/ key override function, Columbo Robotre premium series lever, unhanded, satin stainless finish, for use with 1 3/4" - 2 1/4" thick door | 1 |  | 1 Year | 719.05 | 0.15 | 611.1925
21488 | Salto | E9668361IM48-A- | XS4 wide body electronic AMOK wire-free SVN escutcheon, Mifare / DESFire deadbolt privacy w/ key override function, Columbo Robotre premium series lever, unhanded, satin stainless finish, for use with 1 3/4" - 2 1/4" thick door | 1 |  | 1 Year | 848.05 | 0.15 | 720.8425
21489 | Salto | E9668361IM48-C- | XS4 wide body electronic RF wireless ready SVN escutcheon, Mifare / DESFire deadbolt privacy w/ key override function, Columbo Robotre premium series lever, unhanded, satin stainless finish, for use with 1 3/4" - 2 1/4" thick door | 1 |  | 1 Year | 773.15 | 0.15 | 657.1775
21490 | Salto | E9668361IM48-W- | XS4 wide body electronic RF wireless SVN escutcheon, Mifare / DESFire deadbolt privacy w/ key override function, Columbo Robotre premium series lever, unhanded, satin stainless finish, for use with 1 3/4" - 2 1/4" thick door | 1 |  | 1 Year | 904.25 | 0.15 | 768.6125
21491 | Salto | E9668361IP38--- | XS4 wide body electronic wire-free SVN escutcheon, Mifare / DESFire deadbolt privacy w/ key override function, Columbo Robotre premium series lever, unhanded, bright stainless steel finish, for use with 1 3/8" - 1 3/4" thick standard door | 1 |  | 1 Year | 735.35 | 0.15 | 625.0475
21492 | Salto | E9668361IP38-A- | XS4 wide body electronic AMOK wire-free SVN escutcheon, Mifare / DESFire deadbolt privacy w/ key override function, Columbo Robotre premium series lever, unhanded, bright stainless steel finish, for use with 1 3/8" - 1 3/4" thick standard door | 1 |  | 1 Year | 864.35 | 0.15 | 734.6975
21493 | Salto | E9668361IP38-C- | XS4 wide body electronic RF wireless ready SVN escutcheon, Mifare / DESFire deadbolt privacy w/ key override function, Columbo Robotre premium series lever, unhanded, bright stainless steel finish, for use with 1 3/8" - 1 3/4" thick standard door | 1 |  | 1 Year | 789.45 | 0.15 | 671.0325
21494 | Salto | E9668361IP38-W- | XS4 wide body electronic RF wireless SVN escutcheon, Mifare / DESFire deadbolt privacy w/ key override function, Columbo Robotre premium series lever, unhanded, bright stainless steel finish, for use with 1 3/8" - 1 3/4" thick standard door | 1 |  | 1 Year | 920.55 | 0.15 | 782.4675
21495 | Salto | E9668361IP48--- | XS4 wide body electronic wire-free SVN escutcheon, Mifare / DESFire deadbolt privacy w/ key override function, Columbo Robotre premium series lever, unhanded, bright stainless steel finish, for use with 1 3/4" - 2 1/4" thick door | 1 |  | 1 Year | 735.35 | 0.15 | 625.0475
21496 | Salto | E9668361IP48-A- | XS4 wide body electronic AMOK wire-free SVN escutcheon, Mifare / DESFire deadbolt privacy w/ key override function, Columbo Robotre premium series lever, unhanded, bright stainless steel finish, for use with 1 3/4" - 2 1/4" thick door | 1 |  | 1 Year | 864.35 | 0.15 | 734.6975
21497 | Salto | E9668361IP48-C- | XS4 wide body electronic RF wireless ready SVN escutcheon, Mifare / DESFire deadbolt privacy w/ key override function, Columbo Robotre premium series lever, unhanded, bright stainless steel finish, for use with 1 3/4" - 2 1/4" thick door | 1 |  | 1 Year | 789.45 | 0.15 | 671.0325
21498 | Salto | E9668361IP48-W- | XS4 wide body electronic RF wireless SVN escutcheon, Mifare / DESFire deadbolt privacy w/ key override function, Columbo Robotre premium series lever, unhanded, bright stainless steel finish, for use with 1 3/4" - 2 1/4" thick door | 1 |  | 1 Year | 920.55 | 0.15 | 782.4675
21499 | Salto | E9668361PP38--- | XS4 wide body electronic wire-free SVN escutcheon, Mifare / DESFire deadbolt privacy w/ key override function, Columbo Robotre premium series lever, unhanded, bright brass finish, for use with 1 3/8" - 1 3/4" thick standard door | 1 |  | 1 Year | 735.35 | 0.15 | 625.0475
21500 | Salto | E9668361PP38-A- | XS4 wide body electronic AMOK wire-free SVN escutcheon, Mifare / DESFire deadbolt privacy w/ key override function, Columbo Robotre premium series lever, unhanded, bright brass finish, for use with 1 3/8" - 1 3/4" thick standard door | 1 |  | 1 Year | 864.35 | 0.15 | 734.6975
21501 | Salto | E9668361PP38-C- | XS4 wide body electronic RF wireless ready SVN escutcheon, Mifare / DESFire deadbolt privacy w/ key override function, Columbo Robotre premium series lever, unhanded, bright brass finish, for use with 1 3/8" - 1 3/4" thick standard door | 1 |  | 1 Year | 789.45 | 0.15 | 671.0325
21502 | Salto | E9668361PP38-W- | XS4 wide body electronic RF wireless SVN escutcheon, Mifare / DESFire deadbolt privacy w/ key override function, Columbo Robotre premium series lever, unhanded, bright brass finish, for use with 1 3/8" - 1 3/4" thick standard door | 1 |  | 1 Year | 920.55 | 0.15 | 782.4675
21503 | Salto | E9668361PP48--- | XS4 wide body electronic wire-free SVN escutcheon, Mifare / DESFire deadbolt privacy w/ key override function, Columbo Robotre premium series lever, unhanded, bright brass finish, for use with 1 3/4" - 2 1/4" thick door | 1 |  | 1 Year | 735.35 | 0.15 | 625.0475
21504 | Salto | E9668361PP48-A- | XS4 wide body electronic AMOK wire-free SVN escutcheon, Mifare / DESFire deadbolt privacy w/ key override function, Columbo Robotre premium series lever, unhanded, bright brass finish, for use with 1 3/4" - 2 1/4" thick door | 1 |  | 1 Year | 864.35 | 0.15 | 734.6975
21505 | Salto | E9668361PP48-C- | XS4 wide body electronic RF wireless ready SVN escutcheon, Mifare / DESFire deadbolt privacy w/ key override function, Columbo Robotre premium series lever, unhanded, bright brass finish, for use with 1 3/4" - 2 1/4" thick door | 1 |  | 1 Year | 789.45 | 0.15 | 671.0325
21506 | Salto | E9668361PP48-W- | XS4 wide body electronic RF wireless SVN escutcheon, Mifare / DESFire deadbolt privacy w/ key override function, Columbo Robotre premium series lever, unhanded, bright brass finish, for use with 1 3/4" - 2 1/4" thick door | 1 |  | 1 Year | 920.55 | 0.15 | 782.4675
21507 | Salto | E9668362IM38--- | XS4 wide body electronic wire-free SVN escutcheon, Mifare / DESFire deadbolt privacy w/ key override function, Columbo Robotre premium series lever, unhanded, satin stainless finish, for use with 1 3/8" - 1 3/4" thick standard door | 1 |  | 1 Year | 719.05 | 0.15 | 611.1925
21508 | Salto | E9668362IM38-A- | XS4 wide body electronic AMOK wire-free SVN escutcheon, Mifare / DESFire deadbolt privacy w/ key override function, Columbo Robotre premium series lever, unhanded, satin stainless finish, for use with 1 3/8" - 1 3/4" thick standard door | 1 |  | 1 Year | 848.05 | 0.15 | 720.8425
21509 | Salto | E9668362IM38-C- | XS4 wide body electronic RF wireless ready SVN escutcheon, Mifare / DESFire deadbolt privacy w/ key override function, Columbo Robotre premium series lever, unhanded, satin stainless finish, for use with 1 3/8" - 1 3/4" thick standard door | 1 |  | 1 Year | 773.15 | 0.15 | 657.1775
21510 | Salto | E9668362IM38-W- | XS4 wide body electronic RF wireless SVN escutcheon, Mifare / DESFire deadbolt privacy w/ key override function, Columbo Robotre premium series lever, unhanded, satin stainless finish, for use with 1 3/8" - 1 3/4" thick standard door | 1 |  | 1 Year | 904.25 | 0.15 | 768.6125
21511 | Salto | E9668362IM48--- | XS4 wide body electronic wire-free SVN escutcheon, Mifare / DESFire deadbolt privacy w/ key override function, Columbo Robotre premium series lever, unhanded, satin stainless finish, for use with 1 3/4" - 2 1/4" thick door | 1 |  | 1 Year | 719.05 | 0.15 | 611.1925
21512 | Salto | E9668362IM48-A- | XS4 wide body electronic AMOK wire-free SVN escutcheon, Mifare / DESFire deadbolt privacy w/ key override function, Columbo Robotre premium series lever, unhanded, satin stainless finish, for use with 1 3/4" - 2 1/4" thick door | 1 |  | 1 Year | 848.05 | 0.15 | 720.8425
21513 | Salto | E9668362IM48-C- | XS4 wide body electronic RF wireless ready SVN escutcheon, Mifare / DESFire deadbolt privacy w/ key override function, Columbo Robotre premium series lever, unhanded, satin stainless finish, for use with 1 3/4" - 2 1/4" thick door | 1 |  | 1 Year | 773.15 | 0.15 | 657.1775
21514 | Salto | E9668362IM48-W- | XS4 wide body electronic RF wireless SVN escutcheon, Mifare / DESFire deadbolt privacy w/ key override function, Columbo Robotre premium series lever, unhanded, satin stainless finish, for use with 1 3/4" - 2 1/4" thick door | 1 |  | 1 Year | 904.25 | 0.15 | 768.6125
21515 | Salto | E9668362IP38--- | XS4 wide body electronic wire-free SVN escutcheon, Mifare / DESFire deadbolt privacy w/ key override function, Columbo Robotre premium series lever, unhanded, bright stainless steel finish, for use with 1 3/8" - 1 3/4" thick standard door | 1 |  | 1 Year | 735.35 | 0.15 | 625.0475
21516 | Salto | E9668362IP38-A- | XS4 wide body electronic AMOK wire-free SVN escutcheon, Mifare / DESFire deadbolt privacy w/ key override function, Columbo Robotre premium series lever, unhanded, bright stainless steel finish, for use with 1 3/8" - 1 3/4" thick standard door | 1 |  | 1 Year | 864.35 | 0.15 | 734.6975
21517 | Salto | E9668362IP38-C- | XS4 wide body electronic RF wireless ready SVN escutcheon, Mifare / DESFire deadbolt privacy w/ key override function, Columbo Robotre premium series lever, unhanded, bright stainless steel finish, for use with 1 3/8" - 1 3/4" thick standard door | 1 |  | 1 Year | 789.45 | 0.15 | 671.0325
21518 | Salto | E9668362IP38-W- | XS4 wide body electronic RF wireless SVN escutcheon, Mifare / DESFire deadbolt privacy w/ key override function, Columbo Robotre premium series lever, unhanded, bright stainless steel finish, for use with 1 3/8" - 1 3/4" thick standard door | 1 |  | 1 Year | 920.55 | 0.15 | 782.4675
21519 | Salto | E9668362IP48--- | XS4 wide body electronic wire-free SVN escutcheon, Mifare / DESFire deadbolt privacy w/ key override function, Columbo Robotre premium series lever, unhanded, bright stainless steel finish, for use with 1 3/4" - 2 1/4" thick door | 1 |  | 1 Year | 735.35 | 0.15 | 625.0475
21520 | Salto | E9668362IP48-A- | XS4 wide body electronic AMOK wire-free SVN escutcheon, Mifare / DESFire deadbolt privacy w/ key override function, Columbo Robotre premium series lever, unhanded, bright stainless steel finish, for use with 1 3/4" - 2 1/4" thick door | 1 |  | 1 Year | 864.35 | 0.15 | 734.6975
21521 | Salto | E9668362IP48-C- | XS4 wide body electronic RF wireless ready SVN escutcheon, Mifare / DESFire deadbolt privacy w/ key override function, Columbo Robotre premium series lever, unhanded, bright stainless steel finish, for use with 1 3/4" - 2 1/4" thick door | 1 |  | 1 Year | 789.45 | 0.15 | 671.0325
21522 | Salto | E9668362IP48-W- | XS4 wide body electronic RF wireless SVN escutcheon, Mifare / DESFire deadbolt privacy w/ key override function, Columbo Robotre premium series lever, unhanded, bright stainless steel finish, for use with 1 3/4" - 2 1/4" thick door | 1 |  | 1 Year | 920.55 | 0.15 | 782.4675
21523 | Salto | E9668362PP38--- | XS4 wide body electronic wire-free SVN escutcheon, Mifare / DESFire deadbolt privacy w/ key override function, Columbo Robotre premium series lever, unhanded, bright brass finish, for use with 1 3/8" - 1 3/4" thick standard door | 1 |  | 1 Year | 735.35 | 0.15 | 625.0475
21524 | Salto | E9668362PP38-A- | XS4 wide body electronic AMOK wire-free SVN escutcheon, Mifare / DESFire deadbolt privacy w/ key override function, Columbo Robotre premium series lever, unhanded, bright brass finish, for use with 1 3/8" - 1 3/4" thick standard door | 1 |  | 1 Year | 864.35 | 0.15 | 734.6975
21525 | Salto | E9668362PP38-C- | XS4 wide body electronic RF wireless ready SVN escutcheon, Mifare / DESFire deadbolt privacy w/ key override function, Columbo Robotre premium series lever, unhanded, bright brass finish, for use with 1 3/8" - 1 3/4" thick standard door | 1 |  | 1 Year | 789.45 | 0.15 | 671.0325
21526 | Salto | E9668362PP38-W- | XS4 wide body electronic RF wireless SVN escutcheon, Mifare / DESFire deadbolt privacy w/ key override function, Columbo Robotre premium series lever, unhanded, bright brass finish, for use with 1 3/8" - 1 3/4" thick standard door | 1 |  | 1 Year | 920.55 | 0.15 | 782.4675
21527 | Salto | E9668362PP48--- | XS4 wide body electronic wire-free SVN escutcheon, Mifare / DESFire deadbolt privacy w/ key override function, Columbo Robotre premium series lever, unhanded, bright brass finish, for use with 1 3/4" - 2 1/4" thick door | 1 |  | 1 Year | 735.35 | 0.15 | 625.0475
21528 | Salto | E9668362PP48-A- | XS4 wide body electronic AMOK wire-free SVN escutcheon, Mifare / DESFire deadbolt privacy w/ key override function, Columbo Robotre premium series lever, unhanded, bright brass finish, for use with 1 3/4" - 2 1/4" thick door | 1 |  | 1 Year | 864.35 | 0.15 | 734.6975
21529 | Salto | E9668362PP48-C- | XS4 wide body electronic RF wireless ready SVN escutcheon, Mifare / DESFire deadbolt privacy w/ key override function, Columbo Robotre premium series lever, unhanded, bright brass finish, for use with 1 3/4" - 2 1/4" thick door | 1 |  | 1 Year | 789.45 | 0.15 | 671.0325
21530 | Salto | E9668362PP48-W- | XS4 wide body electronic RF wireless SVN escutcheon, Mifare / DESFire deadbolt privacy w/ key override function, Columbo Robotre premium series lever, unhanded, bright brass finish, for use with 1 3/4" - 2 1/4" thick door | 1 |  | 1 Year | 920.55 | 0.15 | 782.4675
21531 | Salto | E9668363IM38--- | XS4 wide body electronic wire-free SVN escutcheon, Mifare / DESFire deadbolt privacy w/ key override function, Columbo Robotre premium series lever, unhanded, satin stainless finish, for use with 1 3/8" - 1 3/4" thick standard door | 1 |  | 1 Year | 719.05 | 0.15 | 611.1925
21532 | Salto | E9668363IM38-A- | XS4 wide body electronic AMOK wire-free SVN escutcheon, Mifare / DESFire deadbolt privacy w/ key override function, Columbo Robotre premium series lever, unhanded, satin stainless finish, for use with 1 3/8" - 1 3/4" thick standard door | 1 |  | 1 Year | 848.05 | 0.15 | 720.8425
21533 | Salto | E9668363IM38-C- | XS4 wide body electronic RF wireless ready SVN escutcheon, Mifare / DESFire deadbolt privacy w/ key override function, Columbo Robotre premium series lever, unhanded, satin stainless finish, for use with 1 3/8" - 1 3/4" thick standard door | 1 |  | 1 Year | 773.15 | 0.15 | 657.1775
21534 | Salto | E9668363IM38-W- | XS4 wide body electronic RF wireless SVN escutcheon, Mifare / DESFire deadbolt privacy w/ key override function, Columbo Robotre premium series lever, unhanded, satin stainless finish, for use with 1 3/8" - 1 3/4" thick standard door | 1 |  | 1 Year | 904.25 | 0.15 | 768.6125
21535 | Salto | E9668363IM48--- | XS4 wide body electronic wire-free SVN escutcheon, Mifare / DESFire deadbolt privacy w/ key override function, Columbo Robotre premium series lever, unhanded, satin stainless finish, for use with 1 3/4" - 2 1/4" thick door | 1 |  | 1 Year | 719.05 | 0.15 | 611.1925
21536 | Salto | E9668363IM48-A- | XS4 wide body electronic AMOK wire-free SVN escutcheon, Mifare / DESFire deadbolt privacy w/ key override function, Columbo Robotre premium series lever, unhanded, satin stainless finish, for use with 1 3/4" - 2 1/4" thick door | 1 |  | 1 Year | 848.05 | 0.15 | 720.8425
21537 | Salto | E9668363IM48-C- | XS4 wide body electronic RF wireless ready SVN escutcheon, Mifare / DESFire deadbolt privacy w/ key override function, Columbo Robotre premium series lever, unhanded, satin stainless finish, for use with 1 3/4" - 2 1/4" thick door | 1 |  | 1 Year | 773.15 | 0.15 | 657.1775
21538 | Salto | E9668363IM48-W- | XS4 wide body electronic RF wireless SVN escutcheon, Mifare / DESFire deadbolt privacy w/ key override function, Columbo Robotre premium series lever, unhanded, satin stainless finish, for use with 1 3/4" - 2 1/4" thick door | 1 |  | 1 Year | 904.25 | 0.15 | 768.6125
21539 | Salto | E9668363IP38--- | XS4 wide body electronic wire-free SVN escutcheon, Mifare / DESFire deadbolt privacy w/ key override function, Columbo Robotre premium series lever, unhanded, bright stainless steel finish, for use with 1 3/8" - 1 3/4" thick standard door | 1 |  | 1 Year | 735.35 | 0.15 | 625.0475
21540 | Salto | E9668363IP38-A- | XS4 wide body electronic AMOK wire-free SVN escutcheon, Mifare / DESFire deadbolt privacy w/ key override function, Columbo Robotre premium series lever, unhanded, bright stainless steel finish, for use with 1 3/8" - 1 3/4" thick standard door | 1 |  | 1 Year | 864.35 | 0.15 | 734.6975
21541 | Salto | E9668363IP38-C- | XS4 wide body electronic RF wireless ready SVN escutcheon, Mifare / DESFire deadbolt privacy w/ key override function, Columbo Robotre premium series lever, unhanded, bright stainless steel finish, for use with 1 3/8" - 1 3/4" thick standard door | 1 |  | 1 Year | 789.45 | 0.15 | 671.0325
21542 | Salto | E9668363IP38-W- | XS4 wide body electronic RF wireless SVN escutcheon, Mifare / DESFire deadbolt privacy w/ key override function, Columbo Robotre premium series lever, unhanded, bright stainless steel finish, for use with 1 3/8" - 1 3/4" thick standard door | 1 |  | 1 Year | 920.55 | 0.15 | 782.4675
21543 | Salto | E9668363IP48--- | XS4 wide body electronic wire-free SVN escutcheon, Mifare / DESFire deadbolt privacy w/ key override function, Columbo Robotre premium series lever, unhanded, bright stainless steel finish, for use with 1 3/4" - 2 1/4" thick door | 1 |  | 1 Year | 735.35 | 0.15 | 625.0475
21544 | Salto | E9668363IP48-A- | XS4 wide body electronic AMOK wire-free SVN escutcheon, Mifare / DESFire deadbolt privacy w/ key override function, Columbo Robotre premium series lever, unhanded, bright stainless steel finish, for use with 1 3/4" - 2 1/4" thick door | 1 |  | 1 Year | 864.35 | 0.15 | 734.6975
21545 | Salto | E9668363IP48-C- | XS4 wide body electronic RF wireless ready SVN escutcheon, Mifare / DESFire deadbolt privacy w/ key override function, Columbo Robotre premium series lever, unhanded, bright stainless steel finish, for use with 1 3/4" - 2 1/4" thick door | 1 |  | 1 Year | 789.45 | 0.15 | 671.0325
21546 | Salto | E9668363IP48-W- | XS4 wide body electronic RF wireless SVN escutcheon, Mifare / DESFire deadbolt privacy w/ key override function, Columbo Robotre premium series lever, unhanded, bright stainless steel finish, for use with 1 3/4" - 2 1/4" thick door | 1 |  | 1 Year | 920.55 | 0.15 | 782.4675
21547 | Salto | E9668363PP38--- | XS4 wide body electronic wire-free SVN escutcheon, Mifare / DESFire deadbolt privacy w/ key override function, Columbo Robotre premium series lever, unhanded, bright brass finish, for use with 1 3/8" - 1 3/4" thick standard door | 1 |  | 1 Year | 735.35 | 0.15 | 625.0475
21548 | Salto | E9668363PP38-A- | XS4 wide body electronic AMOK wire-free SVN escutcheon, Mifare / DESFire deadbolt privacy w/ key override function, Columbo Robotre premium series lever, unhanded, bright brass finish, for use with 1 3/8" - 1 3/4" thick standard door | 1 |  | 1 Year | 864.35 | 0.15 | 734.6975
21549 | Salto | E9668363PP38-C- | XS4 wide body electronic RF wireless ready SVN escutcheon, Mifare / DESFire deadbolt privacy w/ key override function, Columbo Robotre premium series lever, unhanded, bright brass finish, for use with 1 3/8" - 1 3/4" thick standard door | 1 |  | 1 Year | 789.45 | 0.15 | 671.0325
21550 | Salto | E9668363PP38-W- | XS4 wide body electronic RF wireless SVN escutcheon, Mifare / DESFire deadbolt privacy w/ key override function, Columbo Robotre premium series lever, unhanded, bright brass finish, for use with 1 3/8" - 1 3/4" thick standard door | 1 |  | 1 Year | 920.55 | 0.15 | 782.4675
21551 | Salto | E9668363PP48--- | XS4 wide body electronic wire-free SVN escutcheon, Mifare / DESFire deadbolt privacy w/ key override function, Columbo Robotre premium series lever, unhanded, bright brass finish, for use with 1 3/4" - 2 1/4" thick door | 1 |  | 1 Year | 735.35 | 0.15 | 625.0475
21552 | Salto | E9668363PP48-A- | XS4 wide body electronic AMOK wire-free SVN escutcheon, Mifare / DESFire deadbolt privacy w/ key override function, Columbo Robotre premium series lever, unhanded, bright brass finish, for use with 1 3/4" - 2 1/4" thick door | 1 |  | 1 Year | 864.35 | 0.15 | 734.6975
21553 | Salto | E9668363PP48-C- | XS4 wide body electronic RF wireless ready SVN escutcheon, Mifare / DESFire deadbolt privacy w/ key override function, Columbo Robotre premium series lever, unhanded, bright brass finish, for use with 1 3/4" - 2 1/4" thick door | 1 |  | 1 Year | 789.45 | 0.15 | 671.0325
21554 | Salto | E9668363PP48-W- | XS4 wide body electronic RF wireless SVN escutcheon, Mifare / DESFire deadbolt privacy w/ key override function, Columbo Robotre premium series lever, unhanded, bright brass finish, for use with 1 3/4" - 2 1/4" thick door | 1 |  | 1 Year | 920.55 | 0.15 | 782.4675
21555 | Salto | E9668461IM38--- | XS4 wide body electronic wire-free SVN escutcheon, Mifare / DESFire deadbolt privacy w/ key override function, Columbo Roboquattro premium series lever, unhanded, satin stainless finish, for use with 1 3/8" - 1 3/4" thick standard door | 1 |  | 1 Year | 719.05 | 0.15 | 611.1925
21556 | Salto | E9668461IM38-A- | XS4 wide body electronic AMOK wire-free SVN escutcheon, Mifare / DESFire deadbolt privacy w/ key override function, Columbo Roboquattro premium series lever, unhanded, satin stainless finish, for use with 1 3/8" - 1 3/4" thick standard door | 1 |  | 1 Year | 848.05 | 0.15 | 720.8425
21557 | Salto | E9668461IM38-C- | XS4 wide body electronic RF wireless ready SVN escutcheon, Mifare / DESFire deadbolt privacy w/ key override function, Columbo Roboquattro premium series lever, unhanded, satin stainless finish, for use with 1 3/8" - 1 3/4" thick standard door | 1 |  | 1 Year | 773.15 | 0.15 | 657.1775
21558 | Salto | E9668461IM38-W- | XS4 wide body electronic RF wireless SVN escutcheon, Mifare / DESFire deadbolt privacy w/ key override function, Columbo Roboquattro premium series lever, unhanded, satin stainless finish, for use with 1 3/8" - 1 3/4" thick standard door | 1 |  | 1 Year | 904.25 | 0.15 | 768.6125
21559 | Salto | E9668461IM48--- | XS4 wide body electronic wire-free SVN escutcheon, Mifare / DESFire deadbolt privacy w/ key override function, Columbo Roboquattro premium series lever, unhanded, satin stainless finish, for use with 1 3/4" - 2 1/4" thick door | 1 |  | 1 Year | 719.05 | 0.15 | 611.1925
21560 | Salto | E9668461IM48-A- | XS4 wide body electronic AMOK wire-free SVN escutcheon, Mifare / DESFire deadbolt privacy w/ key override function, Columbo Roboquattro premium series lever, unhanded, satin stainless finish, for use with 1 3/4" - 2 1/4" thick door | 1 |  | 1 Year | 848.05 | 0.15 | 720.8425
21561 | Salto | E9668461IM48-C- | XS4 wide body electronic RF wireless ready SVN escutcheon, Mifare / DESFire deadbolt privacy w/ key override function, Columbo Roboquattro premium series lever, unhanded, satin stainless finish, for use with 1 3/4" - 2 1/4" thick door | 1 |  | 1 Year | 773.15 | 0.15 | 657.1775
21562 | Salto | E9668461IM48-W- | XS4 wide body electronic RF wireless SVN escutcheon, Mifare / DESFire deadbolt privacy w/ key override function, Columbo Roboquattro premium series lever, unhanded, satin stainless finish, for use with 1 3/4" - 2 1/4" thick door | 1 |  | 1 Year | 904.25 | 0.15 | 768.6125
21563 | Salto | E9668461IP38--- | XS4 wide body electronic wire-free SVN escutcheon, Mifare / DESFire deadbolt privacy w/ key override function, Columbo Roboquattro premium series lever, unhanded, bright stainless steel finish, for use with 1 3/8" - 1 3/4" thick standard door | 1 |  | 1 Year | 735.35 | 0.15 | 625.0475
21564 | Salto | E9668461IP38-A- | XS4 wide body electronic AMOK wire-free SVN escutcheon, Mifare / DESFire deadbolt privacy w/ key override function, Columbo Roboquattro premium series lever, unhanded, bright stainless steel finish, for use with 1 3/8" - 1 3/4" thick standard door | 1 |  | 1 Year | 864.35 | 0.15 | 734.6975
21565 | Salto | E9668461IP38-C- | XS4 wide body electronic RF wireless ready SVN escutcheon, Mifare / DESFire deadbolt privacy w/ key override function, Columbo Roboquattro premium series lever, unhanded, bright stainless steel finish, for use with 1 3/8" - 1 3/4" thick standard door | 1 |  | 1 Year | 789.45 | 0.15 | 671.0325
21566 | Salto | E9668461IP38-W- | XS4 wide body electronic RF wireless SVN escutcheon, Mifare / DESFire deadbolt privacy w/ key override function, Columbo Roboquattro premium series lever, unhanded, bright stainless steel finish, for use with 1 3/8" - 1 3/4" thick standard door | 1 |  | 1 Year | 920.55 | 0.15 | 782.4675
21567 | Salto | E9668461IP48--- | XS4 wide body electronic wire-free SVN escutcheon, Mifare / DESFire deadbolt privacy w/ key override function, Columbo Roboquattro premium series lever, unhanded, bright stainless steel finish, for use with 1 3/4" - 2 1/4" thick door | 1 |  | 1 Year | 735.35 | 0.15 | 625.0475
21568 | Salto | E9668461IP48-A- | XS4 wide body electronic AMOK wire-free SVN escutcheon, Mifare / DESFire deadbolt privacy w/ key override function, Columbo Roboquattro premium series lever, unhanded, bright stainless steel finish, for use with 1 3/4" - 2 1/4" thick door | 1 |  | 1 Year | 864.35 | 0.15 | 734.6975
21569 | Salto | E9668461IP48-C- | XS4 wide body electronic RF wireless ready SVN escutcheon, Mifare / DESFire deadbolt privacy w/ key override function, Columbo Roboquattro premium series lever, unhanded, bright stainless steel finish, for use with 1 3/4" - 2 1/4" thick door | 1 |  | 1 Year | 789.45 | 0.15 | 671.0325
21570 | Salto | E9668461IP48-W- | XS4 wide body electronic RF wireless SVN escutcheon, Mifare / DESFire deadbolt privacy w/ key override function, Columbo Roboquattro premium series lever, unhanded, bright stainless steel finish, for use with 1 3/4" - 2 1/4" thick door | 1 |  | 1 Year | 920.55 | 0.15 | 782.4675
21571 | Salto | E9668461PP38--- | XS4 wide body electronic wire-free SVN escutcheon, Mifare / DESFire deadbolt privacy w/ key override function, Columbo Roboquattro premium series lever, unhanded, bright brass finish, for use with 1 3/8" - 1 3/4" thick standard door | 1 |  | 1 Year | 735.35 | 0.15 | 625.0475
21572 | Salto | E9668461PP38-A- | XS4 wide body electronic AMOK wire-free SVN escutcheon, Mifare / DESFire deadbolt privacy w/ key override function, Columbo Roboquattro premium series lever, unhanded, bright brass finish, for use with 1 3/8" - 1 3/4" thick standard door | 1 |  | 1 Year | 864.35 | 0.15 | 734.6975
21573 | Salto | E9668461PP38-C- | XS4 wide body electronic RF wireless ready SVN escutcheon, Mifare / DESFire deadbolt privacy w/ key override function, Columbo Roboquattro premium series lever, unhanded, bright brass finish, for use with 1 3/8" - 1 3/4" thick standard door | 1 |  | 1 Year | 789.45 | 0.15 | 671.0325
21574 | Salto | E9668461PP38-W- | XS4 wide body electronic RF wireless SVN escutcheon, Mifare / DESFire deadbolt privacy w/ key override function, Columbo Roboquattro premium series lever, unhanded, bright brass finish, for use with 1 3/8" - 1 3/4" thick standard door | 1 |  | 1 Year | 920.55 | 0.15 | 782.4675
21575 | Salto | E9668461PP48--- | XS4 wide body electronic wire-free SVN escutcheon, Mifare / DESFire deadbolt privacy w/ key override function, Columbo Roboquattro premium series lever, unhanded, bright brass finish, for use with 1 3/4" - 2 1/4" thick door | 1 |  | 1 Year | 735.35 | 0.15 | 625.0475
21576 | Salto | E9668461PP48-A- | XS4 wide body electronic AMOK wire-free SVN escutcheon, Mifare / DESFire deadbolt privacy w/ key override function, Columbo Roboquattro premium series lever, unhanded, bright brass finish, for use with 1 3/4" - 2 1/4" thick door | 1 |  | 1 Year | 864.35 | 0.15 | 734.6975
21577 | Salto | E9668461PP48-C- | XS4 wide body electronic RF wireless ready SVN escutcheon, Mifare / DESFire deadbolt privacy w/ key override function, Columbo Roboquattro premium series lever, unhanded, bright brass finish, for use with 1 3/4" - 2 1/4" thick door | 1 |  | 1 Year | 789.45 | 0.15 | 671.0325
21578 | Salto | E9668461PP48-W- | XS4 wide body electronic RF wireless SVN escutcheon, Mifare / DESFire deadbolt privacy w/ key override function, Columbo Roboquattro premium series lever, unhanded, bright brass finish, for use with 1 3/4" - 2 1/4" thick door | 1 |  | 1 Year | 920.55 | 0.15 | 782.4675
21579 | Salto | E9668462IM38--- | XS4 wide body electronic wire-free SVN escutcheon, Mifare / DESFire deadbolt privacy w/ key override function, Columbo Roboquattro premium series lever, unhanded, satin stainless finish, for use with 1 3/8" - 1 3/4" thick standard door | 1 |  | 1 Year | 719.05 | 0.15 | 611.1925
21580 | Salto | E9668462IM38-A- | XS4 wide body electronic AMOK wire-free SVN escutcheon, Mifare / DESFire deadbolt privacy w/ key override function, Columbo Roboquattro premium series lever, unhanded, satin stainless finish, for use with 1 3/8" - 1 3/4" thick standard door | 1 |  | 1 Year | 848.05 | 0.15 | 720.8425
21581 | Salto | E9668462IM38-C- | XS4 wide body electronic RF wireless ready SVN escutcheon, Mifare / DESFire deadbolt privacy w/ key override function, Columbo Roboquattro premium series lever, unhanded, satin stainless finish, for use with 1 3/8" - 1 3/4" thick standard door | 1 |  | 1 Year | 773.15 | 0.15 | 657.1775
21582 | Salto | E9668462IM38-W- | XS4 wide body electronic RF wireless SVN escutcheon, Mifare / DESFire deadbolt privacy w/ key override function, Columbo Roboquattro premium series lever, unhanded, satin stainless finish, for use with 1 3/8" - 1 3/4" thick standard door | 1 |  | 1 Year | 904.25 | 0.15 | 768.6125
21583 | Salto | E9668462IM48--- | XS4 wide body electronic wire-free SVN escutcheon, Mifare / DESFire deadbolt privacy w/ key override function, Columbo Roboquattro premium series lever, unhanded, satin stainless finish, for use with 1 3/4" - 2 1/4" thick door | 1 |  | 1 Year | 719.05 | 0.15 | 611.1925
21584 | Salto | E9668462IM48-A- | XS4 wide body electronic AMOK wire-free SVN escutcheon, Mifare / DESFire deadbolt privacy w/ key override function, Columbo Roboquattro premium series lever, unhanded, satin stainless finish, for use with 1 3/4" - 2 1/4" thick door | 1 |  | 1 Year | 848.05 | 0.15 | 720.8425
21585 | Salto | E9668462IM48-C- | XS4 wide body electronic RF wireless ready SVN escutcheon, Mifare / DESFire deadbolt privacy w/ key override function, Columbo Roboquattro premium series lever, unhanded, satin stainless finish, for use with 1 3/4" - 2 1/4" thick door | 1 |  | 1 Year | 773.15 | 0.15 | 657.1775
21586 | Salto | E9668462IM48-W- | XS4 wide body electronic RF wireless SVN escutcheon, Mifare / DESFire deadbolt privacy w/ key override function, Columbo Roboquattro premium series lever, unhanded, satin stainless finish, for use with 1 3/4" - 2 1/4" thick door | 1 |  | 1 Year | 904.25 | 0.15 | 768.6125
21587 | Salto | E9668462IP38--- | XS4 wide body electronic wire-free SVN escutcheon, Mifare / DESFire deadbolt privacy w/ key override function, Columbo Roboquattro premium series lever, unhanded, bright stainless steel finish, for use with 1 3/8" - 1 3/4" thick standard door | 1 |  | 1 Year | 735.35 | 0.15 | 625.0475
21588 | Salto | E9668462IP38-A- | XS4 wide body electronic AMOK wire-free SVN escutcheon, Mifare / DESFire deadbolt privacy w/ key override function, Columbo Roboquattro premium series lever, unhanded, bright stainless steel finish, for use with 1 3/8" - 1 3/4" thick standard door | 1 |  | 1 Year | 864.35 | 0.15 | 734.6975
21589 | Salto | E9668462IP38-C- | XS4 wide body electronic RF wireless ready SVN escutcheon, Mifare / DESFire deadbolt privacy w/ key override function, Columbo Roboquattro premium series lever, unhanded, bright stainless steel finish, for use with 1 3/8" - 1 3/4" thick standard door | 1 |  | 1 Year | 789.45 | 0.15 | 671.0325
21590 | Salto | E9668462IP38-W- | XS4 wide body electronic RF wireless SVN escutcheon, Mifare / DESFire deadbolt privacy w/ key override function, Columbo Roboquattro premium series lever, unhanded, bright stainless steel finish, for use with 1 3/8" - 1 3/4" thick standard door | 1 |  | 1 Year | 920.55 | 0.15 | 782.4675
21591 | Salto | E9668462IP48--- | XS4 wide body electronic wire-free SVN escutcheon, Mifare / DESFire deadbolt privacy w/ key override function, Columbo Roboquattro premium series lever, unhanded, bright stainless steel finish, for use with 1 3/4" - 2 1/4" thick door | 1 |  | 1 Year | 735.35 | 0.15 | 625.0475
21592 | Salto | E9668462IP48-A- | XS4 wide body electronic AMOK wire-free SVN escutcheon, Mifare / DESFire deadbolt privacy w/ key override function, Columbo Roboquattro premium series lever, unhanded, bright stainless steel finish, for use with 1 3/4" - 2 1/4" thick door | 1 |  | 1 Year | 864.35 | 0.15 | 734.6975
21593 | Salto | E9668462IP48-C- | XS4 wide body electronic RF wireless ready SVN escutcheon, Mifare / DESFire deadbolt privacy w/ key override function, Columbo Roboquattro premium series lever, unhanded, bright stainless steel finish, for use with 1 3/4" - 2 1/4" thick door | 1 |  | 1 Year | 789.45 | 0.15 | 671.0325
21594 | Salto | E9668462IP48-W- | XS4 wide body electronic RF wireless SVN escutcheon, Mifare / DESFire deadbolt privacy w/ key override function, Columbo Roboquattro premium series lever, unhanded, bright stainless steel finish, for use with 1 3/4" - 2 1/4" thick door | 1 |  | 1 Year | 920.55 | 0.15 | 782.4675
21595 | Salto | E9668462PP38--- | XS4 wide body electronic wire-free SVN escutcheon, Mifare / DESFire deadbolt privacy w/ key override function, Columbo Roboquattro premium series lever, unhanded, bright brass finish, for use with 1 3/8" - 1 3/4" thick standard door | 1 |  | 1 Year | 735.35 | 0.15 | 625.0475
21596 | Salto | E9668462PP38-A- | XS4 wide body electronic AMOK wire-free SVN escutcheon, Mifare / DESFire deadbolt privacy w/ key override function, Columbo Roboquattro premium series lever, unhanded, bright brass finish, for use with 1 3/8" - 1 3/4" thick standard door | 1 |  | 1 Year | 864.35 | 0.15 | 734.6975
21597 | Salto | E9668462PP38-C- | XS4 wide body electronic RF wireless ready SVN escutcheon, Mifare / DESFire deadbolt privacy w/ key override function, Columbo Roboquattro premium series lever, unhanded, bright brass finish, for use with 1 3/8" - 1 3/4" thick standard door | 1 |  | 1 Year | 789.45 | 0.15 | 671.0325
21598 | Salto | E9668462PP38-W- | XS4 wide body electronic RF wireless SVN escutcheon, Mifare / DESFire deadbolt privacy w/ key override function, Columbo Roboquattro premium series lever, unhanded, bright brass finish, for use with 1 3/8" - 1 3/4" thick standard door | 1 |  | 1 Year | 920.55 | 0.15 | 782.4675
21599 | Salto | E9668462PP48--- | XS4 wide body electronic wire-free SVN escutcheon, Mifare / DESFire deadbolt privacy w/ key override function, Columbo Roboquattro premium series lever, unhanded, bright brass finish, for use with 1 3/4" - 2 1/4" thick door | 1 |  | 1 Year | 735.35 | 0.15 | 625.0475
21600 | Salto | E9668462PP48-A- | XS4 wide body electronic AMOK wire-free SVN escutcheon, Mifare / DESFire deadbolt privacy w/ key override function, Columbo Roboquattro premium series lever, unhanded, bright brass finish, for use with 1 3/4" - 2 1/4" thick door | 1 |  | 1 Year | 864.35 | 0.15 | 734.6975
21601 | Salto | E9668462PP48-C- | XS4 wide body electronic RF wireless ready SVN escutcheon, Mifare / DESFire deadbolt privacy w/ key override function, Columbo Roboquattro premium series lever, unhanded, bright brass finish, for use with 1 3/4" - 2 1/4" thick door | 1 |  | 1 Year | 789.45 | 0.15 | 671.0325
21602 | Salto | E9668462PP48-W- | XS4 wide body electronic RF wireless SVN escutcheon, Mifare / DESFire deadbolt privacy w/ key override function, Columbo Roboquattro premium series lever, unhanded, bright brass finish, for use with 1 3/4" - 2 1/4" thick door | 1 |  | 1 Year | 920.55 | 0.15 | 782.4675
21603 | Salto | E9668463IM38--- | XS4 wide body electronic wire-free SVN escutcheon, Mifare / DESFire deadbolt privacy w/ key override function, Columbo Roboquattro premium series lever, unhanded, satin stainless finish, for use with 1 3/8" - 1 3/4" thick standard door | 1 |  | 1 Year | 719.05 | 0.15 | 611.1925
21604 | Salto | E9668463IM38-A- | XS4 wide body electronic AMOK wire-free SVN escutcheon, Mifare / DESFire deadbolt privacy w/ key override function, Columbo Roboquattro premium series lever, unhanded, satin stainless finish, for use with 1 3/8" - 1 3/4" thick standard door | 1 |  | 1 Year | 848.05 | 0.15 | 720.8425
21605 | Salto | E9668463IM38-C- | XS4 wide body electronic RF wireless ready SVN escutcheon, Mifare / DESFire deadbolt privacy w/ key override function, Columbo Roboquattro premium series lever, unhanded, satin stainless finish, for use with 1 3/8" - 1 3/4" thick standard door | 1 |  | 1 Year | 773.15 | 0.15 | 657.1775
21606 | Salto | E9668463IM38-W- | XS4 wide body electronic RF wireless SVN escutcheon, Mifare / DESFire deadbolt privacy w/ key override function, Columbo Roboquattro premium series lever, unhanded, satin stainless finish, for use with 1 3/8" - 1 3/4" thick standard door | 1 |  | 1 Year | 904.25 | 0.15 | 768.6125
21607 | Salto | E9668463IM48--- | XS4 wide body electronic wire-free SVN escutcheon, Mifare / DESFire deadbolt privacy w/ key override function, Columbo Roboquattro premium series lever, unhanded, satin stainless finish, for use with 1 3/4" - 2 1/4" thick door | 1 |  | 1 Year | 719.05 | 0.15 | 611.1925
21608 | Salto | E9668463IM48-A- | XS4 wide body electronic AMOK wire-free SVN escutcheon, Mifare / DESFire deadbolt privacy w/ key override function, Columbo Roboquattro premium series lever, unhanded, satin stainless finish, for use with 1 3/4" - 2 1/4" thick door | 1 |  | 1 Year | 848.05 | 0.15 | 720.8425
21609 | Salto | E9668463IM48-C- | XS4 wide body electronic RF wireless ready SVN escutcheon, Mifare / DESFire deadbolt privacy w/ key override function, Columbo Roboquattro premium series lever, unhanded, satin stainless finish, for use with 1 3/4" - 2 1/4" thick door | 1 |  | 1 Year | 773.15 | 0.15 | 657.1775
21610 | Salto | E9668463IM48-W- | XS4 wide body electronic RF wireless SVN escutcheon, Mifare / DESFire deadbolt privacy w/ key override function, Columbo Roboquattro premium series lever, unhanded, satin stainless finish, for use with 1 3/4" - 2 1/4" thick door | 1 |  | 1 Year | 904.25 | 0.15 | 768.6125
21611 | Salto | E9668463IP38--- | XS4 wide body electronic wire-free SVN escutcheon, Mifare / DESFire deadbolt privacy w/ key override function, Columbo Roboquattro premium series lever, unhanded, bright stainless steel finish, for use with 1 3/8" - 1 3/4" thick standard door | 1 |  | 1 Year | 735.35 | 0.15 | 625.0475
21612 | Salto | E9668463IP38-A- | XS4 wide body electronic AMOK wire-free SVN escutcheon, Mifare / DESFire deadbolt privacy w/ key override function, Columbo Roboquattro premium series lever, unhanded, bright stainless steel finish, for use with 1 3/8" - 1 3/4" thick standard door | 1 |  | 1 Year | 864.35 | 0.15 | 734.6975
21613 | Salto | E9668463IP38-C- | XS4 wide body electronic RF wireless ready SVN escutcheon, Mifare / DESFire deadbolt privacy w/ key override function, Columbo Roboquattro premium series lever, unhanded, bright stainless steel finish, for use with 1 3/8" - 1 3/4" thick standard door | 1 |  | 1 Year | 789.45 | 0.15 | 671.0325
21614 | Salto | E9668463IP38-W- | XS4 wide body electronic RF wireless SVN escutcheon, Mifare / DESFire deadbolt privacy w/ key override function, Columbo Roboquattro premium series lever, unhanded, bright stainless steel finish, for use with 1 3/8" - 1 3/4" thick standard door | 1 |  | 1 Year | 920.55 | 0.15 | 782.4675
21615 | Salto | E9668463IP48--- | XS4 wide body electronic wire-free SVN escutcheon, Mifare / DESFire deadbolt privacy w/ key override function, Columbo Roboquattro premium series lever, unhanded, bright stainless steel finish, for use with 1 3/4" - 2 1/4" thick door | 1 |  | 1 Year | 735.35 | 0.15 | 625.0475
21616 | Salto | E9668463IP48-A- | XS4 wide body electronic AMOK wire-free SVN escutcheon, Mifare / DESFire deadbolt privacy w/ key override function, Columbo Roboquattro premium series lever, unhanded, bright stainless steel finish, for use with 1 3/4" - 2 1/4" thick door | 1 |  | 1 Year | 864.35 | 0.15 | 734.6975
21617 | Salto | E9668463IP48-C- | XS4 wide body electronic RF wireless ready SVN escutcheon, Mifare / DESFire deadbolt privacy w/ key override function, Columbo Roboquattro premium series lever, unhanded, bright stainless steel finish, for use with 1 3/4" - 2 1/4" thick door | 1 |  | 1 Year | 789.45 | 0.15 | 671.0325
21618 | Salto | E9668463IP48-W- | XS4 wide body electronic RF wireless SVN escutcheon, Mifare / DESFire deadbolt privacy w/ key override function, Columbo Roboquattro premium series lever, unhanded, bright stainless steel finish, for use with 1 3/4" - 2 1/4" thick door | 1 |  | 1 Year | 920.55 | 0.15 | 782.4675
21619 | Salto | E9668463PP38--- | XS4 wide body electronic wire-free SVN escutcheon, Mifare / DESFire deadbolt privacy w/ key override function, Columbo Roboquattro premium series lever, unhanded, bright brass finish, for use with 1 3/8" - 1 3/4" thick standard door | 1 |  | 1 Year | 735.35 | 0.15 | 625.0475
21620 | Salto | E9668463PP38-A- | XS4 wide body electronic AMOK wire-free SVN escutcheon, Mifare / DESFire deadbolt privacy w/ key override function, Columbo Roboquattro premium series lever, unhanded, bright brass finish, for use with 1 3/8" - 1 3/4" thick standard door | 1 |  | 1 Year | 864.35 | 0.15 | 734.6975
21621 | Salto | E9668463PP38-C- | XS4 wide body electronic RF wireless ready SVN escutcheon, Mifare / DESFire deadbolt privacy w/ key override function, Columbo Roboquattro premium series lever, unhanded, bright brass finish, for use with 1 3/8" - 1 3/4" thick standard door | 1 |  | 1 Year | 789.45 | 0.15 | 671.0325
21622 | Salto | E9668463PP38-W- | XS4 wide body electronic RF wireless SVN escutcheon, Mifare / DESFire deadbolt privacy w/ key override function, Columbo Roboquattro premium series lever, unhanded, bright brass finish, for use with 1 3/8" - 1 3/4" thick standard door | 1 |  | 1 Year | 920.55 | 0.15 | 782.4675
21623 | Salto | E9668463PP48--- | XS4 wide body electronic wire-free SVN escutcheon, Mifare / DESFire deadbolt privacy w/ key override function, Columbo Roboquattro premium series lever, unhanded, bright brass finish, for use with 1 3/4" - 2 1/4" thick door | 1 |  | 1 Year | 735.35 | 0.15 | 625.0475
21624 | Salto | E9668463PP48-A- | XS4 wide body electronic AMOK wire-free SVN escutcheon, Mifare / DESFire deadbolt privacy w/ key override function, Columbo Roboquattro premium series lever, unhanded, bright brass finish, for use with 1 3/4" - 2 1/4" thick door | 1 |  | 1 Year | 864.35 | 0.15 | 734.6975
21625 | Salto | E9668463PP48-C- | XS4 wide body electronic RF wireless ready SVN escutcheon, Mifare / DESFire deadbolt privacy w/ key override function, Columbo Roboquattro premium series lever, unhanded, bright brass finish, for use with 1 3/4" - 2 1/4" thick door | 1 |  | 1 Year | 789.45 | 0.15 | 671.0325
21626 | Salto | E9668463PP48-W- | XS4 wide body electronic RF wireless SVN escutcheon, Mifare / DESFire deadbolt privacy w/ key override function, Columbo Roboquattro premium series lever, unhanded, bright brass finish, for use with 1 3/4" - 2 1/4" thick door | 1 |  | 1 Year | 920.55 | 0.15 | 782.4675
21627 | Salto | E9668761IM38--- | XS4 wide body electronic wire-free SVN escutcheon, Mifare / DESFire deadbolt privacy w/ key override function, Columbo Mach premium series lever, unhanded, satin stainless finish, for use with 1 3/8" - 1 3/4" thick standard door | 1 |  | 1 Year | 719.05 | 0.15 | 611.1925
21628 | Salto | E9668761IM38-A- | XS4 wide body electronic AMOK wire-free SVN escutcheon, Mifare / DESFire deadbolt privacy w/ key override function, Columbo Mach premium series lever, unhanded, satin stainless finish, for use with 1 3/8" - 1 3/4" thick standard door | 1 |  | 1 Year | 848.05 | 0.15 | 720.8425
21629 | Salto | E9668761IM38-C- | XS4 wide body electronic RF wireless ready SVN escutcheon, Mifare / DESFire deadbolt privacy w/ key override function, Columbo Mach premium series lever, unhanded, satin stainless finish, for use with 1 3/8" - 1 3/4" thick standard door | 1 |  | 1 Year | 773.15 | 0.15 | 657.1775
21630 | Salto | E9668761IM38-W- | XS4 wide body electronic RF wireless SVN escutcheon, Mifare / DESFire deadbolt privacy w/ key override function, Columbo Mach premium series lever, unhanded, satin stainless finish, for use with 1 3/8" - 1 3/4" thick standard door | 1 |  | 1 Year | 904.25 | 0.15 | 768.6125
21631 | Salto | E9668761IM48--- | XS4 wide body electronic wire-free SVN escutcheon, Mifare / DESFire deadbolt privacy w/ key override function, Columbo Mach premium series lever, unhanded, satin stainless finish, for use with 1 3/4" - 2 1/4" thick door | 1 |  | 1 Year | 719.05 | 0.15 | 611.1925
21632 | Salto | E9668761IM48-A- | XS4 wide body electronic AMOK wire-free SVN escutcheon, Mifare / DESFire deadbolt privacy w/ key override function, Columbo Mach premium series lever, unhanded, satin stainless finish, for use with 1 3/4" - 2 1/4" thick door | 1 |  | 1 Year | 848.05 | 0.15 | 720.8425
21633 | Salto | E9668761IM48-C- | XS4 wide body electronic RF wireless ready SVN escutcheon, Mifare / DESFire deadbolt privacy w/ key override function, Columbo Mach premium series lever, unhanded, satin stainless finish, for use with 1 3/4" - 2 1/4" thick door | 1 |  | 1 Year | 773.15 | 0.15 | 657.1775
21634 | Salto | E9668761IM48-W- | XS4 wide body electronic RF wireless SVN escutcheon, Mifare / DESFire deadbolt privacy w/ key override function, Columbo Mach premium series lever, unhanded, satin stainless finish, for use with 1 3/4" - 2 1/4" thick door | 1 |  | 1 Year | 904.25 | 0.15 | 768.6125
21635 | Salto | E9668761IP38--- | XS4 wide body electronic wire-free SVN escutcheon, Mifare / DESFire deadbolt privacy w/ key override function, Columbo Mach premium series lever, unhanded, bright stainless steel finish, for use with 1 3/8" - 1 3/4" thick standard door | 1 |  | 1 Year | 735.35 | 0.15 | 625.0475
21636 | Salto | E9668761IP38-A- | XS4 wide body electronic AMOK wire-free SVN escutcheon, Mifare / DESFire deadbolt privacy w/ key override function, Columbo Mach premium series lever, unhanded, bright stainless steel finish, for use with 1 3/8" - 1 3/4" thick standard door | 1 |  | 1 Year | 864.35 | 0.15 | 734.6975
21637 | Salto | E9668761IP38-C- | XS4 wide body electronic RF wireless ready SVN escutcheon, Mifare / DESFire deadbolt privacy w/ key override function, Columbo Mach premium series lever, unhanded, bright stainless steel finish, for use with 1 3/8" - 1 3/4" thick standard door | 1 |  | 1 Year | 789.45 | 0.15 | 671.0325
21638 | Salto | E9668761IP38-W- | XS4 wide body electronic RF wireless SVN escutcheon, Mifare / DESFire deadbolt privacy w/ key override function, Columbo Mach premium series lever, unhanded, bright stainless steel finish, for use with 1 3/8" - 1 3/4" thick standard door | 1 |  | 1 Year | 920.55 | 0.15 | 782.4675
21639 | Salto | E9668761IP48--- | XS4 wide body electronic wire-free SVN escutcheon, Mifare / DESFire deadbolt privacy w/ key override function, Columbo Mach premium series lever, unhanded, bright stainless steel finish, for use with 1 3/4" - 2 1/4" thick door | 1 |  | 1 Year | 735.35 | 0.15 | 625.0475
21640 | Salto | E9668761IP48-A- | XS4 wide body electronic AMOK wire-free SVN escutcheon, Mifare / DESFire deadbolt privacy w/ key override function, Columbo Mach premium series lever, unhanded, bright stainless steel finish, for use with 1 3/4" - 2 1/4" thick door | 1 |  | 1 Year | 864.35 | 0.15 | 734.6975
21641 | Salto | E9668761IP48-C- | XS4 wide body electronic RF wireless ready SVN escutcheon, Mifare / DESFire deadbolt privacy w/ key override function, Columbo Mach premium series lever, unhanded, bright stainless steel finish, for use with 1 3/4" - 2 1/4" thick door | 1 |  | 1 Year | 789.45 | 0.15 | 671.0325
21642 | Salto | E9668761IP48-W- | XS4 wide body electronic RF wireless SVN escutcheon, Mifare / DESFire deadbolt privacy w/ key override function, Columbo Mach premium series lever, unhanded, bright stainless steel finish, for use with 1 3/4" - 2 1/4" thick door | 1 |  | 1 Year | 920.55 | 0.15 | 782.4675
21643 | Salto | E9668761PP38--- | XS4 wide body electronic wire-free SVN escutcheon, Mifare / DESFire deadbolt privacy w/ key override function, Columbo Mach premium series lever, unhanded, bright brass finish, for use with 1 3/8" - 1 3/4" thick standard door | 1 |  | 1 Year | 735.35 | 0.15 | 625.0475
21644 | Salto | E9668761PP38-A- | XS4 wide body electronic AMOK wire-free SVN escutcheon, Mifare / DESFire deadbolt privacy w/ key override function, Columbo Mach premium series lever, unhanded, bright brass finish, for use with 1 3/8" - 1 3/4" thick standard door | 1 |  | 1 Year | 864.35 | 0.15 | 734.6975
21645 | Salto | E9668761PP38-C- | XS4 wide body electronic RF wireless ready SVN escutcheon, Mifare / DESFire deadbolt privacy w/ key override function, Columbo Mach premium series lever, unhanded, bright brass finish, for use with 1 3/8" - 1 3/4" thick standard door | 1 |  | 1 Year | 789.45 | 0.15 | 671.0325
21646 | Salto | E9668761PP38-W- | XS4 wide body electronic RF wireless SVN escutcheon, Mifare / DESFire deadbolt privacy w/ key override function, Columbo Mach premium series lever, unhanded, bright brass finish, for use with 1 3/8" - 1 3/4" thick standard door | 1 |  | 1 Year | 920.55 | 0.15 | 782.4675
21647 | Salto | E9668761PP48--- | XS4 wide body electronic wire-free SVN escutcheon, Mifare / DESFire deadbolt privacy w/ key override function, Columbo Mach premium series lever, unhanded, bright brass finish, for use with 1 3/4" - 2 1/4" thick door | 1 |  | 1 Year | 735.35 | 0.15 | 625.0475
21648 | Salto | E9668761PP48-A- | XS4 wide body electronic AMOK wire-free SVN escutcheon, Mifare / DESFire deadbolt privacy w/ key override function, Columbo Mach premium series lever, unhanded, bright brass finish, for use with 1 3/4" - 2 1/4" thick door | 1 |  | 1 Year | 864.35 | 0.15 | 734.6975
21649 | Salto | E9668761PP48-C- | XS4 wide body electronic RF wireless ready SVN escutcheon, Mifare / DESFire deadbolt privacy w/ key override function, Columbo Mach premium series lever, unhanded, bright brass finish, for use with 1 3/4" - 2 1/4" thick door | 1 |  | 1 Year | 789.45 | 0.15 | 671.0325
21650 | Salto | E9668761PP48-W- | XS4 wide body electronic RF wireless SVN escutcheon, Mifare / DESFire deadbolt privacy w/ key override function, Columbo Mach premium series lever, unhanded, bright brass finish, for use with 1 3/4" - 2 1/4" thick door | 1 |  | 1 Year | 920.55 | 0.15 | 782.4675
21651 | Salto | E9668762IM38--- | XS4 wide body electronic wire-free SVN escutcheon, Mifare / DESFire deadbolt privacy w/ key override function, Columbo Mach premium series lever, unhanded, satin stainless finish, for use with 1 3/8" - 1 3/4" thick standard door | 1 |  | 1 Year | 719.05 | 0.15 | 611.1925
21652 | Salto | E9668762IM38-A- | XS4 wide body electronic AMOK wire-free SVN escutcheon, Mifare / DESFire deadbolt privacy w/ key override function, Columbo Mach premium series lever, unhanded, satin stainless finish, for use with 1 3/8" - 1 3/4" thick standard door | 1 |  | 1 Year | 848.05 | 0.15 | 720.8425
21653 | Salto | E9668762IM38-C- | XS4 wide body electronic RF wireless ready SVN escutcheon, Mifare / DESFire deadbolt privacy w/ key override function, Columbo Mach premium series lever, unhanded, satin stainless finish, for use with 1 3/8" - 1 3/4" thick standard door | 1 |  | 1 Year | 773.15 | 0.15 | 657.1775
21654 | Salto | E9668762IM38-W- | XS4 wide body electronic RF wireless SVN escutcheon, Mifare / DESFire deadbolt privacy w/ key override function, Columbo Mach premium series lever, unhanded, satin stainless finish, for use with 1 3/8" - 1 3/4" thick standard door | 1 |  | 1 Year | 904.25 | 0.15 | 768.6125
21655 | Salto | E9668762IM48--- | XS4 wide body electronic wire-free SVN escutcheon, Mifare / DESFire deadbolt privacy w/ key override function, Columbo Mach premium series lever, unhanded, satin stainless finish, for use with 1 3/4" - 2 1/4" thick door | 1 |  | 1 Year | 719.05 | 0.15 | 611.1925
21656 | Salto | E9668762IM48-A- | XS4 wide body electronic AMOK wire-free SVN escutcheon, Mifare / DESFire deadbolt privacy w/ key override function, Columbo Mach premium series lever, unhanded, satin stainless finish, for use with 1 3/4" - 2 1/4" thick door | 1 |  | 1 Year | 848.05 | 0.15 | 720.8425
21657 | Salto | E9668762IM48-C- | XS4 wide body electronic RF wireless ready SVN escutcheon, Mifare / DESFire deadbolt privacy w/ key override function, Columbo Mach premium series lever, unhanded, satin stainless finish, for use with 1 3/4" - 2 1/4" thick door | 1 |  | 1 Year | 773.15 | 0.15 | 657.1775
21658 | Salto | E9668762IM48-W- | XS4 wide body electronic RF wireless SVN escutcheon, Mifare / DESFire deadbolt privacy w/ key override function, Columbo Mach premium series lever, unhanded, satin stainless finish, for use with 1 3/4" - 2 1/4" thick door | 1 |  | 1 Year | 904.25 | 0.15 | 768.6125
21659 | Salto | E9668762IP38--- | XS4 wide body electronic wire-free SVN escutcheon, Mifare / DESFire deadbolt privacy w/ key override function, Columbo Mach premium series lever, unhanded, bright stainless steel finish, for use with 1 3/8" - 1 3/4" thick standard door | 1 |  | 1 Year | 735.35 | 0.15 | 625.0475
21660 | Salto | E9668762IP38-A- | XS4 wide body electronic AMOK wire-free SVN escutcheon, Mifare / DESFire deadbolt privacy w/ key override function, Columbo Mach premium series lever, unhanded, bright stainless steel finish, for use with 1 3/8" - 1 3/4" thick standard door | 1 |  | 1 Year | 864.35 | 0.15 | 734.6975
21661 | Salto | E9668762IP38-C- | XS4 wide body electronic RF wireless ready SVN escutcheon, Mifare / DESFire deadbolt privacy w/ key override function, Columbo Mach premium series lever, unhanded, bright stainless steel finish, for use with 1 3/8" - 1 3/4" thick standard door | 1 |  | 1 Year | 789.45 | 0.15 | 671.0325
21662 | Salto | E9668762IP38-W- | XS4 wide body electronic RF wireless SVN escutcheon, Mifare / DESFire deadbolt privacy w/ key override function, Columbo Mach premium series lever, unhanded, bright stainless steel finish, for use with 1 3/8" - 1 3/4" thick standard door | 1 |  | 1 Year | 920.55 | 0.15 | 782.4675
21663 | Salto | E9668762IP48--- | XS4 wide body electronic wire-free SVN escutcheon, Mifare / DESFire deadbolt privacy w/ key override function, Columbo Mach premium series lever, unhanded, bright stainless steel finish, for use with 1 3/4" - 2 1/4" thick door | 1 |  | 1 Year | 735.35 | 0.15 | 625.0475
21664 | Salto | E9668762IP48-A- | XS4 wide body electronic AMOK wire-free SVN escutcheon, Mifare / DESFire deadbolt privacy w/ key override function, Columbo Mach premium series lever, unhanded, bright stainless steel finish, for use with 1 3/4" - 2 1/4" thick door | 1 |  | 1 Year | 864.35 | 0.15 | 734.6975
21665 | Salto | E9668762IP48-C- | XS4 wide body electronic RF wireless ready SVN escutcheon, Mifare / DESFire deadbolt privacy w/ key override function, Columbo Mach premium series lever, unhanded, bright stainless steel finish, for use with 1 3/4" - 2 1/4" thick door | 1 |  | 1 Year | 789.45 | 0.15 | 671.0325
21666 | Salto | E9668762IP48-W- | XS4 wide body electronic RF wireless SVN escutcheon, Mifare / DESFire deadbolt privacy w/ key override function, Columbo Mach premium series lever, unhanded, bright stainless steel finish, for use with 1 3/4" - 2 1/4" thick door | 1 |  | 1 Year | 920.55 | 0.15 | 782.4675
21667 | Salto | E9668762PP38--- | XS4 wide body electronic wire-free SVN escutcheon, Mifare / DESFire deadbolt privacy w/ key override function, Columbo Mach premium series lever, unhanded, bright brass finish, for use with 1 3/8" - 1 3/4" thick standard door | 1 |  | 1 Year | 735.35 | 0.15 | 625.0475
21668 | Salto | E9668762PP38-A- | XS4 wide body electronic AMOK wire-free SVN escutcheon, Mifare / DESFire deadbolt privacy w/ key override function, Columbo Mach premium series lever, unhanded, bright brass finish, for use with 1 3/8" - 1 3/4" thick standard door | 1 |  | 1 Year | 864.35 | 0.15 | 734.6975
21669 | Salto | E9668762PP38-C- | XS4 wide body electronic RF wireless ready SVN escutcheon, Mifare / DESFire deadbolt privacy w/ key override function, Columbo Mach premium series lever, unhanded, bright brass finish, for use with 1 3/8" - 1 3/4" thick standard door | 1 |  | 1 Year | 789.45 | 0.15 | 671.0325
21670 | Salto | E9668762PP38-W- | XS4 wide body electronic RF wireless SVN escutcheon, Mifare / DESFire deadbolt privacy w/ key override function, Columbo Mach premium series lever, unhanded, bright brass finish, for use with 1 3/8" - 1 3/4" thick standard door | 1 |  | 1 Year | 920.55 | 0.15 | 782.4675
21671 | Salto | E9668762PP48--- | XS4 wide body electronic wire-free SVN escutcheon, Mifare / DESFire deadbolt privacy w/ key override function, Columbo Mach premium series lever, unhanded, bright brass finish, for use with 1 3/4" - 2 1/4" thick door | 1 |  | 1 Year | 735.35 | 0.15 | 625.0475
21672 | Salto | E9668762PP48-A- | XS4 wide body electronic AMOK wire-free SVN escutcheon, Mifare / DESFire deadbolt privacy w/ key override function, Columbo Mach premium series lever, unhanded, bright brass finish, for use with 1 3/4" - 2 1/4" thick door | 1 |  | 1 Year | 864.35 | 0.15 | 734.6975
21673 | Salto | E9668762PP48-C- | XS4 wide body electronic RF wireless ready SVN escutcheon, Mifare / DESFire deadbolt privacy w/ key override function, Columbo Mach premium series lever, unhanded, bright brass finish, for use with 1 3/4" - 2 1/4" thick door | 1 |  | 1 Year | 789.45 | 0.15 | 671.0325
21674 | Salto | E9668762PP48-W- | XS4 wide body electronic RF wireless SVN escutcheon, Mifare / DESFire deadbolt privacy w/ key override function, Columbo Mach premium series lever, unhanded, bright brass finish, for use with 1 3/4" - 2 1/4" thick door | 1 |  | 1 Year | 920.55 | 0.15 | 782.4675
21675 | Salto | E9668763IM38--- | XS4 wide body electronic wire-free SVN escutcheon, Mifare / DESFire deadbolt privacy w/ key override function, Columbo Mach premium series lever, unhanded, satin stainless finish, for use with 1 3/8" - 1 3/4" thick standard door | 1 |  | 1 Year | 719.05 | 0.15 | 611.1925
21676 | Salto | E9668763IM38-A- | XS4 wide body electronic AMOK wire-free SVN escutcheon, Mifare / DESFire deadbolt privacy w/ key override function, Columbo Mach premium series lever, unhanded, satin stainless finish, for use with 1 3/8" - 1 3/4" thick standard door | 1 |  | 1 Year | 848.05 | 0.15 | 720.8425
21677 | Salto | E9668763IM38-C- | XS4 wide body electronic RF wireless ready SVN escutcheon, Mifare / DESFire deadbolt privacy w/ key override function, Columbo Mach premium series lever, unhanded, satin stainless finish, for use with 1 3/8" - 1 3/4" thick standard door | 1 |  | 1 Year | 773.15 | 0.15 | 657.1775
21678 | Salto | E9668763IM38-W- | XS4 wide body electronic RF wireless SVN escutcheon, Mifare / DESFire deadbolt privacy w/ key override function, Columbo Mach premium series lever, unhanded, satin stainless finish, for use with 1 3/8" - 1 3/4" thick standard door | 1 |  | 1 Year | 904.25 | 0.15 | 768.6125
21679 | Salto | E9668763IM48--- | XS4 wide body electronic wire-free SVN escutcheon, Mifare / DESFire deadbolt privacy w/ key override function, Columbo Mach premium series lever, unhanded, satin stainless finish, for use with 1 3/4" - 2 1/4" thick door | 1 |  | 1 Year | 719.05 | 0.15 | 611.1925
21680 | Salto | E9668763IM48-A- | XS4 wide body electronic AMOK wire-free SVN escutcheon, Mifare / DESFire deadbolt privacy w/ key override function, Columbo Mach premium series lever, unhanded, satin stainless finish, for use with 1 3/4" - 2 1/4" thick door | 1 |  | 1 Year | 848.05 | 0.15 | 720.8425
21681 | Salto | E9668763IM48-C- | XS4 wide body electronic RF wireless ready SVN escutcheon, Mifare / DESFire deadbolt privacy w/ key override function, Columbo Mach premium series lever, unhanded, satin stainless finish, for use with 1 3/4" - 2 1/4" thick door | 1 |  | 1 Year | 773.15 | 0.15 | 657.1775
21682 | Salto | E9668763IM48-W- | XS4 wide body electronic RF wireless SVN escutcheon, Mifare / DESFire deadbolt privacy w/ key override function, Columbo Mach premium series lever, unhanded, satin stainless finish, for use with 1 3/4" - 2 1/4" thick door | 1 |  | 1 Year | 904.25 | 0.15 | 768.6125
21683 | Salto | E9668763IP38--- | XS4 wide body electronic wire-free SVN escutcheon, Mifare / DESFire deadbolt privacy w/ key override function, Columbo Mach premium series lever, unhanded, bright stainless steel finish, for use with 1 3/8" - 1 3/4" thick standard door | 1 |  | 1 Year | 735.35 | 0.15 | 625.0475
21684 | Salto | E9668763IP38-A- | XS4 wide body electronic AMOK wire-free SVN escutcheon, Mifare / DESFire deadbolt privacy w/ key override function, Columbo Mach premium series lever, unhanded, bright stainless steel finish, for use with 1 3/8" - 1 3/4" thick standard door | 1 |  | 1 Year | 864.35 | 0.15 | 734.6975
21685 | Salto | E9668763IP38-C- | XS4 wide body electronic RF wireless ready SVN escutcheon, Mifare / DESFire deadbolt privacy w/ key override function, Columbo Mach premium series lever, unhanded, bright stainless steel finish, for use with 1 3/8" - 1 3/4" thick standard door | 1 |  | 1 Year | 789.45 | 0.15 | 671.0325
21686 | Salto | E9668763IP38-W- | XS4 wide body electronic RF wireless SVN escutcheon, Mifare / DESFire deadbolt privacy w/ key override function, Columbo Mach premium series lever, unhanded, bright stainless steel finish, for use with 1 3/8" - 1 3/4" thick standard door | 1 |  | 1 Year | 920.55 | 0.15 | 782.4675
21687 | Salto | E9668763IP48--- | XS4 wide body electronic wire-free SVN escutcheon, Mifare / DESFire deadbolt privacy w/ key override function, Columbo Mach premium series lever, unhanded, bright stainless steel finish, for use with 1 3/4" - 2 1/4" thick door | 1 |  | 1 Year | 735.35 | 0.15 | 625.0475
21688 | Salto | E9668763IP48-A- | XS4 wide body electronic AMOK wire-free SVN escutcheon, Mifare / DESFire deadbolt privacy w/ key override function, Columbo Mach premium series lever, unhanded, bright stainless steel finish, for use with 1 3/4" - 2 1/4" thick door | 1 |  | 1 Year | 864.35 | 0.15 | 734.6975
21689 | Salto | E9668763IP48-C- | XS4 wide body electronic RF wireless ready SVN escutcheon, Mifare / DESFire deadbolt privacy w/ key override function, Columbo Mach premium series lever, unhanded, bright stainless steel finish, for use with 1 3/4" - 2 1/4" thick door | 1 |  | 1 Year | 789.45 | 0.15 | 671.0325
21690 | Salto | E9668763IP48-W- | XS4 wide body electronic RF wireless SVN escutcheon, Mifare / DESFire deadbolt privacy w/ key override function, Columbo Mach premium series lever, unhanded, bright stainless steel finish, for use with 1 3/4" - 2 1/4" thick door | 1 |  | 1 Year | 920.55 | 0.15 | 782.4675
21691 | Salto | E9668763PP38--- | XS4 wide body electronic wire-free SVN escutcheon, Mifare / DESFire deadbolt privacy w/ key override function, Columbo Mach premium series lever, unhanded, bright brass finish, for use with 1 3/8" - 1 3/4" thick standard door | 1 |  | 1 Year | 735.35 | 0.15 | 625.0475
21692 | Salto | E9668763PP38-A- | XS4 wide body electronic AMOK wire-free SVN escutcheon, Mifare / DESFire deadbolt privacy w/ key override function, Columbo Mach premium series lever, unhanded, bright brass finish, for use with 1 3/8" - 1 3/4" thick standard door | 1 |  | 1 Year | 864.35 | 0.15 | 734.6975
21693 | Salto | E9668763PP38-C- | XS4 wide body electronic RF wireless ready SVN escutcheon, Mifare / DESFire deadbolt privacy w/ key override function, Columbo Mach premium series lever, unhanded, bright brass finish, for use with 1 3/8" - 1 3/4" thick standard door | 1 |  | 1 Year | 789.45 | 0.15 | 671.0325
21694 | Salto | E9668763PP38-W- | XS4 wide body electronic RF wireless SVN escutcheon, Mifare / DESFire deadbolt privacy w/ key override function, Columbo Mach premium series lever, unhanded, bright brass finish, for use with 1 3/8" - 1 3/4" thick standard door | 1 |  | 1 Year | 920.55 | 0.15 | 782.4675
21695 | Salto | E9668763PP48--- | XS4 wide body electronic wire-free SVN escutcheon, Mifare / DESFire deadbolt privacy w/ key override function, Columbo Mach premium series lever, unhanded, bright brass finish, for use with 1 3/4" - 2 1/4" thick door | 1 |  | 1 Year | 735.35 | 0.15 | 625.0475
21696 | Salto | E9668763PP48-A- | XS4 wide body electronic AMOK wire-free SVN escutcheon, Mifare / DESFire deadbolt privacy w/ key override function, Columbo Mach premium series lever, unhanded, bright brass finish, for use with 1 3/4" - 2 1/4" thick door | 1 |  | 1 Year | 864.35 | 0.15 | 734.6975
21697 | Salto | E9668763PP48-C- | XS4 wide body electronic RF wireless ready SVN escutcheon, Mifare / DESFire deadbolt privacy w/ key override function, Columbo Mach premium series lever, unhanded, bright brass finish, for use with 1 3/4" - 2 1/4" thick door | 1 |  | 1 Year | 789.45 | 0.15 | 671.0325
21698 | Salto | E9668763PP48-W- | XS4 wide body electronic RF wireless SVN escutcheon, Mifare / DESFire deadbolt privacy w/ key override function, Columbo Mach premium series lever, unhanded, bright brass finish, for use with 1 3/4" - 2 1/4" thick door | 1 |  | 1 Year | 920.55 | 0.15 | 782.4675
21699 | Salto | E9668A61BC38--- | XS4 wide body electronic wire-free SVN escutcheon, Mifare / DESFire deadbolt privacy w/ key override function, A lever, unhanded, BioCote antimicrobial finish, for use with 1 3/8" - 1 3/4" thick standard door | 1 |  | 1 Year | 725.15 | 0.15 | 616.3775
21700 | Salto | E9668A61BC38-A- | XS4 wide body electronic AMOK wire-free SVN escutcheon, Mifare / DESFire deadbolt privacy w/ key override function, A lever, unhanded, BioCote antimicrobial finish, for use with 1 3/8" - 1 3/4" thick standard door | 1 |  | 1 Year | 854.15 | 0.15 | 726.0275
21701 | Salto | E9668A61BC38-C- | XS4 wide body electronic RF wireless ready SVN escutcheon, Mifare / DESFire deadbolt privacy w/ key override function, A lever, unhanded, BioCote antimicrobial finish, for use with 1 3/8" - 1 3/4" thick standard door | 1 |  | 1 Year | 779.25 | 0.15 | 662.3625
21702 | Salto | E9668A61BC38-W- | XS4 wide body electronic RF wireless SVN escutcheon, Mifare / DESFire deadbolt privacy w/ key override function, A lever, unhanded, BioCote antimicrobial finish, for use with 1 3/8" - 1 3/4" thick standard door | 1 |  | 1 Year | 910.35 | 0.15 | 773.7975
21703 | Salto | E9668A61BC48--- | XS4 wide body electronic wire-free SVN escutcheon, Mifare / DESFire deadbolt privacy w/ key override function, A lever, unhanded, BioCote antimicrobial finish, for use with 1 3/4" - 2 1/4" thick door | 1 |  | 1 Year | 725.15 | 0.15 | 616.3775
21704 | Salto | E9668A61BC48-A- | XS4 wide body electronic AMOK wire-free SVN escutcheon, Mifare / DESFire deadbolt privacy w/ key override function, A lever, unhanded, BioCote antimicrobial finish, for use with 1 3/4" - 2 1/4" thick door | 1 |  | 1 Year | 854.15 | 0.15 | 726.0275
21705 | Salto | E9668A61BC48-C- | XS4 wide body electronic RF wireless ready SVN escutcheon, Mifare / DESFire deadbolt privacy w/ key override function, A lever, unhanded, BioCote antimicrobial finish, for use with 1 3/4" - 2 1/4" thick door | 1 |  | 1 Year | 779.25 | 0.15 | 662.3625
21706 | Salto | E9668A61BC48-W- | XS4 wide body electronic RF wireless SVN escutcheon, Mifare / DESFire deadbolt privacy w/ key override function, A lever, unhanded, BioCote antimicrobial finish, for use with 1 3/4" - 2 1/4" thick door | 1 |  | 1 Year | 910.35 | 0.15 | 773.7975
21707 | Salto | E9668A61IA38--- | XS4 wide body electronic wire-free SVN escutcheon, Mifare / DESFire deadbolt privacy w/ key override function, A lever, unhanded, antique brass finish, for use with 1 3/8" - 1 3/4" thick standard door | 1 |  | 1 Year | 725.15 | 0.15 | 616.3775
21708 | Salto | E9668A61IA38-A- | XS4 wide body electronic AMOK wire-free SVN escutcheon, Mifare / DESFire deadbolt privacy w/ key override function, A lever, unhanded, antique brass finish, for use with 1 3/8" - 1 3/4" thick standard door | 1 |  | 1 Year | 854.15 | 0.15 | 726.0275
21709 | Salto | E9668A61IA38-C- | XS4 wide body electronic RF wireless ready SVN escutcheon, Mifare / DESFire deadbolt privacy w/ key override function, A lever, unhanded, antique brass finish, for use with 1 3/8" - 1 3/4" thick standard door | 1 |  | 1 Year | 779.25 | 0.15 | 662.3625
21710 | Salto | E9668A61IA38-W- | XS4 wide body electronic RF wireless SVN escutcheon, Mifare / DESFire deadbolt privacy w/ key override function, A lever, unhanded, antique brass finish, for use with 1 3/8" - 1 3/4" thick standard door | 1 |  | 1 Year | 910.35 | 0.15 | 773.7975
21711 | Salto | E9668A61IA48--- | XS4 wide body electronic wire-free SVN escutcheon, Mifare / DESFire deadbolt privacy w/ key override function, A lever, unhanded, antique brass finish, for use with 1 3/4" - 2 1/4" thick door | 1 |  | 1 Year | 725.15 | 0.15 | 616.3775
21712 | Salto | E9668A61IA48-A- | XS4 wide body electronic AMOK wire-free SVN escutcheon, Mifare / DESFire deadbolt privacy w/ key override function, A lever, unhanded, antique brass finish, for use with 1 3/4" - 2 1/4" thick door | 1 |  | 1 Year | 854.15 | 0.15 | 726.0275
21713 | Salto | E9668A61IA48-C- | XS4 wide body electronic RF wireless ready SVN escutcheon, Mifare / DESFire deadbolt privacy w/ key override function, A lever, unhanded, antique brass finish, for use with 1 3/4" - 2 1/4" thick door | 1 |  | 1 Year | 779.25 | 0.15 | 662.3625
21714 | Salto | E9668A61IA48-W- | XS4 wide body electronic RF wireless SVN escutcheon, Mifare / DESFire deadbolt privacy w/ key override function, A lever, unhanded, antique brass finish, for use with 1 3/4" - 2 1/4" thick door | 1 |  | 1 Year | 910.35 | 0.15 | 773.7975
21715 | Salto | E9668A61IM38--- | XS4 wide body electronic wire-free SVN escutcheon, Mifare / DESFire deadbolt privacy w/ key override function, A lever, unhanded, satin stainless finish, for use with 1 3/8" - 1 3/4" thick standard door | 1 |  | 1 Year | 673.15 | 0.15 | 572.1775
21716 | Salto | E9668A61IM38-A- | XS4 wide body electronic AMOK wire-free SVN escutcheon, Mifare / DESFire deadbolt privacy w/ key override function, A lever, unhanded, satin stainless finish, for use with 1 3/8" - 1 3/4" thick standard door | 1 |  | 1 Year | 802.15 | 0.15 | 681.8275
21717 | Salto | E9668A61IM38-C- | XS4 wide body electronic RF wireless ready SVN escutcheon, Mifare / DESFire deadbolt privacy w/ key override function, A lever, unhanded, satin stainless finish, for use with 1 3/8" - 1 3/4" thick standard door | 1 |  | 1 Year | 727.25 | 0.15 | 618.1625
21718 | Salto | E9668A61IM38-W- | XS4 wide body electronic RF wireless SVN escutcheon, Mifare / DESFire deadbolt privacy w/ key override function, A lever, unhanded, satin stainless finish, for use with 1 3/8" - 1 3/4" thick standard door | 1 |  | 1 Year | 858.35 | 0.15 | 729.5975
21719 | Salto | E9668A61IM48--- | XS4 wide body electronic wire-free SVN escutcheon, Mifare / DESFire deadbolt privacy w/ key override function, A lever, unhanded, satin stainless finish, for use with 1 3/4" - 2 1/4" thick door | 1 |  | 1 Year | 673.15 | 0.15 | 572.1775
21720 | Salto | E9668A61IM48-A- | XS4 wide body electronic AMOK wire-free SVN escutcheon, Mifare / DESFire deadbolt privacy w/ key override function, A lever, unhanded, satin stainless finish, for use with 1 3/4" - 2 1/4" thick door | 1 |  | 1 Year | 802.15 | 0.15 | 681.8275
21721 | Salto | E9668A61IM48-C- | XS4 wide body electronic RF wireless ready SVN escutcheon, Mifare / DESFire deadbolt privacy w/ key override function, A lever, unhanded, satin stainless finish, for use with 1 3/4" - 2 1/4" thick door | 1 |  | 1 Year | 727.25 | 0.15 | 618.1625
21722 | Salto | E9668A61IM48-W- | XS4 wide body electronic RF wireless SVN escutcheon, Mifare / DESFire deadbolt privacy w/ key override function, A lever, unhanded, satin stainless finish, for use with 1 3/4" - 2 1/4" thick door | 1 |  | 1 Year | 858.35 | 0.15 | 729.5975
21723 | Salto | E9668A61IP38--- | XS4 wide body electronic wire-free SVN escutcheon, Mifare / DESFire deadbolt privacy w/ key override function, A lever, unhanded, bright stainless steel finish, for use with 1 3/8" - 1 3/4" thick standard door | 1 |  | 1 Year | 689.45 | 0.15 | 586.0325
21724 | Salto | E9668A61IP38-A- | XS4 wide body electronic AMOK wire-free SVN escutcheon, Mifare / DESFire deadbolt privacy w/ key override function, A lever, unhanded, bright stainless steel finish, for use with 1 3/8" - 1 3/4" thick standard door | 1 |  | 1 Year | 818.45 | 0.15 | 695.6825
21725 | Salto | E9668A61IP38-C- | XS4 wide body electronic RF wireless ready SVN escutcheon, Mifare / DESFire deadbolt privacy w/ key override function, A lever, unhanded, bright stainless steel finish, for use with 1 3/8" - 1 3/4" thick standard door | 1 |  | 1 Year | 743.55 | 0.15 | 632.0175
21726 | Salto | E9668A61IP38-W- | XS4 wide body electronic RF wireless SVN escutcheon, Mifare / DESFire deadbolt privacy w/ key override function, A lever, unhanded, bright stainless steel finish, for use with 1 3/8" - 1 3/4" thick standard door | 1 |  | 1 Year | 874.65 | 0.15 | 743.4525
21727 | Salto | E9668A61IP48--- | XS4 wide body electronic wire-free SVN escutcheon, Mifare / DESFire deadbolt privacy w/ key override function, A lever, unhanded, bright stainless steel finish, for use with 1 3/4" - 2 1/4" thick door | 1 |  | 1 Year | 689.45 | 0.15 | 586.0325
21728 | Salto | E9668A61IP48-A- | XS4 wide body electronic AMOK wire-free SVN escutcheon, Mifare / DESFire deadbolt privacy w/ key override function, A lever, unhanded, bright stainless steel finish, for use with 1 3/4" - 2 1/4" thick door | 1 |  | 1 Year | 818.45 | 0.15 | 695.6825
21729 | Salto | E9668A61IP48-C- | XS4 wide body electronic RF wireless ready SVN escutcheon, Mifare / DESFire deadbolt privacy w/ key override function, A lever, unhanded, bright stainless steel finish, for use with 1 3/4" - 2 1/4" thick door | 1 |  | 1 Year | 743.55 | 0.15 | 632.0175
21730 | Salto | E9668A61IP48-W- | XS4 wide body electronic RF wireless SVN escutcheon, Mifare / DESFire deadbolt privacy w/ key override function, A lever, unhanded, bright stainless steel finish, for use with 1 3/4" - 2 1/4" thick door | 1 |  | 1 Year | 874.65 | 0.15 | 743.4525
21731 | Salto | E9668A61NE38--- | XS4 wide body electronic wire-free SVN escutcheon, Mifare / DESFire deadbolt privacy w/ key override function, A lever, unhanded, black chromium finish, for use with 1 3/8" - 1 3/4" thick standard door | 1 |  | 1 Year | 707.85 | 0.15 | 601.6725
21732 | Salto | E9668A61NE38-A- | XS4 wide body electronic AMOK wire-free SVN escutcheon, Mifare / DESFire deadbolt privacy w/ key override function, A lever, unhanded, black chromium finish, for use with 1 3/8" - 1 3/4" thick standard door | 1 |  | 1 Year | 836.85 | 0.15 | 711.3225
21733 | Salto | E9668A61NE38-C- | XS4 wide body electronic RF wireless ready SVN escutcheon, Mifare / DESFire deadbolt privacy w/ key override function, A lever, unhanded, black chromium finish, for use with 1 3/8" - 1 3/4" thick standard door | 1 |  | 1 Year | 761.95 | 0.15 | 647.6575
21734 | Salto | E9668A61NE38-W- | XS4 wide body electronic RF wireless SVN escutcheon, Mifare / DESFire deadbolt privacy w/ key override function, A lever, unhanded, black chromium finish, for use with 1 3/8" - 1 3/4" thick standard door | 1 |  | 1 Year | 893.05 | 0.15 | 759.0925
21735 | Salto | E9668A61NE48--- | XS4 wide body electronic wire-free SVN escutcheon, Mifare / DESFire deadbolt privacy w/ key override function, A lever, unhanded, black chromium finish, for use with 1 3/4" - 2 1/4" thick door | 1 |  | 1 Year | 707.85 | 0.15 | 601.6725
21736 | Salto | E9668A61NE48-A- | XS4 wide body electronic AMOK wire-free SVN escutcheon, Mifare / DESFire deadbolt privacy w/ key override function, A lever, unhanded, black chromium finish, for use with 1 3/4" - 2 1/4" thick door | 1 |  | 1 Year | 836.85 | 0.15 | 711.3225
21737 | Salto | E9668A61NE48-C- | XS4 wide body electronic RF wireless ready SVN escutcheon, Mifare / DESFire deadbolt privacy w/ key override function, A lever, unhanded, black chromium finish, for use with 1 3/4" - 2 1/4" thick door | 1 |  | 1 Year | 761.95 | 0.15 | 647.6575
21738 | Salto | E9668A61NE48-W- | XS4 wide body electronic RF wireless SVN escutcheon, Mifare / DESFire deadbolt privacy w/ key override function, A lever, unhanded, black chromium finish, for use with 1 3/4" - 2 1/4" thick door | 1 |  | 1 Year | 893.05 | 0.15 | 759.0925
21739 | Salto | E9668A61PM38--- | XS4 wide body electronic wire-free SVN escutcheon, Mifare / DESFire deadbolt privacy w/ key override function, A lever, unhanded, satin brass finish, for use with 1 3/8" - 1 3/4" thick standard door | 1 |  | 1 Year | 673.15 | 0.15 | 572.1775
21740 | Salto | E9668A61PM38-A- | XS4 wide body electronic AMOK wire-free SVN escutcheon, Mifare / DESFire deadbolt privacy w/ key override function, A lever, unhanded, satin brass finish, for use with 1 3/8" - 1 3/4" thick standard door | 1 |  | 1 Year | 802.15 | 0.15 | 681.8275
21741 | Salto | E9668A61PM38-C- | XS4 wide body electronic RF wireless ready SVN escutcheon, Mifare / DESFire deadbolt privacy w/ key override function, A lever, unhanded, satin brass finish, for use with 1 3/8" - 1 3/4" thick standard door | 1 |  | 1 Year | 727.25 | 0.15 | 618.1625
21742 | Salto | E9668A61PM38-W- | XS4 wide body electronic RF wireless SVN escutcheon, Mifare / DESFire deadbolt privacy w/ key override function, A lever, unhanded, satin brass finish, for use with 1 3/8" - 1 3/4" thick standard door | 1 |  | 1 Year | 858.35 | 0.15 | 729.5975
21743 | Salto | E9668A61PM48--- | XS4 wide body electronic wire-free SVN escutcheon, Mifare / DESFire deadbolt privacy w/ key override function, A lever, unhanded, satin brass finish, for use with 1 3/4" - 2 1/4" thick door | 1 |  | 1 Year | 673.15 | 0.15 | 572.1775
21744 | Salto | E9668A61PM48-A- | XS4 wide body electronic AMOK wire-free SVN escutcheon, Mifare / DESFire deadbolt privacy w/ key override function, A lever, unhanded, satin brass finish, for use with 1 3/4" - 2 1/4" thick door | 1 |  | 1 Year | 802.15 | 0.15 | 681.8275
21745 | Salto | E9668A61PM48-C- | XS4 wide body electronic RF wireless ready SVN escutcheon, Mifare / DESFire deadbolt privacy w/ key override function, A lever, unhanded, satin brass finish, for use with 1 3/4" - 2 1/4" thick door | 1 |  | 1 Year | 727.25 | 0.15 | 618.1625
21746 | Salto | E9668A61PM48-W- | XS4 wide body electronic RF wireless SVN escutcheon, Mifare / DESFire deadbolt privacy w/ key override function, A lever, unhanded, satin brass finish, for use with 1 3/4" - 2 1/4" thick door | 1 |  | 1 Year | 858.35 | 0.15 | 729.5975
21747 | Salto | E9668A61PP38--- | XS4 wide body electronic wire-free SVN escutcheon, Mifare / DESFire deadbolt privacy w/ key override function, A lever, unhanded, bright brass finish, for use with 1 3/8" - 1 3/4" thick standard door | 1 |  | 1 Year | 689.45 | 0.15 | 586.0325
21748 | Salto | E9668A61PP38-A- | XS4 wide body electronic AMOK wire-free SVN escutcheon, Mifare / DESFire deadbolt privacy w/ key override function, A lever, unhanded, bright brass finish, for use with 1 3/8" - 1 3/4" thick standard door | 1 |  | 1 Year | 818.45 | 0.15 | 695.6825
21749 | Salto | E9668A61PP38-C- | XS4 wide body electronic RF wireless ready SVN escutcheon, Mifare / DESFire deadbolt privacy w/ key override function, A lever, unhanded, bright brass finish, for use with 1 3/8" - 1 3/4" thick standard door | 1 |  | 1 Year | 743.55 | 0.15 | 632.0175
21750 | Salto | E9668A61PP38-W- | XS4 wide body electronic RF wireless SVN escutcheon, Mifare / DESFire deadbolt privacy w/ key override function, A lever, unhanded, bright brass finish, for use with 1 3/8" - 1 3/4" thick standard door | 1 |  | 1 Year | 874.65 | 0.15 | 743.4525
21751 | Salto | E9668A61PP48--- | XS4 wide body electronic wire-free SVN escutcheon, Mifare / DESFire deadbolt privacy w/ key override function, A lever, unhanded, bright brass finish, for use with 1 3/4" - 2 1/4" thick door | 1 |  | 1 Year | 689.45 | 0.15 | 586.0325
21752 | Salto | E9668A61PP48-A- | XS4 wide body electronic AMOK wire-free SVN escutcheon, Mifare / DESFire deadbolt privacy w/ key override function, A lever, unhanded, bright brass finish, for use with 1 3/4" - 2 1/4" thick door | 1 |  | 1 Year | 818.45 | 0.15 | 695.6825
21753 | Salto | E9668A61PP48-C- | XS4 wide body electronic RF wireless ready SVN escutcheon, Mifare / DESFire deadbolt privacy w/ key override function, A lever, unhanded, bright brass finish, for use with 1 3/4" - 2 1/4" thick door | 1 |  | 1 Year | 743.55 | 0.15 | 632.0175
21754 | Salto | E9668A61PP48-W- | XS4 wide body electronic RF wireless SVN escutcheon, Mifare / DESFire deadbolt privacy w/ key override function, A lever, unhanded, bright brass finish, for use with 1 3/4" - 2 1/4" thick door | 1 |  | 1 Year | 874.65 | 0.15 | 743.4525
21755 | Salto | E9668A62BC38--- | XS4 wide body electronic wire-free SVN escutcheon, Mifare / DESFire deadbolt privacy w/ key override function, A lever, unhanded, BioCote antimicrobial finish, for use with 1 3/8" - 1 3/4" thick standard door | 1 |  | 1 Year | 725.15 | 0.15 | 616.3775
21756 | Salto | E9668A62BC38-A- | XS4 wide body electronic AMOK wire-free SVN escutcheon, Mifare / DESFire deadbolt privacy w/ key override function, A lever, unhanded, BioCote antimicrobial finish, for use with 1 3/8" - 1 3/4" thick standard door | 1 |  | 1 Year | 854.15 | 0.15 | 726.0275
21757 | Salto | E9668A62BC38-C- | XS4 wide body electronic RF wireless ready SVN escutcheon, Mifare / DESFire deadbolt privacy w/ key override function, A lever, unhanded, BioCote antimicrobial finish, for use with 1 3/8" - 1 3/4" thick standard door | 1 |  | 1 Year | 779.25 | 0.15 | 662.3625
21758 | Salto | E9668A62BC38-W- | XS4 wide body electronic RF wireless SVN escutcheon, Mifare / DESFire deadbolt privacy w/ key override function, A lever, unhanded, BioCote antimicrobial finish, for use with 1 3/8" - 1 3/4" thick standard door | 1 |  | 1 Year | 910.35 | 0.15 | 773.7975
21759 | Salto | E9668A62BC48--- | XS4 wide body electronic wire-free SVN escutcheon, Mifare / DESFire deadbolt privacy w/ key override function, A lever, unhanded, BioCote antimicrobial finish, for use with 1 3/4" - 2 1/4" thick door | 1 |  | 1 Year | 725.15 | 0.15 | 616.3775
21760 | Salto | E9668A62BC48-A- | XS4 wide body electronic AMOK wire-free SVN escutcheon, Mifare / DESFire deadbolt privacy w/ key override function, A lever, unhanded, BioCote antimicrobial finish, for use with 1 3/4" - 2 1/4" thick door | 1 |  | 1 Year | 854.15 | 0.15 | 726.0275
21761 | Salto | E9668A62BC48-C- | XS4 wide body electronic RF wireless ready SVN escutcheon, Mifare / DESFire deadbolt privacy w/ key override function, A lever, unhanded, BioCote antimicrobial finish, for use with 1 3/4" - 2 1/4" thick door | 1 |  | 1 Year | 779.25 | 0.15 | 662.3625
21762 | Salto | E9668A62BC48-W- | XS4 wide body electronic RF wireless SVN escutcheon, Mifare / DESFire deadbolt privacy w/ key override function, A lever, unhanded, BioCote antimicrobial finish, for use with 1 3/4" - 2 1/4" thick door | 1 |  | 1 Year | 910.35 | 0.15 | 773.7975
21763 | Salto | E9668A62IA38--- | XS4 wide body electronic wire-free SVN escutcheon, Mifare / DESFire deadbolt privacy w/ key override function, A lever, unhanded, antique brass finish, for use with 1 3/8" - 1 3/4" thick standard door | 1 |  | 1 Year | 725.15 | 0.15 | 616.3775
21764 | Salto | E9668A62IA38-A- | XS4 wide body electronic AMOK wire-free SVN escutcheon, Mifare / DESFire deadbolt privacy w/ key override function, A lever, unhanded, antique brass finish, for use with 1 3/8" - 1 3/4" thick standard door | 1 |  | 1 Year | 854.15 | 0.15 | 726.0275
21765 | Salto | E9668A62IA38-C- | XS4 wide body electronic RF wireless ready SVN escutcheon, Mifare / DESFire deadbolt privacy w/ key override function, A lever, unhanded, antique brass finish, for use with 1 3/8" - 1 3/4" thick standard door | 1 |  | 1 Year | 779.25 | 0.15 | 662.3625
21766 | Salto | E9668A62IA38-W- | XS4 wide body electronic RF wireless SVN escutcheon, Mifare / DESFire deadbolt privacy w/ key override function, A lever, unhanded, antique brass finish, for use with 1 3/8" - 1 3/4" thick standard door | 1 |  | 1 Year | 910.35 | 0.15 | 773.7975
21767 | Salto | E9668A62IA48--- | XS4 wide body electronic wire-free SVN escutcheon, Mifare / DESFire deadbolt privacy w/ key override function, A lever, unhanded, antique brass finish, for use with 1 3/4" - 2 1/4" thick door | 1 |  | 1 Year | 725.15 | 0.15 | 616.3775
21768 | Salto | E9668A62IA48-A- | XS4 wide body electronic AMOK wire-free SVN escutcheon, Mifare / DESFire deadbolt privacy w/ key override function, A lever, unhanded, antique brass finish, for use with 1 3/4" - 2 1/4" thick door | 1 |  | 1 Year | 854.15 | 0.15 | 726.0275
21769 | Salto | E9668A62IA48-C- | XS4 wide body electronic RF wireless ready SVN escutcheon, Mifare / DESFire deadbolt privacy w/ key override function, A lever, unhanded, antique brass finish, for use with 1 3/4" - 2 1/4" thick door | 1 |  | 1 Year | 779.25 | 0.15 | 662.3625
21770 | Salto | E9668A62IA48-W- | XS4 wide body electronic RF wireless SVN escutcheon, Mifare / DESFire deadbolt privacy w/ key override function, A lever, unhanded, antique brass finish, for use with 1 3/4" - 2 1/4" thick door | 1 |  | 1 Year | 910.35 | 0.15 | 773.7975
21771 | Salto | E9668A62IM38--- | XS4 wide body electronic wire-free SVN escutcheon, Mifare / DESFire deadbolt privacy w/ key override function, A lever, unhanded, satin stainless finish, for use with 1 3/8" - 1 3/4" thick standard door | 1 |  | 1 Year | 673.15 | 0.15 | 572.1775
21772 | Salto | E9668A62IM38-A- | XS4 wide body electronic AMOK wire-free SVN escutcheon, Mifare / DESFire deadbolt privacy w/ key override function, A lever, unhanded, satin stainless finish, for use with 1 3/8" - 1 3/4" thick standard door | 1 |  | 1 Year | 802.15 | 0.15 | 681.8275
21773 | Salto | E9668A62IM38-C- | XS4 wide body electronic RF wireless ready SVN escutcheon, Mifare / DESFire deadbolt privacy w/ key override function, A lever, unhanded, satin stainless finish, for use with 1 3/8" - 1 3/4" thick standard door | 1 |  | 1 Year | 727.25 | 0.15 | 618.1625
21774 | Salto | E9668A62IM38-W- | XS4 wide body electronic RF wireless SVN escutcheon, Mifare / DESFire deadbolt privacy w/ key override function, A lever, unhanded, satin stainless finish, for use with 1 3/8" - 1 3/4" thick standard door | 1 |  | 1 Year | 858.35 | 0.15 | 729.5975
21775 | Salto | E9668A62IM48--- | XS4 wide body electronic wire-free SVN escutcheon, Mifare / DESFire deadbolt privacy w/ key override function, A lever, unhanded, satin stainless finish, for use with 1 3/4" - 2 1/4" thick door | 1 |  | 1 Year | 673.15 | 0.15 | 572.1775
21776 | Salto | E9668A62IM48-A- | XS4 wide body electronic AMOK wire-free SVN escutcheon, Mifare / DESFire deadbolt privacy w/ key override function, A lever, unhanded, satin stainless finish, for use with 1 3/4" - 2 1/4" thick door | 1 |  | 1 Year | 802.15 | 0.15 | 681.8275
21777 | Salto | E9668A62IM48-C- | XS4 wide body electronic RF wireless ready SVN escutcheon, Mifare / DESFire deadbolt privacy w/ key override function, A lever, unhanded, satin stainless finish, for use with 1 3/4" - 2 1/4" thick door | 1 |  | 1 Year | 727.25 | 0.15 | 618.1625
21778 | Salto | E9668A62IM48-W- | XS4 wide body electronic RF wireless SVN escutcheon, Mifare / DESFire deadbolt privacy w/ key override function, A lever, unhanded, satin stainless finish, for use with 1 3/4" - 2 1/4" thick door | 1 |  | 1 Year | 858.35 | 0.15 | 729.5975
21779 | Salto | E9668A62IP38--- | XS4 wide body electronic wire-free SVN escutcheon, Mifare / DESFire deadbolt privacy w/ key override function, A lever, unhanded, bright stainless steel finish, for use with 1 3/8" - 1 3/4" thick standard door | 1 |  | 1 Year | 689.45 | 0.15 | 586.0325
21780 | Salto | E9668A62IP38-A- | XS4 wide body electronic AMOK wire-free SVN escutcheon, Mifare / DESFire deadbolt privacy w/ key override function, A lever, unhanded, bright stainless steel finish, for use with 1 3/8" - 1 3/4" thick standard door | 1 |  | 1 Year | 818.45 | 0.15 | 695.6825
21781 | Salto | E9668A62IP38-C- | XS4 wide body electronic RF wireless ready SVN escutcheon, Mifare / DESFire deadbolt privacy w/ key override function, A lever, unhanded, bright stainless steel finish, for use with 1 3/8" - 1 3/4" thick standard door | 1 |  | 1 Year | 743.55 | 0.15 | 632.0175
21782 | Salto | E9668A62IP38-W- | XS4 wide body electronic RF wireless SVN escutcheon, Mifare / DESFire deadbolt privacy w/ key override function, A lever, unhanded, bright stainless steel finish, for use with 1 3/8" - 1 3/4" thick standard door | 1 |  | 1 Year | 874.65 | 0.15 | 743.4525
21783 | Salto | E9668A62IP48--- | XS4 wide body electronic wire-free SVN escutcheon, Mifare / DESFire deadbolt privacy w/ key override function, A lever, unhanded, bright stainless steel finish, for use with 1 3/4" - 2 1/4" thick door | 1 |  | 1 Year | 689.45 | 0.15 | 586.0325
21784 | Salto | E9668A62IP48-A- | XS4 wide body electronic AMOK wire-free SVN escutcheon, Mifare / DESFire deadbolt privacy w/ key override function, A lever, unhanded, bright stainless steel finish, for use with 1 3/4" - 2 1/4" thick door | 1 |  | 1 Year | 818.45 | 0.15 | 695.6825
21785 | Salto | E9668A62IP48-C- | XS4 wide body electronic RF wireless ready SVN escutcheon, Mifare / DESFire deadbolt privacy w/ key override function, A lever, unhanded, bright stainless steel finish, for use with 1 3/4" - 2 1/4" thick door | 1 |  | 1 Year | 743.55 | 0.15 | 632.0175
21786 | Salto | E9668A62IP48-W- | XS4 wide body electronic RF wireless SVN escutcheon, Mifare / DESFire deadbolt privacy w/ key override function, A lever, unhanded, bright stainless steel finish, for use with 1 3/4" - 2 1/4" thick door | 1 |  | 1 Year | 874.65 | 0.15 | 743.4525
21787 | Salto | E9668A62NE38--- | XS4 wide body electronic wire-free SVN escutcheon, Mifare / DESFire deadbolt privacy w/ key override function, A lever, unhanded, black chromium finish, for use with 1 3/8" - 1 3/4" thick standard door | 1 |  | 1 Year | 707.85 | 0.15 | 601.6725
21788 | Salto | E9668A62NE38-A- | XS4 wide body electronic AMOK wire-free SVN escutcheon, Mifare / DESFire deadbolt privacy w/ key override function, A lever, unhanded, black chromium finish, for use with 1 3/8" - 1 3/4" thick standard door | 1 |  | 1 Year | 836.85 | 0.15 | 711.3225
21789 | Salto | E9668A62NE38-C- | XS4 wide body electronic RF wireless ready SVN escutcheon, Mifare / DESFire deadbolt privacy w/ key override function, A lever, unhanded, black chromium finish, for use with 1 3/8" - 1 3/4" thick standard door | 1 |  | 1 Year | 761.95 | 0.15 | 647.6575
21790 | Salto | E9668A62NE38-W- | XS4 wide body electronic RF wireless SVN escutcheon, Mifare / DESFire deadbolt privacy w/ key override function, A lever, unhanded, black chromium finish, for use with 1 3/8" - 1 3/4" thick standard door | 1 |  | 1 Year | 893.05 | 0.15 | 759.0925
21791 | Salto | E9668A62NE48--- | XS4 wide body electronic wire-free SVN escutcheon, Mifare / DESFire deadbolt privacy w/ key override function, A lever, unhanded, black chromium finish, for use with 1 3/4" - 2 1/4" thick door | 1 |  | 1 Year | 707.85 | 0.15 | 601.6725
21792 | Salto | E9668A62NE48-A- | XS4 wide body electronic AMOK wire-free SVN escutcheon, Mifare / DESFire deadbolt privacy w/ key override function, A lever, unhanded, black chromium finish, for use with 1 3/4" - 2 1/4" thick door | 1 |  | 1 Year | 836.85 | 0.15 | 711.3225
21793 | Salto | E9668A62NE48-C- | XS4 wide body electronic RF wireless ready SVN escutcheon, Mifare / DESFire deadbolt privacy w/ key override function, A lever, unhanded, black chromium finish, for use with 1 3/4" - 2 1/4" thick door | 1 |  | 1 Year | 761.95 | 0.15 | 647.6575
21794 | Salto | E9668A62NE48-W- | XS4 wide body electronic RF wireless SVN escutcheon, Mifare / DESFire deadbolt privacy w/ key override function, A lever, unhanded, black chromium finish, for use with 1 3/4" - 2 1/4" thick door | 1 |  | 1 Year | 893.05 | 0.15 | 759.0925
21795 | Salto | E9668A62PM38--- | XS4 wide body electronic wire-free SVN escutcheon, Mifare / DESFire deadbolt privacy w/ key override function, A lever, unhanded, satin brass finish, for use with 1 3/8" - 1 3/4" thick standard door | 1 |  | 1 Year | 673.15 | 0.15 | 572.1775
21796 | Salto | E9668A62PM38-A- | XS4 wide body electronic AMOK wire-free SVN escutcheon, Mifare / DESFire deadbolt privacy w/ key override function, A lever, unhanded, satin brass finish, for use with 1 3/8" - 1 3/4" thick standard door | 1 |  | 1 Year | 802.15 | 0.15 | 681.8275
21797 | Salto | E9668A62PM38-C- | XS4 wide body electronic RF wireless ready SVN escutcheon, Mifare / DESFire deadbolt privacy w/ key override function, A lever, unhanded, satin brass finish, for use with 1 3/8" - 1 3/4" thick standard door | 1 |  | 1 Year | 727.25 | 0.15 | 618.1625
21798 | Salto | E9668A62PM38-W- | XS4 wide body electronic RF wireless SVN escutcheon, Mifare / DESFire deadbolt privacy w/ key override function, A lever, unhanded, satin brass finish, for use with 1 3/8" - 1 3/4" thick standard door | 1 |  | 1 Year | 858.35 | 0.15 | 729.5975
21799 | Salto | E9668A62PM48--- | XS4 wide body electronic wire-free SVN escutcheon, Mifare / DESFire deadbolt privacy w/ key override function, A lever, unhanded, satin brass finish, for use with 1 3/4" - 2 1/4" thick door | 1 |  | 1 Year | 673.15 | 0.15 | 572.1775
21800 | Salto | E9668A62PM48-A- | XS4 wide body electronic AMOK wire-free SVN escutcheon, Mifare / DESFire deadbolt privacy w/ key override function, A lever, unhanded, satin brass finish, for use with 1 3/4" - 2 1/4" thick door | 1 |  | 1 Year | 802.15 | 0.15 | 681.8275
21801 | Salto | E9668A62PM48-C- | XS4 wide body electronic RF wireless ready SVN escutcheon, Mifare / DESFire deadbolt privacy w/ key override function, A lever, unhanded, satin brass finish, for use with 1 3/4" - 2 1/4" thick door | 1 |  | 1 Year | 727.25 | 0.15 | 618.1625
21802 | Salto | E9668A62PM48-W- | XS4 wide body electronic RF wireless SVN escutcheon, Mifare / DESFire deadbolt privacy w/ key override function, A lever, unhanded, satin brass finish, for use with 1 3/4" - 2 1/4" thick door | 1 |  | 1 Year | 858.35 | 0.15 | 729.5975
21803 | Salto | E9668A62PP38--- | XS4 wide body electronic wire-free SVN escutcheon, Mifare / DESFire deadbolt privacy w/ key override function, A lever, unhanded, bright brass finish, for use with 1 3/8" - 1 3/4" thick standard door | 1 |  | 1 Year | 689.45 | 0.15 | 586.0325
21804 | Salto | E9668A62PP38-A- | XS4 wide body electronic AMOK wire-free SVN escutcheon, Mifare / DESFire deadbolt privacy w/ key override function, A lever, unhanded, bright brass finish, for use with 1 3/8" - 1 3/4" thick standard door | 1 |  | 1 Year | 818.45 | 0.15 | 695.6825
21805 | Salto | E9668A62PP38-C- | XS4 wide body electronic RF wireless ready SVN escutcheon, Mifare / DESFire deadbolt privacy w/ key override function, A lever, unhanded, bright brass finish, for use with 1 3/8" - 1 3/4" thick standard door | 1 |  | 1 Year | 743.55 | 0.15 | 632.0175
21806 | Salto | E9668A62PP38-W- | XS4 wide body electronic RF wireless SVN escutcheon, Mifare / DESFire deadbolt privacy w/ key override function, A lever, unhanded, bright brass finish, for use with 1 3/8" - 1 3/4" thick standard door | 1 |  | 1 Year | 874.65 | 0.15 | 743.4525
21807 | Salto | E9668A62PP48--- | XS4 wide body electronic wire-free SVN escutcheon, Mifare / DESFire deadbolt privacy w/ key override function, A lever, unhanded, bright brass finish, for use with 1 3/4" - 2 1/4" thick door | 1 |  | 1 Year | 689.45 | 0.15 | 586.0325
21808 | Salto | E9668A62PP48-A- | XS4 wide body electronic AMOK wire-free SVN escutcheon, Mifare / DESFire deadbolt privacy w/ key override function, A lever, unhanded, bright brass finish, for use with 1 3/4" - 2 1/4" thick door | 1 |  | 1 Year | 818.45 | 0.15 | 695.6825
21809 | Salto | E9668A62PP48-C- | XS4 wide body electronic RF wireless ready SVN escutcheon, Mifare / DESFire deadbolt privacy w/ key override function, A lever, unhanded, bright brass finish, for use with 1 3/4" - 2 1/4" thick door | 1 |  | 1 Year | 743.55 | 0.15 | 632.0175
21810 | Salto | E9668A62PP48-W- | XS4 wide body electronic RF wireless SVN escutcheon, Mifare / DESFire deadbolt privacy w/ key override function, A lever, unhanded, bright brass finish, for use with 1 3/4" - 2 1/4" thick door | 1 |  | 1 Year | 874.65 | 0.15 | 743.4525
21811 | Salto | E9668A63BC38--- | XS4 wide body electronic wire-free SVN escutcheon, Mifare / DESFire deadbolt privacy w/ key override function, A lever, unhanded, BioCote antimicrobial finish, for use with 1 3/8" - 1 3/4" thick standard door | 1 |  | 1 Year | 725.15 | 0.15 | 616.3775
21812 | Salto | E9668A63BC38-A- | XS4 wide body electronic AMOK wire-free SVN escutcheon, Mifare / DESFire deadbolt privacy w/ key override function, A lever, unhanded, BioCote antimicrobial finish, for use with 1 3/8" - 1 3/4" thick standard door | 1 |  | 1 Year | 854.15 | 0.15 | 726.0275
21813 | Salto | E9668A63BC38-C- | XS4 wide body electronic RF wireless ready SVN escutcheon, Mifare / DESFire deadbolt privacy w/ key override function, A lever, unhanded, BioCote antimicrobial finish, for use with 1 3/8" - 1 3/4" thick standard door | 1 |  | 1 Year | 779.25 | 0.15 | 662.3625
21814 | Salto | E9668A63BC38-W- | XS4 wide body electronic RF wireless SVN escutcheon, Mifare / DESFire deadbolt privacy w/ key override function, A lever, unhanded, BioCote antimicrobial finish, for use with 1 3/8" - 1 3/4" thick standard door | 1 |  | 1 Year | 910.35 | 0.15 | 773.7975
21815 | Salto | E9668A63BC48--- | XS4 wide body electronic wire-free SVN escutcheon, Mifare / DESFire deadbolt privacy w/ key override function, A lever, unhanded, BioCote antimicrobial finish, for use with 1 3/4" - 2 1/4" thick door | 1 |  | 1 Year | 725.15 | 0.15 | 616.3775
21816 | Salto | E9668A63BC48-A- | XS4 wide body electronic AMOK wire-free SVN escutcheon, Mifare / DESFire deadbolt privacy w/ key override function, A lever, unhanded, BioCote antimicrobial finish, for use with 1 3/4" - 2 1/4" thick door | 1 |  | 1 Year | 854.15 | 0.15 | 726.0275
21817 | Salto | E9668A63BC48-C- | XS4 wide body electronic RF wireless ready SVN escutcheon, Mifare / DESFire deadbolt privacy w/ key override function, A lever, unhanded, BioCote antimicrobial finish, for use with 1 3/4" - 2 1/4" thick door | 1 |  | 1 Year | 779.25 | 0.15 | 662.3625
21818 | Salto | E9668A63BC48-W- | XS4 wide body electronic RF wireless SVN escutcheon, Mifare / DESFire deadbolt privacy w/ key override function, A lever, unhanded, BioCote antimicrobial finish, for use with 1 3/4" - 2 1/4" thick door | 1 |  | 1 Year | 910.35 | 0.15 | 773.7975
21819 | Salto | E9668A63IA38--- | XS4 wide body electronic wire-free SVN escutcheon, Mifare / DESFire deadbolt privacy w/ key override function, A lever, unhanded, antique brass finish, for use with 1 3/8" - 1 3/4" thick standard door | 1 |  | 1 Year | 725.15 | 0.15 | 616.3775
21820 | Salto | E9668A63IA38-A- | XS4 wide body electronic AMOK wire-free SVN escutcheon, Mifare / DESFire deadbolt privacy w/ key override function, A lever, unhanded, antique brass finish, for use with 1 3/8" - 1 3/4" thick standard door | 1 |  | 1 Year | 854.15 | 0.15 | 726.0275
21821 | Salto | E9668A63IA38-C- | XS4 wide body electronic RF wireless ready SVN escutcheon, Mifare / DESFire deadbolt privacy w/ key override function, A lever, unhanded, antique brass finish, for use with 1 3/8" - 1 3/4" thick standard door | 1 |  | 1 Year | 779.25 | 0.15 | 662.3625
21822 | Salto | E9668A63IA38-W- | XS4 wide body electronic RF wireless SVN escutcheon, Mifare / DESFire deadbolt privacy w/ key override function, A lever, unhanded, antique brass finish, for use with 1 3/8" - 1 3/4" thick standard door | 1 |  | 1 Year | 910.35 | 0.15 | 773.7975
21823 | Salto | E9668A63IA48--- | XS4 wide body electronic wire-free SVN escutcheon, Mifare / DESFire deadbolt privacy w/ key override function, A lever, unhanded, antique brass finish, for use with 1 3/4" - 2 1/4" thick door | 1 |  | 1 Year | 725.15 | 0.15 | 616.3775
21824 | Salto | E9668A63IA48-A- | XS4 wide body electronic AMOK wire-free SVN escutcheon, Mifare / DESFire deadbolt privacy w/ key override function, A lever, unhanded, antique brass finish, for use with 1 3/4" - 2 1/4" thick door | 1 |  | 1 Year | 854.15 | 0.15 | 726.0275
21825 | Salto | E9668A63IA48-C- | XS4 wide body electronic RF wireless ready SVN escutcheon, Mifare / DESFire deadbolt privacy w/ key override function, A lever, unhanded, antique brass finish, for use with 1 3/4" - 2 1/4" thick door | 1 |  | 1 Year | 779.25 | 0.15 | 662.3625
21826 | Salto | E9668A63IA48-W- | XS4 wide body electronic RF wireless SVN escutcheon, Mifare / DESFire deadbolt privacy w/ key override function, A lever, unhanded, antique brass finish, for use with 1 3/4" - 2 1/4" thick door | 1 |  | 1 Year | 910.35 | 0.15 | 773.7975
21827 | Salto | E9668A63IM38--- | XS4 wide body electronic wire-free SVN escutcheon, Mifare / DESFire deadbolt privacy w/ key override function, A lever, unhanded, satin stainless finish, for use with 1 3/8" - 1 3/4" thick standard door | 1 |  | 1 Year | 673.15 | 0.15 | 572.1775
21828 | Salto | E9668A63IM38-A- | XS4 wide body electronic AMOK wire-free SVN escutcheon, Mifare / DESFire deadbolt privacy w/ key override function, A lever, unhanded, satin stainless finish, for use with 1 3/8" - 1 3/4" thick standard door | 1 |  | 1 Year | 802.15 | 0.15 | 681.8275
21829 | Salto | E9668A63IM38-C- | XS4 wide body electronic RF wireless ready SVN escutcheon, Mifare / DESFire deadbolt privacy w/ key override function, A lever, unhanded, satin stainless finish, for use with 1 3/8" - 1 3/4" thick standard door | 1 |  | 1 Year | 727.25 | 0.15 | 618.1625
21830 | Salto | E9668A63IM38-W- | XS4 wide body electronic RF wireless SVN escutcheon, Mifare / DESFire deadbolt privacy w/ key override function, A lever, unhanded, satin stainless finish, for use with 1 3/8" - 1 3/4" thick standard door | 1 |  | 1 Year | 858.35 | 0.15 | 729.5975
21831 | Salto | E9668A63IM48--- | XS4 wide body electronic wire-free SVN escutcheon, Mifare / DESFire deadbolt privacy w/ key override function, A lever, unhanded, satin stainless finish, for use with 1 3/4" - 2 1/4" thick door | 1 |  | 1 Year | 673.15 | 0.15 | 572.1775
21832 | Salto | E9668A63IM48-A- | XS4 wide body electronic AMOK wire-free SVN escutcheon, Mifare / DESFire deadbolt privacy w/ key override function, A lever, unhanded, satin stainless finish, for use with 1 3/4" - 2 1/4" thick door | 1 |  | 1 Year | 802.15 | 0.15 | 681.8275
21833 | Salto | E9668A63IM48-C- | XS4 wide body electronic RF wireless ready SVN escutcheon, Mifare / DESFire deadbolt privacy w/ key override function, A lever, unhanded, satin stainless finish, for use with 1 3/4" - 2 1/4" thick door | 1 |  | 1 Year | 727.25 | 0.15 | 618.1625
21834 | Salto | E9668A63IM48-W- | XS4 wide body electronic RF wireless SVN escutcheon, Mifare / DESFire deadbolt privacy w/ key override function, A lever, unhanded, satin stainless finish, for use with 1 3/4" - 2 1/4" thick door | 1 |  | 1 Year | 858.35 | 0.15 | 729.5975
21835 | Salto | E9668A63IP38--- | XS4 wide body electronic wire-free SVN escutcheon, Mifare / DESFire deadbolt privacy w/ key override function, A lever, unhanded, bright stainless steel finish, for use with 1 3/8" - 1 3/4" thick standard door | 1 |  | 1 Year | 689.45 | 0.15 | 586.0325
21836 | Salto | E9668A63IP38-A- | XS4 wide body electronic AMOK wire-free SVN escutcheon, Mifare / DESFire deadbolt privacy w/ key override function, A lever, unhanded, bright stainless steel finish, for use with 1 3/8" - 1 3/4" thick standard door | 1 |  | 1 Year | 818.45 | 0.15 | 695.6825
21837 | Salto | E9668A63IP38-C- | XS4 wide body electronic RF wireless ready SVN escutcheon, Mifare / DESFire deadbolt privacy w/ key override function, A lever, unhanded, bright stainless steel finish, for use with 1 3/8" - 1 3/4" thick standard door | 1 |  | 1 Year | 743.55 | 0.15 | 632.0175
21838 | Salto | E9668A63IP38-W- | XS4 wide body electronic RF wireless SVN escutcheon, Mifare / DESFire deadbolt privacy w/ key override function, A lever, unhanded, bright stainless steel finish, for use with 1 3/8" - 1 3/4" thick standard door | 1 |  | 1 Year | 874.65 | 0.15 | 743.4525
21839 | Salto | E9668A63IP48--- | XS4 wide body electronic wire-free SVN escutcheon, Mifare / DESFire deadbolt privacy w/ key override function, A lever, unhanded, bright stainless steel finish, for use with 1 3/4" - 2 1/4" thick door | 1 |  | 1 Year | 689.45 | 0.15 | 586.0325
21840 | Salto | E9668A63IP48-A- | XS4 wide body electronic AMOK wire-free SVN escutcheon, Mifare / DESFire deadbolt privacy w/ key override function, A lever, unhanded, bright stainless steel finish, for use with 1 3/4" - 2 1/4" thick door | 1 |  | 1 Year | 818.45 | 0.15 | 695.6825
21841 | Salto | E9668A63IP48-C- | XS4 wide body electronic RF wireless ready SVN escutcheon, Mifare / DESFire deadbolt privacy w/ key override function, A lever, unhanded, bright stainless steel finish, for use with 1 3/4" - 2 1/4" thick door | 1 |  | 1 Year | 743.55 | 0.15 | 632.0175
21842 | Salto | E9668A63IP48-W- | XS4 wide body electronic RF wireless SVN escutcheon, Mifare / DESFire deadbolt privacy w/ key override function, A lever, unhanded, bright stainless steel finish, for use with 1 3/4" - 2 1/4" thick door | 1 |  | 1 Year | 874.65 | 0.15 | 743.4525
21843 | Salto | E9668A63NE38--- | XS4 wide body electronic wire-free SVN escutcheon, Mifare / DESFire deadbolt privacy w/ key override function, A lever, unhanded, black chromium finish, for use with 1 3/8" - 1 3/4" thick standard door | 1 |  | 1 Year | 707.85 | 0.15 | 601.6725
21844 | Salto | E9668A63NE38-A- | XS4 wide body electronic AMOK wire-free SVN escutcheon, Mifare / DESFire deadbolt privacy w/ key override function, A lever, unhanded, black chromium finish, for use with 1 3/8" - 1 3/4" thick standard door | 1 |  | 1 Year | 836.85 | 0.15 | 711.3225
21845 | Salto | E9668A63NE38-C- | XS4 wide body electronic RF wireless ready SVN escutcheon, Mifare / DESFire deadbolt privacy w/ key override function, A lever, unhanded, black chromium finish, for use with 1 3/8" - 1 3/4" thick standard door | 1 |  | 1 Year | 761.95 | 0.15 | 647.6575
21846 | Salto | E9668A63NE38-W- | XS4 wide body electronic RF wireless SVN escutcheon, Mifare / DESFire deadbolt privacy w/ key override function, A lever, unhanded, black chromium finish, for use with 1 3/8" - 1 3/4" thick standard door | 1 |  | 1 Year | 893.05 | 0.15 | 759.0925
21847 | Salto | E9668A63NE48--- | XS4 wide body electronic wire-free SVN escutcheon, Mifare / DESFire deadbolt privacy w/ key override function, A lever, unhanded, black chromium finish, for use with 1 3/4" - 2 1/4" thick door | 1 |  | 1 Year | 707.85 | 0.15 | 601.6725
21848 | Salto | E9668A63NE48-A- | XS4 wide body electronic AMOK wire-free SVN escutcheon, Mifare / DESFire deadbolt privacy w/ key override function, A lever, unhanded, black chromium finish, for use with 1 3/4" - 2 1/4" thick door | 1 |  | 1 Year | 836.85 | 0.15 | 711.3225
21849 | Salto | E9668A63NE48-C- | XS4 wide body electronic RF wireless ready SVN escutcheon, Mifare / DESFire deadbolt privacy w/ key override function, A lever, unhanded, black chromium finish, for use with 1 3/4" - 2 1/4" thick door | 1 |  | 1 Year | 761.95 | 0.15 | 647.6575
21850 | Salto | E9668A63NE48-W- | XS4 wide body electronic RF wireless SVN escutcheon, Mifare / DESFire deadbolt privacy w/ key override function, A lever, unhanded, black chromium finish, for use with 1 3/4" - 2 1/4" thick door | 1 |  | 1 Year | 893.05 | 0.15 | 759.0925
21851 | Salto | E9668A63PM38--- | XS4 wide body electronic wire-free SVN escutcheon, Mifare / DESFire deadbolt privacy w/ key override function, A lever, unhanded, satin brass finish, for use with 1 3/8" - 1 3/4" thick standard door | 1 |  | 1 Year | 673.15 | 0.15 | 572.1775
21852 | Salto | E9668A63PM38-A- | XS4 wide body electronic AMOK wire-free SVN escutcheon, Mifare / DESFire deadbolt privacy w/ key override function, A lever, unhanded, satin brass finish, for use with 1 3/8" - 1 3/4" thick standard door | 1 |  | 1 Year | 802.15 | 0.15 | 681.8275
21853 | Salto | E9668A63PM38-C- | XS4 wide body electronic RF wireless ready SVN escutcheon, Mifare / DESFire deadbolt privacy w/ key override function, A lever, unhanded, satin brass finish, for use with 1 3/8" - 1 3/4" thick standard door | 1 |  | 1 Year | 727.25 | 0.15 | 618.1625
21854 | Salto | E9668A63PM38-W- | XS4 wide body electronic RF wireless SVN escutcheon, Mifare / DESFire deadbolt privacy w/ key override function, A lever, unhanded, satin brass finish, for use with 1 3/8" - 1 3/4" thick standard door | 1 |  | 1 Year | 858.35 | 0.15 | 729.5975
21855 | Salto | E9668A63PM48--- | XS4 wide body electronic wire-free SVN escutcheon, Mifare / DESFire deadbolt privacy w/ key override function, A lever, unhanded, satin brass finish, for use with 1 3/4" - 2 1/4" thick door | 1 |  | 1 Year | 673.15 | 0.15 | 572.1775
21856 | Salto | E9668A63PM48-A- | XS4 wide body electronic AMOK wire-free SVN escutcheon, Mifare / DESFire deadbolt privacy w/ key override function, A lever, unhanded, satin brass finish, for use with 1 3/4" - 2 1/4" thick door | 1 |  | 1 Year | 802.15 | 0.15 | 681.8275
21857 | Salto | E9668A63PM48-C- | XS4 wide body electronic RF wireless ready SVN escutcheon, Mifare / DESFire deadbolt privacy w/ key override function, A lever, unhanded, satin brass finish, for use with 1 3/4" - 2 1/4" thick door | 1 |  | 1 Year | 727.25 | 0.15 | 618.1625
21858 | Salto | E9668A63PM48-W- | XS4 wide body electronic RF wireless SVN escutcheon, Mifare / DESFire deadbolt privacy w/ key override function, A lever, unhanded, satin brass finish, for use with 1 3/4" - 2 1/4" thick door | 1 |  | 1 Year | 858.35 | 0.15 | 729.5975
21859 | Salto | E9668A63PP38--- | XS4 wide body electronic wire-free SVN escutcheon, Mifare / DESFire deadbolt privacy w/ key override function, A lever, unhanded, bright brass finish, for use with 1 3/8" - 1 3/4" thick standard door | 1 |  | 1 Year | 689.45 | 0.15 | 586.0325
21860 | Salto | E9668A63PP38-A- | XS4 wide body electronic AMOK wire-free SVN escutcheon, Mifare / DESFire deadbolt privacy w/ key override function, A lever, unhanded, bright brass finish, for use with 1 3/8" - 1 3/4" thick standard door | 1 |  | 1 Year | 818.45 | 0.15 | 695.6825
21861 | Salto | E9668A63PP38-C- | XS4 wide body electronic RF wireless ready SVN escutcheon, Mifare / DESFire deadbolt privacy w/ key override function, A lever, unhanded, bright brass finish, for use with 1 3/8" - 1 3/4" thick standard door | 1 |  | 1 Year | 743.55 | 0.15 | 632.0175
21862 | Salto | E9668A63PP38-W- | XS4 wide body electronic RF wireless SVN escutcheon, Mifare / DESFire deadbolt privacy w/ key override function, A lever, unhanded, bright brass finish, for use with 1 3/8" - 1 3/4" thick standard door | 1 |  | 1 Year | 874.65 | 0.15 | 743.4525
21863 | Salto | E9668A63PP48--- | XS4 wide body electronic wire-free SVN escutcheon, Mifare / DESFire deadbolt privacy w/ key override function, A lever, unhanded, bright brass finish, for use with 1 3/4" - 2 1/4" thick door | 1 |  | 1 Year | 689.45 | 0.15 | 586.0325
21864 | Salto | E9668A63PP48-A- | XS4 wide body electronic AMOK wire-free SVN escutcheon, Mifare / DESFire deadbolt privacy w/ key override function, A lever, unhanded, bright brass finish, for use with 1 3/4" - 2 1/4" thick door | 1 |  | 1 Year | 818.45 | 0.15 | 695.6825
21865 | Salto | E9668A63PP48-C- | XS4 wide body electronic RF wireless ready SVN escutcheon, Mifare / DESFire deadbolt privacy w/ key override function, A lever, unhanded, bright brass finish, for use with 1 3/4" - 2 1/4" thick door | 1 |  | 1 Year | 743.55 | 0.15 | 632.0175
21866 | Salto | E9668A63PP48-W- | XS4 wide body electronic RF wireless SVN escutcheon, Mifare / DESFire deadbolt privacy w/ key override function, A lever, unhanded, bright brass finish, for use with 1 3/4" - 2 1/4" thick door | 1 |  | 1 Year | 874.65 | 0.15 | 743.4525
21867 | Salto | E9668G61BC38--- | XS4 wide body electronic wire-free SVN escutcheon, Mifare / DESFire deadbolt privacy w/ key override function, G lever, unhanded, BioCote antimicrobial finish, for use with 1 3/8" - 1 3/4" thick standard door | 1 |  | 1 Year | 725.15 | 0.15 | 616.3775
21868 | Salto | E9668G61BC38-A- | XS4 wide body electronic AMOK wire-free SVN escutcheon, Mifare / DESFire deadbolt privacy w/ key override function, G lever, unhanded, BioCote antimicrobial finish, for use with 1 3/8" - 1 3/4" thick standard door | 1 |  | 1 Year | 854.15 | 0.15 | 726.0275
21869 | Salto | E9668G61BC38-C- | XS4 wide body electronic RF wireless ready SVN escutcheon, Mifare / DESFire deadbolt privacy w/ key override function, G lever, unhanded, BioCote antimicrobial finish, for use with 1 3/8" - 1 3/4" thick standard door | 1 |  | 1 Year | 779.25 | 0.15 | 662.3625
21870 | Salto | E9668G61BC38-W- | XS4 wide body electronic RF wireless SVN escutcheon, Mifare / DESFire deadbolt privacy w/ key override function, G lever, unhanded, BioCote antimicrobial finish, for use with 1 3/8" - 1 3/4" thick standard door | 1 |  | 1 Year | 910.35 | 0.15 | 773.7975
21871 | Salto | E9668G61BC48--- | XS4 wide body electronic wire-free SVN escutcheon, Mifare / DESFire deadbolt privacy w/ key override function, G lever, unhanded, BioCote antimicrobial finish, for use with 1 3/4" - 2 1/4" thick door | 1 |  | 1 Year | 725.15 | 0.15 | 616.3775
21872 | Salto | E9668G61BC48-A- | XS4 wide body electronic AMOK wire-free SVN escutcheon, Mifare / DESFire deadbolt privacy w/ key override function, G lever, unhanded, BioCote antimicrobial finish, for use with 1 3/4" - 2 1/4" thick door | 1 |  | 1 Year | 854.15 | 0.15 | 726.0275
21873 | Salto | E9668G61BC48-C- | XS4 wide body electronic RF wireless ready SVN escutcheon, Mifare / DESFire deadbolt privacy w/ key override function, G lever, unhanded, BioCote antimicrobial finish, for use with 1 3/4" - 2 1/4" thick door | 1 |  | 1 Year | 779.25 | 0.15 | 662.3625
21874 | Salto | E9668G61BC48-W- | XS4 wide body electronic RF wireless SVN escutcheon, Mifare / DESFire deadbolt privacy w/ key override function, G lever, unhanded, BioCote antimicrobial finish, for use with 1 3/4" - 2 1/4" thick door | 1 |  | 1 Year | 910.35 | 0.15 | 773.7975
21875 | Salto | E9668G61IM38--- | XS4 wide body electronic wire-free SVN escutcheon, Mifare / DESFire deadbolt privacy w/ key override function, G lever, unhanded, satin stainless finish, for use with 1 3/8" - 1 3/4" thick standard door | 1 |  | 1 Year | 673.15 | 0.15 | 572.1775
21876 | Salto | E9668G61IM38-A- | XS4 wide body electronic AMOK wire-free SVN escutcheon, Mifare / DESFire deadbolt privacy w/ key override function, G lever, unhanded, satin stainless finish, for use with 1 3/8" - 1 3/4" thick standard door | 1 |  | 1 Year | 802.15 | 0.15 | 681.8275
21877 | Salto | E9668G61IM38-C- | XS4 wide body electronic RF wireless ready SVN escutcheon, Mifare / DESFire deadbolt privacy w/ key override function, G lever, unhanded, satin stainless finish, for use with 1 3/8" - 1 3/4" thick standard door | 1 |  | 1 Year | 727.25 | 0.15 | 618.1625
21878 | Salto | E9668G61IM38-W- | XS4 wide body electronic RF wireless SVN escutcheon, Mifare / DESFire deadbolt privacy w/ key override function, G lever, unhanded, satin stainless finish, for use with 1 3/8" - 1 3/4" thick standard door | 1 |  | 1 Year | 858.35 | 0.15 | 729.5975
21879 | Salto | E9668G61IM48--- | XS4 wide body electronic wire-free SVN escutcheon, Mifare / DESFire deadbolt privacy w/ key override function, G lever, unhanded, satin stainless finish, for use with 1 3/4" - 2 1/4" thick door | 1 |  | 1 Year | 673.15 | 0.15 | 572.1775
21880 | Salto | E9668G61IM48-A- | XS4 wide body electronic AMOK wire-free SVN escutcheon, Mifare / DESFire deadbolt privacy w/ key override function, G lever, unhanded, satin stainless finish, for use with 1 3/4" - 2 1/4" thick door | 1 |  | 1 Year | 802.15 | 0.15 | 681.8275
21881 | Salto | E9668G61IM48-C- | XS4 wide body electronic RF wireless ready SVN escutcheon, Mifare / DESFire deadbolt privacy w/ key override function, G lever, unhanded, satin stainless finish, for use with 1 3/4" - 2 1/4" thick door | 1 |  | 1 Year | 727.25 | 0.15 | 618.1625
21882 | Salto | E9668G61IM48-W- | XS4 wide body electronic RF wireless SVN escutcheon, Mifare / DESFire deadbolt privacy w/ key override function, G lever, unhanded, satin stainless finish, for use with 1 3/4" - 2 1/4" thick door | 1 |  | 1 Year | 858.35 | 0.15 | 729.5975
21883 | Salto | E9668G61PM38--- | XS4 wide body electronic wire-free SVN escutcheon, Mifare / DESFire deadbolt privacy w/ key override function, G lever, unhanded, satin brass finish, for use with 1 3/8" - 1 3/4" thick standard door | 1 |  | 1 Year | 673.15 | 0.15 | 572.1775
21884 | Salto | E9668G61PM38-A- | XS4 wide body electronic AMOK wire-free SVN escutcheon, Mifare / DESFire deadbolt privacy w/ key override function, G lever, unhanded, satin brass finish, for use with 1 3/8" - 1 3/4" thick standard door | 1 |  | 1 Year | 802.15 | 0.15 | 681.8275
21885 | Salto | E9668G61PM38-C- | XS4 wide body electronic RF wireless ready SVN escutcheon, Mifare / DESFire deadbolt privacy w/ key override function, G lever, unhanded, satin brass finish, for use with 1 3/8" - 1 3/4" thick standard door | 1 |  | 1 Year | 727.25 | 0.15 | 618.1625
21886 | Salto | E9668G61PM38-W- | XS4 wide body electronic RF wireless SVN escutcheon, Mifare / DESFire deadbolt privacy w/ key override function, G lever, unhanded, satin brass finish, for use with 1 3/8" - 1 3/4" thick standard door | 1 |  | 1 Year | 858.35 | 0.15 | 729.5975
21887 | Salto | E9668G61PM48--- | XS4 wide body electronic wire-free SVN escutcheon, Mifare / DESFire deadbolt privacy w/ key override function, G lever, unhanded, satin brass finish, for use with 1 3/4" - 2 1/4" thick door | 1 |  | 1 Year | 673.15 | 0.15 | 572.1775
21888 | Salto | E9668G61PM48-A- | XS4 wide body electronic AMOK wire-free SVN escutcheon, Mifare / DESFire deadbolt privacy w/ key override function, G lever, unhanded, satin brass finish, for use with 1 3/4" - 2 1/4" thick door | 1 |  | 1 Year | 802.15 | 0.15 | 681.8275
21889 | Salto | E9668G61PM48-C- | XS4 wide body electronic RF wireless ready SVN escutcheon, Mifare / DESFire deadbolt privacy w/ key override function, G lever, unhanded, satin brass finish, for use with 1 3/4" - 2 1/4" thick door | 1 |  | 1 Year | 727.25 | 0.15 | 618.1625
21890 | Salto | E9668G61PM48-W- | XS4 wide body electronic RF wireless SVN escutcheon, Mifare / DESFire deadbolt privacy w/ key override function, G lever, unhanded, satin brass finish, for use with 1 3/4" - 2 1/4" thick door | 1 |  | 1 Year | 858.35 | 0.15 | 729.5975
21891 | Salto | E9668G62BC38--- | XS4 wide body electronic wire-free SVN escutcheon, Mifare / DESFire deadbolt privacy w/ key override function, G lever, unhanded, BioCote antimicrobial finish, for use with 1 3/8" - 1 3/4" thick standard door | 1 |  | 1 Year | 725.15 | 0.15 | 616.3775
21892 | Salto | E9668G62BC38-A- | XS4 wide body electronic AMOK wire-free SVN escutcheon, Mifare / DESFire deadbolt privacy w/ key override function, G lever, unhanded, BioCote antimicrobial finish, for use with 1 3/8" - 1 3/4" thick standard door | 1 |  | 1 Year | 854.15 | 0.15 | 726.0275
21893 | Salto | E9668G62BC38-C- | XS4 wide body electronic RF wireless ready SVN escutcheon, Mifare / DESFire deadbolt privacy w/ key override function, G lever, unhanded, BioCote antimicrobial finish, for use with 1 3/8" - 1 3/4" thick standard door | 1 |  | 1 Year | 779.25 | 0.15 | 662.3625
21894 | Salto | E9668G62BC38-W- | XS4 wide body electronic RF wireless SVN escutcheon, Mifare / DESFire deadbolt privacy w/ key override function, G lever, unhanded, BioCote antimicrobial finish, for use with 1 3/8" - 1 3/4" thick standard door | 1 |  | 1 Year | 910.35 | 0.15 | 773.7975
21895 | Salto | E9668G62BC48--- | XS4 wide body electronic wire-free SVN escutcheon, Mifare / DESFire deadbolt privacy w/ key override function, G lever, unhanded, BioCote antimicrobial finish, for use with 1 3/4" - 2 1/4" thick door | 1 |  | 1 Year | 725.15 | 0.15 | 616.3775
21896 | Salto | E9668G62BC48-A- | XS4 wide body electronic AMOK wire-free SVN escutcheon, Mifare / DESFire deadbolt privacy w/ key override function, G lever, unhanded, BioCote antimicrobial finish, for use with 1 3/4" - 2 1/4" thick door | 1 |  | 1 Year | 854.15 | 0.15 | 726.0275
21897 | Salto | E9668G62BC48-C- | XS4 wide body electronic RF wireless ready SVN escutcheon, Mifare / DESFire deadbolt privacy w/ key override function, G lever, unhanded, BioCote antimicrobial finish, for use with 1 3/4" - 2 1/4" thick door | 1 |  | 1 Year | 779.25 | 0.15 | 662.3625
21898 | Salto | E9668G62BC48-W- | XS4 wide body electronic RF wireless SVN escutcheon, Mifare / DESFire deadbolt privacy w/ key override function, G lever, unhanded, BioCote antimicrobial finish, for use with 1 3/4" - 2 1/4" thick door | 1 |  | 1 Year | 910.35 | 0.15 | 773.7975
21899 | Salto | E9668G62IM38--- | XS4 wide body electronic wire-free SVN escutcheon, Mifare / DESFire deadbolt privacy w/ key override function, G lever, unhanded, satin stainless finish, for use with 1 3/8" - 1 3/4" thick standard door | 1 |  | 1 Year | 673.15 | 0.15 | 572.1775
21900 | Salto | E9668G62IM38-A- | XS4 wide body electronic AMOK wire-free SVN escutcheon, Mifare / DESFire deadbolt privacy w/ key override function, G lever, unhanded, satin stainless finish, for use with 1 3/8" - 1 3/4" thick standard door | 1 |  | 1 Year | 802.15 | 0.15 | 681.8275
21901 | Salto | E9668G62IM38-C- | XS4 wide body electronic RF wireless ready SVN escutcheon, Mifare / DESFire deadbolt privacy w/ key override function, G lever, unhanded, satin stainless finish, for use with 1 3/8" - 1 3/4" thick standard door | 1 |  | 1 Year | 727.25 | 0.15 | 618.1625
21902 | Salto | E9668G62IM38-W- | XS4 wide body electronic RF wireless SVN escutcheon, Mifare / DESFire deadbolt privacy w/ key override function, G lever, unhanded, satin stainless finish, for use with 1 3/8" - 1 3/4" thick standard door | 1 |  | 1 Year | 858.35 | 0.15 | 729.5975
21903 | Salto | E9668G62IM48--- | XS4 wide body electronic wire-free SVN escutcheon, Mifare / DESFire deadbolt privacy w/ key override function, G lever, unhanded, satin stainless finish, for use with 1 3/4" - 2 1/4" thick door | 1 |  | 1 Year | 673.15 | 0.15 | 572.1775
21904 | Salto | E9668G62IM48-A- | XS4 wide body electronic AMOK wire-free SVN escutcheon, Mifare / DESFire deadbolt privacy w/ key override function, G lever, unhanded, satin stainless finish, for use with 1 3/4" - 2 1/4" thick door | 1 |  | 1 Year | 802.15 | 0.15 | 681.8275
21905 | Salto | E9668G62IM48-C- | XS4 wide body electronic RF wireless ready SVN escutcheon, Mifare / DESFire deadbolt privacy w/ key override function, G lever, unhanded, satin stainless finish, for use with 1 3/4" - 2 1/4" thick door | 1 |  | 1 Year | 727.25 | 0.15 | 618.1625
21906 | Salto | E9668G62IM48-W- | XS4 wide body electronic RF wireless SVN escutcheon, Mifare / DESFire deadbolt privacy w/ key override function, G lever, unhanded, satin stainless finish, for use with 1 3/4" - 2 1/4" thick door | 1 |  | 1 Year | 858.35 | 0.15 | 729.5975
21907 | Salto | E9668G62PM38--- | XS4 wide body electronic wire-free SVN escutcheon, Mifare / DESFire deadbolt privacy w/ key override function, G lever, unhanded, satin brass finish, for use with 1 3/8" - 1 3/4" thick standard door | 1 |  | 1 Year | 673.15 | 0.15 | 572.1775
21908 | Salto | E9668G62PM38-A- | XS4 wide body electronic AMOK wire-free SVN escutcheon, Mifare / DESFire deadbolt privacy w/ key override function, G lever, unhanded, satin brass finish, for use with 1 3/8" - 1 3/4" thick standard door | 1 |  | 1 Year | 802.15 | 0.15 | 681.8275
21909 | Salto | E9668G62PM38-C- | XS4 wide body electronic RF wireless ready SVN escutcheon, Mifare / DESFire deadbolt privacy w/ key override function, G lever, unhanded, satin brass finish, for use with 1 3/8" - 1 3/4" thick standard door | 1 |  | 1 Year | 727.25 | 0.15 | 618.1625
21910 | Salto | E9668G62PM38-W- | XS4 wide body electronic RF wireless SVN escutcheon, Mifare / DESFire deadbolt privacy w/ key override function, G lever, unhanded, satin brass finish, for use with 1 3/8" - 1 3/4" thick standard door | 1 |  | 1 Year | 858.35 | 0.15 | 729.5975
21911 | Salto | E9668G62PM48--- | XS4 wide body electronic wire-free SVN escutcheon, Mifare / DESFire deadbolt privacy w/ key override function, G lever, unhanded, satin brass finish, for use with 1 3/4" - 2 1/4" thick door | 1 |  | 1 Year | 673.15 | 0.15 | 572.1775
21912 | Salto | E9668G62PM48-A- | XS4 wide body electronic AMOK wire-free SVN escutcheon, Mifare / DESFire deadbolt privacy w/ key override function, G lever, unhanded, satin brass finish, for use with 1 3/4" - 2 1/4" thick door | 1 |  | 1 Year | 802.15 | 0.15 | 681.8275
21913 | Salto | E9668G62PM48-C- | XS4 wide body electronic RF wireless ready SVN escutcheon, Mifare / DESFire deadbolt privacy w/ key override function, G lever, unhanded, satin brass finish, for use with 1 3/4" - 2 1/4" thick door | 1 |  | 1 Year | 727.25 | 0.15 | 618.1625
21914 | Salto | E9668G62PM48-W- | XS4 wide body electronic RF wireless SVN escutcheon, Mifare / DESFire deadbolt privacy w/ key override function, G lever, unhanded, satin brass finish, for use with 1 3/4" - 2 1/4" thick door | 1 |  | 1 Year | 858.35 | 0.15 | 729.5975
21915 | Salto | E9668G63BC38--- | XS4 wide body electronic wire-free SVN escutcheon, Mifare / DESFire deadbolt privacy w/ key override function, G lever, unhanded, BioCote antimicrobial finish, for use with 1 3/8" - 1 3/4" thick standard door | 1 |  | 1 Year | 725.15 | 0.15 | 616.3775
21916 | Salto | E9668G63BC38-A- | XS4 wide body electronic AMOK wire-free SVN escutcheon, Mifare / DESFire deadbolt privacy w/ key override function, G lever, unhanded, BioCote antimicrobial finish, for use with 1 3/8" - 1 3/4" thick standard door | 1 |  | 1 Year | 854.15 | 0.15 | 726.0275
21917 | Salto | E9668G63BC38-C- | XS4 wide body electronic RF wireless ready SVN escutcheon, Mifare / DESFire deadbolt privacy w/ key override function, G lever, unhanded, BioCote antimicrobial finish, for use with 1 3/8" - 1 3/4" thick standard door | 1 |  | 1 Year | 779.25 | 0.15 | 662.3625
21918 | Salto | E9668G63BC38-W- | XS4 wide body electronic RF wireless SVN escutcheon, Mifare / DESFire deadbolt privacy w/ key override function, G lever, unhanded, BioCote antimicrobial finish, for use with 1 3/8" - 1 3/4" thick standard door | 1 |  | 1 Year | 910.35 | 0.15 | 773.7975
21919 | Salto | E9668G63BC48--- | XS4 wide body electronic wire-free SVN escutcheon, Mifare / DESFire deadbolt privacy w/ key override function, G lever, unhanded, BioCote antimicrobial finish, for use with 1 3/4" - 2 1/4" thick door | 1 |  | 1 Year | 725.15 | 0.15 | 616.3775
21920 | Salto | E9668G63BC48-A- | XS4 wide body electronic AMOK wire-free SVN escutcheon, Mifare / DESFire deadbolt privacy w/ key override function, G lever, unhanded, BioCote antimicrobial finish, for use with 1 3/4" - 2 1/4" thick door | 1 |  | 1 Year | 854.15 | 0.15 | 726.0275
21921 | Salto | E9668G63BC48-C- | XS4 wide body electronic RF wireless ready SVN escutcheon, Mifare / DESFire deadbolt privacy w/ key override function, G lever, unhanded, BioCote antimicrobial finish, for use with 1 3/4" - 2 1/4" thick door | 1 |  | 1 Year | 779.25 | 0.15 | 662.3625
21922 | Salto | E9668G63BC48-W- | XS4 wide body electronic RF wireless SVN escutcheon, Mifare / DESFire deadbolt privacy w/ key override function, G lever, unhanded, BioCote antimicrobial finish, for use with 1 3/4" - 2 1/4" thick door | 1 |  | 1 Year | 910.35 | 0.15 | 773.7975
21923 | Salto | E9668G63IM38--- | XS4 wide body electronic wire-free SVN escutcheon, Mifare / DESFire deadbolt privacy w/ key override function, G lever, unhanded, satin stainless finish, for use with 1 3/8" - 1 3/4" thick standard door | 1 |  | 1 Year | 673.15 | 0.15 | 572.1775
21924 | Salto | E9668G63IM38-A- | XS4 wide body electronic AMOK wire-free SVN escutcheon, Mifare / DESFire deadbolt privacy w/ key override function, G lever, unhanded, satin stainless finish, for use with 1 3/8" - 1 3/4" thick standard door | 1 |  | 1 Year | 802.15 | 0.15 | 681.8275
21925 | Salto | E9668G63IM38-C- | XS4 wide body electronic RF wireless ready SVN escutcheon, Mifare / DESFire deadbolt privacy w/ key override function, G lever, unhanded, satin stainless finish, for use with 1 3/8" - 1 3/4" thick standard door | 1 |  | 1 Year | 727.25 | 0.15 | 618.1625
21926 | Salto | E9668G63IM38-W- | XS4 wide body electronic RF wireless SVN escutcheon, Mifare / DESFire deadbolt privacy w/ key override function, G lever, unhanded, satin stainless finish, for use with 1 3/8" - 1 3/4" thick standard door | 1 |  | 1 Year | 858.35 | 0.15 | 729.5975
21927 | Salto | E9668G63IM48--- | XS4 wide body electronic wire-free SVN escutcheon, Mifare / DESFire deadbolt privacy w/ key override function, G lever, unhanded, satin stainless finish, for use with 1 3/4" - 2 1/4" thick door | 1 |  | 1 Year | 673.15 | 0.15 | 572.1775
21928 | Salto | E9668G63IM48-A- | XS4 wide body electronic AMOK wire-free SVN escutcheon, Mifare / DESFire deadbolt privacy w/ key override function, G lever, unhanded, satin stainless finish, for use with 1 3/4" - 2 1/4" thick door | 1 |  | 1 Year | 802.15 | 0.15 | 681.8275
21929 | Salto | E9668G63IM48-C- | XS4 wide body electronic RF wireless ready SVN escutcheon, Mifare / DESFire deadbolt privacy w/ key override function, G lever, unhanded, satin stainless finish, for use with 1 3/4" - 2 1/4" thick door | 1 |  | 1 Year | 727.25 | 0.15 | 618.1625
21930 | Salto | E9668G63IM48-W- | XS4 wide body electronic RF wireless SVN escutcheon, Mifare / DESFire deadbolt privacy w/ key override function, G lever, unhanded, satin stainless finish, for use with 1 3/4" - 2 1/4" thick door | 1 |  | 1 Year | 858.35 | 0.15 | 729.5975
21931 | Salto | E9668G63PM38--- | XS4 wide body electronic wire-free SVN escutcheon, Mifare / DESFire deadbolt privacy w/ key override function, G lever, unhanded, satin brass finish, for use with 1 3/8" - 1 3/4" thick standard door | 1 |  | 1 Year | 673.15 | 0.15 | 572.1775
21932 | Salto | E9668G63PM38-A- | XS4 wide body electronic AMOK wire-free SVN escutcheon, Mifare / DESFire deadbolt privacy w/ key override function, G lever, unhanded, satin brass finish, for use with 1 3/8" - 1 3/4" thick standard door | 1 |  | 1 Year | 802.15 | 0.15 | 681.8275
21933 | Salto | E9668G63PM38-C- | XS4 wide body electronic RF wireless ready SVN escutcheon, Mifare / DESFire deadbolt privacy w/ key override function, G lever, unhanded, satin brass finish, for use with 1 3/8" - 1 3/4" thick standard door | 1 |  | 1 Year | 727.25 | 0.15 | 618.1625
21934 | Salto | E9668G63PM38-W- | XS4 wide body electronic RF wireless SVN escutcheon, Mifare / DESFire deadbolt privacy w/ key override function, G lever, unhanded, satin brass finish, for use with 1 3/8" - 1 3/4" thick standard door | 1 |  | 1 Year | 858.35 | 0.15 | 729.5975
21935 | Salto | E9668G63PM48--- | XS4 wide body electronic wire-free SVN escutcheon, Mifare / DESFire deadbolt privacy w/ key override function, G lever, unhanded, satin brass finish, for use with 1 3/4" - 2 1/4" thick door | 1 |  | 1 Year | 673.15 | 0.15 | 572.1775
21936 | Salto | E9668G63PM48-A- | XS4 wide body electronic AMOK wire-free SVN escutcheon, Mifare / DESFire deadbolt privacy w/ key override function, G lever, unhanded, satin brass finish, for use with 1 3/4" - 2 1/4" thick door | 1 |  | 1 Year | 802.15 | 0.15 | 681.8275
21937 | Salto | E9668G63PM48-C- | XS4 wide body electronic RF wireless ready SVN escutcheon, Mifare / DESFire deadbolt privacy w/ key override function, G lever, unhanded, satin brass finish, for use with 1 3/4" - 2 1/4" thick door | 1 |  | 1 Year | 727.25 | 0.15 | 618.1625
21938 | Salto | E9668G63PM48-W- | XS4 wide body electronic RF wireless SVN escutcheon, Mifare / DESFire deadbolt privacy w/ key override function, G lever, unhanded, satin brass finish, for use with 1 3/4" - 2 1/4" thick door | 1 |  | 1 Year | 858.35 | 0.15 | 729.5975
21939 | Salto | E9668J61BC38--- | XS4 wide body electronic wire-free SVN escutcheon, Mifare / DESFire deadbolt privacy w/ key override function, J lever, unhanded, BioCote antimicrobial finish, for use with 1 3/8" - 1 3/4" thick standard door | 1 |  | 1 Year | 735.35 | 0.15 | 625.0475
21940 | Salto | E9668J61BC38-A- | XS4 wide body electronic AMOK wire-free SVN escutcheon, Mifare / DESFire deadbolt privacy w/ key override function, J lever, unhanded, BioCote antimicrobial finish, for use with 1 3/8" - 1 3/4" thick standard door | 1 |  | 1 Year | 864.35 | 0.15 | 734.6975
21941 | Salto | E9668J61BC38-C- | XS4 wide body electronic RF wireless ready SVN escutcheon, Mifare / DESFire deadbolt privacy w/ key override function, J lever, unhanded, BioCote antimicrobial finish, for use with 1 3/8" - 1 3/4" thick standard door | 1 |  | 1 Year | 789.45 | 0.15 | 671.0325
21942 | Salto | E9668J61BC38-W- | XS4 wide body electronic RF wireless SVN escutcheon, Mifare / DESFire deadbolt privacy w/ key override function, J lever, unhanded, BioCote antimicrobial finish, for use with 1 3/8" - 1 3/4" thick standard door | 1 |  | 1 Year | 920.55 | 0.15 | 782.4675
21943 | Salto | E9668J61BC48--- | XS4 wide body electronic wire-free SVN escutcheon, Mifare / DESFire deadbolt privacy w/ key override function, J lever, unhanded, BioCote antimicrobial finish, for use with 1 3/4" - 2 1/4" thick door | 1 |  | 1 Year | 735.35 | 0.15 | 625.0475
21944 | Salto | E9668J61BC48-A- | XS4 wide body electronic AMOK wire-free SVN escutcheon, Mifare / DESFire deadbolt privacy w/ key override function, J lever, unhanded, BioCote antimicrobial finish, for use with 1 3/4" - 2 1/4" thick door | 1 |  | 1 Year | 864.35 | 0.15 | 734.6975
21945 | Salto | E9668J61BC48-C- | XS4 wide body electronic RF wireless ready SVN escutcheon, Mifare / DESFire deadbolt privacy w/ key override function, J lever, unhanded, BioCote antimicrobial finish, for use with 1 3/4" - 2 1/4" thick door | 1 |  | 1 Year | 789.45 | 0.15 | 671.0325
21946 | Salto | E9668J61BC48-W- | XS4 wide body electronic RF wireless SVN escutcheon, Mifare / DESFire deadbolt privacy w/ key override function, J lever, unhanded, BioCote antimicrobial finish, for use with 1 3/4" - 2 1/4" thick door | 1 |  | 1 Year | 920.55 | 0.15 | 782.4675
21947 | Salto | E9668J61IA38--- | XS4 wide body electronic wire-free SVN escutcheon, Mifare / DESFire deadbolt privacy w/ key override function, J lever, unhanded, antique brass finish, for use with 1 3/8" - 1 3/4" thick standard door | 1 |  | 1 Year | 735.35 | 0.15 | 625.0475
21948 | Salto | E9668J61IA38-A- | XS4 wide body electronic AMOK wire-free SVN escutcheon, Mifare / DESFire deadbolt privacy w/ key override function, J lever, unhanded, antique brass finish, for use with 1 3/8" - 1 3/4" thick standard door | 1 |  | 1 Year | 864.35 | 0.15 | 734.6975
21949 | Salto | E9668J61IA38-C- | XS4 wide body electronic RF wireless ready SVN escutcheon, Mifare / DESFire deadbolt privacy w/ key override function, J lever, unhanded, antique brass finish, for use with 1 3/8" - 1 3/4" thick standard door | 1 |  | 1 Year | 789.45 | 0.15 | 671.0325
21950 | Salto | E9668J61IA38-W- | XS4 wide body electronic RF wireless SVN escutcheon, Mifare / DESFire deadbolt privacy w/ key override function, J lever, unhanded, antique brass finish, for use with 1 3/8" - 1 3/4" thick standard door | 1 |  | 1 Year | 920.55 | 0.15 | 782.4675
21951 | Salto | E9668J61IA48--- | XS4 wide body electronic wire-free SVN escutcheon, Mifare / DESFire deadbolt privacy w/ key override function, J lever, unhanded, antique brass finish, for use with 1 3/4" - 2 1/4" thick door | 1 |  | 1 Year | 735.35 | 0.15 | 625.0475
21952 | Salto | E9668J61IA48-A- | XS4 wide body electronic AMOK wire-free SVN escutcheon, Mifare / DESFire deadbolt privacy w/ key override function, J lever, unhanded, antique brass finish, for use with 1 3/4" - 2 1/4" thick door | 1 |  | 1 Year | 864.35 | 0.15 | 734.6975
21953 | Salto | E9668J61IA48-C- | XS4 wide body electronic RF wireless ready SVN escutcheon, Mifare / DESFire deadbolt privacy w/ key override function, J lever, unhanded, antique brass finish, for use with 1 3/4" - 2 1/4" thick door | 1 |  | 1 Year | 789.45 | 0.15 | 671.0325
21954 | Salto | E9668J61IA48-W- | XS4 wide body electronic RF wireless SVN escutcheon, Mifare / DESFire deadbolt privacy w/ key override function, J lever, unhanded, antique brass finish, for use with 1 3/4" - 2 1/4" thick door | 1 |  | 1 Year | 920.55 | 0.15 | 782.4675
21955 | Salto | E9668J61IM38--- | XS4 wide body electronic wire-free SVN escutcheon, Mifare / DESFire deadbolt privacy w/ key override function, J lever, unhanded, satin stainless finish, for use with 1 3/8" - 1 3/4" thick standard door | 1 |  | 1 Year | 683.35 | 0.15 | 580.8475
21956 | Salto | E9668J61IM38-A- | XS4 wide body electronic AMOK wire-free SVN escutcheon, Mifare / DESFire deadbolt privacy w/ key override function, J lever, unhanded, satin stainless finish, for use with 1 3/8" - 1 3/4" thick standard door | 1 |  | 1 Year | 812.35 | 0.15 | 690.4975
21957 | Salto | E9668J61IM38-C- | XS4 wide body electronic RF wireless ready SVN escutcheon, Mifare / DESFire deadbolt privacy w/ key override function, J lever, unhanded, satin stainless finish, for use with 1 3/8" - 1 3/4" thick standard door | 1 |  | 1 Year | 737.45 | 0.15 | 626.8325
21958 | Salto | E9668J61IM38-W- | XS4 wide body electronic RF wireless SVN escutcheon, Mifare / DESFire deadbolt privacy w/ key override function, J lever, unhanded, satin stainless finish, for use with 1 3/8" - 1 3/4" thick standard door | 1 |  | 1 Year | 868.55 | 0.15 | 738.2675
21959 | Salto | E9668J61IM48--- | XS4 wide body electronic wire-free SVN escutcheon, Mifare / DESFire deadbolt privacy w/ key override function, J lever, unhanded, satin stainless finish, for use with 1 3/4" - 2 1/4" thick door | 1 |  | 1 Year | 683.35 | 0.15 | 580.8475
21960 | Salto | E9668J61IM48-A- | XS4 wide body electronic AMOK wire-free SVN escutcheon, Mifare / DESFire deadbolt privacy w/ key override function, J lever, unhanded, satin stainless finish, for use with 1 3/4" - 2 1/4" thick door | 1 |  | 1 Year | 812.35 | 0.15 | 690.4975
21961 | Salto | E9668J61IM48-C- | XS4 wide body electronic RF wireless ready SVN escutcheon, Mifare / DESFire deadbolt privacy w/ key override function, J lever, unhanded, satin stainless finish, for use with 1 3/4" - 2 1/4" thick door | 1 |  | 1 Year | 737.45 | 0.15 | 626.8325
21962 | Salto | E9668J61IM48-W- | XS4 wide body electronic RF wireless SVN escutcheon, Mifare / DESFire deadbolt privacy w/ key override function, J lever, unhanded, satin stainless finish, for use with 1 3/4" - 2 1/4" thick door | 1 |  | 1 Year | 868.55 | 0.15 | 738.2675
21963 | Salto | E9668J61NE38--- | XS4 wide body electronic wire-free SVN escutcheon, Mifare / DESFire deadbolt privacy w/ key override function, J lever, unhanded, black chromium finish, for use with 1 3/8" - 1 3/4" thick standard door | 1 |  | 1 Year | 718.05 | 0.15 | 610.3425
21964 | Salto | E9668J61NE38-A- | XS4 wide body electronic AMOK wire-free SVN escutcheon, Mifare / DESFire deadbolt privacy w/ key override function, J lever, unhanded, black chromium finish, for use with 1 3/8" - 1 3/4" thick standard door | 1 |  | 1 Year | 847.05 | 0.15 | 719.9925
21965 | Salto | E9668J61NE38-C- | XS4 wide body electronic RF wireless ready SVN escutcheon, Mifare / DESFire deadbolt privacy w/ key override function, J lever, unhanded, black chromium finish, for use with 1 3/8" - 1 3/4" thick standard door | 1 |  | 1 Year | 772.15 | 0.15 | 656.3275
21966 | Salto | E9668J61NE38-W- | XS4 wide body electronic RF wireless SVN escutcheon, Mifare / DESFire deadbolt privacy w/ key override function, J lever, unhanded, black chromium finish, for use with 1 3/8" - 1 3/4" thick standard door | 1 |  | 1 Year | 903.25 | 0.15 | 767.7625
21967 | Salto | E9668J61NE48--- | XS4 wide body electronic wire-free SVN escutcheon, Mifare / DESFire deadbolt privacy w/ key override function, J lever, unhanded, black chromium finish, for use with 1 3/4" - 2 1/4" thick door | 1 |  | 1 Year | 718.05 | 0.15 | 610.3425
21968 | Salto | E9668J61NE48-A- | XS4 wide body electronic AMOK wire-free SVN escutcheon, Mifare / DESFire deadbolt privacy w/ key override function, J lever, unhanded, black chromium finish, for use with 1 3/4" - 2 1/4" thick door | 1 |  | 1 Year | 847.05 | 0.15 | 719.9925
21969 | Salto | E9668J61NE48-C- | XS4 wide body electronic RF wireless ready SVN escutcheon, Mifare / DESFire deadbolt privacy w/ key override function, J lever, unhanded, black chromium finish, for use with 1 3/4" - 2 1/4" thick door | 1 |  | 1 Year | 772.15 | 0.15 | 656.3275
21970 | Salto | E9668J61NE48-W- | XS4 wide body electronic RF wireless SVN escutcheon, Mifare / DESFire deadbolt privacy w/ key override function, J lever, unhanded, black chromium finish, for use with 1 3/4" - 2 1/4" thick door | 1 |  | 1 Year | 903.25 | 0.15 | 767.7625
21971 | Salto | E9668J61PM38--- | XS4 wide body electronic wire-free SVN escutcheon, Mifare / DESFire deadbolt privacy w/ key override function, J lever, unhanded, satin brass finish, for use with 1 3/8" - 1 3/4" thick standard door | 1 |  | 1 Year | 683.35 | 0.15 | 580.8475
21972 | Salto | E9668J61PM38-A- | XS4 wide body electronic AMOK wire-free SVN escutcheon, Mifare / DESFire deadbolt privacy w/ key override function, J lever, unhanded, satin brass finish, for use with 1 3/8" - 1 3/4" thick standard door | 1 |  | 1 Year | 812.35 | 0.15 | 690.4975
21973 | Salto | E9668J61PM38-C- | XS4 wide body electronic RF wireless ready SVN escutcheon, Mifare / DESFire deadbolt privacy w/ key override function, J lever, unhanded, satin brass finish, for use with 1 3/8" - 1 3/4" thick standard door | 1 |  | 1 Year | 737.45 | 0.15 | 626.8325
21974 | Salto | E9668J61PM38-W- | XS4 wide body electronic RF wireless SVN escutcheon, Mifare / DESFire deadbolt privacy w/ key override function, J lever, unhanded, satin brass finish, for use with 1 3/8" - 1 3/4" thick standard door | 1 |  | 1 Year | 868.55 | 0.15 | 738.2675
21975 | Salto | E9668J61PM48--- | XS4 wide body electronic wire-free SVN escutcheon, Mifare / DESFire deadbolt privacy w/ key override function, J lever, unhanded, satin brass finish, for use with 1 3/4" - 2 1/4" thick door | 1 |  | 1 Year | 683.35 | 0.15 | 580.8475
21976 | Salto | E9668J61PM48-A- | XS4 wide body electronic AMOK wire-free SVN escutcheon, Mifare / DESFire deadbolt privacy w/ key override function, J lever, unhanded, satin brass finish, for use with 1 3/4" - 2 1/4" thick door | 1 |  | 1 Year | 812.35 | 0.15 | 690.4975
21977 | Salto | E9668J61PM48-C- | XS4 wide body electronic RF wireless ready SVN escutcheon, Mifare / DESFire deadbolt privacy w/ key override function, J lever, unhanded, satin brass finish, for use with 1 3/4" - 2 1/4" thick door | 1 |  | 1 Year | 737.45 | 0.15 | 626.8325
21978 | Salto | E9668J61PM48-W- | XS4 wide body electronic RF wireless SVN escutcheon, Mifare / DESFire deadbolt privacy w/ key override function, J lever, unhanded, satin brass finish, for use with 1 3/4" - 2 1/4" thick door | 1 |  | 1 Year | 868.55 | 0.15 | 738.2675
21979 | Salto | E9668J62BC38--- | XS4 wide body electronic wire-free SVN escutcheon, Mifare / DESFire deadbolt privacy w/ key override function, J lever, unhanded, BioCote antimicrobial finish, for use with 1 3/8" - 1 3/4" thick standard door | 1 |  | 1 Year | 735.35 | 0.15 | 625.0475
21980 | Salto | E9668J62BC38-A- | XS4 wide body electronic AMOK wire-free SVN escutcheon, Mifare / DESFire deadbolt privacy w/ key override function, J lever, unhanded, BioCote antimicrobial finish, for use with 1 3/8" - 1 3/4" thick standard door | 1 |  | 1 Year | 864.35 | 0.15 | 734.6975
21981 | Salto | E9668J62BC38-C- | XS4 wide body electronic RF wireless ready SVN escutcheon, Mifare / DESFire deadbolt privacy w/ key override function, J lever, unhanded, BioCote antimicrobial finish, for use with 1 3/8" - 1 3/4" thick standard door | 1 |  | 1 Year | 789.45 | 0.15 | 671.0325
21982 | Salto | E9668J62BC38-W- | XS4 wide body electronic RF wireless SVN escutcheon, Mifare / DESFire deadbolt privacy w/ key override function, J lever, unhanded, BioCote antimicrobial finish, for use with 1 3/8" - 1 3/4" thick standard door | 1 |  | 1 Year | 920.55 | 0.15 | 782.4675
21983 | Salto | E9668J62BC48--- | XS4 wide body electronic wire-free SVN escutcheon, Mifare / DESFire deadbolt privacy w/ key override function, J lever, unhanded, BioCote antimicrobial finish, for use with 1 3/4" - 2 1/4" thick door | 1 |  | 1 Year | 735.35 | 0.15 | 625.0475
21984 | Salto | E9668J62BC48-A- | XS4 wide body electronic AMOK wire-free SVN escutcheon, Mifare / DESFire deadbolt privacy w/ key override function, J lever, unhanded, BioCote antimicrobial finish, for use with 1 3/4" - 2 1/4" thick door | 1 |  | 1 Year | 864.35 | 0.15 | 734.6975
21985 | Salto | E9668J62BC48-C- | XS4 wide body electronic RF wireless ready SVN escutcheon, Mifare / DESFire deadbolt privacy w/ key override function, J lever, unhanded, BioCote antimicrobial finish, for use with 1 3/4" - 2 1/4" thick door | 1 |  | 1 Year | 789.45 | 0.15 | 671.0325
21986 | Salto | E9668J62BC48-W- | XS4 wide body electronic RF wireless SVN escutcheon, Mifare / DESFire deadbolt privacy w/ key override function, J lever, unhanded, BioCote antimicrobial finish, for use with 1 3/4" - 2 1/4" thick door | 1 |  | 1 Year | 920.55 | 0.15 | 782.4675
21987 | Salto | E9668J62IA38--- | XS4 wide body electronic wire-free SVN escutcheon, Mifare / DESFire deadbolt privacy w/ key override function, J lever, unhanded, antique brass finish, for use with 1 3/8" - 1 3/4" thick standard door | 1 |  | 1 Year | 735.35 | 0.15 | 625.0475
21988 | Salto | E9668J62IA38-A- | XS4 wide body electronic AMOK wire-free SVN escutcheon, Mifare / DESFire deadbolt privacy w/ key override function, J lever, unhanded, antique brass finish, for use with 1 3/8" - 1 3/4" thick standard door | 1 |  | 1 Year | 864.35 | 0.15 | 734.6975
21989 | Salto | E9668J62IA38-C- | XS4 wide body electronic RF wireless ready SVN escutcheon, Mifare / DESFire deadbolt privacy w/ key override function, J lever, unhanded, antique brass finish, for use with 1 3/8" - 1 3/4" thick standard door | 1 |  | 1 Year | 789.45 | 0.15 | 671.0325
21990 | Salto | E9668J62IA38-W- | XS4 wide body electronic RF wireless SVN escutcheon, Mifare / DESFire deadbolt privacy w/ key override function, J lever, unhanded, antique brass finish, for use with 1 3/8" - 1 3/4" thick standard door | 1 |  | 1 Year | 920.55 | 0.15 | 782.4675
21991 | Salto | E9668J62IA48--- | XS4 wide body electronic wire-free SVN escutcheon, Mifare / DESFire deadbolt privacy w/ key override function, J lever, unhanded, antique brass finish, for use with 1 3/4" - 2 1/4" thick door | 1 |  | 1 Year | 735.35 | 0.15 | 625.0475
21992 | Salto | E9668J62IA48-A- | XS4 wide body electronic AMOK wire-free SVN escutcheon, Mifare / DESFire deadbolt privacy w/ key override function, J lever, unhanded, antique brass finish, for use with 1 3/4" - 2 1/4" thick door | 1 |  | 1 Year | 864.35 | 0.15 | 734.6975
21993 | Salto | E9668J62IA48-C- | XS4 wide body electronic RF wireless ready SVN escutcheon, Mifare / DESFire deadbolt privacy w/ key override function, J lever, unhanded, antique brass finish, for use with 1 3/4" - 2 1/4" thick door | 1 |  | 1 Year | 789.45 | 0.15 | 671.0325
21994 | Salto | E9668J62IA48-W- | XS4 wide body electronic RF wireless SVN escutcheon, Mifare / DESFire deadbolt privacy w/ key override function, J lever, unhanded, antique brass finish, for use with 1 3/4" - 2 1/4" thick door | 1 |  | 1 Year | 920.55 | 0.15 | 782.4675
21995 | Salto | E9668J62IM38--- | XS4 wide body electronic wire-free SVN escutcheon, Mifare / DESFire deadbolt privacy w/ key override function, J lever, unhanded, satin stainless finish, for use with 1 3/8" - 1 3/4" thick standard door | 1 |  | 1 Year | 683.35 | 0.15 | 580.8475
21996 | Salto | E9668J62IM38-A- | XS4 wide body electronic AMOK wire-free SVN escutcheon, Mifare / DESFire deadbolt privacy w/ key override function, J lever, unhanded, satin stainless finish, for use with 1 3/8" - 1 3/4" thick standard door | 1 |  | 1 Year | 812.35 | 0.15 | 690.4975
21997 | Salto | E9668J62IM38-C- | XS4 wide body electronic RF wireless ready SVN escutcheon, Mifare / DESFire deadbolt privacy w/ key override function, J lever, unhanded, satin stainless finish, for use with 1 3/8" - 1 3/4" thick standard door | 1 |  | 1 Year | 737.45 | 0.15 | 626.8325
21998 | Salto | E9668J62IM38-W- | XS4 wide body electronic RF wireless SVN escutcheon, Mifare / DESFire deadbolt privacy w/ key override function, J lever, unhanded, satin stainless finish, for use with 1 3/8" - 1 3/4" thick standard door | 1 |  | 1 Year | 868.55 | 0.15 | 738.2675
21999 | Salto | E9668J62IM48--- | XS4 wide body electronic wire-free SVN escutcheon, Mifare / DESFire deadbolt privacy w/ key override function, J lever, unhanded, satin stainless finish, for use with 1 3/4" - 2 1/4" thick door | 1 |  | 1 Year | 683.35 | 0.15 | 580.8475
22000 | Salto | E9668J62IM48-A- | XS4 wide body electronic AMOK wire-free SVN escutcheon, Mifare / DESFire deadbolt privacy w/ key override function, J lever, unhanded, satin stainless finish, for use with 1 3/4" - 2 1/4" thick door | 1 |  | 1 Year | 812.35 | 0.15 | 690.4975
22001 | Salto | E9668J62IM48-C- | XS4 wide body electronic RF wireless ready SVN escutcheon, Mifare / DESFire deadbolt privacy w/ key override function, J lever, unhanded, satin stainless finish, for use with 1 3/4" - 2 1/4" thick door | 1 |  | 1 Year | 737.45 | 0.15 | 626.8325
22002 | Salto | E9668J62IM48-W- | XS4 wide body electronic RF wireless SVN escutcheon, Mifare / DESFire deadbolt privacy w/ key override function, J lever, unhanded, satin stainless finish, for use with 1 3/4" - 2 1/4" thick door | 1 |  | 1 Year | 868.55 | 0.15 | 738.2675
22003 | Salto | E9668J62NE38--- | XS4 wide body electronic wire-free SVN escutcheon, Mifare / DESFire deadbolt privacy w/ key override function, J lever, unhanded, black chromium finish, for use with 1 3/8" - 1 3/4" thick standard door | 1 |  | 1 Year | 718.05 | 0.15 | 610.3425
22004 | Salto | E9668J62NE38-A- | XS4 wide body electronic AMOK wire-free SVN escutcheon, Mifare / DESFire deadbolt privacy w/ key override function, J lever, unhanded, black chromium finish, for use with 1 3/8" - 1 3/4" thick standard door | 1 |  | 1 Year | 847.05 | 0.15 | 719.9925
22005 | Salto | E9668J62NE38-C- | XS4 wide body electronic RF wireless ready SVN escutcheon, Mifare / DESFire deadbolt privacy w/ key override function, J lever, unhanded, black chromium finish, for use with 1 3/8" - 1 3/4" thick standard door | 1 |  | 1 Year | 772.15 | 0.15 | 656.3275
22006 | Salto | E9668J62NE38-W- | XS4 wide body electronic RF wireless SVN escutcheon, Mifare / DESFire deadbolt privacy w/ key override function, J lever, unhanded, black chromium finish, for use with 1 3/8" - 1 3/4" thick standard door | 1 |  | 1 Year | 903.25 | 0.15 | 767.7625
22007 | Salto | E9668J62NE48--- | XS4 wide body electronic wire-free SVN escutcheon, Mifare / DESFire deadbolt privacy w/ key override function, J lever, unhanded, black chromium finish, for use with 1 3/4" - 2 1/4" thick door | 1 |  | 1 Year | 718.05 | 0.15 | 610.3425
22008 | Salto | E9668J62NE48-A- | XS4 wide body electronic AMOK wire-free SVN escutcheon, Mifare / DESFire deadbolt privacy w/ key override function, J lever, unhanded, black chromium finish, for use with 1 3/4" - 2 1/4" thick door | 1 |  | 1 Year | 847.05 | 0.15 | 719.9925
22009 | Salto | E9668J62NE48-C- | XS4 wide body electronic RF wireless ready SVN escutcheon, Mifare / DESFire deadbolt privacy w/ key override function, J lever, unhanded, black chromium finish, for use with 1 3/4" - 2 1/4" thick door | 1 |  | 1 Year | 772.15 | 0.15 | 656.3275
22010 | Salto | E9668J62NE48-W- | XS4 wide body electronic RF wireless SVN escutcheon, Mifare / DESFire deadbolt privacy w/ key override function, J lever, unhanded, black chromium finish, for use with 1 3/4" - 2 1/4" thick door | 1 |  | 1 Year | 903.25 | 0.15 | 767.7625
22011 | Salto | E9668J62PM38--- | XS4 wide body electronic wire-free SVN escutcheon, Mifare / DESFire deadbolt privacy w/ key override function, J lever, unhanded, satin brass finish, for use with 1 3/8" - 1 3/4" thick standard door | 1 |  | 1 Year | 683.35 | 0.15 | 580.8475
22012 | Salto | E9668J62PM38-A- | XS4 wide body electronic AMOK wire-free SVN escutcheon, Mifare / DESFire deadbolt privacy w/ key override function, J lever, unhanded, satin brass finish, for use with 1 3/8" - 1 3/4" thick standard door | 1 |  | 1 Year | 812.35 | 0.15 | 690.4975
22013 | Salto | E9668J62PM38-C- | XS4 wide body electronic RF wireless ready SVN escutcheon, Mifare / DESFire deadbolt privacy w/ key override function, J lever, unhanded, satin brass finish, for use with 1 3/8" - 1 3/4" thick standard door | 1 |  | 1 Year | 737.45 | 0.15 | 626.8325
22014 | Salto | E9668J62PM38-W- | XS4 wide body electronic RF wireless SVN escutcheon, Mifare / DESFire deadbolt privacy w/ key override function, J lever, unhanded, satin brass finish, for use with 1 3/8" - 1 3/4" thick standard door | 1 |  | 1 Year | 868.55 | 0.15 | 738.2675
22015 | Salto | E9668J62PM48--- | XS4 wide body electronic wire-free SVN escutcheon, Mifare / DESFire deadbolt privacy w/ key override function, J lever, unhanded, satin brass finish, for use with 1 3/4" - 2 1/4" thick door | 1 |  | 1 Year | 683.35 | 0.15 | 580.8475
22016 | Salto | E9668J62PM48-A- | XS4 wide body electronic AMOK wire-free SVN escutcheon, Mifare / DESFire deadbolt privacy w/ key override function, J lever, unhanded, satin brass finish, for use with 1 3/4" - 2 1/4" thick door | 1 |  | 1 Year | 812.35 | 0.15 | 690.4975
22017 | Salto | E9668J62PM48-C- | XS4 wide body electronic RF wireless ready SVN escutcheon, Mifare / DESFire deadbolt privacy w/ key override function, J lever, unhanded, satin brass finish, for use with 1 3/4" - 2 1/4" thick door | 1 |  | 1 Year | 737.45 | 0.15 | 626.8325
22018 | Salto | E9668J62PM48-W- | XS4 wide body electronic RF wireless SVN escutcheon, Mifare / DESFire deadbolt privacy w/ key override function, J lever, unhanded, satin brass finish, for use with 1 3/4" - 2 1/4" thick door | 1 |  | 1 Year | 868.55 | 0.15 | 738.2675
22019 | Salto | E9668J63BC38--- | XS4 wide body electronic wire-free SVN escutcheon, Mifare / DESFire deadbolt privacy w/ key override function, J lever, unhanded, BioCote antimicrobial finish, for use with 1 3/8" - 1 3/4" thick standard door | 1 |  | 1 Year | 735.35 | 0.15 | 625.0475
22020 | Salto | E9668J63BC38-A- | XS4 wide body electronic AMOK wire-free SVN escutcheon, Mifare / DESFire deadbolt privacy w/ key override function, J lever, unhanded, BioCote antimicrobial finish, for use with 1 3/8" - 1 3/4" thick standard door | 1 |  | 1 Year | 864.35 | 0.15 | 734.6975
22021 | Salto | E9668J63BC38-C- | XS4 wide body electronic RF wireless ready SVN escutcheon, Mifare / DESFire deadbolt privacy w/ key override function, J lever, unhanded, BioCote antimicrobial finish, for use with 1 3/8" - 1 3/4" thick standard door | 1 |  | 1 Year | 789.45 | 0.15 | 671.0325
22022 | Salto | E9668J63BC38-W- | XS4 wide body electronic RF wireless SVN escutcheon, Mifare / DESFire deadbolt privacy w/ key override function, J lever, unhanded, BioCote antimicrobial finish, for use with 1 3/8" - 1 3/4" thick standard door | 1 |  | 1 Year | 920.55 | 0.15 | 782.4675
22023 | Salto | E9668J63BC48--- | XS4 wide body electronic wire-free SVN escutcheon, Mifare / DESFire deadbolt privacy w/ key override function, J lever, unhanded, BioCote antimicrobial finish, for use with 1 3/4" - 2 1/4" thick door | 1 |  | 1 Year | 735.35 | 0.15 | 625.0475
22024 | Salto | E9668J63BC48-A- | XS4 wide body electronic AMOK wire-free SVN escutcheon, Mifare / DESFire deadbolt privacy w/ key override function, J lever, unhanded, BioCote antimicrobial finish, for use with 1 3/4" - 2 1/4" thick door | 1 |  | 1 Year | 864.35 | 0.15 | 734.6975
22025 | Salto | E9668J63BC48-C- | XS4 wide body electronic RF wireless ready SVN escutcheon, Mifare / DESFire deadbolt privacy w/ key override function, J lever, unhanded, BioCote antimicrobial finish, for use with 1 3/4" - 2 1/4" thick door | 1 |  | 1 Year | 789.45 | 0.15 | 671.0325
22026 | Salto | E9668J63BC48-W- | XS4 wide body electronic RF wireless SVN escutcheon, Mifare / DESFire deadbolt privacy w/ key override function, J lever, unhanded, BioCote antimicrobial finish, for use with 1 3/4" - 2 1/4" thick door | 1 |  | 1 Year | 920.55 | 0.15 | 782.4675
22027 | Salto | E9668J63IA38--- | XS4 wide body electronic wire-free SVN escutcheon, Mifare / DESFire deadbolt privacy w/ key override function, J lever, unhanded, antique brass finish, for use with 1 3/8" - 1 3/4" thick standard door | 1 |  | 1 Year | 735.35 | 0.15 | 625.0475
22028 | Salto | E9668J63IA38-A- | XS4 wide body electronic AMOK wire-free SVN escutcheon, Mifare / DESFire deadbolt privacy w/ key override function, J lever, unhanded, antique brass finish, for use with 1 3/8" - 1 3/4" thick standard door | 1 |  | 1 Year | 864.35 | 0.15 | 734.6975
22029 | Salto | E9668J63IA38-C- | XS4 wide body electronic RF wireless ready SVN escutcheon, Mifare / DESFire deadbolt privacy w/ key override function, J lever, unhanded, antique brass finish, for use with 1 3/8" - 1 3/4" thick standard door | 1 |  | 1 Year | 789.45 | 0.15 | 671.0325
22030 | Salto | E9668J63IA38-W- | XS4 wide body electronic RF wireless SVN escutcheon, Mifare / DESFire deadbolt privacy w/ key override function, J lever, unhanded, antique brass finish, for use with 1 3/8" - 1 3/4" thick standard door | 1 |  | 1 Year | 920.55 | 0.15 | 782.4675
22031 | Salto | E9668J63IA48--- | XS4 wide body electronic wire-free SVN escutcheon, Mifare / DESFire deadbolt privacy w/ key override function, J lever, unhanded, antique brass finish, for use with 1 3/4" - 2 1/4" thick door | 1 |  | 1 Year | 735.35 | 0.15 | 625.0475
22032 | Salto | E9668J63IA48-A- | XS4 wide body electronic AMOK wire-free SVN escutcheon, Mifare / DESFire deadbolt privacy w/ key override function, J lever, unhanded, antique brass finish, for use with 1 3/4" - 2 1/4" thick door | 1 |  | 1 Year | 864.35 | 0.15 | 734.6975
22033 | Salto | E9668J63IA48-C- | XS4 wide body electronic RF wireless ready SVN escutcheon, Mifare / DESFire deadbolt privacy w/ key override function, J lever, unhanded, antique brass finish, for use with 1 3/4" - 2 1/4" thick door | 1 |  | 1 Year | 789.45 | 0.15 | 671.0325
22034 | Salto | E9668J63IA48-W- | XS4 wide body electronic RF wireless SVN escutcheon, Mifare / DESFire deadbolt privacy w/ key override function, J lever, unhanded, antique brass finish, for use with 1 3/4" - 2 1/4" thick door | 1 |  | 1 Year | 920.55 | 0.15 | 782.4675
22035 | Salto | E9668J63IM38--- | XS4 wide body electronic wire-free SVN escutcheon, Mifare / DESFire deadbolt privacy w/ key override function, J lever, unhanded, satin stainless finish, for use with 1 3/8" - 1 3/4" thick standard door | 1 |  | 1 Year | 683.35 | 0.15 | 580.8475
22036 | Salto | E9668J63IM38-A- | XS4 wide body electronic AMOK wire-free SVN escutcheon, Mifare / DESFire deadbolt privacy w/ key override function, J lever, unhanded, satin stainless finish, for use with 1 3/8" - 1 3/4" thick standard door | 1 |  | 1 Year | 812.35 | 0.15 | 690.4975
22037 | Salto | E9668J63IM38-C- | XS4 wide body electronic RF wireless ready SVN escutcheon, Mifare / DESFire deadbolt privacy w/ key override function, J lever, unhanded, satin stainless finish, for use with 1 3/8" - 1 3/4" thick standard door | 1 |  | 1 Year | 737.45 | 0.15 | 626.8325
22038 | Salto | E9668J63IM38-W- | XS4 wide body electronic RF wireless SVN escutcheon, Mifare / DESFire deadbolt privacy w/ key override function, J lever, unhanded, satin stainless finish, for use with 1 3/8" - 1 3/4" thick standard door | 1 |  | 1 Year | 868.55 | 0.15 | 738.2675
22039 | Salto | E9668J63IM48--- | XS4 wide body electronic wire-free SVN escutcheon, Mifare / DESFire deadbolt privacy w/ key override function, J lever, unhanded, satin stainless finish, for use with 1 3/4" - 2 1/4" thick door | 1 |  | 1 Year | 683.35 | 0.15 | 580.8475
22040 | Salto | E9668J63IM48-A- | XS4 wide body electronic AMOK wire-free SVN escutcheon, Mifare / DESFire deadbolt privacy w/ key override function, J lever, unhanded, satin stainless finish, for use with 1 3/4" - 2 1/4" thick door | 1 |  | 1 Year | 812.35 | 0.15 | 690.4975
22041 | Salto | E9668J63IM48-C- | XS4 wide body electronic RF wireless ready SVN escutcheon, Mifare / DESFire deadbolt privacy w/ key override function, J lever, unhanded, satin stainless finish, for use with 1 3/4" - 2 1/4" thick door | 1 |  | 1 Year | 737.45 | 0.15 | 626.8325
22042 | Salto | E9668J63IM48-W- | XS4 wide body electronic RF wireless SVN escutcheon, Mifare / DESFire deadbolt privacy w/ key override function, J lever, unhanded, satin stainless finish, for use with 1 3/4" - 2 1/4" thick door | 1 |  | 1 Year | 868.55 | 0.15 | 738.2675
22043 | Salto | E9668J63NE38--- | XS4 wide body electronic wire-free SVN escutcheon, Mifare / DESFire deadbolt privacy w/ key override function, J lever, unhanded, black chromium finish, for use with 1 3/8" - 1 3/4" thick standard door | 1 |  | 1 Year | 718.05 | 0.15 | 610.3425
22044 | Salto | E9668J63NE38-A- | XS4 wide body electronic AMOK wire-free SVN escutcheon, Mifare / DESFire deadbolt privacy w/ key override function, J lever, unhanded, black chromium finish, for use with 1 3/8" - 1 3/4" thick standard door | 1 |  | 1 Year | 847.05 | 0.15 | 719.9925
22045 | Salto | E9668J63NE38-C- | XS4 wide body electronic RF wireless ready SVN escutcheon, Mifare / DESFire deadbolt privacy w/ key override function, J lever, unhanded, black chromium finish, for use with 1 3/8" - 1 3/4" thick standard door | 1 |  | 1 Year | 772.15 | 0.15 | 656.3275
22046 | Salto | E9668J63NE38-W- | XS4 wide body electronic RF wireless SVN escutcheon, Mifare / DESFire deadbolt privacy w/ key override function, J lever, unhanded, black chromium finish, for use with 1 3/8" - 1 3/4" thick standard door | 1 |  | 1 Year | 903.25 | 0.15 | 767.7625
22047 | Salto | E9668J63NE48--- | XS4 wide body electronic wire-free SVN escutcheon, Mifare / DESFire deadbolt privacy w/ key override function, J lever, unhanded, black chromium finish, for use with 1 3/4" - 2 1/4" thick door | 1 |  | 1 Year | 718.05 | 0.15 | 610.3425
22048 | Salto | E9668J63NE48-A- | XS4 wide body electronic AMOK wire-free SVN escutcheon, Mifare / DESFire deadbolt privacy w/ key override function, J lever, unhanded, black chromium finish, for use with 1 3/4" - 2 1/4" thick door | 1 |  | 1 Year | 847.05 | 0.15 | 719.9925
22049 | Salto | E9668J63NE48-C- | XS4 wide body electronic RF wireless ready SVN escutcheon, Mifare / DESFire deadbolt privacy w/ key override function, J lever, unhanded, black chromium finish, for use with 1 3/4" - 2 1/4" thick door | 1 |  | 1 Year | 772.15 | 0.15 | 656.3275
22050 | Salto | E9668J63NE48-W- | XS4 wide body electronic RF wireless SVN escutcheon, Mifare / DESFire deadbolt privacy w/ key override function, J lever, unhanded, black chromium finish, for use with 1 3/4" - 2 1/4" thick door | 1 |  | 1 Year | 903.25 | 0.15 | 767.7625
22051 | Salto | E9668J63PM38--- | XS4 wide body electronic wire-free SVN escutcheon, Mifare / DESFire deadbolt privacy w/ key override function, J lever, unhanded, satin brass finish, for use with 1 3/8" - 1 3/4" thick standard door | 1 |  | 1 Year | 683.35 | 0.15 | 580.8475
22052 | Salto | E9668J63PM38-A- | XS4 wide body electronic AMOK wire-free SVN escutcheon, Mifare / DESFire deadbolt privacy w/ key override function, J lever, unhanded, satin brass finish, for use with 1 3/8" - 1 3/4" thick standard door | 1 |  | 1 Year | 812.35 | 0.15 | 690.4975
22053 | Salto | E9668J63PM38-C- | XS4 wide body electronic RF wireless ready SVN escutcheon, Mifare / DESFire deadbolt privacy w/ key override function, J lever, unhanded, satin brass finish, for use with 1 3/8" - 1 3/4" thick standard door | 1 |  | 1 Year | 737.45 | 0.15 | 626.8325
22054 | Salto | E9668J63PM38-W- | XS4 wide body electronic RF wireless SVN escutcheon, Mifare / DESFire deadbolt privacy w/ key override function, J lever, unhanded, satin brass finish, for use with 1 3/8" - 1 3/4" thick standard door | 1 |  | 1 Year | 868.55 | 0.15 | 738.2675
22055 | Salto | E9668J63PM48--- | XS4 wide body electronic wire-free SVN escutcheon, Mifare / DESFire deadbolt privacy w/ key override function, J lever, unhanded, satin brass finish, for use with 1 3/4" - 2 1/4" thick door | 1 |  | 1 Year | 683.35 | 0.15 | 580.8475
22056 | Salto | E9668J63PM48-A- | XS4 wide body electronic AMOK wire-free SVN escutcheon, Mifare / DESFire deadbolt privacy w/ key override function, J lever, unhanded, satin brass finish, for use with 1 3/4" - 2 1/4" thick door | 1 |  | 1 Year | 812.35 | 0.15 | 690.4975
22057 | Salto | E9668J63PM48-C- | XS4 wide body electronic RF wireless ready SVN escutcheon, Mifare / DESFire deadbolt privacy w/ key override function, J lever, unhanded, satin brass finish, for use with 1 3/4" - 2 1/4" thick door | 1 |  | 1 Year | 737.45 | 0.15 | 626.8325
22058 | Salto | E9668J63PM48-W- | XS4 wide body electronic RF wireless SVN escutcheon, Mifare / DESFire deadbolt privacy w/ key override function, J lever, unhanded, satin brass finish, for use with 1 3/4" - 2 1/4" thick door | 1 |  | 1 Year | 868.55 | 0.15 | 738.2675
22059 | Salto | E9668K61IM38L-- | XS4 wide body electronic wire-free SVN escutcheon, Mifare / DESFire deadbolt privacy w/ key override function, K lever, left handed, satin stainless finish, for use with 1 3/8" - 1 3/4" thick standard door | 1 |  | 1 Year | 683.35 | 0.15 | 580.8475
22060 | Salto | E9668K61IM38LA- | XS4 wide body electronic AMOK wire-free SVN escutcheon, Mifare / DESFire deadbolt privacy w/ key override function, K lever, left handed, satin stainless finish, for use with 1 3/8" - 1 3/4" thick standard door | 1 |  | 1 Year | 812.35 | 0.15 | 690.4975
22061 | Salto | E9668K61IM38LC- | XS4 wide body electronic RF wireless ready SVN escutcheon, Mifare / DESFire deadbolt privacy w/ key override function, K lever, left handed, satin stainless finish, for use with 1 3/8" - 1 3/4" thick standard door | 1 |  | 1 Year | 737.45 | 0.15 | 626.8325
22062 | Salto | E9668K61IM38LW- | XS4 wide body electronic RF wireless SVN escutcheon, Mifare / DESFire deadbolt privacy w/ key override function, K lever, left handed, satin stainless finish, for use with 1 3/8" - 1 3/4" thick standard door | 1 |  | 1 Year | 868.55 | 0.15 | 738.2675
22063 | Salto | E9668K61IM38R-- | XS4 wide body electronic wire-free SVN escutcheon, Mifare / DESFire deadbolt privacy w/ key override function, K lever, right handed, satin stainless finish, for use with 1 3/8" - 1 3/4" thick standard door | 1 |  | 1 Year | 683.35 | 0.15 | 580.8475
22064 | Salto | E9668K61IM38RA- | XS4 wide body electronic AMOK wire-free SVN escutcheon, Mifare / DESFire deadbolt privacy w/ key override function, K lever, right handed, satin stainless finish, for use with 1 3/8" - 1 3/4" thick standard door | 1 |  | 1 Year | 812.35 | 0.15 | 690.4975
22065 | Salto | E9668K61IM38RC- | XS4 wide body electronic RF wireless ready SVN escutcheon, Mifare / DESFire deadbolt privacy w/ key override function, K lever, right handed, satin stainless finish, for use with 1 3/8" - 1 3/4" thick standard door | 1 |  | 1 Year | 737.45 | 0.15 | 626.8325
22066 | Salto | E9668K61IM38RW- | XS4 wide body electronic RF wireless SVN escutcheon, Mifare / DESFire deadbolt privacy w/ key override function, K lever, right handed, satin stainless finish, for use with 1 3/8" - 1 3/4" thick standard door | 1 |  | 1 Year | 868.55 | 0.15 | 738.2675
22067 | Salto | E9668K61IM48L-- | XS4 wide body electronic wire-free SVN escutcheon, Mifare / DESFire deadbolt privacy w/ key override function, K lever, left handed, satin stainless finish, for use with 1 3/4" - 2 1/4" thick door | 1 |  | 1 Year | 683.35 | 0.15 | 580.8475
22068 | Salto | E9668K61IM48LA- | XS4 wide body electronic AMOK wire-free SVN escutcheon, Mifare / DESFire deadbolt privacy w/ key override function, K lever, left handed, satin stainless finish, for use with 1 3/4" - 2 1/4" thick door | 1 |  | 1 Year | 812.35 | 0.15 | 690.4975
22069 | Salto | E9668K61IM48LC- | XS4 wide body electronic RF wireless ready SVN escutcheon, Mifare / DESFire deadbolt privacy w/ key override function, K lever, left handed, satin stainless finish, for use with 1 3/4" - 2 1/4" thick door | 1 |  | 1 Year | 737.45 | 0.15 | 626.8325
22070 | Salto | E9668K61IM48LW- | XS4 wide body electronic RF wireless SVN escutcheon, Mifare / DESFire deadbolt privacy w/ key override function, K lever, left handed, satin stainless finish, for use with 1 3/4" - 2 1/4" thick door | 1 |  | 1 Year | 868.55 | 0.15 | 738.2675
22071 | Salto | E9668K61IM48R-- | XS4 wide body electronic wire-free SVN escutcheon, Mifare / DESFire deadbolt privacy w/ key override function, K lever, right handed, satin stainless finish, for use with 1 3/4" - 2 1/4" thick door | 1 |  | 1 Year | 683.35 | 0.15 | 580.8475
22072 | Salto | E9668K61IM48RA- | XS4 wide body electronic AMOK wire-free SVN escutcheon, Mifare / DESFire deadbolt privacy w/ key override function, K lever, right handed, satin stainless finish, for use with 1 3/4" - 2 1/4" thick door | 1 |  | 1 Year | 812.35 | 0.15 | 690.4975
22073 | Salto | E9668K61IM48RC- | XS4 wide body electronic RF wireless ready SVN escutcheon, Mifare / DESFire deadbolt privacy w/ key override function, K lever, right handed, satin stainless finish, for use with 1 3/4" - 2 1/4" thick door | 1 |  | 1 Year | 737.45 | 0.15 | 626.8325
22074 | Salto | E9668K61IM48RW- | XS4 wide body electronic RF wireless SVN escutcheon, Mifare / DESFire deadbolt privacy w/ key override function, K lever, right handed, satin stainless finish, for use with 1 3/4" - 2 1/4" thick door | 1 |  | 1 Year | 868.55 | 0.15 | 738.2675
22075 | Salto | E9668K61IP38L-- | XS4 wide body electronic wire-free SVN escutcheon, Mifare / DESFire deadbolt privacy w/ key override function, K lever, left handed, bright stainless steel finish, for use with 1 3/8" - 1 3/4" thick standard door | 1 |  | 1 Year | 699.65 | 0.15 | 594.7025
22076 | Salto | E9668K61IP38LA- | XS4 wide body electronic AMOK wire-free SVN escutcheon, Mifare / DESFire deadbolt privacy w/ key override function, K lever, left handed, bright stainless steel finish, for use with 1 3/8" - 1 3/4" thick standard door | 1 |  | 1 Year | 828.65 | 0.15 | 704.3525
22077 | Salto | E9668K61IP38LC- | XS4 wide body electronic RF wireless ready SVN escutcheon, Mifare / DESFire deadbolt privacy w/ key override function, K lever, left handed, bright stainless steel finish, for use with 1 3/8" - 1 3/4" thick standard door | 1 |  | 1 Year | 753.75 | 0.15 | 640.6875
22078 | Salto | E9668K61IP38LW- | XS4 wide body electronic RF wireless SVN escutcheon, Mifare / DESFire deadbolt privacy w/ key override function, K lever, left handed, bright stainless steel finish, for use with 1 3/8" - 1 3/4" thick standard door | 1 |  | 1 Year | 884.85 | 0.15 | 752.1225
22079 | Salto | E9668K61IP38R-- | XS4 wide body electronic wire-free SVN escutcheon, Mifare / DESFire deadbolt privacy w/ key override function, K lever, right handed, bright stainless steel finish, for use with 1 3/8" - 1 3/4" thick standard door | 1 |  | 1 Year | 699.65 | 0.15 | 594.7025
22080 | Salto | E9668K61IP38RA- | XS4 wide body electronic AMOK wire-free SVN escutcheon, Mifare / DESFire deadbolt privacy w/ key override function, K lever, right handed, bright stainless steel finish, for use with 1 3/8" - 1 3/4" thick standard door | 1 |  | 1 Year | 828.65 | 0.15 | 704.3525
22081 | Salto | E9668K61IP38RC- | XS4 wide body electronic RF wireless ready SVN escutcheon, Mifare / DESFire deadbolt privacy w/ key override function, K lever, right handed, bright stainless steel finish, for use with 1 3/8" - 1 3/4" thick standard door | 1 |  | 1 Year | 753.75 | 0.15 | 640.6875
22082 | Salto | E9668K61IP38RW- | XS4 wide body electronic RF wireless SVN escutcheon, Mifare / DESFire deadbolt privacy w/ key override function, K lever, right handed, bright stainless steel finish, for use with 1 3/8" - 1 3/4" thick standard door | 1 |  | 1 Year | 884.85 | 0.15 | 752.1225
22083 | Salto | E9668K61IP48L-- | XS4 wide body electronic wire-free SVN escutcheon, Mifare / DESFire deadbolt privacy w/ key override function, K lever, left handed, bright stainless steel finish, for use with 1 3/4" - 2 1/4" thick door | 1 |  | 1 Year | 699.65 | 0.15 | 594.7025
22084 | Salto | E9668K61IP48LA- | XS4 wide body electronic AMOK wire-free SVN escutcheon, Mifare / DESFire deadbolt privacy w/ key override function, K lever, left handed, bright stainless steel finish, for use with 1 3/4" - 2 1/4" thick door | 1 |  | 1 Year | 828.65 | 0.15 | 704.3525
22085 | Salto | E9668K61IP48LC- | XS4 wide body electronic RF wireless ready SVN escutcheon, Mifare / DESFire deadbolt privacy w/ key override function, K lever, left handed, bright stainless steel finish, for use with 1 3/4" - 2 1/4" thick door | 1 |  | 1 Year | 753.75 | 0.15 | 640.6875
22086 | Salto | E9668K61IP48LW- | XS4 wide body electronic RF wireless SVN escutcheon, Mifare / DESFire deadbolt privacy w/ key override function, K lever, left handed, bright stainless steel finish, for use with 1 3/4" - 2 1/4" thick door | 1 |  | 1 Year | 884.85 | 0.15 | 752.1225
22087 | Salto | E9668K61IP48R-- | XS4 wide body electronic wire-free SVN escutcheon, Mifare / DESFire deadbolt privacy w/ key override function, K lever, right handed, bright stainless steel finish, for use with 1 3/4" - 2 1/4" thick door | 1 |  | 1 Year | 699.65 | 0.15 | 594.7025
22088 | Salto | E9668K61IP48RA- | XS4 wide body electronic AMOK wire-free SVN escutcheon, Mifare / DESFire deadbolt privacy w/ key override function, K lever, right handed, bright stainless steel finish, for use with 1 3/4" - 2 1/4" thick door | 1 |  | 1 Year | 828.65 | 0.15 | 704.3525
22089 | Salto | E9668K61IP48RC- | XS4 wide body electronic RF wireless ready SVN escutcheon, Mifare / DESFire deadbolt privacy w/ key override function, K lever, right handed, bright stainless steel finish, for use with 1 3/4" - 2 1/4" thick door | 1 |  | 1 Year | 753.75 | 0.15 | 640.6875
22090 | Salto | E9668K61IP48RW- | XS4 wide body electronic RF wireless SVN escutcheon, Mifare / DESFire deadbolt privacy w/ key override function, K lever, right handed, bright stainless steel finish, for use with 1 3/4" - 2 1/4" thick door | 1 |  | 1 Year | 884.85 | 0.15 | 752.1225
22091 | Salto | E9668K61PP38L-- | XS4 wide body electronic wire-free SVN escutcheon, Mifare / DESFire deadbolt privacy w/ key override function, K lever, left handed, bright brass finish, for use with 1 3/8" - 1 3/4" thick standard door | 1 |  | 1 Year | 699.65 | 0.15 | 594.7025
22092 | Salto | E9668K61PP38LA- | XS4 wide body electronic AMOK wire-free SVN escutcheon, Mifare / DESFire deadbolt privacy w/ key override function, K lever, left handed, bright brass finish, for use with 1 3/8" - 1 3/4" thick standard door | 1 |  | 1 Year | 828.65 | 0.15 | 704.3525
22093 | Salto | E9668K61PP38LC- | XS4 wide body electronic RF wireless ready SVN escutcheon, Mifare / DESFire deadbolt privacy w/ key override function, K lever, left handed, bright brass finish, for use with 1 3/8" - 1 3/4" thick standard door | 1 |  | 1 Year | 753.75 | 0.15 | 640.6875
22094 | Salto | E9668K61PP38LW- | XS4 wide body electronic RF wireless SVN escutcheon, Mifare / DESFire deadbolt privacy w/ key override function, K lever, left handed, bright brass finish, for use with 1 3/8" - 1 3/4" thick standard door | 1 |  | 1 Year | 884.85 | 0.15 | 752.1225
22095 | Salto | E9668K61PP38R-- | XS4 wide body electronic wire-free SVN escutcheon, Mifare / DESFire deadbolt privacy w/ key override function, K lever, right handed, bright brass finish, for use with 1 3/8" - 1 3/4" thick standard door | 1 |  | 1 Year | 699.65 | 0.15 | 594.7025
22096 | Salto | E9668K61PP38RA- | XS4 wide body electronic AMOK wire-free SVN escutcheon, Mifare / DESFire deadbolt privacy w/ key override function, K lever, right handed, bright brass finish, for use with 1 3/8" - 1 3/4" thick standard door | 1 |  | 1 Year | 828.65 | 0.15 | 704.3525
22097 | Salto | E9668K61PP38RC- | XS4 wide body electronic RF wireless ready SVN escutcheon, Mifare / DESFire deadbolt privacy w/ key override function, K lever, right handed, bright brass finish, for use with 1 3/8" - 1 3/4" thick standard door | 1 |  | 1 Year | 753.75 | 0.15 | 640.6875
22098 | Salto | E9668K61PP38RW- | XS4 wide body electronic RF wireless SVN escutcheon, Mifare / DESFire deadbolt privacy w/ key override function, K lever, right handed, bright brass finish, for use with 1 3/8" - 1 3/4" thick standard door | 1 |  | 1 Year | 884.85 | 0.15 | 752.1225
22099 | Salto | E9668K61PP48L-- | XS4 wide body electronic wire-free SVN escutcheon, Mifare / DESFire deadbolt privacy w/ key override function, K lever, left handed, bright brass finish, for use with 1 3/4" - 2 1/4" thick door | 1 |  | 1 Year | 699.65 | 0.15 | 594.7025
22100 | Salto | E9668K61PP48LA- | XS4 wide body electronic AMOK wire-free SVN escutcheon, Mifare / DESFire deadbolt privacy w/ key override function, K lever, left handed, bright brass finish, for use with 1 3/4" - 2 1/4" thick door | 1 |  | 1 Year | 828.65 | 0.15 | 704.3525
22101 | Salto | E9668K61PP48LC- | XS4 wide body electronic RF wireless ready SVN escutcheon, Mifare / DESFire deadbolt privacy w/ key override function, K lever, left handed, bright brass finish, for use with 1 3/4" - 2 1/4" thick door | 1 |  | 1 Year | 753.75 | 0.15 | 640.6875
22102 | Salto | E9668K61PP48LW- | XS4 wide body electronic RF wireless SVN escutcheon, Mifare / DESFire deadbolt privacy w/ key override function, K lever, left handed, bright brass finish, for use with 1 3/4" - 2 1/4" thick door | 1 |  | 1 Year | 884.85 | 0.15 | 752.1225
22103 | Salto | E9668K61PP48R-- | XS4 wide body electronic wire-free SVN escutcheon, Mifare / DESFire deadbolt privacy w/ key override function, K lever, right handed, bright brass finish, for use with 1 3/4" - 2 1/4" thick door | 1 |  | 1 Year | 699.65 | 0.15 | 594.7025
22104 | Salto | E9668K61PP48RA- | XS4 wide body electronic AMOK wire-free SVN escutcheon, Mifare / DESFire deadbolt privacy w/ key override function, K lever, right handed, bright brass finish, for use with 1 3/4" - 2 1/4" thick door | 1 |  | 1 Year | 828.65 | 0.15 | 704.3525
22105 | Salto | E9668K61PP48RC- | XS4 wide body electronic RF wireless ready SVN escutcheon, Mifare / DESFire deadbolt privacy w/ key override function, K lever, right handed, bright brass finish, for use with 1 3/4" - 2 1/4" thick door | 1 |  | 1 Year | 753.75 | 0.15 | 640.6875
22106 | Salto | E9668K61PP48RW- | XS4 wide body electronic RF wireless SVN escutcheon, Mifare / DESFire deadbolt privacy w/ key override function, K lever, right handed, bright brass finish, for use with 1 3/4" - 2 1/4" thick door | 1 |  | 1 Year | 884.85 | 0.15 | 752.1225
22107 | Salto | E9668K62IM38L-- | XS4 wide body electronic wire-free SVN escutcheon, Mifare / DESFire deadbolt privacy w/ key override function, K lever, left handed, satin stainless finish, for use with 1 3/8" - 1 3/4" thick standard door | 1 |  | 1 Year | 683.35 | 0.15 | 580.8475
22108 | Salto | E9668K62IM38LA- | XS4 wide body electronic AMOK wire-free SVN escutcheon, Mifare / DESFire deadbolt privacy w/ key override function, K lever, left handed, satin stainless finish, for use with 1 3/8" - 1 3/4" thick standard door | 1 |  | 1 Year | 812.35 | 0.15 | 690.4975
22109 | Salto | E9668K62IM38LC- | XS4 wide body electronic RF wireless ready SVN escutcheon, Mifare / DESFire deadbolt privacy w/ key override function, K lever, left handed, satin stainless finish, for use with 1 3/8" - 1 3/4" thick standard door | 1 |  | 1 Year | 737.45 | 0.15 | 626.8325
22110 | Salto | E9668K62IM38LW- | XS4 wide body electronic RF wireless SVN escutcheon, Mifare / DESFire deadbolt privacy w/ key override function, K lever, left handed, satin stainless finish, for use with 1 3/8" - 1 3/4" thick standard door | 1 |  | 1 Year | 868.55 | 0.15 | 738.2675
22111 | Salto | E9668K62IM38R-- | XS4 wide body electronic wire-free SVN escutcheon, Mifare / DESFire deadbolt privacy w/ key override function, K lever, right handed, satin stainless finish, for use with 1 3/8" - 1 3/4" thick standard door | 1 |  | 1 Year | 683.35 | 0.15 | 580.8475
22112 | Salto | E9668K62IM38RA- | XS4 wide body electronic AMOK wire-free SVN escutcheon, Mifare / DESFire deadbolt privacy w/ key override function, K lever, right handed, satin stainless finish, for use with 1 3/8" - 1 3/4" thick standard door | 1 |  | 1 Year | 812.35 | 0.15 | 690.4975
22113 | Salto | E9668K62IM38RC- | XS4 wide body electronic RF wireless ready SVN escutcheon, Mifare / DESFire deadbolt privacy w/ key override function, K lever, right handed, satin stainless finish, for use with 1 3/8" - 1 3/4" thick standard door | 1 |  | 1 Year | 737.45 | 0.15 | 626.8325
22114 | Salto | E9668K62IM38RW- | XS4 wide body electronic RF wireless SVN escutcheon, Mifare / DESFire deadbolt privacy w/ key override function, K lever, right handed, satin stainless finish, for use with 1 3/8" - 1 3/4" thick standard door | 1 |  | 1 Year | 868.55 | 0.15 | 738.2675
22115 | Salto | E9668K62IM48L-- | XS4 wide body electronic wire-free SVN escutcheon, Mifare / DESFire deadbolt privacy w/ key override function, K lever, left handed, satin stainless finish, for use with 1 3/4" - 2 1/4" thick door | 1 |  | 1 Year | 683.35 | 0.15 | 580.8475
22116 | Salto | E9668K62IM48LA- | XS4 wide body electronic AMOK wire-free SVN escutcheon, Mifare / DESFire deadbolt privacy w/ key override function, K lever, left handed, satin stainless finish, for use with 1 3/4" - 2 1/4" thick door | 1 |  | 1 Year | 812.35 | 0.15 | 690.4975
22117 | Salto | E9668K62IM48LC- | XS4 wide body electronic RF wireless ready SVN escutcheon, Mifare / DESFire deadbolt privacy w/ key override function, K lever, left handed, satin stainless finish, for use with 1 3/4" - 2 1/4" thick door | 1 |  | 1 Year | 737.45 | 0.15 | 626.8325
22118 | Salto | E9668K62IM48LW- | XS4 wide body electronic RF wireless SVN escutcheon, Mifare / DESFire deadbolt privacy w/ key override function, K lever, left handed, satin stainless finish, for use with 1 3/4" - 2 1/4" thick door | 1 |  | 1 Year | 868.55 | 0.15 | 738.2675
22119 | Salto | E9668K62IM48R-- | XS4 wide body electronic wire-free SVN escutcheon, Mifare / DESFire deadbolt privacy w/ key override function, K lever, right handed, satin stainless finish, for use with 1 3/4" - 2 1/4" thick door | 1 |  | 1 Year | 683.35 | 0.15 | 580.8475
22120 | Salto | E9668K62IM48RA- | XS4 wide body electronic AMOK wire-free SVN escutcheon, Mifare / DESFire deadbolt privacy w/ key override function, K lever, right handed, satin stainless finish, for use with 1 3/4" - 2 1/4" thick door | 1 |  | 1 Year | 812.35 | 0.15 | 690.4975
22121 | Salto | E9668K62IM48RC- | XS4 wide body electronic RF wireless ready SVN escutcheon, Mifare / DESFire deadbolt privacy w/ key override function, K lever, right handed, satin stainless finish, for use with 1 3/4" - 2 1/4" thick door | 1 |  | 1 Year | 737.45 | 0.15 | 626.8325
22122 | Salto | E9668K62IM48RW- | XS4 wide body electronic RF wireless SVN escutcheon, Mifare / DESFire deadbolt privacy w/ key override function, K lever, right handed, satin stainless finish, for use with 1 3/4" - 2 1/4" thick door | 1 |  | 1 Year | 868.55 | 0.15 | 738.2675
22123 | Salto | E9668K62IP38L-- | XS4 wide body electronic wire-free SVN escutcheon, Mifare / DESFire deadbolt privacy w/ key override function, K lever, left handed, bright stainless steel finish, for use with 1 3/8" - 1 3/4" thick standard door | 1 |  | 1 Year | 699.65 | 0.15 | 594.7025
22124 | Salto | E9668K62IP38LA- | XS4 wide body electronic AMOK wire-free SVN escutcheon, Mifare / DESFire deadbolt privacy w/ key override function, K lever, left handed, bright stainless steel finish, for use with 1 3/8" - 1 3/4" thick standard door | 1 |  | 1 Year | 828.65 | 0.15 | 704.3525
22125 | Salto | E9668K62IP38LC- | XS4 wide body electronic RF wireless ready SVN escutcheon, Mifare / DESFire deadbolt privacy w/ key override function, K lever, left handed, bright stainless steel finish, for use with 1 3/8" - 1 3/4" thick standard door | 1 |  | 1 Year | 753.75 | 0.15 | 640.6875
22126 | Salto | E9668K62IP38LW- | XS4 wide body electronic RF wireless SVN escutcheon, Mifare / DESFire deadbolt privacy w/ key override function, K lever, left handed, bright stainless steel finish, for use with 1 3/8" - 1 3/4" thick standard door | 1 |  | 1 Year | 884.85 | 0.15 | 752.1225
22127 | Salto | E9668K62IP38R-- | XS4 wide body electronic wire-free SVN escutcheon, Mifare / DESFire deadbolt privacy w/ key override function, K lever, right handed, bright stainless steel finish, for use with 1 3/8" - 1 3/4" thick standard door | 1 |  | 1 Year | 699.65 | 0.15 | 594.7025
22128 | Salto | E9668K62IP38RA- | XS4 wide body electronic AMOK wire-free SVN escutcheon, Mifare / DESFire deadbolt privacy w/ key override function, K lever, right handed, bright stainless steel finish, for use with 1 3/8" - 1 3/4" thick standard door | 1 |  | 1 Year | 828.65 | 0.15 | 704.3525
22129 | Salto | E9668K62IP38RC- | XS4 wide body electronic RF wireless ready SVN escutcheon, Mifare / DESFire deadbolt privacy w/ key override function, K lever, right handed, bright stainless steel finish, for use with 1 3/8" - 1 3/4" thick standard door | 1 |  | 1 Year | 753.75 | 0.15 | 640.6875
22130 | Salto | E9668K62IP38RW- | XS4 wide body electronic RF wireless SVN escutcheon, Mifare / DESFire deadbolt privacy w/ key override function, K lever, right handed, bright stainless steel finish, for use with 1 3/8" - 1 3/4" thick standard door | 1 |  | 1 Year | 884.85 | 0.15 | 752.1225
22131 | Salto | E9668K62IP48L-- | XS4 wide body electronic wire-free SVN escutcheon, Mifare / DESFire deadbolt privacy w/ key override function, K lever, left handed, bright stainless steel finish, for use with 1 3/4" - 2 1/4" thick door | 1 |  | 1 Year | 699.65 | 0.15 | 594.7025
22132 | Salto | E9668K62IP48LA- | XS4 wide body electronic AMOK wire-free SVN escutcheon, Mifare / DESFire deadbolt privacy w/ key override function, K lever, left handed, bright stainless steel finish, for use with 1 3/4" - 2 1/4" thick door | 1 |  | 1 Year | 828.65 | 0.15 | 704.3525
22133 | Salto | E9668K62IP48LC- | XS4 wide body electronic RF wireless ready SVN escutcheon, Mifare / DESFire deadbolt privacy w/ key override function, K lever, left handed, bright stainless steel finish, for use with 1 3/4" - 2 1/4" thick door | 1 |  | 1 Year | 753.75 | 0.15 | 640.6875
22134 | Salto | E9668K62IP48LW- | XS4 wide body electronic RF wireless SVN escutcheon, Mifare / DESFire deadbolt privacy w/ key override function, K lever, left handed, bright stainless steel finish, for use with 1 3/4" - 2 1/4" thick door | 1 |  | 1 Year | 884.85 | 0.15 | 752.1225
22135 | Salto | E9668K62IP48R-- | XS4 wide body electronic wire-free SVN escutcheon, Mifare / DESFire deadbolt privacy w/ key override function, K lever, right handed, bright stainless steel finish, for use with 1 3/4" - 2 1/4" thick door | 1 |  | 1 Year | 699.65 | 0.15 | 594.7025
22136 | Salto | E9668K62IP48RA- | XS4 wide body electronic AMOK wire-free SVN escutcheon, Mifare / DESFire deadbolt privacy w/ key override function, K lever, right handed, bright stainless steel finish, for use with 1 3/4" - 2 1/4" thick door | 1 |  | 1 Year | 828.65 | 0.15 | 704.3525
22137 | Salto | E9668K62IP48RC- | XS4 wide body electronic RF wireless ready SVN escutcheon, Mifare / DESFire deadbolt privacy w/ key override function, K lever, right handed, bright stainless steel finish, for use with 1 3/4" - 2 1/4" thick door | 1 |  | 1 Year | 753.75 | 0.15 | 640.6875
22138 | Salto | E9668K62IP48RW- | XS4 wide body electronic RF wireless SVN escutcheon, Mifare / DESFire deadbolt privacy w/ key override function, K lever, right handed, bright stainless steel finish, for use with 1 3/4" - 2 1/4" thick door | 1 |  | 1 Year | 884.85 | 0.15 | 752.1225
22139 | Salto | E9668K62PP38L-- | XS4 wide body electronic wire-free SVN escutcheon, Mifare / DESFire deadbolt privacy w/ key override function, K lever, left handed, bright brass finish, for use with 1 3/8" - 1 3/4" thick standard door | 1 |  | 1 Year | 699.65 | 0.15 | 594.7025
22140 | Salto | E9668K62PP38LA- | XS4 wide body electronic AMOK wire-free SVN escutcheon, Mifare / DESFire deadbolt privacy w/ key override function, K lever, left handed, bright brass finish, for use with 1 3/8" - 1 3/4" thick standard door | 1 |  | 1 Year | 828.65 | 0.15 | 704.3525
22141 | Salto | E9668K62PP38LC- | XS4 wide body electronic RF wireless ready SVN escutcheon, Mifare / DESFire deadbolt privacy w/ key override function, K lever, left handed, bright brass finish, for use with 1 3/8" - 1 3/4" thick standard door | 1 |  | 1 Year | 753.75 | 0.15 | 640.6875
22142 | Salto | E9668K62PP38LW- | XS4 wide body electronic RF wireless SVN escutcheon, Mifare / DESFire deadbolt privacy w/ key override function, K lever, left handed, bright brass finish, for use with 1 3/8" - 1 3/4" thick standard door | 1 |  | 1 Year | 884.85 | 0.15 | 752.1225
22143 | Salto | E9668K62PP38R-- | XS4 wide body electronic wire-free SVN escutcheon, Mifare / DESFire deadbolt privacy w/ key override function, K lever, right handed, bright brass finish, for use with 1 3/8" - 1 3/4" thick standard door | 1 |  | 1 Year | 699.65 | 0.15 | 594.7025
22144 | Salto | E9668K62PP38RA- | XS4 wide body electronic AMOK wire-free SVN escutcheon, Mifare / DESFire deadbolt privacy w/ key override function, K lever, right handed, bright brass finish, for use with 1 3/8" - 1 3/4" thick standard door | 1 |  | 1 Year | 828.65 | 0.15 | 704.3525
22145 | Salto | E9668K62PP38RC- | XS4 wide body electronic RF wireless ready SVN escutcheon, Mifare / DESFire deadbolt privacy w/ key override function, K lever, right handed, bright brass finish, for use with 1 3/8" - 1 3/4" thick standard door | 1 |  | 1 Year | 753.75 | 0.15 | 640.6875
22146 | Salto | E9668K62PP38RW- | XS4 wide body electronic RF wireless SVN escutcheon, Mifare / DESFire deadbolt privacy w/ key override function, K lever, right handed, bright brass finish, for use with 1 3/8" - 1 3/4" thick standard door | 1 |  | 1 Year | 884.85 | 0.15 | 752.1225
22147 | Salto | E9668K62PP48L-- | XS4 wide body electronic wire-free SVN escutcheon, Mifare / DESFire deadbolt privacy w/ key override function, K lever, left handed, bright brass finish, for use with 1 3/4" - 2 1/4" thick door | 1 |  | 1 Year | 699.65 | 0.15 | 594.7025
22148 | Salto | E9668K62PP48LA- | XS4 wide body electronic AMOK wire-free SVN escutcheon, Mifare / DESFire deadbolt privacy w/ key override function, K lever, left handed, bright brass finish, for use with 1 3/4" - 2 1/4" thick door | 1 |  | 1 Year | 828.65 | 0.15 | 704.3525
22149 | Salto | E9668K62PP48LC- | XS4 wide body electronic RF wireless ready SVN escutcheon, Mifare / DESFire deadbolt privacy w/ key override function, K lever, left handed, bright brass finish, for use with 1 3/4" - 2 1/4" thick door | 1 |  | 1 Year | 753.75 | 0.15 | 640.6875
22150 | Salto | E9668K62PP48LW- | XS4 wide body electronic RF wireless SVN escutcheon, Mifare / DESFire deadbolt privacy w/ key override function, K lever, left handed, bright brass finish, for use with 1 3/4" - 2 1/4" thick door | 1 |  | 1 Year | 884.85 | 0.15 | 752.1225
22151 | Salto | E9668K62PP48R-- | XS4 wide body electronic wire-free SVN escutcheon, Mifare / DESFire deadbolt privacy w/ key override function, K lever, right handed, bright brass finish, for use with 1 3/4" - 2 1/4" thick door | 1 |  | 1 Year | 699.65 | 0.15 | 594.7025
22152 | Salto | E9668K62PP48RA- | XS4 wide body electronic AMOK wire-free SVN escutcheon, Mifare / DESFire deadbolt privacy w/ key override function, K lever, right handed, bright brass finish, for use with 1 3/4" - 2 1/4" thick door | 1 |  | 1 Year | 828.65 | 0.15 | 704.3525
22153 | Salto | E9668K62PP48RC- | XS4 wide body electronic RF wireless ready SVN escutcheon, Mifare / DESFire deadbolt privacy w/ key override function, K lever, right handed, bright brass finish, for use with 1 3/4" - 2 1/4" thick door | 1 |  | 1 Year | 753.75 | 0.15 | 640.6875
22154 | Salto | E9668K62PP48RW- | XS4 wide body electronic RF wireless SVN escutcheon, Mifare / DESFire deadbolt privacy w/ key override function, K lever, right handed, bright brass finish, for use with 1 3/4" - 2 1/4" thick door | 1 |  | 1 Year | 884.85 | 0.15 | 752.1225
22155 | Salto | E9668K63IM38L-- | XS4 wide body electronic wire-free SVN escutcheon, Mifare / DESFire deadbolt privacy w/ key override function, K lever, left handed, satin stainless finish, for use with 1 3/8" - 1 3/4" thick standard door | 1 |  | 1 Year | 683.35 | 0.15 | 580.8475
22156 | Salto | E9668K63IM38LA- | XS4 wide body electronic AMOK wire-free SVN escutcheon, Mifare / DESFire deadbolt privacy w/ key override function, K lever, left handed, satin stainless finish, for use with 1 3/8" - 1 3/4" thick standard door | 1 |  | 1 Year | 812.35 | 0.15 | 690.4975
22157 | Salto | E9668K63IM38LC- | XS4 wide body electronic RF wireless ready SVN escutcheon, Mifare / DESFire deadbolt privacy w/ key override function, K lever, left handed, satin stainless finish, for use with 1 3/8" - 1 3/4" thick standard door | 1 |  | 1 Year | 737.45 | 0.15 | 626.8325
22158 | Salto | E9668K63IM38LW- | XS4 wide body electronic RF wireless SVN escutcheon, Mifare / DESFire deadbolt privacy w/ key override function, K lever, left handed, satin stainless finish, for use with 1 3/8" - 1 3/4" thick standard door | 1 |  | 1 Year | 868.55 | 0.15 | 738.2675
22159 | Salto | E9668K63IM38R-- | XS4 wide body electronic wire-free SVN escutcheon, Mifare / DESFire deadbolt privacy w/ key override function, K lever, right handed, satin stainless finish, for use with 1 3/8" - 1 3/4" thick standard door | 1 |  | 1 Year | 683.35 | 0.15 | 580.8475
22160 | Salto | E9668K63IM38RA- | XS4 wide body electronic AMOK wire-free SVN escutcheon, Mifare / DESFire deadbolt privacy w/ key override function, K lever, right handed, satin stainless finish, for use with 1 3/8" - 1 3/4" thick standard door | 1 |  | 1 Year | 812.35 | 0.15 | 690.4975
22161 | Salto | E9668K63IM38RC- | XS4 wide body electronic RF wireless ready SVN escutcheon, Mifare / DESFire deadbolt privacy w/ key override function, K lever, right handed, satin stainless finish, for use with 1 3/8" - 1 3/4" thick standard door | 1 |  | 1 Year | 737.45 | 0.15 | 626.8325
22162 | Salto | E9668K63IM38RW- | XS4 wide body electronic RF wireless SVN escutcheon, Mifare / DESFire deadbolt privacy w/ key override function, K lever, right handed, satin stainless finish, for use with 1 3/8" - 1 3/4" thick standard door | 1 |  | 1 Year | 868.55 | 0.15 | 738.2675
22163 | Salto | E9668K63IM48L-- | XS4 wide body electronic wire-free SVN escutcheon, Mifare / DESFire deadbolt privacy w/ key override function, K lever, left handed, satin stainless finish, for use with 1 3/4" - 2 1/4" thick door | 1 |  | 1 Year | 683.35 | 0.15 | 580.8475
22164 | Salto | E9668K63IM48LA- | XS4 wide body electronic AMOK wire-free SVN escutcheon, Mifare / DESFire deadbolt privacy w/ key override function, K lever, left handed, satin stainless finish, for use with 1 3/4" - 2 1/4" thick door | 1 |  | 1 Year | 812.35 | 0.15 | 690.4975
22165 | Salto | E9668K63IM48LC- | XS4 wide body electronic RF wireless ready SVN escutcheon, Mifare / DESFire deadbolt privacy w/ key override function, K lever, left handed, satin stainless finish, for use with 1 3/4" - 2 1/4" thick door | 1 |  | 1 Year | 737.45 | 0.15 | 626.8325
22166 | Salto | E9668K63IM48LW- | XS4 wide body electronic RF wireless SVN escutcheon, Mifare / DESFire deadbolt privacy w/ key override function, K lever, left handed, satin stainless finish, for use with 1 3/4" - 2 1/4" thick door | 1 |  | 1 Year | 868.55 | 0.15 | 738.2675
22167 | Salto | E9668K63IM48R-- | XS4 wide body electronic wire-free SVN escutcheon, Mifare / DESFire deadbolt privacy w/ key override function, K lever, right handed, satin stainless finish, for use with 1 3/4" - 2 1/4" thick door | 1 |  | 1 Year | 683.35 | 0.15 | 580.8475
22168 | Salto | E9668K63IM48RA- | XS4 wide body electronic AMOK wire-free SVN escutcheon, Mifare / DESFire deadbolt privacy w/ key override function, K lever, right handed, satin stainless finish, for use with 1 3/4" - 2 1/4" thick door | 1 |  | 1 Year | 812.35 | 0.15 | 690.4975
22169 | Salto | E9668K63IM48RC- | XS4 wide body electronic RF wireless ready SVN escutcheon, Mifare / DESFire deadbolt privacy w/ key override function, K lever, right handed, satin stainless finish, for use with 1 3/4" - 2 1/4" thick door | 1 |  | 1 Year | 737.45 | 0.15 | 626.8325
22170 | Salto | E9668K63IM48RW- | XS4 wide body electronic RF wireless SVN escutcheon, Mifare / DESFire deadbolt privacy w/ key override function, K lever, right handed, satin stainless finish, for use with 1 3/4" - 2 1/4" thick door | 1 |  | 1 Year | 868.55 | 0.15 | 738.2675
22171 | Salto | E9668K63IP38L-- | XS4 wide body electronic wire-free SVN escutcheon, Mifare / DESFire deadbolt privacy w/ key override function, K lever, left handed, bright stainless steel finish, for use with 1 3/8" - 1 3/4" thick standard door | 1 |  | 1 Year | 699.65 | 0.15 | 594.7025
22172 | Salto | E9668K63IP38LA- | XS4 wide body electronic AMOK wire-free SVN escutcheon, Mifare / DESFire deadbolt privacy w/ key override function, K lever, left handed, bright stainless steel finish, for use with 1 3/8" - 1 3/4" thick standard door | 1 |  | 1 Year | 828.65 | 0.15 | 704.3525
22173 | Salto | E9668K63IP38LC- | XS4 wide body electronic RF wireless ready SVN escutcheon, Mifare / DESFire deadbolt privacy w/ key override function, K lever, left handed, bright stainless steel finish, for use with 1 3/8" - 1 3/4" thick standard door | 1 |  | 1 Year | 753.75 | 0.15 | 640.6875
22174 | Salto | E9668K63IP38LW- | XS4 wide body electronic RF wireless SVN escutcheon, Mifare / DESFire deadbolt privacy w/ key override function, K lever, left handed, bright stainless steel finish, for use with 1 3/8" - 1 3/4" thick standard door | 1 |  | 1 Year | 884.85 | 0.15 | 752.1225
22175 | Salto | E9668K63IP38R-- | XS4 wide body electronic wire-free SVN escutcheon, Mifare / DESFire deadbolt privacy w/ key override function, K lever, right handed, bright stainless steel finish, for use with 1 3/8" - 1 3/4" thick standard door | 1 |  | 1 Year | 699.65 | 0.15 | 594.7025
22176 | Salto | E9668K63IP38RA- | XS4 wide body electronic AMOK wire-free SVN escutcheon, Mifare / DESFire deadbolt privacy w/ key override function, K lever, right handed, bright stainless steel finish, for use with 1 3/8" - 1 3/4" thick standard door | 1 |  | 1 Year | 828.65 | 0.15 | 704.3525
22177 | Salto | E9668K63IP38RC- | XS4 wide body electronic RF wireless ready SVN escutcheon, Mifare / DESFire deadbolt privacy w/ key override function, K lever, right handed, bright stainless steel finish, for use with 1 3/8" - 1 3/4" thick standard door | 1 |  | 1 Year | 753.75 | 0.15 | 640.6875
22178 | Salto | E9668K63IP38RW- | XS4 wide body electronic RF wireless SVN escutcheon, Mifare / DESFire deadbolt privacy w/ key override function, K lever, right handed, bright stainless steel finish, for use with 1 3/8" - 1 3/4" thick standard door | 1 |  | 1 Year | 884.85 | 0.15 | 752.1225
22179 | Salto | E9668K63IP48L-- | XS4 wide body electronic wire-free SVN escutcheon, Mifare / DESFire deadbolt privacy w/ key override function, K lever, left handed, bright stainless steel finish, for use with 1 3/4" - 2 1/4" thick door | 1 |  | 1 Year | 699.65 | 0.15 | 594.7025
22180 | Salto | E9668K63IP48LA- | XS4 wide body electronic AMOK wire-free SVN escutcheon, Mifare / DESFire deadbolt privacy w/ key override function, K lever, left handed, bright stainless steel finish, for use with 1 3/4" - 2 1/4" thick door | 1 |  | 1 Year | 828.65 | 0.15 | 704.3525
22181 | Salto | E9668K63IP48LC- | XS4 wide body electronic RF wireless ready SVN escutcheon, Mifare / DESFire deadbolt privacy w/ key override function, K lever, left handed, bright stainless steel finish, for use with 1 3/4" - 2 1/4" thick door | 1 |  | 1 Year | 753.75 | 0.15 | 640.6875
22182 | Salto | E9668K63IP48LW- | XS4 wide body electronic RF wireless SVN escutcheon, Mifare / DESFire deadbolt privacy w/ key override function, K lever, left handed, bright stainless steel finish, for use with 1 3/4" - 2 1/4" thick door | 1 |  | 1 Year | 884.85 | 0.15 | 752.1225
22183 | Salto | E9668K63IP48R-- | XS4 wide body electronic wire-free SVN escutcheon, Mifare / DESFire deadbolt privacy w/ key override function, K lever, right handed, bright stainless steel finish, for use with 1 3/4" - 2 1/4" thick door | 1 |  | 1 Year | 699.65 | 0.15 | 594.7025
22184 | Salto | E9668K63IP48RA- | XS4 wide body electronic AMOK wire-free SVN escutcheon, Mifare / DESFire deadbolt privacy w/ key override function, K lever, right handed, bright stainless steel finish, for use with 1 3/4" - 2 1/4" thick door | 1 |  | 1 Year | 828.65 | 0.15 | 704.3525
22185 | Salto | E9668K63IP48RC- | XS4 wide body electronic RF wireless ready SVN escutcheon, Mifare / DESFire deadbolt privacy w/ key override function, K lever, right handed, bright stainless steel finish, for use with 1 3/4" - 2 1/4" thick door | 1 |  | 1 Year | 753.75 | 0.15 | 640.6875
22186 | Salto | E9668K63IP48RW- | XS4 wide body electronic RF wireless SVN escutcheon, Mifare / DESFire deadbolt privacy w/ key override function, K lever, right handed, bright stainless steel finish, for use with 1 3/4" - 2 1/4" thick door | 1 |  | 1 Year | 884.85 | 0.15 | 752.1225
22187 | Salto | E9668K63PP38L-- | XS4 wide body electronic wire-free SVN escutcheon, Mifare / DESFire deadbolt privacy w/ key override function, K lever, left handed, bright brass finish, for use with 1 3/8" - 1 3/4" thick standard door | 1 |  | 1 Year | 699.65 | 0.15 | 594.7025
22188 | Salto | E9668K63PP38LA- | XS4 wide body electronic AMOK wire-free SVN escutcheon, Mifare / DESFire deadbolt privacy w/ key override function, K lever, left handed, bright brass finish, for use with 1 3/8" - 1 3/4" thick standard door | 1 |  | 1 Year | 828.65 | 0.15 | 704.3525
22189 | Salto | E9668K63PP38LC- | XS4 wide body electronic RF wireless ready SVN escutcheon, Mifare / DESFire deadbolt privacy w/ key override function, K lever, left handed, bright brass finish, for use with 1 3/8" - 1 3/4" thick standard door | 1 |  | 1 Year | 753.75 | 0.15 | 640.6875
22190 | Salto | E9668K63PP38LW- | XS4 wide body electronic RF wireless SVN escutcheon, Mifare / DESFire deadbolt privacy w/ key override function, K lever, left handed, bright brass finish, for use with 1 3/8" - 1 3/4" thick standard door | 1 |  | 1 Year | 884.85 | 0.15 | 752.1225
22191 | Salto | E9668K63PP38R-- | XS4 wide body electronic wire-free SVN escutcheon, Mifare / DESFire deadbolt privacy w/ key override function, K lever, right handed, bright brass finish, for use with 1 3/8" - 1 3/4" thick standard door | 1 |  | 1 Year | 699.65 | 0.15 | 594.7025
22192 | Salto | E9668K63PP38RA- | XS4 wide body electronic AMOK wire-free SVN escutcheon, Mifare / DESFire deadbolt privacy w/ key override function, K lever, right handed, bright brass finish, for use with 1 3/8" - 1 3/4" thick standard door | 1 |  | 1 Year | 828.65 | 0.15 | 704.3525
22193 | Salto | E9668K63PP38RC- | XS4 wide body electronic RF wireless ready SVN escutcheon, Mifare / DESFire deadbolt privacy w/ key override function, K lever, right handed, bright brass finish, for use with 1 3/8" - 1 3/4" thick standard door | 1 |  | 1 Year | 753.75 | 0.15 | 640.6875
22194 | Salto | E9668K63PP38RW- | XS4 wide body electronic RF wireless SVN escutcheon, Mifare / DESFire deadbolt privacy w/ key override function, K lever, right handed, bright brass finish, for use with 1 3/8" - 1 3/4" thick standard door | 1 |  | 1 Year | 884.85 | 0.15 | 752.1225
22195 | Salto | E9668K63PP48L-- | XS4 wide body electronic wire-free SVN escutcheon, Mifare / DESFire deadbolt privacy w/ key override function, K lever, left handed, bright brass finish, for use with 1 3/4" - 2 1/4" thick door | 1 |  | 1 Year | 699.65 | 0.15 | 594.7025
22196 | Salto | E9668K63PP48LA- | XS4 wide body electronic AMOK wire-free SVN escutcheon, Mifare / DESFire deadbolt privacy w/ key override function, K lever, left handed, bright brass finish, for use with 1 3/4" - 2 1/4" thick door | 1 |  | 1 Year | 828.65 | 0.15 | 704.3525
22197 | Salto | E9668K63PP48LC- | XS4 wide body electronic RF wireless ready SVN escutcheon, Mifare / DESFire deadbolt privacy w/ key override function, K lever, left handed, bright brass finish, for use with 1 3/4" - 2 1/4" thick door | 1 |  | 1 Year | 753.75 | 0.15 | 640.6875
22198 | Salto | E9668K63PP48LW- | XS4 wide body electronic RF wireless SVN escutcheon, Mifare / DESFire deadbolt privacy w/ key override function, K lever, left handed, bright brass finish, for use with 1 3/4" - 2 1/4" thick door | 1 |  | 1 Year | 884.85 | 0.15 | 752.1225
22199 | Salto | E9668K63PP48R-- | XS4 wide body electronic wire-free SVN escutcheon, Mifare / DESFire deadbolt privacy w/ key override function, K lever, right handed, bright brass finish, for use with 1 3/4" - 2 1/4" thick door | 1 |  | 1 Year | 699.65 | 0.15 | 594.7025
22200 | Salto | E9668K63PP48RA- | XS4 wide body electronic AMOK wire-free SVN escutcheon, Mifare / DESFire deadbolt privacy w/ key override function, K lever, right handed, bright brass finish, for use with 1 3/4" - 2 1/4" thick door | 1 |  | 1 Year | 828.65 | 0.15 | 704.3525
22201 | Salto | E9668K63PP48RC- | XS4 wide body electronic RF wireless ready SVN escutcheon, Mifare / DESFire deadbolt privacy w/ key override function, K lever, right handed, bright brass finish, for use with 1 3/4" - 2 1/4" thick door | 1 |  | 1 Year | 753.75 | 0.15 | 640.6875
22202 | Salto | E9668K63PP48RW- | XS4 wide body electronic RF wireless SVN escutcheon, Mifare / DESFire deadbolt privacy w/ key override function, K lever, right handed, bright brass finish, for use with 1 3/4" - 2 1/4" thick door | 1 |  | 1 Year | 884.85 | 0.15 | 752.1225
22203 | Salto | E9668L61BC38--- | XS4 wide body electronic wire-free SVN escutcheon, Mifare / DESFire deadbolt privacy w/ key override function, L lever, unhanded, BioCote antimicrobial finish, for use with 1 3/8" - 1 3/4" thick standard door | 1 |  | 1 Year | 725.15 | 0.15 | 616.3775
22204 | Salto | E9668L61BC38-A- | XS4 wide body electronic AMOK wire-free SVN escutcheon, Mifare / DESFire deadbolt privacy w/ key override function, L lever, unhanded, BioCote antimicrobial finish, for use with 1 3/8" - 1 3/4" thick standard door | 1 |  | 1 Year | 854.15 | 0.15 | 726.0275
22205 | Salto | E9668L61BC38-C- | XS4 wide body electronic RF wireless ready SVN escutcheon, Mifare / DESFire deadbolt privacy w/ key override function, L lever, unhanded, BioCote antimicrobial finish, for use with 1 3/8" - 1 3/4" thick standard door | 1 |  | 1 Year | 779.25 | 0.15 | 662.3625
22206 | Salto | E9668L61BC38-W- | XS4 wide body electronic RF wireless SVN escutcheon, Mifare / DESFire deadbolt privacy w/ key override function, L lever, unhanded, BioCote antimicrobial finish, for use with 1 3/8" - 1 3/4" thick standard door | 1 |  | 1 Year | 910.35 | 0.15 | 773.7975
22207 | Salto | E9668L61BC48--- | XS4 wide body electronic wire-free SVN escutcheon, Mifare / DESFire deadbolt privacy w/ key override function, L lever, unhanded, BioCote antimicrobial finish, for use with 1 3/4" - 2 1/4" thick door | 1 |  | 1 Year | 725.15 | 0.15 | 616.3775
22208 | Salto | E9668L61BC48-A- | XS4 wide body electronic AMOK wire-free SVN escutcheon, Mifare / DESFire deadbolt privacy w/ key override function, L lever, unhanded, BioCote antimicrobial finish, for use with 1 3/4" - 2 1/4" thick door | 1 |  | 1 Year | 854.15 | 0.15 | 726.0275
22209 | Salto | E9668L61BC48-C- | XS4 wide body electronic RF wireless ready SVN escutcheon, Mifare / DESFire deadbolt privacy w/ key override function, L lever, unhanded, BioCote antimicrobial finish, for use with 1 3/4" - 2 1/4" thick door | 1 |  | 1 Year | 779.25 | 0.15 | 662.3625
22210 | Salto | E9668L61BC48-W- | XS4 wide body electronic RF wireless SVN escutcheon, Mifare / DESFire deadbolt privacy w/ key override function, L lever, unhanded, BioCote antimicrobial finish, for use with 1 3/4" - 2 1/4" thick door | 1 |  | 1 Year | 910.35 | 0.15 | 773.7975
22211 | Salto | E9668L61IA38--- | XS4 wide body electronic wire-free SVN escutcheon, Mifare / DESFire deadbolt privacy w/ key override function, L lever, unhanded, antique brass finish, for use with 1 3/8" - 1 3/4" thick standard door | 1 |  | 1 Year | 725.15 | 0.15 | 616.3775
22212 | Salto | E9668L61IA38-A- | XS4 wide body electronic AMOK wire-free SVN escutcheon, Mifare / DESFire deadbolt privacy w/ key override function, L lever, unhanded, antique brass finish, for use with 1 3/8" - 1 3/4" thick standard door | 1 |  | 1 Year | 854.15 | 0.15 | 726.0275
22213 | Salto | E9668L61IA38-C- | XS4 wide body electronic RF wireless ready SVN escutcheon, Mifare / DESFire deadbolt privacy w/ key override function, L lever, unhanded, antique brass finish, for use with 1 3/8" - 1 3/4" thick standard door | 1 |  | 1 Year | 779.25 | 0.15 | 662.3625
22214 | Salto | E9668L61IA38-W- | XS4 wide body electronic RF wireless SVN escutcheon, Mifare / DESFire deadbolt privacy w/ key override function, L lever, unhanded, antique brass finish, for use with 1 3/8" - 1 3/4" thick standard door | 1 |  | 1 Year | 910.35 | 0.15 | 773.7975
22215 | Salto | E9668L61IA48--- | XS4 wide body electronic wire-free SVN escutcheon, Mifare / DESFire deadbolt privacy w/ key override function, L lever, unhanded, antique brass finish, for use with 1 3/4" - 2 1/4" thick door | 1 |  | 1 Year | 725.15 | 0.15 | 616.3775
22216 | Salto | E9668L61IA48-A- | XS4 wide body electronic AMOK wire-free SVN escutcheon, Mifare / DESFire deadbolt privacy w/ key override function, L lever, unhanded, antique brass finish, for use with 1 3/4" - 2 1/4" thick door | 1 |  | 1 Year | 854.15 | 0.15 | 726.0275
22217 | Salto | E9668L61IA48-C- | XS4 wide body electronic RF wireless ready SVN escutcheon, Mifare / DESFire deadbolt privacy w/ key override function, L lever, unhanded, antique brass finish, for use with 1 3/4" - 2 1/4" thick door | 1 |  | 1 Year | 779.25 | 0.15 | 662.3625
22218 | Salto | E9668L61IA48-W- | XS4 wide body electronic RF wireless SVN escutcheon, Mifare / DESFire deadbolt privacy w/ key override function, L lever, unhanded, antique brass finish, for use with 1 3/4" - 2 1/4" thick door | 1 |  | 1 Year | 910.35 | 0.15 | 773.7975
22219 | Salto | E9668L61IM38--- | XS4 wide body electronic wire-free SVN escutcheon, Mifare / DESFire deadbolt privacy w/ key override function, L lever, unhanded, satin stainless finish, for use with 1 3/8" - 1 3/4" thick standard door | 1 |  | 1 Year | 673.15 | 0.15 | 572.1775
22220 | Salto | E9668L61IM38-A- | XS4 wide body electronic AMOK wire-free SVN escutcheon, Mifare / DESFire deadbolt privacy w/ key override function, L lever, unhanded, satin stainless finish, for use with 1 3/8" - 1 3/4" thick standard door | 1 |  | 1 Year | 802.15 | 0.15 | 681.8275
22221 | Salto | E9668L61IM38-C- | XS4 wide body electronic RF wireless ready SVN escutcheon, Mifare / DESFire deadbolt privacy w/ key override function, L lever, unhanded, satin stainless finish, for use with 1 3/8" - 1 3/4" thick standard door | 1 |  | 1 Year | 727.25 | 0.15 | 618.1625
22222 | Salto | E9668L61IM38-W- | XS4 wide body electronic RF wireless SVN escutcheon, Mifare / DESFire deadbolt privacy w/ key override function, L lever, unhanded, satin stainless finish, for use with 1 3/8" - 1 3/4" thick standard door | 1 |  | 1 Year | 858.35 | 0.15 | 729.5975
22223 | Salto | E9668L61IM48--- | XS4 wide body electronic wire-free SVN escutcheon, Mifare / DESFire deadbolt privacy w/ key override function, L lever, unhanded, satin stainless finish, for use with 1 3/4" - 2 1/4" thick door | 1 |  | 1 Year | 673.15 | 0.15 | 572.1775
22224 | Salto | E9668L61IM48-A- | XS4 wide body electronic AMOK wire-free SVN escutcheon, Mifare / DESFire deadbolt privacy w/ key override function, L lever, unhanded, satin stainless finish, for use with 1 3/4" - 2 1/4" thick door | 1 |  | 1 Year | 802.15 | 0.15 | 681.8275
22225 | Salto | E9668L61IM48-C- | XS4 wide body electronic RF wireless ready SVN escutcheon, Mifare / DESFire deadbolt privacy w/ key override function, L lever, unhanded, satin stainless finish, for use with 1 3/4" - 2 1/4" thick door | 1 |  | 1 Year | 727.25 | 0.15 | 618.1625
22226 | Salto | E9668L61IM48-W- | XS4 wide body electronic RF wireless SVN escutcheon, Mifare / DESFire deadbolt privacy w/ key override function, L lever, unhanded, satin stainless finish, for use with 1 3/4" - 2 1/4" thick door | 1 |  | 1 Year | 858.35 | 0.15 | 729.5975
22227 | Salto | E9668L61IP38--- | XS4 wide body electronic wire-free SVN escutcheon, Mifare / DESFire deadbolt privacy w/ key override function, L lever, unhanded, bright stainless steel finish, for use with 1 3/8" - 1 3/4" thick standard door | 1 |  | 1 Year | 689.45 | 0.15 | 586.0325
22228 | Salto | E9668L61IP38-A- | XS4 wide body electronic AMOK wire-free SVN escutcheon, Mifare / DESFire deadbolt privacy w/ key override function, L lever, unhanded, bright stainless steel finish, for use with 1 3/8" - 1 3/4" thick standard door | 1 |  | 1 Year | 818.45 | 0.15 | 695.6825
22229 | Salto | E9668L61IP38-C- | XS4 wide body electronic RF wireless ready SVN escutcheon, Mifare / DESFire deadbolt privacy w/ key override function, L lever, unhanded, bright stainless steel finish, for use with 1 3/8" - 1 3/4" thick standard door | 1 |  | 1 Year | 743.55 | 0.15 | 632.0175
22230 | Salto | E9668L61IP38-W- | XS4 wide body electronic RF wireless SVN escutcheon, Mifare / DESFire deadbolt privacy w/ key override function, L lever, unhanded, bright stainless steel finish, for use with 1 3/8" - 1 3/4" thick standard door | 1 |  | 1 Year | 874.65 | 0.15 | 743.4525
22231 | Salto | E9668L61IP48--- | XS4 wide body electronic wire-free SVN escutcheon, Mifare / DESFire deadbolt privacy w/ key override function, L lever, unhanded, bright stainless steel finish, for use with 1 3/4" - 2 1/4" thick door | 1 |  | 1 Year | 689.45 | 0.15 | 586.0325
22232 | Salto | E9668L61IP48-A- | XS4 wide body electronic AMOK wire-free SVN escutcheon, Mifare / DESFire deadbolt privacy w/ key override function, L lever, unhanded, bright stainless steel finish, for use with 1 3/4" - 2 1/4" thick door | 1 |  | 1 Year | 818.45 | 0.15 | 695.6825
22233 | Salto | E9668L61IP48-C- | XS4 wide body electronic RF wireless ready SVN escutcheon, Mifare / DESFire deadbolt privacy w/ key override function, L lever, unhanded, bright stainless steel finish, for use with 1 3/4" - 2 1/4" thick door | 1 |  | 1 Year | 743.55 | 0.15 | 632.0175
22234 | Salto | E9668L61IP48-W- | XS4 wide body electronic RF wireless SVN escutcheon, Mifare / DESFire deadbolt privacy w/ key override function, L lever, unhanded, bright stainless steel finish, for use with 1 3/4" - 2 1/4" thick door | 1 |  | 1 Year | 874.65 | 0.15 | 743.4525
22235 | Salto | E9668L61NE38--- | XS4 wide body electronic wire-free SVN escutcheon, Mifare / DESFire deadbolt privacy w/ key override function, L lever, unhanded, black chromium finish, for use with 1 3/8" - 1 3/4" thick standard door | 1 |  | 1 Year | 707.85 | 0.15 | 601.6725
22236 | Salto | E9668L61NE38-A- | XS4 wide body electronic AMOK wire-free SVN escutcheon, Mifare / DESFire deadbolt privacy w/ key override function, L lever, unhanded, black chromium finish, for use with 1 3/8" - 1 3/4" thick standard door | 1 |  | 1 Year | 836.85 | 0.15 | 711.3225
22237 | Salto | E9668L61NE38-C- | XS4 wide body electronic RF wireless ready SVN escutcheon, Mifare / DESFire deadbolt privacy w/ key override function, L lever, unhanded, black chromium finish, for use with 1 3/8" - 1 3/4" thick standard door | 1 |  | 1 Year | 761.95 | 0.15 | 647.6575
22238 | Salto | E9668L61NE38-W- | XS4 wide body electronic RF wireless SVN escutcheon, Mifare / DESFire deadbolt privacy w/ key override function, L lever, unhanded, black chromium finish, for use with 1 3/8" - 1 3/4" thick standard door | 1 |  | 1 Year | 893.05 | 0.15 | 759.0925
22239 | Salto | E9668L61NE48--- | XS4 wide body electronic wire-free SVN escutcheon, Mifare / DESFire deadbolt privacy w/ key override function, L lever, unhanded, black chromium finish, for use with 1 3/4" - 2 1/4" thick door | 1 |  | 1 Year | 707.85 | 0.15 | 601.6725
22240 | Salto | E9668L61NE48-A- | XS4 wide body electronic AMOK wire-free SVN escutcheon, Mifare / DESFire deadbolt privacy w/ key override function, L lever, unhanded, black chromium finish, for use with 1 3/4" - 2 1/4" thick door | 1 |  | 1 Year | 836.85 | 0.15 | 711.3225
22241 | Salto | E9668L61NE48-C- | XS4 wide body electronic RF wireless ready SVN escutcheon, Mifare / DESFire deadbolt privacy w/ key override function, L lever, unhanded, black chromium finish, for use with 1 3/4" - 2 1/4" thick door | 1 |  | 1 Year | 761.95 | 0.15 | 647.6575
22242 | Salto | E9668L61NE48-W- | XS4 wide body electronic RF wireless SVN escutcheon, Mifare / DESFire deadbolt privacy w/ key override function, L lever, unhanded, black chromium finish, for use with 1 3/4" - 2 1/4" thick door | 1 |  | 1 Year | 893.05 | 0.15 | 759.0925
22243 | Salto | E9668L61PM38--- | XS4 wide body electronic wire-free SVN escutcheon, Mifare / DESFire deadbolt privacy w/ key override function, L lever, unhanded, satin brass finish, for use with 1 3/8" - 1 3/4" thick standard door | 1 |  | 1 Year | 673.15 | 0.15 | 572.1775
22244 | Salto | E9668L61PM38-A- | XS4 wide body electronic AMOK wire-free SVN escutcheon, Mifare / DESFire deadbolt privacy w/ key override function, L lever, unhanded, satin brass finish, for use with 1 3/8" - 1 3/4" thick standard door | 1 |  | 1 Year | 802.15 | 0.15 | 681.8275
22245 | Salto | E9668L61PM38-C- | XS4 wide body electronic RF wireless ready SVN escutcheon, Mifare / DESFire deadbolt privacy w/ key override function, L lever, unhanded, satin brass finish, for use with 1 3/8" - 1 3/4" thick standard door | 1 |  | 1 Year | 727.25 | 0.15 | 618.1625
22246 | Salto | E9668L61PM38-W- | XS4 wide body electronic RF wireless SVN escutcheon, Mifare / DESFire deadbolt privacy w/ key override function, L lever, unhanded, satin brass finish, for use with 1 3/8" - 1 3/4" thick standard door | 1 |  | 1 Year | 858.35 | 0.15 | 729.5975
22247 | Salto | E9668L61PM48--- | XS4 wide body electronic wire-free SVN escutcheon, Mifare / DESFire deadbolt privacy w/ key override function, L lever, unhanded, satin brass finish, for use with 1 3/4" - 2 1/4" thick door | 1 |  | 1 Year | 673.15 | 0.15 | 572.1775
22248 | Salto | E9668L61PM48-A- | XS4 wide body electronic AMOK wire-free SVN escutcheon, Mifare / DESFire deadbolt privacy w/ key override function, L lever, unhanded, satin brass finish, for use with 1 3/4" - 2 1/4" thick door | 1 |  | 1 Year | 802.15 | 0.15 | 681.8275
22249 | Salto | E9668L61PM48-C- | XS4 wide body electronic RF wireless ready SVN escutcheon, Mifare / DESFire deadbolt privacy w/ key override function, L lever, unhanded, satin brass finish, for use with 1 3/4" - 2 1/4" thick door | 1 |  | 1 Year | 727.25 | 0.15 | 618.1625
22250 | Salto | E9668L61PM48-W- | XS4 wide body electronic RF wireless SVN escutcheon, Mifare / DESFire deadbolt privacy w/ key override function, L lever, unhanded, satin brass finish, for use with 1 3/4" - 2 1/4" thick door | 1 |  | 1 Year | 858.35 | 0.15 | 729.5975
22251 | Salto | E9668L61PP38--- | XS4 wide body electronic wire-free SVN escutcheon, Mifare / DESFire deadbolt privacy w/ key override function, L lever, unhanded, bright brass finish, for use with 1 3/8" - 1 3/4" thick standard door | 1 |  | 1 Year | 689.45 | 0.15 | 586.0325
22252 | Salto | E9668L61PP38-A- | XS4 wide body electronic AMOK wire-free SVN escutcheon, Mifare / DESFire deadbolt privacy w/ key override function, L lever, unhanded, bright brass finish, for use with 1 3/8" - 1 3/4" thick standard door | 1 |  | 1 Year | 818.45 | 0.15 | 695.6825
22253 | Salto | E9668L61PP38-C- | XS4 wide body electronic RF wireless ready SVN escutcheon, Mifare / DESFire deadbolt privacy w/ key override function, L lever, unhanded, bright brass finish, for use with 1 3/8" - 1 3/4" thick standard door | 1 |  | 1 Year | 743.55 | 0.15 | 632.0175
22254 | Salto | E9668L61PP38-W- | XS4 wide body electronic RF wireless SVN escutcheon, Mifare / DESFire deadbolt privacy w/ key override function, L lever, unhanded, bright brass finish, for use with 1 3/8" - 1 3/4" thick standard door | 1 |  | 1 Year | 874.65 | 0.15 | 743.4525
22255 | Salto | E9668L61PP48--- | XS4 wide body electronic wire-free SVN escutcheon, Mifare / DESFire deadbolt privacy w/ key override function, L lever, unhanded, bright brass finish, for use with 1 3/4" - 2 1/4" thick door | 1 |  | 1 Year | 689.45 | 0.15 | 586.0325
22256 | Salto | E9668L61PP48-A- | XS4 wide body electronic AMOK wire-free SVN escutcheon, Mifare / DESFire deadbolt privacy w/ key override function, L lever, unhanded, bright brass finish, for use with 1 3/4" - 2 1/4" thick door | 1 |  | 1 Year | 818.45 | 0.15 | 695.6825
22257 | Salto | E9668L61PP48-C- | XS4 wide body electronic RF wireless ready SVN escutcheon, Mifare / DESFire deadbolt privacy w/ key override function, L lever, unhanded, bright brass finish, for use with 1 3/4" - 2 1/4" thick door | 1 |  | 1 Year | 743.55 | 0.15 | 632.0175
22258 | Salto | E9668L61PP48-W- | XS4 wide body electronic RF wireless SVN escutcheon, Mifare / DESFire deadbolt privacy w/ key override function, L lever, unhanded, bright brass finish, for use with 1 3/4" - 2 1/4" thick door | 1 |  | 1 Year | 874.65 | 0.15 | 743.4525
22259 | Salto | E9668L62BC38--- | XS4 wide body electronic wire-free SVN escutcheon, Mifare / DESFire deadbolt privacy w/ key override function, L lever, unhanded, BioCote antimicrobial finish, for use with 1 3/8" - 1 3/4" thick standard door | 1 |  | 1 Year | 725.15 | 0.15 | 616.3775
22260 | Salto | E9668L62BC38-A- | XS4 wide body electronic AMOK wire-free SVN escutcheon, Mifare / DESFire deadbolt privacy w/ key override function, L lever, unhanded, BioCote antimicrobial finish, for use with 1 3/8" - 1 3/4" thick standard door | 1 |  | 1 Year | 854.15 | 0.15 | 726.0275
22261 | Salto | E9668L62BC38-C- | XS4 wide body electronic RF wireless ready SVN escutcheon, Mifare / DESFire deadbolt privacy w/ key override function, L lever, unhanded, BioCote antimicrobial finish, for use with 1 3/8" - 1 3/4" thick standard door | 1 |  | 1 Year | 779.25 | 0.15 | 662.3625
22262 | Salto | E9668L62BC38-W- | XS4 wide body electronic RF wireless SVN escutcheon, Mifare / DESFire deadbolt privacy w/ key override function, L lever, unhanded, BioCote antimicrobial finish, for use with 1 3/8" - 1 3/4" thick standard door | 1 |  | 1 Year | 910.35 | 0.15 | 773.7975
22263 | Salto | E9668L62BC48--- | XS4 wide body electronic wire-free SVN escutcheon, Mifare / DESFire deadbolt privacy w/ key override function, L lever, unhanded, BioCote antimicrobial finish, for use with 1 3/4" - 2 1/4" thick door | 1 |  | 1 Year | 725.15 | 0.15 | 616.3775
22264 | Salto | E9668L62BC48-A- | XS4 wide body electronic AMOK wire-free SVN escutcheon, Mifare / DESFire deadbolt privacy w/ key override function, L lever, unhanded, BioCote antimicrobial finish, for use with 1 3/4" - 2 1/4" thick door | 1 |  | 1 Year | 854.15 | 0.15 | 726.0275
22265 | Salto | E9668L62BC48-C- | XS4 wide body electronic RF wireless ready SVN escutcheon, Mifare / DESFire deadbolt privacy w/ key override function, L lever, unhanded, BioCote antimicrobial finish, for use with 1 3/4" - 2 1/4" thick door | 1 |  | 1 Year | 779.25 | 0.15 | 662.3625
22266 | Salto | E9668L62BC48-W- | XS4 wide body electronic RF wireless SVN escutcheon, Mifare / DESFire deadbolt privacy w/ key override function, L lever, unhanded, BioCote antimicrobial finish, for use with 1 3/4" - 2 1/4" thick door | 1 |  | 1 Year | 910.35 | 0.15 | 773.7975
22267 | Salto | E9668L62IA38--- | XS4 wide body electronic wire-free SVN escutcheon, Mifare / DESFire deadbolt privacy w/ key override function, L lever, unhanded, antique brass finish, for use with 1 3/8" - 1 3/4" thick standard door | 1 |  | 1 Year | 725.15 | 0.15 | 616.3775
22268 | Salto | E9668L62IA38-A- | XS4 wide body electronic AMOK wire-free SVN escutcheon, Mifare / DESFire deadbolt privacy w/ key override function, L lever, unhanded, antique brass finish, for use with 1 3/8" - 1 3/4" thick standard door | 1 |  | 1 Year | 854.15 | 0.15 | 726.0275
22269 | Salto | E9668L62IA38-C- | XS4 wide body electronic RF wireless ready SVN escutcheon, Mifare / DESFire deadbolt privacy w/ key override function, L lever, unhanded, antique brass finish, for use with 1 3/8" - 1 3/4" thick standard door | 1 |  | 1 Year | 779.25 | 0.15 | 662.3625
22270 | Salto | E9668L62IA38-W- | XS4 wide body electronic RF wireless SVN escutcheon, Mifare / DESFire deadbolt privacy w/ key override function, L lever, unhanded, antique brass finish, for use with 1 3/8" - 1 3/4" thick standard door | 1 |  | 1 Year | 910.35 | 0.15 | 773.7975
22271 | Salto | E9668L62IA48--- | XS4 wide body electronic wire-free SVN escutcheon, Mifare / DESFire deadbolt privacy w/ key override function, L lever, unhanded, antique brass finish, for use with 1 3/4" - 2 1/4" thick door | 1 |  | 1 Year | 725.15 | 0.15 | 616.3775
22272 | Salto | E9668L62IA48-A- | XS4 wide body electronic AMOK wire-free SVN escutcheon, Mifare / DESFire deadbolt privacy w/ key override function, L lever, unhanded, antique brass finish, for use with 1 3/4" - 2 1/4" thick door | 1 |  | 1 Year | 854.15 | 0.15 | 726.0275
22273 | Salto | E9668L62IA48-C- | XS4 wide body electronic RF wireless ready SVN escutcheon, Mifare / DESFire deadbolt privacy w/ key override function, L lever, unhanded, antique brass finish, for use with 1 3/4" - 2 1/4" thick door | 1 |  | 1 Year | 779.25 | 0.15 | 662.3625
22274 | Salto | E9668L62IA48-W- | XS4 wide body electronic RF wireless SVN escutcheon, Mifare / DESFire deadbolt privacy w/ key override function, L lever, unhanded, antique brass finish, for use with 1 3/4" - 2 1/4" thick door | 1 |  | 1 Year | 910.35 | 0.15 | 773.7975
22275 | Salto | E9668L62IM38--- | XS4 wide body electronic wire-free SVN escutcheon, Mifare / DESFire deadbolt privacy w/ key override function, L lever, unhanded, satin stainless finish, for use with 1 3/8" - 1 3/4" thick standard door | 1 |  | 1 Year | 673.15 | 0.15 | 572.1775
22276 | Salto | E9668L62IM38-A- | XS4 wide body electronic AMOK wire-free SVN escutcheon, Mifare / DESFire deadbolt privacy w/ key override function, L lever, unhanded, satin stainless finish, for use with 1 3/8" - 1 3/4" thick standard door | 1 |  | 1 Year | 802.15 | 0.15 | 681.8275
22277 | Salto | E9668L62IM38-C- | XS4 wide body electronic RF wireless ready SVN escutcheon, Mifare / DESFire deadbolt privacy w/ key override function, L lever, unhanded, satin stainless finish, for use with 1 3/8" - 1 3/4" thick standard door | 1 |  | 1 Year | 727.25 | 0.15 | 618.1625
22278 | Salto | E9668L62IM38-W- | XS4 wide body electronic RF wireless SVN escutcheon, Mifare / DESFire deadbolt privacy w/ key override function, L lever, unhanded, satin stainless finish, for use with 1 3/8" - 1 3/4" thick standard door | 1 |  | 1 Year | 858.35 | 0.15 | 729.5975
22279 | Salto | E9668L62IM48--- | XS4 wide body electronic wire-free SVN escutcheon, Mifare / DESFire deadbolt privacy w/ key override function, L lever, unhanded, satin stainless finish, for use with 1 3/4" - 2 1/4" thick door | 1 |  | 1 Year | 673.15 | 0.15 | 572.1775
22280 | Salto | E9668L62IM48-A- | XS4 wide body electronic AMOK wire-free SVN escutcheon, Mifare / DESFire deadbolt privacy w/ key override function, L lever, unhanded, satin stainless finish, for use with 1 3/4" - 2 1/4" thick door | 1 |  | 1 Year | 802.15 | 0.15 | 681.8275
22281 | Salto | E9668L62IM48-C- | XS4 wide body electronic RF wireless ready SVN escutcheon, Mifare / DESFire deadbolt privacy w/ key override function, L lever, unhanded, satin stainless finish, for use with 1 3/4" - 2 1/4" thick door | 1 |  | 1 Year | 727.25 | 0.15 | 618.1625
22282 | Salto | E9668L62IM48-W- | XS4 wide body electronic RF wireless SVN escutcheon, Mifare / DESFire deadbolt privacy w/ key override function, L lever, unhanded, satin stainless finish, for use with 1 3/4" - 2 1/4" thick door | 1 |  | 1 Year | 858.35 | 0.15 | 729.5975
22283 | Salto | E9668L62IP38--- | XS4 wide body electronic wire-free SVN escutcheon, Mifare / DESFire deadbolt privacy w/ key override function, L lever, unhanded, bright stainless steel finish, for use with 1 3/8" - 1 3/4" thick standard door | 1 |  | 1 Year | 689.45 | 0.15 | 586.0325
22284 | Salto | E9668L62IP38-A- | XS4 wide body electronic AMOK wire-free SVN escutcheon, Mifare / DESFire deadbolt privacy w/ key override function, L lever, unhanded, bright stainless steel finish, for use with 1 3/8" - 1 3/4" thick standard door | 1 |  | 1 Year | 818.45 | 0.15 | 695.6825
22285 | Salto | E9668L62IP38-C- | XS4 wide body electronic RF wireless ready SVN escutcheon, Mifare / DESFire deadbolt privacy w/ key override function, L lever, unhanded, bright stainless steel finish, for use with 1 3/8" - 1 3/4" thick standard door | 1 |  | 1 Year | 743.55 | 0.15 | 632.0175
22286 | Salto | E9668L62IP38-W- | XS4 wide body electronic RF wireless SVN escutcheon, Mifare / DESFire deadbolt privacy w/ key override function, L lever, unhanded, bright stainless steel finish, for use with 1 3/8" - 1 3/4" thick standard door | 1 |  | 1 Year | 874.65 | 0.15 | 743.4525
22287 | Salto | E9668L62IP48--- | XS4 wide body electronic wire-free SVN escutcheon, Mifare / DESFire deadbolt privacy w/ key override function, L lever, unhanded, bright stainless steel finish, for use with 1 3/4" - 2 1/4" thick door | 1 |  | 1 Year | 689.45 | 0.15 | 586.0325
22288 | Salto | E9668L62IP48-A- | XS4 wide body electronic AMOK wire-free SVN escutcheon, Mifare / DESFire deadbolt privacy w/ key override function, L lever, unhanded, bright stainless steel finish, for use with 1 3/4" - 2 1/4" thick door | 1 |  | 1 Year | 818.45 | 0.15 | 695.6825
22289 | Salto | E9668L62IP48-C- | XS4 wide body electronic RF wireless ready SVN escutcheon, Mifare / DESFire deadbolt privacy w/ key override function, L lever, unhanded, bright stainless steel finish, for use with 1 3/4" - 2 1/4" thick door | 1 |  | 1 Year | 743.55 | 0.15 | 632.0175
22290 | Salto | E9668L62IP48-W- | XS4 wide body electronic RF wireless SVN escutcheon, Mifare / DESFire deadbolt privacy w/ key override function, L lever, unhanded, bright stainless steel finish, for use with 1 3/4" - 2 1/4" thick door | 1 |  | 1 Year | 874.65 | 0.15 | 743.4525
22291 | Salto | E9668L62NE38--- | XS4 wide body electronic wire-free SVN escutcheon, Mifare / DESFire deadbolt privacy w/ key override function, L lever, unhanded, black chromium finish, for use with 1 3/8" - 1 3/4" thick standard door | 1 |  | 1 Year | 707.85 | 0.15 | 601.6725
22292 | Salto | E9668L62NE38-A- | XS4 wide body electronic AMOK wire-free SVN escutcheon, Mifare / DESFire deadbolt privacy w/ key override function, L lever, unhanded, black chromium finish, for use with 1 3/8" - 1 3/4" thick standard door | 1 |  | 1 Year | 836.85 | 0.15 | 711.3225
22293 | Salto | E9668L62NE38-C- | XS4 wide body electronic RF wireless ready SVN escutcheon, Mifare / DESFire deadbolt privacy w/ key override function, L lever, unhanded, black chromium finish, for use with 1 3/8" - 1 3/4" thick standard door | 1 |  | 1 Year | 761.95 | 0.15 | 647.6575
22294 | Salto | E9668L62NE38-W- | XS4 wide body electronic RF wireless SVN escutcheon, Mifare / DESFire deadbolt privacy w/ key override function, L lever, unhanded, black chromium finish, for use with 1 3/8" - 1 3/4" thick standard door | 1 |  | 1 Year | 893.05 | 0.15 | 759.0925
22295 | Salto | E9668L62NE48--- | XS4 wide body electronic wire-free SVN escutcheon, Mifare / DESFire deadbolt privacy w/ key override function, L lever, unhanded, black chromium finish, for use with 1 3/4" - 2 1/4" thick door | 1 |  | 1 Year | 707.85 | 0.15 | 601.6725
22296 | Salto | E9668L62NE48-A- | XS4 wide body electronic AMOK wire-free SVN escutcheon, Mifare / DESFire deadbolt privacy w/ key override function, L lever, unhanded, black chromium finish, for use with 1 3/4" - 2 1/4" thick door | 1 |  | 1 Year | 836.85 | 0.15 | 711.3225
22297 | Salto | E9668L62NE48-C- | XS4 wide body electronic RF wireless ready SVN escutcheon, Mifare / DESFire deadbolt privacy w/ key override function, L lever, unhanded, black chromium finish, for use with 1 3/4" - 2 1/4" thick door | 1 |  | 1 Year | 761.95 | 0.15 | 647.6575
22298 | Salto | E9668L62NE48-W- | XS4 wide body electronic RF wireless SVN escutcheon, Mifare / DESFire deadbolt privacy w/ key override function, L lever, unhanded, black chromium finish, for use with 1 3/4" - 2 1/4" thick door | 1 |  | 1 Year | 893.05 | 0.15 | 759.0925
22299 | Salto | E9668L62PM38--- | XS4 wide body electronic wire-free SVN escutcheon, Mifare / DESFire deadbolt privacy w/ key override function, L lever, unhanded, satin brass finish, for use with 1 3/8" - 1 3/4" thick standard door | 1 |  | 1 Year | 673.15 | 0.15 | 572.1775
22300 | Salto | E9668L62PM38-A- | XS4 wide body electronic AMOK wire-free SVN escutcheon, Mifare / DESFire deadbolt privacy w/ key override function, L lever, unhanded, satin brass finish, for use with 1 3/8" - 1 3/4" thick standard door | 1 |  | 1 Year | 802.15 | 0.15 | 681.8275
22301 | Salto | E9668L62PM38-C- | XS4 wide body electronic RF wireless ready SVN escutcheon, Mifare / DESFire deadbolt privacy w/ key override function, L lever, unhanded, satin brass finish, for use with 1 3/8" - 1 3/4" thick standard door | 1 |  | 1 Year | 727.25 | 0.15 | 618.1625
22302 | Salto | E9668L62PM38-W- | XS4 wide body electronic RF wireless SVN escutcheon, Mifare / DESFire deadbolt privacy w/ key override function, L lever, unhanded, satin brass finish, for use with 1 3/8" - 1 3/4" thick standard door | 1 |  | 1 Year | 858.35 | 0.15 | 729.5975
22303 | Salto | E9668L62PM48--- | XS4 wide body electronic wire-free SVN escutcheon, Mifare / DESFire deadbolt privacy w/ key override function, L lever, unhanded, satin brass finish, for use with 1 3/4" - 2 1/4" thick door | 1 |  | 1 Year | 673.15 | 0.15 | 572.1775
22304 | Salto | E9668L62PM48-A- | XS4 wide body electronic AMOK wire-free SVN escutcheon, Mifare / DESFire deadbolt privacy w/ key override function, L lever, unhanded, satin brass finish, for use with 1 3/4" - 2 1/4" thick door | 1 |  | 1 Year | 802.15 | 0.15 | 681.8275
22305 | Salto | E9668L62PM48-C- | XS4 wide body electronic RF wireless ready SVN escutcheon, Mifare / DESFire deadbolt privacy w/ key override function, L lever, unhanded, satin brass finish, for use with 1 3/4" - 2 1/4" thick door | 1 |  | 1 Year | 727.25 | 0.15 | 618.1625
22306 | Salto | E9668L62PM48-W- | XS4 wide body electronic RF wireless SVN escutcheon, Mifare / DESFire deadbolt privacy w/ key override function, L lever, unhanded, satin brass finish, for use with 1 3/4" - 2 1/4" thick door | 1 |  | 1 Year | 858.35 | 0.15 | 729.5975
22307 | Salto | E9668L62PP38--- | XS4 wide body electronic wire-free SVN escutcheon, Mifare / DESFire deadbolt privacy w/ key override function, L lever, unhanded, bright brass finish, for use with 1 3/8" - 1 3/4" thick standard door | 1 |  | 1 Year | 689.45 | 0.15 | 586.0325
22308 | Salto | E9668L62PP38-A- | XS4 wide body electronic AMOK wire-free SVN escutcheon, Mifare / DESFire deadbolt privacy w/ key override function, L lever, unhanded, bright brass finish, for use with 1 3/8" - 1 3/4" thick standard door | 1 |  | 1 Year | 818.45 | 0.15 | 695.6825
22309 | Salto | E9668L62PP38-C- | XS4 wide body electronic RF wireless ready SVN escutcheon, Mifare / DESFire deadbolt privacy w/ key override function, L lever, unhanded, bright brass finish, for use with 1 3/8" - 1 3/4" thick standard door | 1 |  | 1 Year | 743.55 | 0.15 | 632.0175
22310 | Salto | E9668L62PP38-W- | XS4 wide body electronic RF wireless SVN escutcheon, Mifare / DESFire deadbolt privacy w/ key override function, L lever, unhanded, bright brass finish, for use with 1 3/8" - 1 3/4" thick standard door | 1 |  | 1 Year | 874.65 | 0.15 | 743.4525
22311 | Salto | E9668L62PP48--- | XS4 wide body electronic wire-free SVN escutcheon, Mifare / DESFire deadbolt privacy w/ key override function, L lever, unhanded, bright brass finish, for use with 1 3/4" - 2 1/4" thick door | 1 |  | 1 Year | 689.45 | 0.15 | 586.0325
22312 | Salto | E9668L62PP48-A- | XS4 wide body electronic AMOK wire-free SVN escutcheon, Mifare / DESFire deadbolt privacy w/ key override function, L lever, unhanded, bright brass finish, for use with 1 3/4" - 2 1/4" thick door | 1 |  | 1 Year | 818.45 | 0.15 | 695.6825
22313 | Salto | E9668L62PP48-C- | XS4 wide body electronic RF wireless ready SVN escutcheon, Mifare / DESFire deadbolt privacy w/ key override function, L lever, unhanded, bright brass finish, for use with 1 3/4" - 2 1/4" thick door | 1 |  | 1 Year | 743.55 | 0.15 | 632.0175
22314 | Salto | E9668L62PP48-W- | XS4 wide body electronic RF wireless SVN escutcheon, Mifare / DESFire deadbolt privacy w/ key override function, L lever, unhanded, bright brass finish, for use with 1 3/4" - 2 1/4" thick door | 1 |  | 1 Year | 874.65 | 0.15 | 743.4525
22315 | Salto | E9668L63BC38--- | XS4 wide body electronic wire-free SVN escutcheon, Mifare / DESFire deadbolt privacy w/ key override function, L lever, unhanded, BioCote antimicrobial finish, for use with 1 3/8" - 1 3/4" thick standard door | 1 |  | 1 Year | 725.15 | 0.15 | 616.3775
22316 | Salto | E9668L63BC38-A- | XS4 wide body electronic AMOK wire-free SVN escutcheon, Mifare / DESFire deadbolt privacy w/ key override function, L lever, unhanded, BioCote antimicrobial finish, for use with 1 3/8" - 1 3/4" thick standard door | 1 |  | 1 Year | 854.15 | 0.15 | 726.0275
22317 | Salto | E9668L63BC38-C- | XS4 wide body electronic RF wireless ready SVN escutcheon, Mifare / DESFire deadbolt privacy w/ key override function, L lever, unhanded, BioCote antimicrobial finish, for use with 1 3/8" - 1 3/4" thick standard door | 1 |  | 1 Year | 779.25 | 0.15 | 662.3625
22318 | Salto | E9668L63BC38-W- | XS4 wide body electronic RF wireless SVN escutcheon, Mifare / DESFire deadbolt privacy w/ key override function, L lever, unhanded, BioCote antimicrobial finish, for use with 1 3/8" - 1 3/4" thick standard door | 1 |  | 1 Year | 910.35 | 0.15 | 773.7975
22319 | Salto | E9668L63BC48--- | XS4 wide body electronic wire-free SVN escutcheon, Mifare / DESFire deadbolt privacy w/ key override function, L lever, unhanded, BioCote antimicrobial finish, for use with 1 3/4" - 2 1/4" thick door | 1 |  | 1 Year | 725.15 | 0.15 | 616.3775
22320 | Salto | E9668L63BC48-A- | XS4 wide body electronic AMOK wire-free SVN escutcheon, Mifare / DESFire deadbolt privacy w/ key override function, L lever, unhanded, BioCote antimicrobial finish, for use with 1 3/4" - 2 1/4" thick door | 1 |  | 1 Year | 854.15 | 0.15 | 726.0275
22321 | Salto | E9668L63BC48-C- | XS4 wide body electronic RF wireless ready SVN escutcheon, Mifare / DESFire deadbolt privacy w/ key override function, L lever, unhanded, BioCote antimicrobial finish, for use with 1 3/4" - 2 1/4" thick door | 1 |  | 1 Year | 779.25 | 0.15 | 662.3625
22322 | Salto | E9668L63BC48-W- | XS4 wide body electronic RF wireless SVN escutcheon, Mifare / DESFire deadbolt privacy w/ key override function, L lever, unhanded, BioCote antimicrobial finish, for use with 1 3/4" - 2 1/4" thick door | 1 |  | 1 Year | 910.35 | 0.15 | 773.7975
22323 | Salto | E9668L63IA38--- | XS4 wide body electronic wire-free SVN escutcheon, Mifare / DESFire deadbolt privacy w/ key override function, L lever, unhanded, antique brass finish, for use with 1 3/8" - 1 3/4" thick standard door | 1 |  | 1 Year | 725.15 | 0.15 | 616.3775
22324 | Salto | E9668L63IA38-A- | XS4 wide body electronic AMOK wire-free SVN escutcheon, Mifare / DESFire deadbolt privacy w/ key override function, L lever, unhanded, antique brass finish, for use with 1 3/8" - 1 3/4" thick standard door | 1 |  | 1 Year | 854.15 | 0.15 | 726.0275
22325 | Salto | E9668L63IA38-C- | XS4 wide body electronic RF wireless ready SVN escutcheon, Mifare / DESFire deadbolt privacy w/ key override function, L lever, unhanded, antique brass finish, for use with 1 3/8" - 1 3/4" thick standard door | 1 |  | 1 Year | 779.25 | 0.15 | 662.3625
22326 | Salto | E9668L63IA38-W- | XS4 wide body electronic RF wireless SVN escutcheon, Mifare / DESFire deadbolt privacy w/ key override function, L lever, unhanded, antique brass finish, for use with 1 3/8" - 1 3/4" thick standard door | 1 |  | 1 Year | 910.35 | 0.15 | 773.7975
22327 | Salto | E9668L63IA48--- | XS4 wide body electronic wire-free SVN escutcheon, Mifare / DESFire deadbolt privacy w/ key override function, L lever, unhanded, antique brass finish, for use with 1 3/4" - 2 1/4" thick door | 1 |  | 1 Year | 725.15 | 0.15 | 616.3775
22328 | Salto | E9668L63IA48-A- | XS4 wide body electronic AMOK wire-free SVN escutcheon, Mifare / DESFire deadbolt privacy w/ key override function, L lever, unhanded, antique brass finish, for use with 1 3/4" - 2 1/4" thick door | 1 |  | 1 Year | 854.15 | 0.15 | 726.0275
22329 | Salto | E9668L63IA48-C- | XS4 wide body electronic RF wireless ready SVN escutcheon, Mifare / DESFire deadbolt privacy w/ key override function, L lever, unhanded, antique brass finish, for use with 1 3/4" - 2 1/4" thick door | 1 |  | 1 Year | 779.25 | 0.15 | 662.3625
22330 | Salto | E9668L63IA48-W- | XS4 wide body electronic RF wireless SVN escutcheon, Mifare / DESFire deadbolt privacy w/ key override function, L lever, unhanded, antique brass finish, for use with 1 3/4" - 2 1/4" thick door | 1 |  | 1 Year | 910.35 | 0.15 | 773.7975
22331 | Salto | E9668L63IM38--- | XS4 wide body electronic wire-free SVN escutcheon, Mifare / DESFire deadbolt privacy w/ key override function, L lever, unhanded, satin stainless finish, for use with 1 3/8" - 1 3/4" thick standard door | 1 |  | 1 Year | 673.15 | 0.15 | 572.1775
22332 | Salto | E9668L63IM38-A- | XS4 wide body electronic AMOK wire-free SVN escutcheon, Mifare / DESFire deadbolt privacy w/ key override function, L lever, unhanded, satin stainless finish, for use with 1 3/8" - 1 3/4" thick standard door | 1 |  | 1 Year | 802.15 | 0.15 | 681.8275
22333 | Salto | E9668L63IM38-C- | XS4 wide body electronic RF wireless ready SVN escutcheon, Mifare / DESFire deadbolt privacy w/ key override function, L lever, unhanded, satin stainless finish, for use with 1 3/8" - 1 3/4" thick standard door | 1 |  | 1 Year | 727.25 | 0.15 | 618.1625
22334 | Salto | E9668L63IM38-W- | XS4 wide body electronic RF wireless SVN escutcheon, Mifare / DESFire deadbolt privacy w/ key override function, L lever, unhanded, satin stainless finish, for use with 1 3/8" - 1 3/4" thick standard door | 1 |  | 1 Year | 858.35 | 0.15 | 729.5975
22335 | Salto | E9668L63IM48--- | XS4 wide body electronic wire-free SVN escutcheon, Mifare / DESFire deadbolt privacy w/ key override function, L lever, unhanded, satin stainless finish, for use with 1 3/4" - 2 1/4" thick door | 1 |  | 1 Year | 673.15 | 0.15 | 572.1775
22336 | Salto | E9668L63IM48-A- | XS4 wide body electronic AMOK wire-free SVN escutcheon, Mifare / DESFire deadbolt privacy w/ key override function, L lever, unhanded, satin stainless finish, for use with 1 3/4" - 2 1/4" thick door | 1 |  | 1 Year | 802.15 | 0.15 | 681.8275
22337 | Salto | E9668L63IM48-C- | XS4 wide body electronic RF wireless ready SVN escutcheon, Mifare / DESFire deadbolt privacy w/ key override function, L lever, unhanded, satin stainless finish, for use with 1 3/4" - 2 1/4" thick door | 1 |  | 1 Year | 727.25 | 0.15 | 618.1625
22338 | Salto | E9668L63IM48-W- | XS4 wide body electronic RF wireless SVN escutcheon, Mifare / DESFire deadbolt privacy w/ key override function, L lever, unhanded, satin stainless finish, for use with 1 3/4" - 2 1/4" thick door | 1 |  | 1 Year | 858.35 | 0.15 | 729.5975
22339 | Salto | E9668L63IP38--- | XS4 wide body electronic wire-free SVN escutcheon, Mifare / DESFire deadbolt privacy w/ key override function, L lever, unhanded, bright stainless steel finish, for use with 1 3/8" - 1 3/4" thick standard door | 1 |  | 1 Year | 689.45 | 0.15 | 586.0325
22340 | Salto | E9668L63IP38-A- | XS4 wide body electronic AMOK wire-free SVN escutcheon, Mifare / DESFire deadbolt privacy w/ key override function, L lever, unhanded, bright stainless steel finish, for use with 1 3/8" - 1 3/4" thick standard door | 1 |  | 1 Year | 818.45 | 0.15 | 695.6825
22341 | Salto | E9668L63IP38-C- | XS4 wide body electronic RF wireless ready SVN escutcheon, Mifare / DESFire deadbolt privacy w/ key override function, L lever, unhanded, bright stainless steel finish, for use with 1 3/8" - 1 3/4" thick standard door | 1 |  | 1 Year | 743.55 | 0.15 | 632.0175
22342 | Salto | E9668L63IP38-W- | XS4 wide body electronic RF wireless SVN escutcheon, Mifare / DESFire deadbolt privacy w/ key override function, L lever, unhanded, bright stainless steel finish, for use with 1 3/8" - 1 3/4" thick standard door | 1 |  | 1 Year | 874.65 | 0.15 | 743.4525
22343 | Salto | E9668L63IP48--- | XS4 wide body electronic wire-free SVN escutcheon, Mifare / DESFire deadbolt privacy w/ key override function, L lever, unhanded, bright stainless steel finish, for use with 1 3/4" - 2 1/4" thick door | 1 |  | 1 Year | 689.45 | 0.15 | 586.0325
22344 | Salto | E9668L63IP48-A- | XS4 wide body electronic AMOK wire-free SVN escutcheon, Mifare / DESFire deadbolt privacy w/ key override function, L lever, unhanded, bright stainless steel finish, for use with 1 3/4" - 2 1/4" thick door | 1 |  | 1 Year | 818.45 | 0.15 | 695.6825
22345 | Salto | E9668L63IP48-C- | XS4 wide body electronic RF wireless ready SVN escutcheon, Mifare / DESFire deadbolt privacy w/ key override function, L lever, unhanded, bright stainless steel finish, for use with 1 3/4" - 2 1/4" thick door | 1 |  | 1 Year | 743.55 | 0.15 | 632.0175
22346 | Salto | E9668L63IP48-W- | XS4 wide body electronic RF wireless SVN escutcheon, Mifare / DESFire deadbolt privacy w/ key override function, L lever, unhanded, bright stainless steel finish, for use with 1 3/4" - 2 1/4" thick door | 1 |  | 1 Year | 874.65 | 0.15 | 743.4525
22347 | Salto | E9668L63NE38--- | XS4 wide body electronic wire-free SVN escutcheon, Mifare / DESFire deadbolt privacy w/ key override function, L lever, unhanded, black chromium finish, for use with 1 3/8" - 1 3/4" thick standard door | 1 |  | 1 Year | 707.85 | 0.15 | 601.6725
22348 | Salto | E9668L63NE38-A- | XS4 wide body electronic AMOK wire-free SVN escutcheon, Mifare / DESFire deadbolt privacy w/ key override function, L lever, unhanded, black chromium finish, for use with 1 3/8" - 1 3/4" thick standard door | 1 |  | 1 Year | 836.85 | 0.15 | 711.3225
22349 | Salto | E9668L63NE38-C- | XS4 wide body electronic RF wireless ready SVN escutcheon, Mifare / DESFire deadbolt privacy w/ key override function, L lever, unhanded, black chromium finish, for use with 1 3/8" - 1 3/4" thick standard door | 1 |  | 1 Year | 761.95 | 0.15 | 647.6575
22350 | Salto | E9668L63NE38-W- | XS4 wide body electronic RF wireless SVN escutcheon, Mifare / DESFire deadbolt privacy w/ key override function, L lever, unhanded, black chromium finish, for use with 1 3/8" - 1 3/4" thick standard door | 1 |  | 1 Year | 893.05 | 0.15 | 759.0925
22351 | Salto | E9668L63NE48--- | XS4 wide body electronic wire-free SVN escutcheon, Mifare / DESFire deadbolt privacy w/ key override function, L lever, unhanded, black chromium finish, for use with 1 3/4" - 2 1/4" thick door | 1 |  | 1 Year | 707.85 | 0.15 | 601.6725
22352 | Salto | E9668L63NE48-A- | XS4 wide body electronic AMOK wire-free SVN escutcheon, Mifare / DESFire deadbolt privacy w/ key override function, L lever, unhanded, black chromium finish, for use with 1 3/4" - 2 1/4" thick door | 1 |  | 1 Year | 836.85 | 0.15 | 711.3225
22353 | Salto | E9668L63NE48-C- | XS4 wide body electronic RF wireless ready SVN escutcheon, Mifare / DESFire deadbolt privacy w/ key override function, L lever, unhanded, black chromium finish, for use with 1 3/4" - 2 1/4" thick door | 1 |  | 1 Year | 761.95 | 0.15 | 647.6575
22354 | Salto | E9668L63NE48-W- | XS4 wide body electronic RF wireless SVN escutcheon, Mifare / DESFire deadbolt privacy w/ key override function, L lever, unhanded, black chromium finish, for use with 1 3/4" - 2 1/4" thick door | 1 |  | 1 Year | 893.05 | 0.15 | 759.0925
22355 | Salto | E9668L63PM38--- | XS4 wide body electronic wire-free SVN escutcheon, Mifare / DESFire deadbolt privacy w/ key override function, L lever, unhanded, satin brass finish, for use with 1 3/8" - 1 3/4" thick standard door | 1 |  | 1 Year | 673.15 | 0.15 | 572.1775
22356 | Salto | E9668L63PM38-A- | XS4 wide body electronic AMOK wire-free SVN escutcheon, Mifare / DESFire deadbolt privacy w/ key override function, L lever, unhanded, satin brass finish, for use with 1 3/8" - 1 3/4" thick standard door | 1 |  | 1 Year | 802.15 | 0.15 | 681.8275
22357 | Salto | E9668L63PM38-C- | XS4 wide body electronic RF wireless ready SVN escutcheon, Mifare / DESFire deadbolt privacy w/ key override function, L lever, unhanded, satin brass finish, for use with 1 3/8" - 1 3/4" thick standard door | 1 |  | 1 Year | 727.25 | 0.15 | 618.1625
22358 | Salto | E9668L63PM38-W- | XS4 wide body electronic RF wireless SVN escutcheon, Mifare / DESFire deadbolt privacy w/ key override function, L lever, unhanded, satin brass finish, for use with 1 3/8" - 1 3/4" thick standard door | 1 |  | 1 Year | 858.35 | 0.15 | 729.5975
22359 | Salto | E9668L63PM48--- | XS4 wide body electronic wire-free SVN escutcheon, Mifare / DESFire deadbolt privacy w/ key override function, L lever, unhanded, satin brass finish, for use with 1 3/4" - 2 1/4" thick door | 1 |  | 1 Year | 673.15 | 0.15 | 572.1775
22360 | Salto | E9668L63PM48-A- | XS4 wide body electronic AMOK wire-free SVN escutcheon, Mifare / DESFire deadbolt privacy w/ key override function, L lever, unhanded, satin brass finish, for use with 1 3/4" - 2 1/4" thick door | 1 |  | 1 Year | 802.15 | 0.15 | 681.8275
22361 | Salto | E9668L63PM48-C- | XS4 wide body electronic RF wireless ready SVN escutcheon, Mifare / DESFire deadbolt privacy w/ key override function, L lever, unhanded, satin brass finish, for use with 1 3/4" - 2 1/4" thick door | 1 |  | 1 Year | 727.25 | 0.15 | 618.1625
22362 | Salto | E9668L63PM48-W- | XS4 wide body electronic RF wireless SVN escutcheon, Mifare / DESFire deadbolt privacy w/ key override function, L lever, unhanded, satin brass finish, for use with 1 3/4" - 2 1/4" thick door | 1 |  | 1 Year | 858.35 | 0.15 | 729.5975
22363 | Salto | E9668L63PP38--- | XS4 wide body electronic wire-free SVN escutcheon, Mifare / DESFire deadbolt privacy w/ key override function, L lever, unhanded, bright brass finish, for use with 1 3/8" - 1 3/4" thick standard door | 1 |  | 1 Year | 689.45 | 0.15 | 586.0325
22364 | Salto | E9668L63PP38-A- | XS4 wide body electronic AMOK wire-free SVN escutcheon, Mifare / DESFire deadbolt privacy w/ key override function, L lever, unhanded, bright brass finish, for use with 1 3/8" - 1 3/4" thick standard door | 1 |  | 1 Year | 818.45 | 0.15 | 695.6825
22365 | Salto | E9668L63PP38-C- | XS4 wide body electronic RF wireless ready SVN escutcheon, Mifare / DESFire deadbolt privacy w/ key override function, L lever, unhanded, bright brass finish, for use with 1 3/8" - 1 3/4" thick standard door | 1 |  | 1 Year | 743.55 | 0.15 | 632.0175
22366 | Salto | E9668L63PP38-W- | XS4 wide body electronic RF wireless SVN escutcheon, Mifare / DESFire deadbolt privacy w/ key override function, L lever, unhanded, bright brass finish, for use with 1 3/8" - 1 3/4" thick standard door | 1 |  | 1 Year | 874.65 | 0.15 | 743.4525
22367 | Salto | E9668L63PP48--- | XS4 wide body electronic wire-free SVN escutcheon, Mifare / DESFire deadbolt privacy w/ key override function, L lever, unhanded, bright brass finish, for use with 1 3/4" - 2 1/4" thick door | 1 |  | 1 Year | 689.45 | 0.15 | 586.0325
22368 | Salto | E9668L63PP48-A- | XS4 wide body electronic AMOK wire-free SVN escutcheon, Mifare / DESFire deadbolt privacy w/ key override function, L lever, unhanded, bright brass finish, for use with 1 3/4" - 2 1/4" thick door | 1 |  | 1 Year | 818.45 | 0.15 | 695.6825
22369 | Salto | E9668L63PP48-C- | XS4 wide body electronic RF wireless ready SVN escutcheon, Mifare / DESFire deadbolt privacy w/ key override function, L lever, unhanded, bright brass finish, for use with 1 3/4" - 2 1/4" thick door | 1 |  | 1 Year | 743.55 | 0.15 | 632.0175
22370 | Salto | E9668L63PP48-W- | XS4 wide body electronic RF wireless SVN escutcheon, Mifare / DESFire deadbolt privacy w/ key override function, L lever, unhanded, bright brass finish, for use with 1 3/4" - 2 1/4" thick door | 1 |  | 1 Year | 874.65 | 0.15 | 743.4525
22371 | Salto | E9668N61BC38--- | XS4 wide body electronic wire-free SVN escutcheon, Mifare / DESFire deadbolt privacy w/ key override function, N lever, unhanded, BioCote antimicrobial finish, for use with 1 3/8" - 1 3/4" thick standard door | 1 |  | 1 Year | 725.15 | 0.15 | 616.3775
22372 | Salto | E9668N61BC38-A- | XS4 wide body electronic AMOK wire-free SVN escutcheon, Mifare / DESFire deadbolt privacy w/ key override function, N lever, unhanded, BioCote antimicrobial finish, for use with 1 3/8" - 1 3/4" thick standard door | 1 |  | 1 Year | 854.15 | 0.15 | 726.0275
22373 | Salto | E9668N61BC38-C- | XS4 wide body electronic RF wireless ready SVN escutcheon, Mifare / DESFire deadbolt privacy w/ key override function, N lever, unhanded, BioCote antimicrobial finish, for use with 1 3/8" - 1 3/4" thick standard door | 1 |  | 1 Year | 779.25 | 0.15 | 662.3625
22374 | Salto | E9668N61BC38-W- | XS4 wide body electronic RF wireless SVN escutcheon, Mifare / DESFire deadbolt privacy w/ key override function, N lever, unhanded, BioCote antimicrobial finish, for use with 1 3/8" - 1 3/4" thick standard door | 1 |  | 1 Year | 910.35 | 0.15 | 773.7975
22375 | Salto | E9668N61BC48--- | XS4 wide body electronic wire-free SVN escutcheon, Mifare / DESFire deadbolt privacy w/ key override function, N lever, unhanded, BioCote antimicrobial finish, for use with 1 3/4" - 2 1/4" thick door | 1 |  | 1 Year | 725.15 | 0.15 | 616.3775
22376 | Salto | E9668N61BC48-A- | XS4 wide body electronic AMOK wire-free SVN escutcheon, Mifare / DESFire deadbolt privacy w/ key override function, N lever, unhanded, BioCote antimicrobial finish, for use with 1 3/4" - 2 1/4" thick door | 1 |  | 1 Year | 854.15 | 0.15 | 726.0275
22377 | Salto | E9668N61BC48-C- | XS4 wide body electronic RF wireless ready SVN escutcheon, Mifare / DESFire deadbolt privacy w/ key override function, N lever, unhanded, BioCote antimicrobial finish, for use with 1 3/4" - 2 1/4" thick door | 1 |  | 1 Year | 779.25 | 0.15 | 662.3625
22378 | Salto | E9668N61BC48-W- | XS4 wide body electronic RF wireless SVN escutcheon, Mifare / DESFire deadbolt privacy w/ key override function, N lever, unhanded, BioCote antimicrobial finish, for use with 1 3/4" - 2 1/4" thick door | 1 |  | 1 Year | 910.35 | 0.15 | 773.7975
22379 | Salto | E9668N61IM38--- | XS4 wide body electronic wire-free SVN escutcheon, Mifare / DESFire deadbolt privacy w/ key override function, N lever, unhanded, satin stainless finish, for use with 1 3/8" - 1 3/4" thick standard door | 1 |  | 1 Year | 673.15 | 0.15 | 572.1775
22380 | Salto | E9668N61IM38-A- | XS4 wide body electronic AMOK wire-free SVN escutcheon, Mifare / DESFire deadbolt privacy w/ key override function, N lever, unhanded, satin stainless finish, for use with 1 3/8" - 1 3/4" thick standard door | 1 |  | 1 Year | 802.15 | 0.15 | 681.8275
22381 | Salto | E9668N61IM38-C- | XS4 wide body electronic RF wireless ready SVN escutcheon, Mifare / DESFire deadbolt privacy w/ key override function, N lever, unhanded, satin stainless finish, for use with 1 3/8" - 1 3/4" thick standard door | 1 |  | 1 Year | 727.25 | 0.15 | 618.1625
22382 | Salto | E9668N61IM38-W- | XS4 wide body electronic RF wireless SVN escutcheon, Mifare / DESFire deadbolt privacy w/ key override function, N lever, unhanded, satin stainless finish, for use with 1 3/8" - 1 3/4" thick standard door | 1 |  | 1 Year | 858.35 | 0.15 | 729.5975
22383 | Salto | E9668N61IM48--- | XS4 wide body electronic wire-free SVN escutcheon, Mifare / DESFire deadbolt privacy w/ key override function, N lever, unhanded, satin stainless finish, for use with 1 3/4" - 2 1/4" thick door | 1 |  | 1 Year | 673.15 | 0.15 | 572.1775
22384 | Salto | E9668N61IM48-A- | XS4 wide body electronic AMOK wire-free SVN escutcheon, Mifare / DESFire deadbolt privacy w/ key override function, N lever, unhanded, satin stainless finish, for use with 1 3/4" - 2 1/4" thick door | 1 |  | 1 Year | 802.15 | 0.15 | 681.8275
22385 | Salto | E9668N61IM48-C- | XS4 wide body electronic RF wireless ready SVN escutcheon, Mifare / DESFire deadbolt privacy w/ key override function, N lever, unhanded, satin stainless finish, for use with 1 3/4" - 2 1/4" thick door | 1 |  | 1 Year | 727.25 | 0.15 | 618.1625
22386 | Salto | E9668N61IM48-W- | XS4 wide body electronic RF wireless SVN escutcheon, Mifare / DESFire deadbolt privacy w/ key override function, N lever, unhanded, satin stainless finish, for use with 1 3/4" - 2 1/4" thick door | 1 |  | 1 Year | 858.35 | 0.15 | 729.5975
22387 | Salto | E9668N61PM38--- | XS4 wide body electronic wire-free SVN escutcheon, Mifare / DESFire deadbolt privacy w/ key override function, N lever, unhanded, satin brass finish, for use with 1 3/8" - 1 3/4" thick standard door | 1 |  | 1 Year | 673.15 | 0.15 | 572.1775
22388 | Salto | E9668N61PM38-A- | XS4 wide body electronic AMOK wire-free SVN escutcheon, Mifare / DESFire deadbolt privacy w/ key override function, N lever, unhanded, satin brass finish, for use with 1 3/8" - 1 3/4" thick standard door | 1 |  | 1 Year | 802.15 | 0.15 | 681.8275
22389 | Salto | E9668N61PM38-C- | XS4 wide body electronic RF wireless ready SVN escutcheon, Mifare / DESFire deadbolt privacy w/ key override function, N lever, unhanded, satin brass finish, for use with 1 3/8" - 1 3/4" thick standard door | 1 |  | 1 Year | 727.25 | 0.15 | 618.1625
22390 | Salto | E9668N61PM38-W- | XS4 wide body electronic RF wireless SVN escutcheon, Mifare / DESFire deadbolt privacy w/ key override function, N lever, unhanded, satin brass finish, for use with 1 3/8" - 1 3/4" thick standard door | 1 |  | 1 Year | 858.35 | 0.15 | 729.5975
22391 | Salto | E9668N61PM48--- | XS4 wide body electronic wire-free SVN escutcheon, Mifare / DESFire deadbolt privacy w/ key override function, N lever, unhanded, satin brass finish, for use with 1 3/4" - 2 1/4" thick door | 1 |  | 1 Year | 673.15 | 0.15 | 572.1775
22392 | Salto | E9668N61PM48-A- | XS4 wide body electronic AMOK wire-free SVN escutcheon, Mifare / DESFire deadbolt privacy w/ key override function, N lever, unhanded, satin brass finish, for use with 1 3/4" - 2 1/4" thick door | 1 |  | 1 Year | 802.15 | 0.15 | 681.8275
22393 | Salto | E9668N61PM48-C- | XS4 wide body electronic RF wireless ready SVN escutcheon, Mifare / DESFire deadbolt privacy w/ key override function, N lever, unhanded, satin brass finish, for use with 1 3/4" - 2 1/4" thick door | 1 |  | 1 Year | 727.25 | 0.15 | 618.1625
22394 | Salto | E9668N61PM48-W- | XS4 wide body electronic RF wireless SVN escutcheon, Mifare / DESFire deadbolt privacy w/ key override function, N lever, unhanded, satin brass finish, for use with 1 3/4" - 2 1/4" thick door | 1 |  | 1 Year | 858.35 | 0.15 | 729.5975
22395 | Salto | E9668N62BC38--- | XS4 wide body electronic wire-free SVN escutcheon, Mifare / DESFire deadbolt privacy w/ key override function, N lever, unhanded, BioCote antimicrobial finish, for use with 1 3/8" - 1 3/4" thick standard door | 1 |  | 1 Year | 725.15 | 0.15 | 616.3775
22396 | Salto | E9668N62BC38-A- | XS4 wide body electronic AMOK wire-free SVN escutcheon, Mifare / DESFire deadbolt privacy w/ key override function, N lever, unhanded, BioCote antimicrobial finish, for use with 1 3/8" - 1 3/4" thick standard door | 1 |  | 1 Year | 854.15 | 0.15 | 726.0275
22397 | Salto | E9668N62BC38-C- | XS4 wide body electronic RF wireless ready SVN escutcheon, Mifare / DESFire deadbolt privacy w/ key override function, N lever, unhanded, BioCote antimicrobial finish, for use with 1 3/8" - 1 3/4" thick standard door | 1 |  | 1 Year | 779.25 | 0.15 | 662.3625
22398 | Salto | E9668N62BC38-W- | XS4 wide body electronic RF wireless SVN escutcheon, Mifare / DESFire deadbolt privacy w/ key override function, N lever, unhanded, BioCote antimicrobial finish, for use with 1 3/8" - 1 3/4" thick standard door | 1 |  | 1 Year | 910.35 | 0.15 | 773.7975
22399 | Salto | E9668N62BC48--- | XS4 wide body electronic wire-free SVN escutcheon, Mifare / DESFire deadbolt privacy w/ key override function, N lever, unhanded, BioCote antimicrobial finish, for use with 1 3/4" - 2 1/4" thick door | 1 |  | 1 Year | 725.15 | 0.15 | 616.3775
22400 | Salto | E9668N62BC48-A- | XS4 wide body electronic AMOK wire-free SVN escutcheon, Mifare / DESFire deadbolt privacy w/ key override function, N lever, unhanded, BioCote antimicrobial finish, for use with 1 3/4" - 2 1/4" thick door | 1 |  | 1 Year | 854.15 | 0.15 | 726.0275
22401 | Salto | E9668N62BC48-C- | XS4 wide body electronic RF wireless ready SVN escutcheon, Mifare / DESFire deadbolt privacy w/ key override function, N lever, unhanded, BioCote antimicrobial finish, for use with 1 3/4" - 2 1/4" thick door | 1 |  | 1 Year | 779.25 | 0.15 | 662.3625
22402 | Salto | E9668N62BC48-W- | XS4 wide body electronic RF wireless SVN escutcheon, Mifare / DESFire deadbolt privacy w/ key override function, N lever, unhanded, BioCote antimicrobial finish, for use with 1 3/4" - 2 1/4" thick door | 1 |  | 1 Year | 910.35 | 0.15 | 773.7975
22403 | Salto | E9668N62IM38--- | XS4 wide body electronic wire-free SVN escutcheon, Mifare / DESFire deadbolt privacy w/ key override function, N lever, unhanded, satin stainless finish, for use with 1 3/8" - 1 3/4" thick standard door | 1 |  | 1 Year | 673.15 | 0.15 | 572.1775
22404 | Salto | E9668N62IM38-A- | XS4 wide body electronic AMOK wire-free SVN escutcheon, Mifare / DESFire deadbolt privacy w/ key override function, N lever, unhanded, satin stainless finish, for use with 1 3/8" - 1 3/4" thick standard door | 1 |  | 1 Year | 802.15 | 0.15 | 681.8275
22405 | Salto | E9668N62IM38-C- | XS4 wide body electronic RF wireless ready SVN escutcheon, Mifare / DESFire deadbolt privacy w/ key override function, N lever, unhanded, satin stainless finish, for use with 1 3/8" - 1 3/4" thick standard door | 1 |  | 1 Year | 727.25 | 0.15 | 618.1625
22406 | Salto | E9668N62IM38-W- | XS4 wide body electronic RF wireless SVN escutcheon, Mifare / DESFire deadbolt privacy w/ key override function, N lever, unhanded, satin stainless finish, for use with 1 3/8" - 1 3/4" thick standard door | 1 |  | 1 Year | 858.35 | 0.15 | 729.5975
22407 | Salto | E9668N62IM48--- | XS4 wide body electronic wire-free SVN escutcheon, Mifare / DESFire deadbolt privacy w/ key override function, N lever, unhanded, satin stainless finish, for use with 1 3/4" - 2 1/4" thick door | 1 |  | 1 Year | 673.15 | 0.15 | 572.1775
22408 | Salto | E9668N62IM48-A- | XS4 wide body electronic AMOK wire-free SVN escutcheon, Mifare / DESFire deadbolt privacy w/ key override function, N lever, unhanded, satin stainless finish, for use with 1 3/4" - 2 1/4" thick door | 1 |  | 1 Year | 802.15 | 0.15 | 681.8275
22409 | Salto | E9668N62IM48-C- | XS4 wide body electronic RF wireless ready SVN escutcheon, Mifare / DESFire deadbolt privacy w/ key override function, N lever, unhanded, satin stainless finish, for use with 1 3/4" - 2 1/4" thick door | 1 |  | 1 Year | 727.25 | 0.15 | 618.1625
22410 | Salto | E9668N62IM48-W- | XS4 wide body electronic RF wireless SVN escutcheon, Mifare / DESFire deadbolt privacy w/ key override function, N lever, unhanded, satin stainless finish, for use with 1 3/4" - 2 1/4" thick door | 1 |  | 1 Year | 858.35 | 0.15 | 729.5975
22411 | Salto | E9668N62PM38--- | XS4 wide body electronic wire-free SVN escutcheon, Mifare / DESFire deadbolt privacy w/ key override function, N lever, unhanded, satin brass finish, for use with 1 3/8" - 1 3/4" thick standard door | 1 |  | 1 Year | 673.15 | 0.15 | 572.1775
22412 | Salto | E9668N62PM38-A- | XS4 wide body electronic AMOK wire-free SVN escutcheon, Mifare / DESFire deadbolt privacy w/ key override function, N lever, unhanded, satin brass finish, for use with 1 3/8" - 1 3/4" thick standard door | 1 |  | 1 Year | 802.15 | 0.15 | 681.8275
22413 | Salto | E9668N62PM38-C- | XS4 wide body electronic RF wireless ready SVN escutcheon, Mifare / DESFire deadbolt privacy w/ key override function, N lever, unhanded, satin brass finish, for use with 1 3/8" - 1 3/4" thick standard door | 1 |  | 1 Year | 727.25 | 0.15 | 618.1625
22414 | Salto | E9668N62PM38-W- | XS4 wide body electronic RF wireless SVN escutcheon, Mifare / DESFire deadbolt privacy w/ key override function, N lever, unhanded, satin brass finish, for use with 1 3/8" - 1 3/4" thick standard door | 1 |  | 1 Year | 858.35 | 0.15 | 729.5975
22415 | Salto | E9668N62PM48--- | XS4 wide body electronic wire-free SVN escutcheon, Mifare / DESFire deadbolt privacy w/ key override function, N lever, unhanded, satin brass finish, for use with 1 3/4" - 2 1/4" thick door | 1 |  | 1 Year | 673.15 | 0.15 | 572.1775
22416 | Salto | E9668N62PM48-A- | XS4 wide body electronic AMOK wire-free SVN escutcheon, Mifare / DESFire deadbolt privacy w/ key override function, N lever, unhanded, satin brass finish, for use with 1 3/4" - 2 1/4" thick door | 1 |  | 1 Year | 802.15 | 0.15 | 681.8275
22417 | Salto | E9668N62PM48-C- | XS4 wide body electronic RF wireless ready SVN escutcheon, Mifare / DESFire deadbolt privacy w/ key override function, N lever, unhanded, satin brass finish, for use with 1 3/4" - 2 1/4" thick door | 1 |  | 1 Year | 727.25 | 0.15 | 618.1625
22418 | Salto | E9668N62PM48-W- | XS4 wide body electronic RF wireless SVN escutcheon, Mifare / DESFire deadbolt privacy w/ key override function, N lever, unhanded, satin brass finish, for use with 1 3/4" - 2 1/4" thick door | 1 |  | 1 Year | 858.35 | 0.15 | 729.5975
22419 | Salto | E9668N63BC38--- | XS4 wide body electronic wire-free SVN escutcheon, Mifare / DESFire deadbolt privacy w/ key override function, N lever, unhanded, BioCote antimicrobial finish, for use with 1 3/8" - 1 3/4" thick standard door | 1 |  | 1 Year | 725.15 | 0.15 | 616.3775
22420 | Salto | E9668N63BC38-A- | XS4 wide body electronic AMOK wire-free SVN escutcheon, Mifare / DESFire deadbolt privacy w/ key override function, N lever, unhanded, BioCote antimicrobial finish, for use with 1 3/8" - 1 3/4" thick standard door | 1 |  | 1 Year | 854.15 | 0.15 | 726.0275
22421 | Salto | E9668N63BC38-C- | XS4 wide body electronic RF wireless ready SVN escutcheon, Mifare / DESFire deadbolt privacy w/ key override function, N lever, unhanded, BioCote antimicrobial finish, for use with 1 3/8" - 1 3/4" thick standard door | 1 |  | 1 Year | 779.25 | 0.15 | 662.3625
22422 | Salto | E9668N63BC38-W- | XS4 wide body electronic RF wireless SVN escutcheon, Mifare / DESFire deadbolt privacy w/ key override function, N lever, unhanded, BioCote antimicrobial finish, for use with 1 3/8" - 1 3/4" thick standard door | 1 |  | 1 Year | 910.35 | 0.15 | 773.7975
22423 | Salto | E9668N63BC48--- | XS4 wide body electronic wire-free SVN escutcheon, Mifare / DESFire deadbolt privacy w/ key override function, N lever, unhanded, BioCote antimicrobial finish, for use with 1 3/4" - 2 1/4" thick door | 1 |  | 1 Year | 725.15 | 0.15 | 616.3775
22424 | Salto | E9668N63BC48-A- | XS4 wide body electronic AMOK wire-free SVN escutcheon, Mifare / DESFire deadbolt privacy w/ key override function, N lever, unhanded, BioCote antimicrobial finish, for use with 1 3/4" - 2 1/4" thick door | 1 |  | 1 Year | 854.15 | 0.15 | 726.0275
22425 | Salto | E9668N63BC48-C- | XS4 wide body electronic RF wireless ready SVN escutcheon, Mifare / DESFire deadbolt privacy w/ key override function, N lever, unhanded, BioCote antimicrobial finish, for use with 1 3/4" - 2 1/4" thick door | 1 |  | 1 Year | 779.25 | 0.15 | 662.3625
22426 | Salto | E9668N63BC48-W- | XS4 wide body electronic RF wireless SVN escutcheon, Mifare / DESFire deadbolt privacy w/ key override function, N lever, unhanded, BioCote antimicrobial finish, for use with 1 3/4" - 2 1/4" thick door | 1 |  | 1 Year | 910.35 | 0.15 | 773.7975
22427 | Salto | E9668N63IM38--- | XS4 wide body electronic wire-free SVN escutcheon, Mifare / DESFire deadbolt privacy w/ key override function, N lever, unhanded, satin stainless finish, for use with 1 3/8" - 1 3/4" thick standard door | 1 |  | 1 Year | 673.15 | 0.15 | 572.1775
22428 | Salto | E9668N63IM38-A- | XS4 wide body electronic AMOK wire-free SVN escutcheon, Mifare / DESFire deadbolt privacy w/ key override function, N lever, unhanded, satin stainless finish, for use with 1 3/8" - 1 3/4" thick standard door | 1 |  | 1 Year | 802.15 | 0.15 | 681.8275
22429 | Salto | E9668N63IM38-C- | XS4 wide body electronic RF wireless ready SVN escutcheon, Mifare / DESFire deadbolt privacy w/ key override function, N lever, unhanded, satin stainless finish, for use with 1 3/8" - 1 3/4" thick standard door | 1 |  | 1 Year | 727.25 | 0.15 | 618.1625
22430 | Salto | E9668N63IM38-W- | XS4 wide body electronic RF wireless SVN escutcheon, Mifare / DESFire deadbolt privacy w/ key override function, N lever, unhanded, satin stainless finish, for use with 1 3/8" - 1 3/4" thick standard door | 1 |  | 1 Year | 858.35 | 0.15 | 729.5975
22431 | Salto | E9668N63IM48--- | XS4 wide body electronic wire-free SVN escutcheon, Mifare / DESFire deadbolt privacy w/ key override function, N lever, unhanded, satin stainless finish, for use with 1 3/4" - 2 1/4" thick door | 1 |  | 1 Year | 673.15 | 0.15 | 572.1775
22432 | Salto | E9668N63IM48-A- | XS4 wide body electronic AMOK wire-free SVN escutcheon, Mifare / DESFire deadbolt privacy w/ key override function, N lever, unhanded, satin stainless finish, for use with 1 3/4" - 2 1/4" thick door | 1 |  | 1 Year | 802.15 | 0.15 | 681.8275
22433 | Salto | E9668N63IM48-C- | XS4 wide body electronic RF wireless ready SVN escutcheon, Mifare / DESFire deadbolt privacy w/ key override function, N lever, unhanded, satin stainless finish, for use with 1 3/4" - 2 1/4" thick door | 1 |  | 1 Year | 727.25 | 0.15 | 618.1625
22434 | Salto | E9668N63IM48-W- | XS4 wide body electronic RF wireless SVN escutcheon, Mifare / DESFire deadbolt privacy w/ key override function, N lever, unhanded, satin stainless finish, for use with 1 3/4" - 2 1/4" thick door | 1 |  | 1 Year | 858.35 | 0.15 | 729.5975
22435 | Salto | E9668N63PM38--- | XS4 wide body electronic wire-free SVN escutcheon, Mifare / DESFire deadbolt privacy w/ key override function, N lever, unhanded, satin brass finish, for use with 1 3/8" - 1 3/4" thick standard door | 1 |  | 1 Year | 673.15 | 0.15 | 572.1775
22436 | Salto | E9668N63PM38-A- | XS4 wide body electronic AMOK wire-free SVN escutcheon, Mifare / DESFire deadbolt privacy w/ key override function, N lever, unhanded, satin brass finish, for use with 1 3/8" - 1 3/4" thick standard door | 1 |  | 1 Year | 802.15 | 0.15 | 681.8275
22437 | Salto | E9668N63PM38-C- | XS4 wide body electronic RF wireless ready SVN escutcheon, Mifare / DESFire deadbolt privacy w/ key override function, N lever, unhanded, satin brass finish, for use with 1 3/8" - 1 3/4" thick standard door | 1 |  | 1 Year | 727.25 | 0.15 | 618.1625
22438 | Salto | E9668N63PM38-W- | XS4 wide body electronic RF wireless SVN escutcheon, Mifare / DESFire deadbolt privacy w/ key override function, N lever, unhanded, satin brass finish, for use with 1 3/8" - 1 3/4" thick standard door | 1 |  | 1 Year | 858.35 | 0.15 | 729.5975
22439 | Salto | E9668N63PM48--- | XS4 wide body electronic wire-free SVN escutcheon, Mifare / DESFire deadbolt privacy w/ key override function, N lever, unhanded, satin brass finish, for use with 1 3/4" - 2 1/4" thick door | 1 |  | 1 Year | 673.15 | 0.15 | 572.1775
22440 | Salto | E9668N63PM48-A- | XS4 wide body electronic AMOK wire-free SVN escutcheon, Mifare / DESFire deadbolt privacy w/ key override function, N lever, unhanded, satin brass finish, for use with 1 3/4" - 2 1/4" thick door | 1 |  | 1 Year | 802.15 | 0.15 | 681.8275
22441 | Salto | E9668N63PM48-C- | XS4 wide body electronic RF wireless ready SVN escutcheon, Mifare / DESFire deadbolt privacy w/ key override function, N lever, unhanded, satin brass finish, for use with 1 3/4" - 2 1/4" thick door | 1 |  | 1 Year | 727.25 | 0.15 | 618.1625
22442 | Salto | E9668N63PM48-W- | XS4 wide body electronic RF wireless SVN escutcheon, Mifare / DESFire deadbolt privacy w/ key override function, N lever, unhanded, satin brass finish, for use with 1 3/4" - 2 1/4" thick door | 1 |  | 1 Year | 858.35 | 0.15 | 729.5975
22443 | Salto | E9668O61IA38L-- | XS4 wide body electronic wire-free SVN escutcheon, Mifare / DESFire deadbolt privacy w/ key override function, O lever, left handed, antique brass finish, for use with 1 3/8" - 1 3/4" thick standard door | 1 |  | 1 Year | 735.35 | 0.15 | 625.0475
22444 | Salto | E9668O61IA38LA- | XS4 wide body electronic AMOK wire-free SVN escutcheon, Mifare / DESFire deadbolt privacy w/ key override function, O lever, left handed, antique brass finish, for use with 1 3/8" - 1 3/4" thick standard door | 1 |  | 1 Year | 864.35 | 0.15 | 734.6975
22445 | Salto | E9668O61IA38LC- | XS4 wide body electronic RF wireless ready SVN escutcheon, Mifare / DESFire deadbolt privacy w/ key override function, O lever, left handed, antique brass finish, for use with 1 3/8" - 1 3/4" thick standard door | 1 |  | 1 Year | 789.45 | 0.15 | 671.0325
22446 | Salto | E9668O61IA38LW- | XS4 wide body electronic RF wireless SVN escutcheon, Mifare / DESFire deadbolt privacy w/ key override function, O lever, left handed, antique brass finish, for use with 1 3/8" - 1 3/4" thick standard door | 1 |  | 1 Year | 920.55 | 0.15 | 782.4675
22447 | Salto | E9668O61IA38R-- | XS4 wide body electronic wire-free SVN escutcheon, Mifare / DESFire deadbolt privacy w/ key override function, O lever, right handed, antique brass finish, for use with 1 3/8" - 1 3/4" thick standard door | 1 |  | 1 Year | 735.35 | 0.15 | 625.0475
22448 | Salto | E9668O61IA38RA- | XS4 wide body electronic AMOK wire-free SVN escutcheon, Mifare / DESFire deadbolt privacy w/ key override function, O lever, right handed, antique brass finish, for use with 1 3/8" - 1 3/4" thick standard door | 1 |  | 1 Year | 864.35 | 0.15 | 734.6975
22449 | Salto | E9668O61IA38RC- | XS4 wide body electronic RF wireless ready SVN escutcheon, Mifare / DESFire deadbolt privacy w/ key override function, O lever, right handed, antique brass finish, for use with 1 3/8" - 1 3/4" thick standard door | 1 |  | 1 Year | 789.45 | 0.15 | 671.0325
22450 | Salto | E9668O61IA38RW- | XS4 wide body electronic RF wireless SVN escutcheon, Mifare / DESFire deadbolt privacy w/ key override function, O lever, right handed, antique brass finish, for use with 1 3/8" - 1 3/4" thick standard door | 1 |  | 1 Year | 920.55 | 0.15 | 782.4675
22451 | Salto | E9668O61IA48L-- | XS4 wide body electronic wire-free SVN escutcheon, Mifare / DESFire deadbolt privacy w/ key override function, O lever, left handed, antique brass finish, for use with 1 3/4" - 2 1/4" thick door | 1 |  | 1 Year | 735.35 | 0.15 | 625.0475
22452 | Salto | E9668O61IA48LA- | XS4 wide body electronic AMOK wire-free SVN escutcheon, Mifare / DESFire deadbolt privacy w/ key override function, O lever, left handed, antique brass finish, for use with 1 3/4" - 2 1/4" thick door | 1 |  | 1 Year | 864.35 | 0.15 | 734.6975
22453 | Salto | E9668O61IA48LC- | XS4 wide body electronic RF wireless ready SVN escutcheon, Mifare / DESFire deadbolt privacy w/ key override function, O lever, left handed, antique brass finish, for use with 1 3/4" - 2 1/4" thick door | 1 |  | 1 Year | 789.45 | 0.15 | 671.0325
22454 | Salto | E9668O61IA48LW- | XS4 wide body electronic RF wireless SVN escutcheon, Mifare / DESFire deadbolt privacy w/ key override function, O lever, left handed, antique brass finish, for use with 1 3/4" - 2 1/4" thick door | 1 |  | 1 Year | 920.55 | 0.15 | 782.4675
22455 | Salto | E9668O61IA48R-- | XS4 wide body electronic wire-free SVN escutcheon, Mifare / DESFire deadbolt privacy w/ key override function, O lever, right handed, antique brass finish, for use with 1 3/4" - 2 1/4" thick door | 1 |  | 1 Year | 735.35 | 0.15 | 625.0475
22456 | Salto | E9668O61IA48RA- | XS4 wide body electronic AMOK wire-free SVN escutcheon, Mifare / DESFire deadbolt privacy w/ key override function, O lever, right handed, antique brass finish, for use with 1 3/4" - 2 1/4" thick door | 1 |  | 1 Year | 864.35 | 0.15 | 734.6975
22457 | Salto | E9668O61IA48RC- | XS4 wide body electronic RF wireless ready SVN escutcheon, Mifare / DESFire deadbolt privacy w/ key override function, O lever, right handed, antique brass finish, for use with 1 3/4" - 2 1/4" thick door | 1 |  | 1 Year | 789.45 | 0.15 | 671.0325
22458 | Salto | E9668O61IA48RW- | XS4 wide body electronic RF wireless SVN escutcheon, Mifare / DESFire deadbolt privacy w/ key override function, O lever, right handed, antique brass finish, for use with 1 3/4" - 2 1/4" thick door | 1 |  | 1 Year | 920.55 | 0.15 | 782.4675
22459 | Salto | E9668O61IM38L-- | XS4 wide body electronic wire-free SVN escutcheon, Mifare / DESFire deadbolt privacy w/ key override function, O lever, left handed, satin stainless finish, for use with 1 3/8" - 1 3/4" thick standard door | 1 |  | 1 Year | 683.35 | 0.15 | 580.8475
22460 | Salto | E9668O61IM38LA- | XS4 wide body electronic AMOK wire-free SVN escutcheon, Mifare / DESFire deadbolt privacy w/ key override function, O lever, left handed, satin stainless finish, for use with 1 3/8" - 1 3/4" thick standard door | 1 |  | 1 Year | 812.35 | 0.15 | 690.4975
22461 | Salto | E9668O61IM38LC- | XS4 wide body electronic RF wireless ready SVN escutcheon, Mifare / DESFire deadbolt privacy w/ key override function, O lever, left handed, satin stainless finish, for use with 1 3/8" - 1 3/4" thick standard door | 1 |  | 1 Year | 737.45 | 0.15 | 626.8325
22462 | Salto | E9668O61IM38LW- | XS4 wide body electronic RF wireless SVN escutcheon, Mifare / DESFire deadbolt privacy w/ key override function, O lever, left handed, satin stainless finish, for use with 1 3/8" - 1 3/4" thick standard door | 1 |  | 1 Year | 868.55 | 0.15 | 738.2675
22463 | Salto | E9668O61IM38R-- | XS4 wide body electronic wire-free SVN escutcheon, Mifare / DESFire deadbolt privacy w/ key override function, O lever, right handed, satin stainless finish, for use with 1 3/8" - 1 3/4" thick standard door | 1 |  | 1 Year | 683.35 | 0.15 | 580.8475
22464 | Salto | E9668O61IM38RA- | XS4 wide body electronic AMOK wire-free SVN escutcheon, Mifare / DESFire deadbolt privacy w/ key override function, O lever, right handed, satin stainless finish, for use with 1 3/8" - 1 3/4" thick standard door | 1 |  | 1 Year | 812.35 | 0.15 | 690.4975
22465 | Salto | E9668O61IM38RC- | XS4 wide body electronic RF wireless ready SVN escutcheon, Mifare / DESFire deadbolt privacy w/ key override function, O lever, right handed, satin stainless finish, for use with 1 3/8" - 1 3/4" thick standard door | 1 |  | 1 Year | 737.45 | 0.15 | 626.8325
22466 | Salto | E9668O61IM38RW- | XS4 wide body electronic RF wireless SVN escutcheon, Mifare / DESFire deadbolt privacy w/ key override function, O lever, right handed, satin stainless finish, for use with 1 3/8" - 1 3/4" thick standard door | 1 |  | 1 Year | 868.55 | 0.15 | 738.2675
22467 | Salto | E9668O61IM48L-- | XS4 wide body electronic wire-free SVN escutcheon, Mifare / DESFire deadbolt privacy w/ key override function, O lever, left handed, satin stainless finish, for use with 1 3/4" - 2 1/4" thick door | 1 |  | 1 Year | 683.35 | 0.15 | 580.8475
22468 | Salto | E9668O61IM48LA- | XS4 wide body electronic AMOK wire-free SVN escutcheon, Mifare / DESFire deadbolt privacy w/ key override function, O lever, left handed, satin stainless finish, for use with 1 3/4" - 2 1/4" thick door | 1 |  | 1 Year | 812.35 | 0.15 | 690.4975
22469 | Salto | E9668O61IM48LC- | XS4 wide body electronic RF wireless ready SVN escutcheon, Mifare / DESFire deadbolt privacy w/ key override function, O lever, left handed, satin stainless finish, for use with 1 3/4" - 2 1/4" thick door | 1 |  | 1 Year | 737.45 | 0.15 | 626.8325
22470 | Salto | E9668O61IM48LW- | XS4 wide body electronic RF wireless SVN escutcheon, Mifare / DESFire deadbolt privacy w/ key override function, O lever, left handed, satin stainless finish, for use with 1 3/4" - 2 1/4" thick door | 1 |  | 1 Year | 868.55 | 0.15 | 738.2675
22471 | Salto | E9668O61IM48R-- | XS4 wide body electronic wire-free SVN escutcheon, Mifare / DESFire deadbolt privacy w/ key override function, O lever, right handed, satin stainless finish, for use with 1 3/4" - 2 1/4" thick door | 1 |  | 1 Year | 683.35 | 0.15 | 580.8475
22472 | Salto | E9668O61IM48RA- | XS4 wide body electronic AMOK wire-free SVN escutcheon, Mifare / DESFire deadbolt privacy w/ key override function, O lever, right handed, satin stainless finish, for use with 1 3/4" - 2 1/4" thick door | 1 |  | 1 Year | 812.35 | 0.15 | 690.4975
22473 | Salto | E9668O61IM48RC- | XS4 wide body electronic RF wireless ready SVN escutcheon, Mifare / DESFire deadbolt privacy w/ key override function, O lever, right handed, satin stainless finish, for use with 1 3/4" - 2 1/4" thick door | 1 |  | 1 Year | 737.45 | 0.15 | 626.8325
22474 | Salto | E9668O61IM48RW- | XS4 wide body electronic RF wireless SVN escutcheon, Mifare / DESFire deadbolt privacy w/ key override function, O lever, right handed, satin stainless finish, for use with 1 3/4" - 2 1/4" thick door | 1 |  | 1 Year | 868.55 | 0.15 | 738.2675
22475 | Salto | E9668O61IP38L-- | XS4 wide body electronic wire-free SVN escutcheon, Mifare / DESFire deadbolt privacy w/ key override function, O lever, left handed, bright stainless steel finish, for use with 1 3/8" - 1 3/4" thick standard door | 1 |  | 1 Year | 699.65 | 0.15 | 594.7025
22476 | Salto | E9668O61IP38LA- | XS4 wide body electronic AMOK wire-free SVN escutcheon, Mifare / DESFire deadbolt privacy w/ key override function, O lever, left handed, bright stainless steel finish, for use with 1 3/8" - 1 3/4" thick standard door | 1 |  | 1 Year | 828.65 | 0.15 | 704.3525
22477 | Salto | E9668O61IP38LC- | XS4 wide body electronic RF wireless ready SVN escutcheon, Mifare / DESFire deadbolt privacy w/ key override function, O lever, left handed, bright stainless steel finish, for use with 1 3/8" - 1 3/4" thick standard door | 1 |  | 1 Year | 753.75 | 0.15 | 640.6875
22478 | Salto | E9668O61IP38LW- | XS4 wide body electronic RF wireless SVN escutcheon, Mifare / DESFire deadbolt privacy w/ key override function, O lever, left handed, bright stainless steel finish, for use with 1 3/8" - 1 3/4" thick standard door | 1 |  | 1 Year | 884.85 | 0.15 | 752.1225
22479 | Salto | E9668O61IP38R-- | XS4 wide body electronic wire-free SVN escutcheon, Mifare / DESFire deadbolt privacy w/ key override function, O lever, right handed, bright stainless steel finish, for use with 1 3/8" - 1 3/4" thick standard door | 1 |  | 1 Year | 699.65 | 0.15 | 594.7025
22480 | Salto | E9668O61IP38RA- | XS4 wide body electronic AMOK wire-free SVN escutcheon, Mifare / DESFire deadbolt privacy w/ key override function, O lever, right handed, bright stainless steel finish, for use with 1 3/8" - 1 3/4" thick standard door | 1 |  | 1 Year | 828.65 | 0.15 | 704.3525
22481 | Salto | E9668O61IP38RC- | XS4 wide body electronic RF wireless ready SVN escutcheon, Mifare / DESFire deadbolt privacy w/ key override function, O lever, right handed, bright stainless steel finish, for use with 1 3/8" - 1 3/4" thick standard door | 1 |  | 1 Year | 753.75 | 0.15 | 640.6875
22482 | Salto | E9668O61IP38RW- | XS4 wide body electronic RF wireless SVN escutcheon, Mifare / DESFire deadbolt privacy w/ key override function, O lever, right handed, bright stainless steel finish, for use with 1 3/8" - 1 3/4" thick standard door | 1 |  | 1 Year | 884.85 | 0.15 | 752.1225
22483 | Salto | E9668O61IP48L-- | XS4 wide body electronic wire-free SVN escutcheon, Mifare / DESFire deadbolt privacy w/ key override function, O lever, left handed, bright stainless steel finish, for use with 1 3/4" - 2 1/4" thick door | 1 |  | 1 Year | 699.65 | 0.15 | 594.7025
22484 | Salto | E9668O61IP48LA- | XS4 wide body electronic AMOK wire-free SVN escutcheon, Mifare / DESFire deadbolt privacy w/ key override function, O lever, left handed, bright stainless steel finish, for use with 1 3/4" - 2 1/4" thick door | 1 |  | 1 Year | 828.65 | 0.15 | 704.3525
22485 | Salto | E9668O61IP48LC- | XS4 wide body electronic RF wireless ready SVN escutcheon, Mifare / DESFire deadbolt privacy w/ key override function, O lever, left handed, bright stainless steel finish, for use with 1 3/4" - 2 1/4" thick door | 1 |  | 1 Year | 753.75 | 0.15 | 640.6875
22486 | Salto | E9668O61IP48LW- | XS4 wide body electronic RF wireless SVN escutcheon, Mifare / DESFire deadbolt privacy w/ key override function, O lever, left handed, bright stainless steel finish, for use with 1 3/4" - 2 1/4" thick door | 1 |  | 1 Year | 884.85 | 0.15 | 752.1225
22487 | Salto | E9668O61IP48R-- | XS4 wide body electronic wire-free SVN escutcheon, Mifare / DESFire deadbolt privacy w/ key override function, O lever, right handed, bright stainless steel finish, for use with 1 3/4" - 2 1/4" thick door | 1 |  | 1 Year | 699.65 | 0.15 | 594.7025
22488 | Salto | E9668O61IP48RA- | XS4 wide body electronic AMOK wire-free SVN escutcheon, Mifare / DESFire deadbolt privacy w/ key override function, O lever, right handed, bright stainless steel finish, for use with 1 3/4" - 2 1/4" thick door | 1 |  | 1 Year | 828.65 | 0.15 | 704.3525
22489 | Salto | E9668O61IP48RC- | XS4 wide body electronic RF wireless ready SVN escutcheon, Mifare / DESFire deadbolt privacy w/ key override function, O lever, right handed, bright stainless steel finish, for use with 1 3/4" - 2 1/4" thick door | 1 |  | 1 Year | 753.75 | 0.15 | 640.6875
22490 | Salto | E9668O61IP48RW- | XS4 wide body electronic RF wireless SVN escutcheon, Mifare / DESFire deadbolt privacy w/ key override function, O lever, right handed, bright stainless steel finish, for use with 1 3/4" - 2 1/4" thick door | 1 |  | 1 Year | 884.85 | 0.15 | 752.1225
22491 | Salto | E9668O61NE38L-- | XS4 wide body electronic wire-free SVN escutcheon, Mifare / DESFire deadbolt privacy w/ key override function, O lever, left handed, black chromium finish, for use with 1 3/8" - 1 3/4" thick standard door | 1 |  | 1 Year | 718.05 | 0.15 | 610.3425
22492 | Salto | E9668O61NE38LA- | XS4 wide body electronic AMOK wire-free SVN escutcheon, Mifare / DESFire deadbolt privacy w/ key override function, O lever, left handed, black chromium finish, for use with 1 3/8" - 1 3/4" thick standard door | 1 |  | 1 Year | 847.05 | 0.15 | 719.9925
22493 | Salto | E9668O61NE38LC- | XS4 wide body electronic RF wireless ready SVN escutcheon, Mifare / DESFire deadbolt privacy w/ key override function, O lever, left handed, black chromium finish, for use with 1 3/8" - 1 3/4" thick standard door | 1 |  | 1 Year | 772.15 | 0.15 | 656.3275
22494 | Salto | E9668O61NE38LW- | XS4 wide body electronic RF wireless SVN escutcheon, Mifare / DESFire deadbolt privacy w/ key override function, O lever, left handed, black chromium finish, for use with 1 3/8" - 1 3/4" thick standard door | 1 |  | 1 Year | 903.25 | 0.15 | 767.7625
22495 | Salto | E9668O61NE38R-- | XS4 wide body electronic wire-free SVN escutcheon, Mifare / DESFire deadbolt privacy w/ key override function, O lever, right handed, black chromium finish, for use with 1 3/8" - 1 3/4" thick standard door | 1 |  | 1 Year | 718.05 | 0.15 | 610.3425
22496 | Salto | E9668O61NE38RA- | XS4 wide body electronic AMOK wire-free SVN escutcheon, Mifare / DESFire deadbolt privacy w/ key override function, O lever, right handed, black chromium finish, for use with 1 3/8" - 1 3/4" thick standard door | 1 |  | 1 Year | 847.05 | 0.15 | 719.9925
22497 | Salto | E9668O61NE38RC- | XS4 wide body electronic RF wireless ready SVN escutcheon, Mifare / DESFire deadbolt privacy w/ key override function, O lever, right handed, black chromium finish, for use with 1 3/8" - 1 3/4" thick standard door | 1 |  | 1 Year | 772.15 | 0.15 | 656.3275
22498 | Salto | E9668O61NE38RW- | XS4 wide body electronic RF wireless SVN escutcheon, Mifare / DESFire deadbolt privacy w/ key override function, O lever, right handed, black chromium finish, for use with 1 3/8" - 1 3/4" thick standard door | 1 |  | 1 Year | 903.25 | 0.15 | 767.7625
22499 | Salto | E9668O61NE48L-- | XS4 wide body electronic wire-free SVN escutcheon, Mifare / DESFire deadbolt privacy w/ key override function, O lever, left handed, black chromium finish, for use with 1 3/4" - 2 1/4" thick door | 1 |  | 1 Year | 718.05 | 0.15 | 610.3425
22500 | Salto | E9668O61NE48LA- | XS4 wide body electronic AMOK wire-free SVN escutcheon, Mifare / DESFire deadbolt privacy w/ key override function, O lever, left handed, black chromium finish, for use with 1 3/4" - 2 1/4" thick door | 1 |  | 1 Year | 847.05 | 0.15 | 719.9925
22501 | Salto | E9668O61NE48LC- | XS4 wide body electronic RF wireless ready SVN escutcheon, Mifare / DESFire deadbolt privacy w/ key override function, O lever, left handed, black chromium finish, for use with 1 3/4" - 2 1/4" thick door | 1 |  | 1 Year | 772.15 | 0.15 | 656.3275
22502 | Salto | E9668O61NE48LW- | XS4 wide body electronic RF wireless SVN escutcheon, Mifare / DESFire deadbolt privacy w/ key override function, O lever, left handed, black chromium finish, for use with 1 3/4" - 2 1/4" thick door | 1 |  | 1 Year | 903.25 | 0.15 | 767.7625
22503 | Salto | E9668O61NE48R-- | XS4 wide body electronic wire-free SVN escutcheon, Mifare / DESFire deadbolt privacy w/ key override function, O lever, right handed, black chromium finish, for use with 1 3/4" - 2 1/4" thick door | 1 |  | 1 Year | 718.05 | 0.15 | 610.3425
22504 | Salto | E9668O61NE48RA- | XS4 wide body electronic AMOK wire-free SVN escutcheon, Mifare / DESFire deadbolt privacy w/ key override function, O lever, right handed, black chromium finish, for use with 1 3/4" - 2 1/4" thick door | 1 |  | 1 Year | 847.05 | 0.15 | 719.9925
22505 | Salto | E9668O61NE48RC- | XS4 wide body electronic RF wireless ready SVN escutcheon, Mifare / DESFire deadbolt privacy w/ key override function, O lever, right handed, black chromium finish, for use with 1 3/4" - 2 1/4" thick door | 1 |  | 1 Year | 772.15 | 0.15 | 656.3275
22506 | Salto | E9668O61NE48RW- | XS4 wide body electronic RF wireless SVN escutcheon, Mifare / DESFire deadbolt privacy w/ key override function, O lever, right handed, black chromium finish, for use with 1 3/4" - 2 1/4" thick door | 1 |  | 1 Year | 903.25 | 0.15 | 767.7625
22507 | Salto | E9668O61PM38L-- | XS4 wide body electronic wire-free SVN escutcheon, Mifare / DESFire deadbolt privacy w/ key override function, O lever, left handed, satin brass finish, for use with 1 3/8" - 1 3/4" thick standard door | 1 |  | 1 Year | 683.35 | 0.15 | 580.8475
22508 | Salto | E9668O61PM38LA- | XS4 wide body electronic AMOK wire-free SVN escutcheon, Mifare / DESFire deadbolt privacy w/ key override function, O lever, left handed, satin brass finish, for use with 1 3/8" - 1 3/4" thick standard door | 1 |  | 1 Year | 812.35 | 0.15 | 690.4975
22509 | Salto | E9668O61PM38LC- | XS4 wide body electronic RF wireless ready SVN escutcheon, Mifare / DESFire deadbolt privacy w/ key override function, O lever, left handed, satin brass finish, for use with 1 3/8" - 1 3/4" thick standard door | 1 |  | 1 Year | 737.45 | 0.15 | 626.8325
22510 | Salto | E9668O61PM38LW- | XS4 wide body electronic RF wireless SVN escutcheon, Mifare / DESFire deadbolt privacy w/ key override function, O lever, left handed, satin brass finish, for use with 1 3/8" - 1 3/4" thick standard door | 1 |  | 1 Year | 868.55 | 0.15 | 738.2675
22511 | Salto | E9668O61PM38R-- | XS4 wide body electronic wire-free SVN escutcheon, Mifare / DESFire deadbolt privacy w/ key override function, O lever, right handed, satin brass finish, for use with 1 3/8" - 1 3/4" thick standard door | 1 |  | 1 Year | 683.35 | 0.15 | 580.8475
22512 | Salto | E9668O61PM38RA- | XS4 wide body electronic AMOK wire-free SVN escutcheon, Mifare / DESFire deadbolt privacy w/ key override function, O lever, right handed, satin brass finish, for use with 1 3/8" - 1 3/4" thick standard door | 1 |  | 1 Year | 812.35 | 0.15 | 690.4975
22513 | Salto | E9668O61PM38RC- | XS4 wide body electronic RF wireless ready SVN escutcheon, Mifare / DESFire deadbolt privacy w/ key override function, O lever, right handed, satin brass finish, for use with 1 3/8" - 1 3/4" thick standard door | 1 |  | 1 Year | 737.45 | 0.15 | 626.8325
22514 | Salto | E9668O61PM38RW- | XS4 wide body electronic RF wireless SVN escutcheon, Mifare / DESFire deadbolt privacy w/ key override function, O lever, right handed, satin brass finish, for use with 1 3/8" - 1 3/4" thick standard door | 1 |  | 1 Year | 868.55 | 0.15 | 738.2675
22515 | Salto | E9668O61PM48L-- | XS4 wide body electronic wire-free SVN escutcheon, Mifare / DESFire deadbolt privacy w/ key override function, O lever, left handed, satin brass finish, for use with 1 3/4" - 2 1/4" thick door | 1 |  | 1 Year | 683.35 | 0.15 | 580.8475
22516 | Salto | E9668O61PM48LA- | XS4 wide body electronic AMOK wire-free SVN escutcheon, Mifare / DESFire deadbolt privacy w/ key override function, O lever, left handed, satin brass finish, for use with 1 3/4" - 2 1/4" thick door | 1 |  | 1 Year | 812.35 | 0.15 | 690.4975
22517 | Salto | E9668O61PM48LC- | XS4 wide body electronic RF wireless ready SVN escutcheon, Mifare / DESFire deadbolt privacy w/ key override function, O lever, left handed, satin brass finish, for use with 1 3/4" - 2 1/4" thick door | 1 |  | 1 Year | 737.45 | 0.15 | 626.8325
22518 | Salto | E9668O61PM48LW- | XS4 wide body electronic RF wireless SVN escutcheon, Mifare / DESFire deadbolt privacy w/ key override function, O lever, left handed, satin brass finish, for use with 1 3/4" - 2 1/4" thick door | 1 |  | 1 Year | 868.55 | 0.15 | 738.2675
22519 | Salto | E9668O61PM48R-- | XS4 wide body electronic wire-free SVN escutcheon, Mifare / DESFire deadbolt privacy w/ key override function, O lever, right handed, satin brass finish, for use with 1 3/4" - 2 1/4" thick door | 1 |  | 1 Year | 683.35 | 0.15 | 580.8475
22520 | Salto | E9668O61PM48RA- | XS4 wide body electronic AMOK wire-free SVN escutcheon, Mifare / DESFire deadbolt privacy w/ key override function, O lever, right handed, satin brass finish, for use with 1 3/4" - 2 1/4" thick door | 1 |  | 1 Year | 812.35 | 0.15 | 690.4975
22521 | Salto | E9668O61PM48RC- | XS4 wide body electronic RF wireless ready SVN escutcheon, Mifare / DESFire deadbolt privacy w/ key override function, O lever, right handed, satin brass finish, for use with 1 3/4" - 2 1/4" thick door | 1 |  | 1 Year | 737.45 | 0.15 | 626.8325
22522 | Salto | E9668O61PM48RW- | XS4 wide body electronic RF wireless SVN escutcheon, Mifare / DESFire deadbolt privacy w/ key override function, O lever, right handed, satin brass finish, for use with 1 3/4" - 2 1/4" thick door | 1 |  | 1 Year | 868.55 | 0.15 | 738.2675
22523 | Salto | E9668O61PP38L-- | XS4 wide body electronic wire-free SVN escutcheon, Mifare / DESFire deadbolt privacy w/ key override function, O lever, left handed, bright brass finish, for use with 1 3/8" - 1 3/4" thick standard door | 1 |  | 1 Year | 699.65 | 0.15 | 594.7025
22524 | Salto | E9668O61PP38LA- | XS4 wide body electronic AMOK wire-free SVN escutcheon, Mifare / DESFire deadbolt privacy w/ key override function, O lever, left handed, bright brass finish, for use with 1 3/8" - 1 3/4" thick standard door | 1 |  | 1 Year | 828.65 | 0.15 | 704.3525
22525 | Salto | E9668O61PP38LC- | XS4 wide body electronic RF wireless ready SVN escutcheon, Mifare / DESFire deadbolt privacy w/ key override function, O lever, left handed, bright brass finish, for use with 1 3/8" - 1 3/4" thick standard door | 1 |  | 1 Year | 753.75 | 0.15 | 640.6875
22526 | Salto | E9668O61PP38LW- | XS4 wide body electronic RF wireless SVN escutcheon, Mifare / DESFire deadbolt privacy w/ key override function, O lever, left handed, bright brass finish, for use with 1 3/8" - 1 3/4" thick standard door | 1 |  | 1 Year | 884.85 | 0.15 | 752.1225
22527 | Salto | E9668O61PP38R-- | XS4 wide body electronic wire-free SVN escutcheon, Mifare / DESFire deadbolt privacy w/ key override function, O lever, right handed, bright brass finish, for use with 1 3/8" - 1 3/4" thick standard door | 1 |  | 1 Year | 699.65 | 0.15 | 594.7025
22528 | Salto | E9668O61PP38RA- | XS4 wide body electronic AMOK wire-free SVN escutcheon, Mifare / DESFire deadbolt privacy w/ key override function, O lever, right handed, bright brass finish, for use with 1 3/8" - 1 3/4" thick standard door | 1 |  | 1 Year | 828.65 | 0.15 | 704.3525
22529 | Salto | E9668O61PP38RC- | XS4 wide body electronic RF wireless ready SVN escutcheon, Mifare / DESFire deadbolt privacy w/ key override function, O lever, right handed, bright brass finish, for use with 1 3/8" - 1 3/4" thick standard door | 1 |  | 1 Year | 753.75 | 0.15 | 640.6875
22530 | Salto | E9668O61PP38RW- | XS4 wide body electronic RF wireless SVN escutcheon, Mifare / DESFire deadbolt privacy w/ key override function, O lever, right handed, bright brass finish, for use with 1 3/8" - 1 3/4" thick standard door | 1 |  | 1 Year | 884.85 | 0.15 | 752.1225
22531 | Salto | E9668O61PP48L-- | XS4 wide body electronic wire-free SVN escutcheon, Mifare / DESFire deadbolt privacy w/ key override function, O lever, left handed, bright brass finish, for use with 1 3/4" - 2 1/4" thick door | 1 |  | 1 Year | 699.65 | 0.15 | 594.7025
22532 | Salto | E9668O61PP48LA- | XS4 wide body electronic AMOK wire-free SVN escutcheon, Mifare / DESFire deadbolt privacy w/ key override function, O lever, left handed, bright brass finish, for use with 1 3/4" - 2 1/4" thick door | 1 |  | 1 Year | 828.65 | 0.15 | 704.3525
22533 | Salto | E9668O61PP48LC- | XS4 wide body electronic RF wireless ready SVN escutcheon, Mifare / DESFire deadbolt privacy w/ key override function, O lever, left handed, bright brass finish, for use with 1 3/4" - 2 1/4" thick door | 1 |  | 1 Year | 753.75 | 0.15 | 640.6875
22534 | Salto | E9668O61PP48LW- | XS4 wide body electronic RF wireless SVN escutcheon, Mifare / DESFire deadbolt privacy w/ key override function, O lever, left handed, bright brass finish, for use with 1 3/4" - 2 1/4" thick door | 1 |  | 1 Year | 884.85 | 0.15 | 752.1225
22535 | Salto | E9668O61PP48R-- | XS4 wide body electronic wire-free SVN escutcheon, Mifare / DESFire deadbolt privacy w/ key override function, O lever, right handed, bright brass finish, for use with 1 3/4" - 2 1/4" thick door | 1 |  | 1 Year | 699.65 | 0.15 | 594.7025
22536 | Salto | E9668O61PP48RA- | XS4 wide body electronic AMOK wire-free SVN escutcheon, Mifare / DESFire deadbolt privacy w/ key override function, O lever, right handed, bright brass finish, for use with 1 3/4" - 2 1/4" thick door | 1 |  | 1 Year | 828.65 | 0.15 | 704.3525
22537 | Salto | E9668O61PP48RC- | XS4 wide body electronic RF wireless ready SVN escutcheon, Mifare / DESFire deadbolt privacy w/ key override function, O lever, right handed, bright brass finish, for use with 1 3/4" - 2 1/4" thick door | 1 |  | 1 Year | 753.75 | 0.15 | 640.6875
22538 | Salto | E9668O61PP48RW- | XS4 wide body electronic RF wireless SVN escutcheon, Mifare / DESFire deadbolt privacy w/ key override function, O lever, right handed, bright brass finish, for use with 1 3/4" - 2 1/4" thick door | 1 |  | 1 Year | 884.85 | 0.15 | 752.1225
22539 | Salto | E9668O62IA38L-- | XS4 wide body electronic wire-free SVN escutcheon, Mifare / DESFire deadbolt privacy w/ key override function, O lever, left handed, antique brass finish, for use with 1 3/8" - 1 3/4" thick standard door | 1 |  | 1 Year | 735.35 | 0.15 | 625.0475
22540 | Salto | E9668O62IA38LA- | XS4 wide body electronic AMOK wire-free SVN escutcheon, Mifare / DESFire deadbolt privacy w/ key override function, O lever, left handed, antique brass finish, for use with 1 3/8" - 1 3/4" thick standard door | 1 |  | 1 Year | 864.35 | 0.15 | 734.6975
22541 | Salto | E9668O62IA38LC- | XS4 wide body electronic RF wireless ready SVN escutcheon, Mifare / DESFire deadbolt privacy w/ key override function, O lever, left handed, antique brass finish, for use with 1 3/8" - 1 3/4" thick standard door | 1 |  | 1 Year | 789.45 | 0.15 | 671.0325
22542 | Salto | E9668O62IA38LW- | XS4 wide body electronic RF wireless SVN escutcheon, Mifare / DESFire deadbolt privacy w/ key override function, O lever, left handed, antique brass finish, for use with 1 3/8" - 1 3/4" thick standard door | 1 |  | 1 Year | 920.55 | 0.15 | 782.4675
22543 | Salto | E9668O62IA38R-- | XS4 wide body electronic wire-free SVN escutcheon, Mifare / DESFire deadbolt privacy w/ key override function, O lever, right handed, antique brass finish, for use with 1 3/8" - 1 3/4" thick standard door | 1 |  | 1 Year | 735.35 | 0.15 | 625.0475
22544 | Salto | E9668O62IA38RA- | XS4 wide body electronic AMOK wire-free SVN escutcheon, Mifare / DESFire deadbolt privacy w/ key override function, O lever, right handed, antique brass finish, for use with 1 3/8" - 1 3/4" thick standard door | 1 |  | 1 Year | 864.35 | 0.15 | 734.6975
22545 | Salto | E9668O62IA38RC- | XS4 wide body electronic RF wireless ready SVN escutcheon, Mifare / DESFire deadbolt privacy w/ key override function, O lever, right handed, antique brass finish, for use with 1 3/8" - 1 3/4" thick standard door | 1 |  | 1 Year | 789.45 | 0.15 | 671.0325
22546 | Salto | E9668O62IA38RW- | XS4 wide body electronic RF wireless SVN escutcheon, Mifare / DESFire deadbolt privacy w/ key override function, O lever, right handed, antique brass finish, for use with 1 3/8" - 1 3/4" thick standard door | 1 |  | 1 Year | 920.55 | 0.15 | 782.4675
22547 | Salto | E9668O62IA48L-- | XS4 wide body electronic wire-free SVN escutcheon, Mifare / DESFire deadbolt privacy w/ key override function, O lever, left handed, antique brass finish, for use with 1 3/4" - 2 1/4" thick door | 1 |  | 1 Year | 735.35 | 0.15 | 625.0475
22548 | Salto | E9668O62IA48LA- | XS4 wide body electronic AMOK wire-free SVN escutcheon, Mifare / DESFire deadbolt privacy w/ key override function, O lever, left handed, antique brass finish, for use with 1 3/4" - 2 1/4" thick door | 1 |  | 1 Year | 864.35 | 0.15 | 734.6975
22549 | Salto | E9668O62IA48LC- | XS4 wide body electronic RF wireless ready SVN escutcheon, Mifare / DESFire deadbolt privacy w/ key override function, O lever, left handed, antique brass finish, for use with 1 3/4" - 2 1/4" thick door | 1 |  | 1 Year | 789.45 | 0.15 | 671.0325
22550 | Salto | E9668O62IA48LW- | XS4 wide body electronic RF wireless SVN escutcheon, Mifare / DESFire deadbolt privacy w/ key override function, O lever, left handed, antique brass finish, for use with 1 3/4" - 2 1/4" thick door | 1 |  | 1 Year | 920.55 | 0.15 | 782.4675
22551 | Salto | E9668O62IA48R-- | XS4 wide body electronic wire-free SVN escutcheon, Mifare / DESFire deadbolt privacy w/ key override function, O lever, right handed, antique brass finish, for use with 1 3/4" - 2 1/4" thick door | 1 |  | 1 Year | 735.35 | 0.15 | 625.0475
22552 | Salto | E9668O62IA48RA- | XS4 wide body electronic AMOK wire-free SVN escutcheon, Mifare / DESFire deadbolt privacy w/ key override function, O lever, right handed, antique brass finish, for use with 1 3/4" - 2 1/4" thick door | 1 |  | 1 Year | 864.35 | 0.15 | 734.6975
22553 | Salto | E9668O62IA48RC- | XS4 wide body electronic RF wireless ready SVN escutcheon, Mifare / DESFire deadbolt privacy w/ key override function, O lever, right handed, antique brass finish, for use with 1 3/4" - 2 1/4" thick door | 1 |  | 1 Year | 789.45 | 0.15 | 671.0325
22554 | Salto | E9668O62IA48RW- | XS4 wide body electronic RF wireless SVN escutcheon, Mifare / DESFire deadbolt privacy w/ key override function, O lever, right handed, antique brass finish, for use with 1 3/4" - 2 1/4" thick door | 1 |  | 1 Year | 920.55 | 0.15 | 782.4675
22555 | Salto | E9668O62IM38L-- | XS4 wide body electronic wire-free SVN escutcheon, Mifare / DESFire deadbolt privacy w/ key override function, O lever, left handed, satin stainless finish, for use with 1 3/8" - 1 3/4" thick standard door | 1 |  | 1 Year | 683.35 | 0.15 | 580.8475
22556 | Salto | E9668O62IM38LA- | XS4 wide body electronic AMOK wire-free SVN escutcheon, Mifare / DESFire deadbolt privacy w/ key override function, O lever, left handed, satin stainless finish, for use with 1 3/8" - 1 3/4" thick standard door | 1 |  | 1 Year | 812.35 | 0.15 | 690.4975
22557 | Salto | E9668O62IM38LC- | XS4 wide body electronic RF wireless ready SVN escutcheon, Mifare / DESFire deadbolt privacy w/ key override function, O lever, left handed, satin stainless finish, for use with 1 3/8" - 1 3/4" thick standard door | 1 |  | 1 Year | 737.45 | 0.15 | 626.8325
22558 | Salto | E9668O62IM38LW- | XS4 wide body electronic RF wireless SVN escutcheon, Mifare / DESFire deadbolt privacy w/ key override function, O lever, left handed, satin stainless finish, for use with 1 3/8" - 1 3/4" thick standard door | 1 |  | 1 Year | 868.55 | 0.15 | 738.2675
22559 | Salto | E9668O62IM38R-- | XS4 wide body electronic wire-free SVN escutcheon, Mifare / DESFire deadbolt privacy w/ key override function, O lever, right handed, satin stainless finish, for use with 1 3/8" - 1 3/4" thick standard door | 1 |  | 1 Year | 683.35 | 0.15 | 580.8475
22560 | Salto | E9668O62IM38RA- | XS4 wide body electronic AMOK wire-free SVN escutcheon, Mifare / DESFire deadbolt privacy w/ key override function, O lever, right handed, satin stainless finish, for use with 1 3/8" - 1 3/4" thick standard door | 1 |  | 1 Year | 812.35 | 0.15 | 690.4975
22561 | Salto | E9668O62IM38RC- | XS4 wide body electronic RF wireless ready SVN escutcheon, Mifare / DESFire deadbolt privacy w/ key override function, O lever, right handed, satin stainless finish, for use with 1 3/8" - 1 3/4" thick standard door | 1 |  | 1 Year | 737.45 | 0.15 | 626.8325
22562 | Salto | E9668O62IM38RW- | XS4 wide body electronic RF wireless SVN escutcheon, Mifare / DESFire deadbolt privacy w/ key override function, O lever, right handed, satin stainless finish, for use with 1 3/8" - 1 3/4" thick standard door | 1 |  | 1 Year | 868.55 | 0.15 | 738.2675
22563 | Salto | E9668O62IM48L-- | XS4 wide body electronic wire-free SVN escutcheon, Mifare / DESFire deadbolt privacy w/ key override function, O lever, left handed, satin stainless finish, for use with 1 3/4" - 2 1/4" thick door | 1 |  | 1 Year | 683.35 | 0.15 | 580.8475
22564 | Salto | E9668O62IM48LA- | XS4 wide body electronic AMOK wire-free SVN escutcheon, Mifare / DESFire deadbolt privacy w/ key override function, O lever, left handed, satin stainless finish, for use with 1 3/4" - 2 1/4" thick door | 1 |  | 1 Year | 812.35 | 0.15 | 690.4975
22565 | Salto | E9668O62IM48LC- | XS4 wide body electronic RF wireless ready SVN escutcheon, Mifare / DESFire deadbolt privacy w/ key override function, O lever, left handed, satin stainless finish, for use with 1 3/4" - 2 1/4" thick door | 1 |  | 1 Year | 737.45 | 0.15 | 626.8325
22566 | Salto | E9668O62IM48LW- | XS4 wide body electronic RF wireless SVN escutcheon, Mifare / DESFire deadbolt privacy w/ key override function, O lever, left handed, satin stainless finish, for use with 1 3/4" - 2 1/4" thick door | 1 |  | 1 Year | 868.55 | 0.15 | 738.2675
22567 | Salto | E9668O62IM48R-- | XS4 wide body electronic wire-free SVN escutcheon, Mifare / DESFire deadbolt privacy w/ key override function, O lever, right handed, satin stainless finish, for use with 1 3/4" - 2 1/4" thick door | 1 |  | 1 Year | 683.35 | 0.15 | 580.8475
22568 | Salto | E9668O62IM48RA- | XS4 wide body electronic AMOK wire-free SVN escutcheon, Mifare / DESFire deadbolt privacy w/ key override function, O lever, right handed, satin stainless finish, for use with 1 3/4" - 2 1/4" thick door | 1 |  | 1 Year | 812.35 | 0.15 | 690.4975
22569 | Salto | E9668O62IM48RC- | XS4 wide body electronic RF wireless ready SVN escutcheon, Mifare / DESFire deadbolt privacy w/ key override function, O lever, right handed, satin stainless finish, for use with 1 3/4" - 2 1/4" thick door | 1 |  | 1 Year | 737.45 | 0.15 | 626.8325
22570 | Salto | E9668O62IM48RW- | XS4 wide body electronic RF wireless SVN escutcheon, Mifare / DESFire deadbolt privacy w/ key override function, O lever, right handed, satin stainless finish, for use with 1 3/4" - 2 1/4" thick door | 1 |  | 1 Year | 868.55 | 0.15 | 738.2675
22571 | Salto | E9668O62IP38L-- | XS4 wide body electronic wire-free SVN escutcheon, Mifare / DESFire deadbolt privacy w/ key override function, O lever, left handed, bright stainless steel finish, for use with 1 3/8" - 1 3/4" thick standard door | 1 |  | 1 Year | 699.65 | 0.15 | 594.7025
22572 | Salto | E9668O62IP38LA- | XS4 wide body electronic AMOK wire-free SVN escutcheon, Mifare / DESFire deadbolt privacy w/ key override function, O lever, left handed, bright stainless steel finish, for use with 1 3/8" - 1 3/4" thick standard door | 1 |  | 1 Year | 828.65 | 0.15 | 704.3525
22573 | Salto | E9668O62IP38LC- | XS4 wide body electronic RF wireless ready SVN escutcheon, Mifare / DESFire deadbolt privacy w/ key override function, O lever, left handed, bright stainless steel finish, for use with 1 3/8" - 1 3/4" thick standard door | 1 |  | 1 Year | 753.75 | 0.15 | 640.6875
22574 | Salto | E9668O62IP38LW- | XS4 wide body electronic RF wireless SVN escutcheon, Mifare / DESFire deadbolt privacy w/ key override function, O lever, left handed, bright stainless steel finish, for use with 1 3/8" - 1 3/4" thick standard door | 1 |  | 1 Year | 884.85 | 0.15 | 752.1225
22575 | Salto | E9668O62IP38R-- | XS4 wide body electronic wire-free SVN escutcheon, Mifare / DESFire deadbolt privacy w/ key override function, O lever, right handed, bright stainless steel finish, for use with 1 3/8" - 1 3/4" thick standard door | 1 |  | 1 Year | 699.65 | 0.15 | 594.7025
22576 | Salto | E9668O62IP38RA- | XS4 wide body electronic AMOK wire-free SVN escutcheon, Mifare / DESFire deadbolt privacy w/ key override function, O lever, right handed, bright stainless steel finish, for use with 1 3/8" - 1 3/4" thick standard door | 1 |  | 1 Year | 828.65 | 0.15 | 704.3525
22577 | Salto | E9668O62IP38RC- | XS4 wide body electronic RF wireless ready SVN escutcheon, Mifare / DESFire deadbolt privacy w/ key override function, O lever, right handed, bright stainless steel finish, for use with 1 3/8" - 1 3/4" thick standard door | 1 |  | 1 Year | 753.75 | 0.15 | 640.6875
22578 | Salto | E9668O62IP38RW- | XS4 wide body electronic RF wireless SVN escutcheon, Mifare / DESFire deadbolt privacy w/ key override function, O lever, right handed, bright stainless steel finish, for use with 1 3/8" - 1 3/4" thick standard door | 1 |  | 1 Year | 884.85 | 0.15 | 752.1225
22579 | Salto | E9668O62IP48L-- | XS4 wide body electronic wire-free SVN escutcheon, Mifare / DESFire deadbolt privacy w/ key override function, O lever, left handed, bright stainless steel finish, for use with 1 3/4" - 2 1/4" thick door | 1 |  | 1 Year | 699.65 | 0.15 | 594.7025
22580 | Salto | E9668O62IP48LA- | XS4 wide body electronic AMOK wire-free SVN escutcheon, Mifare / DESFire deadbolt privacy w/ key override function, O lever, left handed, bright stainless steel finish, for use with 1 3/4" - 2 1/4" thick door | 1 |  | 1 Year | 828.65 | 0.15 | 704.3525
22581 | Salto | E9668O62IP48LC- | XS4 wide body electronic RF wireless ready SVN escutcheon, Mifare / DESFire deadbolt privacy w/ key override function, O lever, left handed, bright stainless steel finish, for use with 1 3/4" - 2 1/4" thick door | 1 |  | 1 Year | 753.75 | 0.15 | 640.6875
22582 | Salto | E9668O62IP48LW- | XS4 wide body electronic RF wireless SVN escutcheon, Mifare / DESFire deadbolt privacy w/ key override function, O lever, left handed, bright stainless steel finish, for use with 1 3/4" - 2 1/4" thick door | 1 |  | 1 Year | 884.85 | 0.15 | 752.1225
22583 | Salto | E9668O62IP48R-- | XS4 wide body electronic wire-free SVN escutcheon, Mifare / DESFire deadbolt privacy w/ key override function, O lever, right handed, bright stainless steel finish, for use with 1 3/4" - 2 1/4" thick door | 1 |  | 1 Year | 699.65 | 0.15 | 594.7025
22584 | Salto | E9668O62IP48RA- | XS4 wide body electronic AMOK wire-free SVN escutcheon, Mifare / DESFire deadbolt privacy w/ key override function, O lever, right handed, bright stainless steel finish, for use with 1 3/4" - 2 1/4" thick door | 1 |  | 1 Year | 828.65 | 0.15 | 704.3525
22585 | Salto | E9668O62IP48RC- | XS4 wide body electronic RF wireless ready SVN escutcheon, Mifare / DESFire deadbolt privacy w/ key override function, O lever, right handed, bright stainless steel finish, for use with 1 3/4" - 2 1/4" thick door | 1 |  | 1 Year | 753.75 | 0.15 | 640.6875
22586 | Salto | E9668O62IP48RW- | XS4 wide body electronic RF wireless SVN escutcheon, Mifare / DESFire deadbolt privacy w/ key override function, O lever, right handed, bright stainless steel finish, for use with 1 3/4" - 2 1/4" thick door | 1 |  | 1 Year | 884.85 | 0.15 | 752.1225
22587 | Salto | E9668O62NE38L-- | XS4 wide body electronic wire-free SVN escutcheon, Mifare / DESFire deadbolt privacy w/ key override function, O lever, left handed, black chromium finish, for use with 1 3/8" - 1 3/4" thick standard door | 1 |  | 1 Year | 718.05 | 0.15 | 610.3425
22588 | Salto | E9668O62NE38LA- | XS4 wide body electronic AMOK wire-free SVN escutcheon, Mifare / DESFire deadbolt privacy w/ key override function, O lever, left handed, black chromium finish, for use with 1 3/8" - 1 3/4" thick standard door | 1 |  | 1 Year | 847.05 | 0.15 | 719.9925
22589 | Salto | E9668O62NE38LC- | XS4 wide body electronic RF wireless ready SVN escutcheon, Mifare / DESFire deadbolt privacy w/ key override function, O lever, left handed, black chromium finish, for use with 1 3/8" - 1 3/4" thick standard door | 1 |  | 1 Year | 772.15 | 0.15 | 656.3275
22590 | Salto | E9668O62NE38LW- | XS4 wide body electronic RF wireless SVN escutcheon, Mifare / DESFire deadbolt privacy w/ key override function, O lever, left handed, black chromium finish, for use with 1 3/8" - 1 3/4" thick standard door | 1 |  | 1 Year | 903.25 | 0.15 | 767.7625
22591 | Salto | E9668O62NE38R-- | XS4 wide body electronic wire-free SVN escutcheon, Mifare / DESFire deadbolt privacy w/ key override function, O lever, right handed, black chromium finish, for use with 1 3/8" - 1 3/4" thick standard door | 1 |  | 1 Year | 718.05 | 0.15 | 610.3425
22592 | Salto | E9668O62NE38RA- | XS4 wide body electronic AMOK wire-free SVN escutcheon, Mifare / DESFire deadbolt privacy w/ key override function, O lever, right handed, black chromium finish, for use with 1 3/8" - 1 3/4" thick standard door | 1 |  | 1 Year | 847.05 | 0.15 | 719.9925
22593 | Salto | E9668O62NE38RC- | XS4 wide body electronic RF wireless ready SVN escutcheon, Mifare / DESFire deadbolt privacy w/ key override function, O lever, right handed, black chromium finish, for use with 1 3/8" - 1 3/4" thick standard door | 1 |  | 1 Year | 772.15 | 0.15 | 656.3275
22594 | Salto | E9668O62NE38RW- | XS4 wide body electronic RF wireless SVN escutcheon, Mifare / DESFire deadbolt privacy w/ key override function, O lever, right handed, black chromium finish, for use with 1 3/8" - 1 3/4" thick standard door | 1 |  | 1 Year | 903.25 | 0.15 | 767.7625
22595 | Salto | E9668O62NE48L-- | XS4 wide body electronic wire-free SVN escutcheon, Mifare / DESFire deadbolt privacy w/ key override function, O lever, left handed, black chromium finish, for use with 1 3/4" - 2 1/4" thick door | 1 |  | 1 Year | 718.05 | 0.15 | 610.3425
22596 | Salto | E9668O62NE48LA- | XS4 wide body electronic AMOK wire-free SVN escutcheon, Mifare / DESFire deadbolt privacy w/ key override function, O lever, left handed, black chromium finish, for use with 1 3/4" - 2 1/4" thick door | 1 |  | 1 Year | 847.05 | 0.15 | 719.9925
22597 | Salto | E9668O62NE48LC- | XS4 wide body electronic RF wireless ready SVN escutcheon, Mifare / DESFire deadbolt privacy w/ key override function, O lever, left handed, black chromium finish, for use with 1 3/4" - 2 1/4" thick door | 1 |  | 1 Year | 772.15 | 0.15 | 656.3275
22598 | Salto | E9668O62NE48LW- | XS4 wide body electronic RF wireless SVN escutcheon, Mifare / DESFire deadbolt privacy w/ key override function, O lever, left handed, black chromium finish, for use with 1 3/4" - 2 1/4" thick door | 1 |  | 1 Year | 903.25 | 0.15 | 767.7625
22599 | Salto | E9668O62NE48R-- | XS4 wide body electronic wire-free SVN escutcheon, Mifare / DESFire deadbolt privacy w/ key override function, O lever, right handed, black chromium finish, for use with 1 3/4" - 2 1/4" thick door | 1 |  | 1 Year | 718.05 | 0.15 | 610.3425
22600 | Salto | E9668O62NE48RA- | XS4 wide body electronic AMOK wire-free SVN escutcheon, Mifare / DESFire deadbolt privacy w/ key override function, O lever, right handed, black chromium finish, for use with 1 3/4" - 2 1/4" thick door | 1 |  | 1 Year | 847.05 | 0.15 | 719.9925
22601 | Salto | E9668O62NE48RC- | XS4 wide body electronic RF wireless ready SVN escutcheon, Mifare / DESFire deadbolt privacy w/ key override function, O lever, right handed, black chromium finish, for use with 1 3/4" - 2 1/4" thick door | 1 |  | 1 Year | 772.15 | 0.15 | 656.3275
22602 | Salto | E9668O62NE48RW- | XS4 wide body electronic RF wireless SVN escutcheon, Mifare / DESFire deadbolt privacy w/ key override function, O lever, right handed, black chromium finish, for use with 1 3/4" - 2 1/4" thick door | 1 |  | 1 Year | 903.25 | 0.15 | 767.7625
22603 | Salto | E9668O62PM38L-- | XS4 wide body electronic wire-free SVN escutcheon, Mifare / DESFire deadbolt privacy w/ key override function, O lever, left handed, satin brass finish, for use with 1 3/8" - 1 3/4" thick standard door | 1 |  | 1 Year | 683.35 | 0.15 | 580.8475
22604 | Salto | E9668O62PM38LA- | XS4 wide body electronic AMOK wire-free SVN escutcheon, Mifare / DESFire deadbolt privacy w/ key override function, O lever, left handed, satin brass finish, for use with 1 3/8" - 1 3/4" thick standard door | 1 |  | 1 Year | 812.35 | 0.15 | 690.4975
22605 | Salto | E9668O62PM38LC- | XS4 wide body electronic RF wireless ready SVN escutcheon, Mifare / DESFire deadbolt privacy w/ key override function, O lever, left handed, satin brass finish, for use with 1 3/8" - 1 3/4" thick standard door | 1 |  | 1 Year | 737.45 | 0.15 | 626.8325
22606 | Salto | E9668O62PM38LW- | XS4 wide body electronic RF wireless SVN escutcheon, Mifare / DESFire deadbolt privacy w/ key override function, O lever, left handed, satin brass finish, for use with 1 3/8" - 1 3/4" thick standard door | 1 |  | 1 Year | 868.55 | 0.15 | 738.2675
22607 | Salto | E9668O62PM38R-- | XS4 wide body electronic wire-free SVN escutcheon, Mifare / DESFire deadbolt privacy w/ key override function, O lever, right handed, satin brass finish, for use with 1 3/8" - 1 3/4" thick standard door | 1 |  | 1 Year | 683.35 | 0.15 | 580.8475
22608 | Salto | E9668O62PM38RA- | XS4 wide body electronic AMOK wire-free SVN escutcheon, Mifare / DESFire deadbolt privacy w/ key override function, O lever, right handed, satin brass finish, for use with 1 3/8" - 1 3/4" thick standard door | 1 |  | 1 Year | 812.35 | 0.15 | 690.4975
22609 | Salto | E9668O62PM38RC- | XS4 wide body electronic RF wireless ready SVN escutcheon, Mifare / DESFire deadbolt privacy w/ key override function, O lever, right handed, satin brass finish, for use with 1 3/8" - 1 3/4" thick standard door | 1 |  | 1 Year | 737.45 | 0.15 | 626.8325
22610 | Salto | E9668O62PM38RW- | XS4 wide body electronic RF wireless SVN escutcheon, Mifare / DESFire deadbolt privacy w/ key override function, O lever, right handed, satin brass finish, for use with 1 3/8" - 1 3/4" thick standard door | 1 |  | 1 Year | 868.55 | 0.15 | 738.2675
22611 | Salto | E9668O62PM48L-- | XS4 wide body electronic wire-free SVN escutcheon, Mifare / DESFire deadbolt privacy w/ key override function, O lever, left handed, satin brass finish, for use with 1 3/4" - 2 1/4" thick door | 1 |  | 1 Year | 683.35 | 0.15 | 580.8475
22612 | Salto | E9668O62PM48LA- | XS4 wide body electronic AMOK wire-free SVN escutcheon, Mifare / DESFire deadbolt privacy w/ key override function, O lever, left handed, satin brass finish, for use with 1 3/4" - 2 1/4" thick door | 1 |  | 1 Year | 812.35 | 0.15 | 690.4975
22613 | Salto | E9668O62PM48LC- | XS4 wide body electronic RF wireless ready SVN escutcheon, Mifare / DESFire deadbolt privacy w/ key override function, O lever, left handed, satin brass finish, for use with 1 3/4" - 2 1/4" thick door | 1 |  | 1 Year | 737.45 | 0.15 | 626.8325
22614 | Salto | E9668O62PM48LW- | XS4 wide body electronic RF wireless SVN escutcheon, Mifare / DESFire deadbolt privacy w/ key override function, O lever, left handed, satin brass finish, for use with 1 3/4" - 2 1/4" thick door | 1 |  | 1 Year | 868.55 | 0.15 | 738.2675
22615 | Salto | E9668O62PM48R-- | XS4 wide body electronic wire-free SVN escutcheon, Mifare / DESFire deadbolt privacy w/ key override function, O lever, right handed, satin brass finish, for use with 1 3/4" - 2 1/4" thick door | 1 |  | 1 Year | 683.35 | 0.15 | 580.8475
22616 | Salto | E9668O62PM48RA- | XS4 wide body electronic AMOK wire-free SVN escutcheon, Mifare / DESFire deadbolt privacy w/ key override function, O lever, right handed, satin brass finish, for use with 1 3/4" - 2 1/4" thick door | 1 |  | 1 Year | 812.35 | 0.15 | 690.4975
22617 | Salto | E9668O62PM48RC- | XS4 wide body electronic RF wireless ready SVN escutcheon, Mifare / DESFire deadbolt privacy w/ key override function, O lever, right handed, satin brass finish, for use with 1 3/4" - 2 1/4" thick door | 1 |  | 1 Year | 737.45 | 0.15 | 626.8325
22618 | Salto | E9668O62PM48RW- | XS4 wide body electronic RF wireless SVN escutcheon, Mifare / DESFire deadbolt privacy w/ key override function, O lever, right handed, satin brass finish, for use with 1 3/4" - 2 1/4" thick door | 1 |  | 1 Year | 868.55 | 0.15 | 738.2675
22619 | Salto | E9668O62PP38L-- | XS4 wide body electronic wire-free SVN escutcheon, Mifare / DESFire deadbolt privacy w/ key override function, O lever, left handed, bright brass finish, for use with 1 3/8" - 1 3/4" thick standard door | 1 |  | 1 Year | 699.65 | 0.15 | 594.7025
22620 | Salto | E9668O62PP38LA- | XS4 wide body electronic AMOK wire-free SVN escutcheon, Mifare / DESFire deadbolt privacy w/ key override function, O lever, left handed, bright brass finish, for use with 1 3/8" - 1 3/4" thick standard door | 1 |  | 1 Year | 828.65 | 0.15 | 704.3525
22621 | Salto | E9668O62PP38LC- | XS4 wide body electronic RF wireless ready SVN escutcheon, Mifare / DESFire deadbolt privacy w/ key override function, O lever, left handed, bright brass finish, for use with 1 3/8" - 1 3/4" thick standard door | 1 |  | 1 Year | 753.75 | 0.15 | 640.6875
22622 | Salto | E9668O62PP38LW- | XS4 wide body electronic RF wireless SVN escutcheon, Mifare / DESFire deadbolt privacy w/ key override function, O lever, left handed, bright brass finish, for use with 1 3/8" - 1 3/4" thick standard door | 1 |  | 1 Year | 884.85 | 0.15 | 752.1225
22623 | Salto | E9668O62PP38R-- | XS4 wide body electronic wire-free SVN escutcheon, Mifare / DESFire deadbolt privacy w/ key override function, O lever, right handed, bright brass finish, for use with 1 3/8" - 1 3/4" thick standard door | 1 |  | 1 Year | 699.65 | 0.15 | 594.7025
22624 | Salto | E9668O62PP38RA- | XS4 wide body electronic AMOK wire-free SVN escutcheon, Mifare / DESFire deadbolt privacy w/ key override function, O lever, right handed, bright brass finish, for use with 1 3/8" - 1 3/4" thick standard door | 1 |  | 1 Year | 828.65 | 0.15 | 704.3525
22625 | Salto | E9668O62PP38RC- | XS4 wide body electronic RF wireless ready SVN escutcheon, Mifare / DESFire deadbolt privacy w/ key override function, O lever, right handed, bright brass finish, for use with 1 3/8" - 1 3/4" thick standard door | 1 |  | 1 Year | 753.75 | 0.15 | 640.6875
22626 | Salto | E9668O62PP38RW- | XS4 wide body electronic RF wireless SVN escutcheon, Mifare / DESFire deadbolt privacy w/ key override function, O lever, right handed, bright brass finish, for use with 1 3/8" - 1 3/4" thick standard door | 1 |  | 1 Year | 884.85 | 0.15 | 752.1225
22627 | Salto | E9668O62PP48L-- | XS4 wide body electronic wire-free SVN escutcheon, Mifare / DESFire deadbolt privacy w/ key override function, O lever, left handed, bright brass finish, for use with 1 3/4" - 2 1/4" thick door | 1 |  | 1 Year | 699.65 | 0.15 | 594.7025
22628 | Salto | E9668O62PP48LA- | XS4 wide body electronic AMOK wire-free SVN escutcheon, Mifare / DESFire deadbolt privacy w/ key override function, O lever, left handed, bright brass finish, for use with 1 3/4" - 2 1/4" thick door | 1 |  | 1 Year | 828.65 | 0.15 | 704.3525
22629 | Salto | E9668O62PP48LC- | XS4 wide body electronic RF wireless ready SVN escutcheon, Mifare / DESFire deadbolt privacy w/ key override function, O lever, left handed, bright brass finish, for use with 1 3/4" - 2 1/4" thick door | 1 |  | 1 Year | 753.75 | 0.15 | 640.6875
22630 | Salto | E9668O62PP48LW- | XS4 wide body electronic RF wireless SVN escutcheon, Mifare / DESFire deadbolt privacy w/ key override function, O lever, left handed, bright brass finish, for use with 1 3/4" - 2 1/4" thick door | 1 |  | 1 Year | 884.85 | 0.15 | 752.1225
22631 | Salto | E9668O62PP48R-- | XS4 wide body electronic wire-free SVN escutcheon, Mifare / DESFire deadbolt privacy w/ key override function, O lever, right handed, bright brass finish, for use with 1 3/4" - 2 1/4" thick door | 1 |  | 1 Year | 699.65 | 0.15 | 594.7025
22632 | Salto | E9668O62PP48RA- | XS4 wide body electronic AMOK wire-free SVN escutcheon, Mifare / DESFire deadbolt privacy w/ key override function, O lever, right handed, bright brass finish, for use with 1 3/4" - 2 1/4" thick door | 1 |  | 1 Year | 828.65 | 0.15 | 704.3525
22633 | Salto | E9668O62PP48RC- | XS4 wide body electronic RF wireless ready SVN escutcheon, Mifare / DESFire deadbolt privacy w/ key override function, O lever, right handed, bright brass finish, for use with 1 3/4" - 2 1/4" thick door | 1 |  | 1 Year | 753.75 | 0.15 | 640.6875
22634 | Salto | E9668O62PP48RW- | XS4 wide body electronic RF wireless SVN escutcheon, Mifare / DESFire deadbolt privacy w/ key override function, O lever, right handed, bright brass finish, for use with 1 3/4" - 2 1/4" thick door | 1 |  | 1 Year | 884.85 | 0.15 | 752.1225
22635 | Salto | E9668O63IA38L-- | XS4 wide body electronic wire-free SVN escutcheon, Mifare / DESFire deadbolt privacy w/ key override function, O lever, left handed, antique brass finish, for use with 1 3/8" - 1 3/4" thick standard door | 1 |  | 1 Year | 735.35 | 0.15 | 625.0475
22636 | Salto | E9668O63IA38LA- | XS4 wide body electronic AMOK wire-free SVN escutcheon, Mifare / DESFire deadbolt privacy w/ key override function, O lever, left handed, antique brass finish, for use with 1 3/8" - 1 3/4" thick standard door | 1 |  | 1 Year | 864.35 | 0.15 | 734.6975
22637 | Salto | E9668O63IA38LC- | XS4 wide body electronic RF wireless ready SVN escutcheon, Mifare / DESFire deadbolt privacy w/ key override function, O lever, left handed, antique brass finish, for use with 1 3/8" - 1 3/4" thick standard door | 1 |  | 1 Year | 789.45 | 0.15 | 671.0325
22638 | Salto | E9668O63IA38LW- | XS4 wide body electronic RF wireless SVN escutcheon, Mifare / DESFire deadbolt privacy w/ key override function, O lever, left handed, antique brass finish, for use with 1 3/8" - 1 3/4" thick standard door | 1 |  | 1 Year | 920.55 | 0.15 | 782.4675
22639 | Salto | E9668O63IA38R-- | XS4 wide body electronic wire-free SVN escutcheon, Mifare / DESFire deadbolt privacy w/ key override function, O lever, right handed, antique brass finish, for use with 1 3/8" - 1 3/4" thick standard door | 1 |  | 1 Year | 735.35 | 0.15 | 625.0475
22640 | Salto | E9668O63IA38RA- | XS4 wide body electronic AMOK wire-free SVN escutcheon, Mifare / DESFire deadbolt privacy w/ key override function, O lever, right handed, antique brass finish, for use with 1 3/8" - 1 3/4" thick standard door | 1 |  | 1 Year | 864.35 | 0.15 | 734.6975
22641 | Salto | E9668O63IA38RC- | XS4 wide body electronic RF wireless ready SVN escutcheon, Mifare / DESFire deadbolt privacy w/ key override function, O lever, right handed, antique brass finish, for use with 1 3/8" - 1 3/4" thick standard door | 1 |  | 1 Year | 789.45 | 0.15 | 671.0325
22642 | Salto | E9668O63IA38RW- | XS4 wide body electronic RF wireless SVN escutcheon, Mifare / DESFire deadbolt privacy w/ key override function, O lever, right handed, antique brass finish, for use with 1 3/8" - 1 3/4" thick standard door | 1 |  | 1 Year | 920.55 | 0.15 | 782.4675
22643 | Salto | E9668O63IA48L-- | XS4 wide body electronic wire-free SVN escutcheon, Mifare / DESFire deadbolt privacy w/ key override function, O lever, left handed, antique brass finish, for use with 1 3/4" - 2 1/4" thick door | 1 |  | 1 Year | 735.35 | 0.15 | 625.0475
22644 | Salto | E9668O63IA48LA- | XS4 wide body electronic AMOK wire-free SVN escutcheon, Mifare / DESFire deadbolt privacy w/ key override function, O lever, left handed, antique brass finish, for use with 1 3/4" - 2 1/4" thick door | 1 |  | 1 Year | 864.35 | 0.15 | 734.6975
22645 | Salto | E9668O63IA48LC- | XS4 wide body electronic RF wireless ready SVN escutcheon, Mifare / DESFire deadbolt privacy w/ key override function, O lever, left handed, antique brass finish, for use with 1 3/4" - 2 1/4" thick door | 1 |  | 1 Year | 789.45 | 0.15 | 671.0325
22646 | Salto | E9668O63IA48LW- | XS4 wide body electronic RF wireless SVN escutcheon, Mifare / DESFire deadbolt privacy w/ key override function, O lever, left handed, antique brass finish, for use with 1 3/4" - 2 1/4" thick door | 1 |  | 1 Year | 920.55 | 0.15 | 782.4675
22647 | Salto | E9668O63IA48R-- | XS4 wide body electronic wire-free SVN escutcheon, Mifare / DESFire deadbolt privacy w/ key override function, O lever, right handed, antique brass finish, for use with 1 3/4" - 2 1/4" thick door | 1 |  | 1 Year | 735.35 | 0.15 | 625.0475
22648 | Salto | E9668O63IA48RA- | XS4 wide body electronic AMOK wire-free SVN escutcheon, Mifare / DESFire deadbolt privacy w/ key override function, O lever, right handed, antique brass finish, for use with 1 3/4" - 2 1/4" thick door | 1 |  | 1 Year | 864.35 | 0.15 | 734.6975
22649 | Salto | E9668O63IA48RC- | XS4 wide body electronic RF wireless ready SVN escutcheon, Mifare / DESFire deadbolt privacy w/ key override function, O lever, right handed, antique brass finish, for use with 1 3/4" - 2 1/4" thick door | 1 |  | 1 Year | 789.45 | 0.15 | 671.0325
22650 | Salto | E9668O63IA48RW- | XS4 wide body electronic RF wireless SVN escutcheon, Mifare / DESFire deadbolt privacy w/ key override function, O lever, right handed, antique brass finish, for use with 1 3/4" - 2 1/4" thick door | 1 |  | 1 Year | 920.55 | 0.15 | 782.4675
22651 | Salto | E9668O63IM38L-- | XS4 wide body electronic wire-free SVN escutcheon, Mifare / DESFire deadbolt privacy w/ key override function, O lever, left handed, satin stainless finish, for use with 1 3/8" - 1 3/4" thick standard door | 1 |  | 1 Year | 683.35 | 0.15 | 580.8475
22652 | Salto | E9668O63IM38LA- | XS4 wide body electronic AMOK wire-free SVN escutcheon, Mifare / DESFire deadbolt privacy w/ key override function, O lever, left handed, satin stainless finish, for use with 1 3/8" - 1 3/4" thick standard door | 1 |  | 1 Year | 812.35 | 0.15 | 690.4975
22653 | Salto | E9668O63IM38LC- | XS4 wide body electronic RF wireless ready SVN escutcheon, Mifare / DESFire deadbolt privacy w/ key override function, O lever, left handed, satin stainless finish, for use with 1 3/8" - 1 3/4" thick standard door | 1 |  | 1 Year | 737.45 | 0.15 | 626.8325
22654 | Salto | E9668O63IM38LW- | XS4 wide body electronic RF wireless SVN escutcheon, Mifare / DESFire deadbolt privacy w/ key override function, O lever, left handed, satin stainless finish, for use with 1 3/8" - 1 3/4" thick standard door | 1 |  | 1 Year | 868.55 | 0.15 | 738.2675
22655 | Salto | E9668O63IM38R-- | XS4 wide body electronic wire-free SVN escutcheon, Mifare / DESFire deadbolt privacy w/ key override function, O lever, right handed, satin stainless finish, for use with 1 3/8" - 1 3/4" thick standard door | 1 |  | 1 Year | 683.35 | 0.15 | 580.8475
22656 | Salto | E9668O63IM38RA- | XS4 wide body electronic AMOK wire-free SVN escutcheon, Mifare / DESFire deadbolt privacy w/ key override function, O lever, right handed, satin stainless finish, for use with 1 3/8" - 1 3/4" thick standard door | 1 |  | 1 Year | 812.35 | 0.15 | 690.4975
22657 | Salto | E9668O63IM38RC- | XS4 wide body electronic RF wireless ready SVN escutcheon, Mifare / DESFire deadbolt privacy w/ key override function, O lever, right handed, satin stainless finish, for use with 1 3/8" - 1 3/4" thick standard door | 1 |  | 1 Year | 737.45 | 0.15 | 626.8325
22658 | Salto | E9668O63IM38RW- | XS4 wide body electronic RF wireless SVN escutcheon, Mifare / DESFire deadbolt privacy w/ key override function, O lever, right handed, satin stainless finish, for use with 1 3/8" - 1 3/4" thick standard door | 1 |  | 1 Year | 868.55 | 0.15 | 738.2675
22659 | Salto | E9668O63IM48L-- | XS4 wide body electronic wire-free SVN escutcheon, Mifare / DESFire deadbolt privacy w/ key override function, O lever, left handed, satin stainless finish, for use with 1 3/4" - 2 1/4" thick door | 1 |  | 1 Year | 683.35 | 0.15 | 580.8475
22660 | Salto | E9668O63IM48LA- | XS4 wide body electronic AMOK wire-free SVN escutcheon, Mifare / DESFire deadbolt privacy w/ key override function, O lever, left handed, satin stainless finish, for use with 1 3/4" - 2 1/4" thick door | 1 |  | 1 Year | 812.35 | 0.15 | 690.4975
22661 | Salto | E9668O63IM48LC- | XS4 wide body electronic RF wireless ready SVN escutcheon, Mifare / DESFire deadbolt privacy w/ key override function, O lever, left handed, satin stainless finish, for use with 1 3/4" - 2 1/4" thick door | 1 |  | 1 Year | 737.45 | 0.15 | 626.8325
22662 | Salto | E9668O63IM48LW- | XS4 wide body electronic RF wireless SVN escutcheon, Mifare / DESFire deadbolt privacy w/ key override function, O lever, left handed, satin stainless finish, for use with 1 3/4" - 2 1/4" thick door | 1 |  | 1 Year | 868.55 | 0.15 | 738.2675
22663 | Salto | E9668O63IM48R-- | XS4 wide body electronic wire-free SVN escutcheon, Mifare / DESFire deadbolt privacy w/ key override function, O lever, right handed, satin stainless finish, for use with 1 3/4" - 2 1/4" thick door | 1 |  | 1 Year | 683.35 | 0.15 | 580.8475
22664 | Salto | E9668O63IM48RA- | XS4 wide body electronic AMOK wire-free SVN escutcheon, Mifare / DESFire deadbolt privacy w/ key override function, O lever, right handed, satin stainless finish, for use with 1 3/4" - 2 1/4" thick door | 1 |  | 1 Year | 812.35 | 0.15 | 690.4975
22665 | Salto | E9668O63IM48RC- | XS4 wide body electronic RF wireless ready SVN escutcheon, Mifare / DESFire deadbolt privacy w/ key override function, O lever, right handed, satin stainless finish, for use with 1 3/4" - 2 1/4" thick door | 1 |  | 1 Year | 737.45 | 0.15 | 626.8325
22666 | Salto | E9668O63IM48RW- | XS4 wide body electronic RF wireless SVN escutcheon, Mifare / DESFire deadbolt privacy w/ key override function, O lever, right handed, satin stainless finish, for use with 1 3/4" - 2 1/4" thick door | 1 |  | 1 Year | 868.55 | 0.15 | 738.2675
22667 | Salto | E9668O63IP38L-- | XS4 wide body electronic wire-free SVN escutcheon, Mifare / DESFire deadbolt privacy w/ key override function, O lever, left handed, bright stainless steel finish, for use with 1 3/8" - 1 3/4" thick standard door | 1 |  | 1 Year | 699.65 | 0.15 | 594.7025
22668 | Salto | E9668O63IP38LA- | XS4 wide body electronic AMOK wire-free SVN escutcheon, Mifare / DESFire deadbolt privacy w/ key override function, O lever, left handed, bright stainless steel finish, for use with 1 3/8" - 1 3/4" thick standard door | 1 |  | 1 Year | 828.65 | 0.15 | 704.3525
22669 | Salto | E9668O63IP38LC- | XS4 wide body electronic RF wireless ready SVN escutcheon, Mifare / DESFire deadbolt privacy w/ key override function, O lever, left handed, bright stainless steel finish, for use with 1 3/8" - 1 3/4" thick standard door | 1 |  | 1 Year | 753.75 | 0.15 | 640.6875
22670 | Salto | E9668O63IP38LW- | XS4 wide body electronic RF wireless SVN escutcheon, Mifare / DESFire deadbolt privacy w/ key override function, O lever, left handed, bright stainless steel finish, for use with 1 3/8" - 1 3/4" thick standard door | 1 |  | 1 Year | 884.85 | 0.15 | 752.1225
22671 | Salto | E9668O63IP38R-- | XS4 wide body electronic wire-free SVN escutcheon, Mifare / DESFire deadbolt privacy w/ key override function, O lever, right handed, bright stainless steel finish, for use with 1 3/8" - 1 3/4" thick standard door | 1 |  | 1 Year | 699.65 | 0.15 | 594.7025
22672 | Salto | E9668O63IP38RA- | XS4 wide body electronic AMOK wire-free SVN escutcheon, Mifare / DESFire deadbolt privacy w/ key override function, O lever, right handed, bright stainless steel finish, for use with 1 3/8" - 1 3/4" thick standard door | 1 |  | 1 Year | 828.65 | 0.15 | 704.3525
22673 | Salto | E9668O63IP38RC- | XS4 wide body electronic RF wireless ready SVN escutcheon, Mifare / DESFire deadbolt privacy w/ key override function, O lever, right handed, bright stainless steel finish, for use with 1 3/8" - 1 3/4" thick standard door | 1 |  | 1 Year | 753.75 | 0.15 | 640.6875
22674 | Salto | E9668O63IP38RW- | XS4 wide body electronic RF wireless SVN escutcheon, Mifare / DESFire deadbolt privacy w/ key override function, O lever, right handed, bright stainless steel finish, for use with 1 3/8" - 1 3/4" thick standard door | 1 |  | 1 Year | 884.85 | 0.15 | 752.1225
22675 | Salto | E9668O63IP48L-- | XS4 wide body electronic wire-free SVN escutcheon, Mifare / DESFire deadbolt privacy w/ key override function, O lever, left handed, bright stainless steel finish, for use with 1 3/4" - 2 1/4" thick door | 1 |  | 1 Year | 699.65 | 0.15 | 594.7025
22676 | Salto | E9668O63IP48LA- | XS4 wide body electronic AMOK wire-free SVN escutcheon, Mifare / DESFire deadbolt privacy w/ key override function, O lever, left handed, bright stainless steel finish, for use with 1 3/4" - 2 1/4" thick door | 1 |  | 1 Year | 828.65 | 0.15 | 704.3525
22677 | Salto | E9668O63IP48LC- | XS4 wide body electronic RF wireless ready SVN escutcheon, Mifare / DESFire deadbolt privacy w/ key override function, O lever, left handed, bright stainless steel finish, for use with 1 3/4" - 2 1/4" thick door | 1 |  | 1 Year | 753.75 | 0.15 | 640.6875
22678 | Salto | E9668O63IP48LW- | XS4 wide body electronic RF wireless SVN escutcheon, Mifare / DESFire deadbolt privacy w/ key override function, O lever, left handed, bright stainless steel finish, for use with 1 3/4" - 2 1/4" thick door | 1 |  | 1 Year | 884.85 | 0.15 | 752.1225
22679 | Salto | E9668O63IP48R-- | XS4 wide body electronic wire-free SVN escutcheon, Mifare / DESFire deadbolt privacy w/ key override function, O lever, right handed, bright stainless steel finish, for use with 1 3/4" - 2 1/4" thick door | 1 |  | 1 Year | 699.65 | 0.15 | 594.7025
22680 | Salto | E9668O63IP48RA- | XS4 wide body electronic AMOK wire-free SVN escutcheon, Mifare / DESFire deadbolt privacy w/ key override function, O lever, right handed, bright stainless steel finish, for use with 1 3/4" - 2 1/4" thick door | 1 |  | 1 Year | 828.65 | 0.15 | 704.3525
22681 | Salto | E9668O63IP48RC- | XS4 wide body electronic RF wireless ready SVN escutcheon, Mifare / DESFire deadbolt privacy w/ key override function, O lever, right handed, bright stainless steel finish, for use with 1 3/4" - 2 1/4" thick door | 1 |  | 1 Year | 753.75 | 0.15 | 640.6875
22682 | Salto | E9668O63IP48RW- | XS4 wide body electronic RF wireless SVN escutcheon, Mifare / DESFire deadbolt privacy w/ key override function, O lever, right handed, bright stainless steel finish, for use with 1 3/4" - 2 1/4" thick door | 1 |  | 1 Year | 884.85 | 0.15 | 752.1225
22683 | Salto | E9668O63NE38L-- | XS4 wide body electronic wire-free SVN escutcheon, Mifare / DESFire deadbolt privacy w/ key override function, O lever, left handed, black chromium finish, for use with 1 3/8" - 1 3/4" thick standard door | 1 |  | 1 Year | 718.05 | 0.15 | 610.3425
22684 | Salto | E9668O63NE38LA- | XS4 wide body electronic AMOK wire-free SVN escutcheon, Mifare / DESFire deadbolt privacy w/ key override function, O lever, left handed, black chromium finish, for use with 1 3/8" - 1 3/4" thick standard door | 1 |  | 1 Year | 847.05 | 0.15 | 719.9925
22685 | Salto | E9668O63NE38LC- | XS4 wide body electronic RF wireless ready SVN escutcheon, Mifare / DESFire deadbolt privacy w/ key override function, O lever, left handed, black chromium finish, for use with 1 3/8" - 1 3/4" thick standard door | 1 |  | 1 Year | 772.15 | 0.15 | 656.3275
22686 | Salto | E9668O63NE38LW- | XS4 wide body electronic RF wireless SVN escutcheon, Mifare / DESFire deadbolt privacy w/ key override function, O lever, left handed, black chromium finish, for use with 1 3/8" - 1 3/4" thick standard door | 1 |  | 1 Year | 903.25 | 0.15 | 767.7625
22687 | Salto | E9668O63NE38R-- | XS4 wide body electronic wire-free SVN escutcheon, Mifare / DESFire deadbolt privacy w/ key override function, O lever, right handed, black chromium finish, for use with 1 3/8" - 1 3/4" thick standard door | 1 |  | 1 Year | 718.05 | 0.15 | 610.3425
22688 | Salto | E9668O63NE38RA- | XS4 wide body electronic AMOK wire-free SVN escutcheon, Mifare / DESFire deadbolt privacy w/ key override function, O lever, right handed, black chromium finish, for use with 1 3/8" - 1 3/4" thick standard door | 1 |  | 1 Year | 847.05 | 0.15 | 719.9925
22689 | Salto | E9668O63NE38RC- | XS4 wide body electronic RF wireless ready SVN escutcheon, Mifare / DESFire deadbolt privacy w/ key override function, O lever, right handed, black chromium finish, for use with 1 3/8" - 1 3/4" thick standard door | 1 |  | 1 Year | 772.15 | 0.15 | 656.3275
22690 | Salto | E9668O63NE38RW- | XS4 wide body electronic RF wireless SVN escutcheon, Mifare / DESFire deadbolt privacy w/ key override function, O lever, right handed, black chromium finish, for use with 1 3/8" - 1 3/4" thick standard door | 1 |  | 1 Year | 903.25 | 0.15 | 767.7625
22691 | Salto | E9668O63NE48L-- | XS4 wide body electronic wire-free SVN escutcheon, Mifare / DESFire deadbolt privacy w/ key override function, O lever, left handed, black chromium finish, for use with 1 3/4" - 2 1/4" thick door | 1 |  | 1 Year | 718.05 | 0.15 | 610.3425
22692 | Salto | E9668O63NE48LA- | XS4 wide body electronic AMOK wire-free SVN escutcheon, Mifare / DESFire deadbolt privacy w/ key override function, O lever, left handed, black chromium finish, for use with 1 3/4" - 2 1/4" thick door | 1 |  | 1 Year | 847.05 | 0.15 | 719.9925
22693 | Salto | E9668O63NE48LC- | XS4 wide body electronic RF wireless ready SVN escutcheon, Mifare / DESFire deadbolt privacy w/ key override function, O lever, left handed, black chromium finish, for use with 1 3/4" - 2 1/4" thick door | 1 |  | 1 Year | 772.15 | 0.15 | 656.3275
22694 | Salto | E9668O63NE48LW- | XS4 wide body electronic RF wireless SVN escutcheon, Mifare / DESFire deadbolt privacy w/ key override function, O lever, left handed, black chromium finish, for use with 1 3/4" - 2 1/4" thick door | 1 |  | 1 Year | 903.25 | 0.15 | 767.7625
22695 | Salto | E9668O63NE48R-- | XS4 wide body electronic wire-free SVN escutcheon, Mifare / DESFire deadbolt privacy w/ key override function, O lever, right handed, black chromium finish, for use with 1 3/4" - 2 1/4" thick door | 1 |  | 1 Year | 718.05 | 0.15 | 610.3425
22696 | Salto | E9668O63NE48RA- | XS4 wide body electronic AMOK wire-free SVN escutcheon, Mifare / DESFire deadbolt privacy w/ key override function, O lever, right handed, black chromium finish, for use with 1 3/4" - 2 1/4" thick door | 1 |  | 1 Year | 847.05 | 0.15 | 719.9925
22697 | Salto | E9668O63NE48RC- | XS4 wide body electronic RF wireless ready SVN escutcheon, Mifare / DESFire deadbolt privacy w/ key override function, O lever, right handed, black chromium finish, for use with 1 3/4" - 2 1/4" thick door | 1 |  | 1 Year | 772.15 | 0.15 | 656.3275
22698 | Salto | E9668O63NE48RW- | XS4 wide body electronic RF wireless SVN escutcheon, Mifare / DESFire deadbolt privacy w/ key override function, O lever, right handed, black chromium finish, for use with 1 3/4" - 2 1/4" thick door | 1 |  | 1 Year | 903.25 | 0.15 | 767.7625
22699 | Salto | E9668O63PM38L-- | XS4 wide body electronic wire-free SVN escutcheon, Mifare / DESFire deadbolt privacy w/ key override function, O lever, left handed, satin brass finish, for use with 1 3/8" - 1 3/4" thick standard door | 1 |  | 1 Year | 683.35 | 0.15 | 580.8475
22700 | Salto | E9668O63PM38LA- | XS4 wide body electronic AMOK wire-free SVN escutcheon, Mifare / DESFire deadbolt privacy w/ key override function, O lever, left handed, satin brass finish, for use with 1 3/8" - 1 3/4" thick standard door | 1 |  | 1 Year | 812.35 | 0.15 | 690.4975
22701 | Salto | E9668O63PM38LC- | XS4 wide body electronic RF wireless ready SVN escutcheon, Mifare / DESFire deadbolt privacy w/ key override function, O lever, left handed, satin brass finish, for use with 1 3/8" - 1 3/4" thick standard door | 1 |  | 1 Year | 737.45 | 0.15 | 626.8325
22702 | Salto | E9668O63PM38LW- | XS4 wide body electronic RF wireless SVN escutcheon, Mifare / DESFire deadbolt privacy w/ key override function, O lever, left handed, satin brass finish, for use with 1 3/8" - 1 3/4" thick standard door | 1 |  | 1 Year | 868.55 | 0.15 | 738.2675
22703 | Salto | E9668O63PM38R-- | XS4 wide body electronic wire-free SVN escutcheon, Mifare / DESFire deadbolt privacy w/ key override function, O lever, right handed, satin brass finish, for use with 1 3/8" - 1 3/4" thick standard door | 1 |  | 1 Year | 683.35 | 0.15 | 580.8475
22704 | Salto | E9668O63PM38RA- | XS4 wide body electronic AMOK wire-free SVN escutcheon, Mifare / DESFire deadbolt privacy w/ key override function, O lever, right handed, satin brass finish, for use with 1 3/8" - 1 3/4" thick standard door | 1 |  | 1 Year | 812.35 | 0.15 | 690.4975
22705 | Salto | E9668O63PM38RC- | XS4 wide body electronic RF wireless ready SVN escutcheon, Mifare / DESFire deadbolt privacy w/ key override function, O lever, right handed, satin brass finish, for use with 1 3/8" - 1 3/4" thick standard door | 1 |  | 1 Year | 737.45 | 0.15 | 626.8325
22706 | Salto | E9668O63PM38RW- | XS4 wide body electronic RF wireless SVN escutcheon, Mifare / DESFire deadbolt privacy w/ key override function, O lever, right handed, satin brass finish, for use with 1 3/8" - 1 3/4" thick standard door | 1 |  | 1 Year | 868.55 | 0.15 | 738.2675
22707 | Salto | E9668O63PM48L-- | XS4 wide body electronic wire-free SVN escutcheon, Mifare / DESFire deadbolt privacy w/ key override function, O lever, left handed, satin brass finish, for use with 1 3/4" - 2 1/4" thick door | 1 |  | 1 Year | 683.35 | 0.15 | 580.8475
22708 | Salto | E9668O63PM48LA- | XS4 wide body electronic AMOK wire-free SVN escutcheon, Mifare / DESFire deadbolt privacy w/ key override function, O lever, left handed, satin brass finish, for use with 1 3/4" - 2 1/4" thick door | 1 |  | 1 Year | 812.35 | 0.15 | 690.4975
22709 | Salto | E9668O63PM48LC- | XS4 wide body electronic RF wireless ready SVN escutcheon, Mifare / DESFire deadbolt privacy w/ key override function, O lever, left handed, satin brass finish, for use with 1 3/4" - 2 1/4" thick door | 1 |  | 1 Year | 737.45 | 0.15 | 626.8325
22710 | Salto | E9668O63PM48LW- | XS4 wide body electronic RF wireless SVN escutcheon, Mifare / DESFire deadbolt privacy w/ key override function, O lever, left handed, satin brass finish, for use with 1 3/4" - 2 1/4" thick door | 1 |  | 1 Year | 868.55 | 0.15 | 738.2675
22711 | Salto | E9668O63PM48R-- | XS4 wide body electronic wire-free SVN escutcheon, Mifare / DESFire deadbolt privacy w/ key override function, O lever, right handed, satin brass finish, for use with 1 3/4" - 2 1/4" thick door | 1 |  | 1 Year | 683.35 | 0.15 | 580.8475
22712 | Salto | E9668O63PM48RA- | XS4 wide body electronic AMOK wire-free SVN escutcheon, Mifare / DESFire deadbolt privacy w/ key override function, O lever, right handed, satin brass finish, for use with 1 3/4" - 2 1/4" thick door | 1 |  | 1 Year | 812.35 | 0.15 | 690.4975
22713 | Salto | E9668O63PM48RC- | XS4 wide body electronic RF wireless ready SVN escutcheon, Mifare / DESFire deadbolt privacy w/ key override function, O lever, right handed, satin brass finish, for use with 1 3/4" - 2 1/4" thick door | 1 |  | 1 Year | 737.45 | 0.15 | 626.8325
22714 | Salto | E9668O63PM48RW- | XS4 wide body electronic RF wireless SVN escutcheon, Mifare / DESFire deadbolt privacy w/ key override function, O lever, right handed, satin brass finish, for use with 1 3/4" - 2 1/4" thick door | 1 |  | 1 Year | 868.55 | 0.15 | 738.2675
22715 | Salto | E9668O63PP38L-- | XS4 wide body electronic wire-free SVN escutcheon, Mifare / DESFire deadbolt privacy w/ key override function, O lever, left handed, bright brass finish, for use with 1 3/8" - 1 3/4" thick standard door | 1 |  | 1 Year | 699.65 | 0.15 | 594.7025
22716 | Salto | E9668O63PP38LA- | XS4 wide body electronic AMOK wire-free SVN escutcheon, Mifare / DESFire deadbolt privacy w/ key override function, O lever, left handed, bright brass finish, for use with 1 3/8" - 1 3/4" thick standard door | 1 |  | 1 Year | 828.65 | 0.15 | 704.3525
22717 | Salto | E9668O63PP38LC- | XS4 wide body electronic RF wireless ready SVN escutcheon, Mifare / DESFire deadbolt privacy w/ key override function, O lever, left handed, bright brass finish, for use with 1 3/8" - 1 3/4" thick standard door | 1 |  | 1 Year | 753.75 | 0.15 | 640.6875
22718 | Salto | E9668O63PP38LW- | XS4 wide body electronic RF wireless SVN escutcheon, Mifare / DESFire deadbolt privacy w/ key override function, O lever, left handed, bright brass finish, for use with 1 3/8" - 1 3/4" thick standard door | 1 |  | 1 Year | 884.85 | 0.15 | 752.1225
22719 | Salto | E9668O63PP38R-- | XS4 wide body electronic wire-free SVN escutcheon, Mifare / DESFire deadbolt privacy w/ key override function, O lever, right handed, bright brass finish, for use with 1 3/8" - 1 3/4" thick standard door | 1 |  | 1 Year | 699.65 | 0.15 | 594.7025
22720 | Salto | E9668O63PP38RA- | XS4 wide body electronic AMOK wire-free SVN escutcheon, Mifare / DESFire deadbolt privacy w/ key override function, O lever, right handed, bright brass finish, for use with 1 3/8" - 1 3/4" thick standard door | 1 |  | 1 Year | 828.65 | 0.15 | 704.3525
22721 | Salto | E9668O63PP38RC- | XS4 wide body electronic RF wireless ready SVN escutcheon, Mifare / DESFire deadbolt privacy w/ key override function, O lever, right handed, bright brass finish, for use with 1 3/8" - 1 3/4" thick standard door | 1 |  | 1 Year | 753.75 | 0.15 | 640.6875
22722 | Salto | E9668O63PP38RW- | XS4 wide body electronic RF wireless SVN escutcheon, Mifare / DESFire deadbolt privacy w/ key override function, O lever, right handed, bright brass finish, for use with 1 3/8" - 1 3/4" thick standard door | 1 |  | 1 Year | 884.85 | 0.15 | 752.1225
22723 | Salto | E9668O63PP48L-- | XS4 wide body electronic wire-free SVN escutcheon, Mifare / DESFire deadbolt privacy w/ key override function, O lever, left handed, bright brass finish, for use with 1 3/4" - 2 1/4" thick door | 1 |  | 1 Year | 699.65 | 0.15 | 594.7025
22724 | Salto | E9668O63PP48LA- | XS4 wide body electronic AMOK wire-free SVN escutcheon, Mifare / DESFire deadbolt privacy w/ key override function, O lever, left handed, bright brass finish, for use with 1 3/4" - 2 1/4" thick door | 1 |  | 1 Year | 828.65 | 0.15 | 704.3525
22725 | Salto | E9668O63PP48LC- | XS4 wide body electronic RF wireless ready SVN escutcheon, Mifare / DESFire deadbolt privacy w/ key override function, O lever, left handed, bright brass finish, for use with 1 3/4" - 2 1/4" thick door | 1 |  | 1 Year | 753.75 | 0.15 | 640.6875
22726 | Salto | E9668O63PP48LW- | XS4 wide body electronic RF wireless SVN escutcheon, Mifare / DESFire deadbolt privacy w/ key override function, O lever, left handed, bright brass finish, for use with 1 3/4" - 2 1/4" thick door | 1 |  | 1 Year | 884.85 | 0.15 | 752.1225
22727 | Salto | E9668O63PP48R-- | XS4 wide body electronic wire-free SVN escutcheon, Mifare / DESFire deadbolt privacy w/ key override function, O lever, right handed, bright brass finish, for use with 1 3/4" - 2 1/4" thick door | 1 |  | 1 Year | 699.65 | 0.15 | 594.7025
22728 | Salto | E9668O63PP48RA- | XS4 wide body electronic AMOK wire-free SVN escutcheon, Mifare / DESFire deadbolt privacy w/ key override function, O lever, right handed, bright brass finish, for use with 1 3/4" - 2 1/4" thick door | 1 |  | 1 Year | 828.65 | 0.15 | 704.3525
22729 | Salto | E9668O63PP48RC- | XS4 wide body electronic RF wireless ready SVN escutcheon, Mifare / DESFire deadbolt privacy w/ key override function, O lever, right handed, bright brass finish, for use with 1 3/4" - 2 1/4" thick door | 1 |  | 1 Year | 753.75 | 0.15 | 640.6875
22730 | Salto | E9668O63PP48RW- | XS4 wide body electronic RF wireless SVN escutcheon, Mifare / DESFire deadbolt privacy w/ key override function, O lever, right handed, bright brass finish, for use with 1 3/4" - 2 1/4" thick door | 1 |  | 1 Year | 884.85 | 0.15 | 752.1225
22731 | Salto | E9668W61BC38--- | XS4 wide body electronic wire-free SVN escutcheon, Mifare / DESFire deadbolt privacy w/ key override function, W lever, unhanded, BioCote antimicrobial finish, for use with 1 3/8" - 1 3/4" thick standard door | 1 |  | 1 Year | 725.15 | 0.15 | 616.3775
22732 | Salto | E9668W61BC38-A- | XS4 wide body electronic AMOK wire-free SVN escutcheon, Mifare / DESFire deadbolt privacy w/ key override function, W lever, unhanded, BioCote antimicrobial finish, for use with 1 3/8" - 1 3/4" thick standard door | 1 |  | 1 Year | 854.15 | 0.15 | 726.0275
22733 | Salto | E9668W61BC38-C- | XS4 wide body electronic RF wireless ready SVN escutcheon, Mifare / DESFire deadbolt privacy w/ key override function, W lever, unhanded, BioCote antimicrobial finish, for use with 1 3/8" - 1 3/4" thick standard door | 1 |  | 1 Year | 779.25 | 0.15 | 662.3625
22734 | Salto | E9668W61BC38-W- | XS4 wide body electronic RF wireless SVN escutcheon, Mifare / DESFire deadbolt privacy w/ key override function, W lever, unhanded, BioCote antimicrobial finish, for use with 1 3/8" - 1 3/4" thick standard door | 1 |  | 1 Year | 910.35 | 0.15 | 773.7975
22735 | Salto | E9668W61BC48--- | XS4 wide body electronic wire-free SVN escutcheon, Mifare / DESFire deadbolt privacy w/ key override function, W lever, unhanded, BioCote antimicrobial finish, for use with 1 3/4" - 2 1/4" thick door | 1 |  | 1 Year | 725.15 | 0.15 | 616.3775
22736 | Salto | E9668W61BC48-A- | XS4 wide body electronic AMOK wire-free SVN escutcheon, Mifare / DESFire deadbolt privacy w/ key override function, W lever, unhanded, BioCote antimicrobial finish, for use with 1 3/4" - 2 1/4" thick door | 1 |  | 1 Year | 854.15 | 0.15 | 726.0275
22737 | Salto | E9668W61BC48-C- | XS4 wide body electronic RF wireless ready SVN escutcheon, Mifare / DESFire deadbolt privacy w/ key override function, W lever, unhanded, BioCote antimicrobial finish, for use with 1 3/4" - 2 1/4" thick door | 1 |  | 1 Year | 779.25 | 0.15 | 662.3625
22738 | Salto | E9668W61BC48-W- | XS4 wide body electronic RF wireless SVN escutcheon, Mifare / DESFire deadbolt privacy w/ key override function, W lever, unhanded, BioCote antimicrobial finish, for use with 1 3/4" - 2 1/4" thick door | 1 |  | 1 Year | 910.35 | 0.15 | 773.7975
22739 | Salto | E9668W61IA38--- | XS4 wide body electronic wire-free SVN escutcheon, Mifare / DESFire deadbolt privacy w/ key override function, W lever, unhanded, antique brass finish, for use with 1 3/8" - 1 3/4" thick standard door | 1 |  | 1 Year | 725.15 | 0.15 | 616.3775
22740 | Salto | E9668W61IA38-A- | XS4 wide body electronic AMOK wire-free SVN escutcheon, Mifare / DESFire deadbolt privacy w/ key override function, W lever, unhanded, antique brass finish, for use with 1 3/8" - 1 3/4" thick standard door | 1 |  | 1 Year | 854.15 | 0.15 | 726.0275
22741 | Salto | E9668W61IA38-C- | XS4 wide body electronic RF wireless ready SVN escutcheon, Mifare / DESFire deadbolt privacy w/ key override function, W lever, unhanded, antique brass finish, for use with 1 3/8" - 1 3/4" thick standard door | 1 |  | 1 Year | 779.25 | 0.15 | 662.3625
22742 | Salto | E9668W61IA38-W- | XS4 wide body electronic RF wireless SVN escutcheon, Mifare / DESFire deadbolt privacy w/ key override function, W lever, unhanded, antique brass finish, for use with 1 3/8" - 1 3/4" thick standard door | 1 |  | 1 Year | 910.35 | 0.15 | 773.7975
22743 | Salto | E9668W61IA48--- | XS4 wide body electronic wire-free SVN escutcheon, Mifare / DESFire deadbolt privacy w/ key override function, W lever, unhanded, antique brass finish, for use with 1 3/4" - 2 1/4" thick door | 1 |  | 1 Year | 725.15 | 0.15 | 616.3775
22744 | Salto | E9668W61IA48-A- | XS4 wide body electronic AMOK wire-free SVN escutcheon, Mifare / DESFire deadbolt privacy w/ key override function, W lever, unhanded, antique brass finish, for use with 1 3/4" - 2 1/4" thick door | 1 |  | 1 Year | 854.15 | 0.15 | 726.0275
22745 | Salto | E9668W61IA48-C- | XS4 wide body electronic RF wireless ready SVN escutcheon, Mifare / DESFire deadbolt privacy w/ key override function, W lever, unhanded, antique brass finish, for use with 1 3/4" - 2 1/4" thick door | 1 |  | 1 Year | 779.25 | 0.15 | 662.3625
22746 | Salto | E9668W61IA48-W- | XS4 wide body electronic RF wireless SVN escutcheon, Mifare / DESFire deadbolt privacy w/ key override function, W lever, unhanded, antique brass finish, for use with 1 3/4" - 2 1/4" thick door | 1 |  | 1 Year | 910.35 | 0.15 | 773.7975
22747 | Salto | E9668W61IM38--- | XS4 wide body electronic wire-free SVN escutcheon, Mifare / DESFire deadbolt privacy w/ key override function, W lever, unhanded, satin stainless finish, for use with 1 3/8" - 1 3/4" thick standard door | 1 |  | 1 Year | 673.15 | 0.15 | 572.1775
22748 | Salto | E9668W61IM38-A- | XS4 wide body electronic AMOK wire-free SVN escutcheon, Mifare / DESFire deadbolt privacy w/ key override function, W lever, unhanded, satin stainless finish, for use with 1 3/8" - 1 3/4" thick standard door | 1 |  | 1 Year | 802.15 | 0.15 | 681.8275
22749 | Salto | E9668W61IM38-C- | XS4 wide body electronic RF wireless ready SVN escutcheon, Mifare / DESFire deadbolt privacy w/ key override function, W lever, unhanded, satin stainless finish, for use with 1 3/8" - 1 3/4" thick standard door | 1 |  | 1 Year | 727.25 | 0.15 | 618.1625
22750 | Salto | E9668W61IM38-W- | XS4 wide body electronic RF wireless SVN escutcheon, Mifare / DESFire deadbolt privacy w/ key override function, W lever, unhanded, satin stainless finish, for use with 1 3/8" - 1 3/4" thick standard door | 1 |  | 1 Year | 858.35 | 0.15 | 729.5975
22751 | Salto | E9668W61IM48--- | XS4 wide body electronic wire-free SVN escutcheon, Mifare / DESFire deadbolt privacy w/ key override function, W lever, unhanded, satin stainless finish, for use with 1 3/4" - 2 1/4" thick door | 1 |  | 1 Year | 673.15 | 0.15 | 572.1775
22752 | Salto | E9668W61IM48-A- | XS4 wide body electronic AMOK wire-free SVN escutcheon, Mifare / DESFire deadbolt privacy w/ key override function, W lever, unhanded, satin stainless finish, for use with 1 3/4" - 2 1/4" thick door | 1 |  | 1 Year | 802.15 | 0.15 | 681.8275
22753 | Salto | E9668W61IM48-C- | XS4 wide body electronic RF wireless ready SVN escutcheon, Mifare / DESFire deadbolt privacy w/ key override function, W lever, unhanded, satin stainless finish, for use with 1 3/4" - 2 1/4" thick door | 1 |  | 1 Year | 727.25 | 0.15 | 618.1625
22754 | Salto | E9668W61IM48-W- | XS4 wide body electronic RF wireless SVN escutcheon, Mifare / DESFire deadbolt privacy w/ key override function, W lever, unhanded, satin stainless finish, for use with 1 3/4" - 2 1/4" thick door | 1 |  | 1 Year | 858.35 | 0.15 | 729.5975
22755 | Salto | E9668W61IP38--- | XS4 wide body electronic wire-free SVN escutcheon, Mifare / DESFire deadbolt privacy w/ key override function, W lever, unhanded, bright stainless steel finish, for use with 1 3/8" - 1 3/4" thick standard door | 1 |  | 1 Year | 689.45 | 0.15 | 586.0325
22756 | Salto | E9668W61IP38-A- | XS4 wide body electronic AMOK wire-free SVN escutcheon, Mifare / DESFire deadbolt privacy w/ key override function, W lever, unhanded, bright stainless steel finish, for use with 1 3/8" - 1 3/4" thick standard door | 1 |  | 1 Year | 818.45 | 0.15 | 695.6825
22757 | Salto | E9668W61IP38-C- | XS4 wide body electronic RF wireless ready SVN escutcheon, Mifare / DESFire deadbolt privacy w/ key override function, W lever, unhanded, bright stainless steel finish, for use with 1 3/8" - 1 3/4" thick standard door | 1 |  | 1 Year | 743.55 | 0.15 | 632.0175
22758 | Salto | E9668W61IP38-W- | XS4 wide body electronic RF wireless SVN escutcheon, Mifare / DESFire deadbolt privacy w/ key override function, W lever, unhanded, bright stainless steel finish, for use with 1 3/8" - 1 3/4" thick standard door | 1 |  | 1 Year | 874.65 | 0.15 | 743.4525
22759 | Salto | E9668W61IP48--- | XS4 wide body electronic wire-free SVN escutcheon, Mifare / DESFire deadbolt privacy w/ key override function, W lever, unhanded, bright stainless steel finish, for use with 1 3/4" - 2 1/4" thick door | 1 |  | 1 Year | 689.45 | 0.15 | 586.0325
22760 | Salto | E9668W61IP48-A- | XS4 wide body electronic AMOK wire-free SVN escutcheon, Mifare / DESFire deadbolt privacy w/ key override function, W lever, unhanded, bright stainless steel finish, for use with 1 3/4" - 2 1/4" thick door | 1 |  | 1 Year | 818.45 | 0.15 | 695.6825
22761 | Salto | E9668W61IP48-C- | XS4 wide body electronic RF wireless ready SVN escutcheon, Mifare / DESFire deadbolt privacy w/ key override function, W lever, unhanded, bright stainless steel finish, for use with 1 3/4" - 2 1/4" thick door | 1 |  | 1 Year | 743.55 | 0.15 | 632.0175
22762 | Salto | E9668W61IP48-W- | XS4 wide body electronic RF wireless SVN escutcheon, Mifare / DESFire deadbolt privacy w/ key override function, W lever, unhanded, bright stainless steel finish, for use with 1 3/4" - 2 1/4" thick door | 1 |  | 1 Year | 874.65 | 0.15 | 743.4525
22763 | Salto | E9668W61NE38--- | XS4 wide body electronic wire-free SVN escutcheon, Mifare / DESFire deadbolt privacy w/ key override function, W lever, unhanded, black chromium finish, for use with 1 3/8" - 1 3/4" thick standard door | 1 |  | 1 Year | 707.85 | 0.15 | 601.6725
22764 | Salto | E9668W61NE38-A- | XS4 wide body electronic AMOK wire-free SVN escutcheon, Mifare / DESFire deadbolt privacy w/ key override function, W lever, unhanded, black chromium finish, for use with 1 3/8" - 1 3/4" thick standard door | 1 |  | 1 Year | 836.85 | 0.15 | 711.3225
22765 | Salto | E9668W61NE38-C- | XS4 wide body electronic RF wireless ready SVN escutcheon, Mifare / DESFire deadbolt privacy w/ key override function, W lever, unhanded, black chromium finish, for use with 1 3/8" - 1 3/4" thick standard door | 1 |  | 1 Year | 761.95 | 0.15 | 647.6575
22766 | Salto | E9668W61NE38-W- | XS4 wide body electronic RF wireless SVN escutcheon, Mifare / DESFire deadbolt privacy w/ key override function, W lever, unhanded, black chromium finish, for use with 1 3/8" - 1 3/4" thick standard door | 1 |  | 1 Year | 893.05 | 0.15 | 759.0925
22767 | Salto | E9668W61NE48--- | XS4 wide body electronic wire-free SVN escutcheon, Mifare / DESFire deadbolt privacy w/ key override function, W lever, unhanded, black chromium finish, for use with 1 3/4" - 2 1/4" thick door | 1 |  | 1 Year | 707.85 | 0.15 | 601.6725
22768 | Salto | E9668W61NE48-A- | XS4 wide body electronic AMOK wire-free SVN escutcheon, Mifare / DESFire deadbolt privacy w/ key override function, W lever, unhanded, black chromium finish, for use with 1 3/4" - 2 1/4" thick door | 1 |  | 1 Year | 836.85 | 0.15 | 711.3225
22769 | Salto | E9668W61NE48-C- | XS4 wide body electronic RF wireless ready SVN escutcheon, Mifare / DESFire deadbolt privacy w/ key override function, W lever, unhanded, black chromium finish, for use with 1 3/4" - 2 1/4" thick door | 1 |  | 1 Year | 761.95 | 0.15 | 647.6575
22770 | Salto | E9668W61NE48-W- | XS4 wide body electronic RF wireless SVN escutcheon, Mifare / DESFire deadbolt privacy w/ key override function, W lever, unhanded, black chromium finish, for use with 1 3/4" - 2 1/4" thick door | 1 |  | 1 Year | 893.05 | 0.15 | 759.0925
22771 | Salto | E9668W61PM38--- | XS4 wide body electronic wire-free SVN escutcheon, Mifare / DESFire deadbolt privacy w/ key override function, W lever, unhanded, satin brass finish, for use with 1 3/8" - 1 3/4" thick standard door | 1 |  | 1 Year | 673.15 | 0.15 | 572.1775
22772 | Salto | E9668W61PM38-A- | XS4 wide body electronic AMOK wire-free SVN escutcheon, Mifare / DESFire deadbolt privacy w/ key override function, W lever, unhanded, satin brass finish, for use with 1 3/8" - 1 3/4" thick standard door | 1 |  | 1 Year | 802.15 | 0.15 | 681.8275
22773 | Salto | E9668W61PM38-C- | XS4 wide body electronic RF wireless ready SVN escutcheon, Mifare / DESFire deadbolt privacy w/ key override function, W lever, unhanded, satin brass finish, for use with 1 3/8" - 1 3/4" thick standard door | 1 |  | 1 Year | 727.25 | 0.15 | 618.1625
22774 | Salto | E9668W61PM38-W- | XS4 wide body electronic RF wireless SVN escutcheon, Mifare / DESFire deadbolt privacy w/ key override function, W lever, unhanded, satin brass finish, for use with 1 3/8" - 1 3/4" thick standard door | 1 |  | 1 Year | 858.35 | 0.15 | 729.5975
22775 | Salto | E9668W61PM48--- | XS4 wide body electronic wire-free SVN escutcheon, Mifare / DESFire deadbolt privacy w/ key override function, W lever, unhanded, satin brass finish, for use with 1 3/4" - 2 1/4" thick door | 1 |  | 1 Year | 673.15 | 0.15 | 572.1775
22776 | Salto | E9668W61PM48-A- | XS4 wide body electronic AMOK wire-free SVN escutcheon, Mifare / DESFire deadbolt privacy w/ key override function, W lever, unhanded, satin brass finish, for use with 1 3/4" - 2 1/4" thick door | 1 |  | 1 Year | 802.15 | 0.15 | 681.8275
22777 | Salto | E9668W61PM48-C- | XS4 wide body electronic RF wireless ready SVN escutcheon, Mifare / DESFire deadbolt privacy w/ key override function, W lever, unhanded, satin brass finish, for use with 1 3/4" - 2 1/4" thick door | 1 |  | 1 Year | 727.25 | 0.15 | 618.1625
22778 | Salto | E9668W61PM48-W- | XS4 wide body electronic RF wireless SVN escutcheon, Mifare / DESFire deadbolt privacy w/ key override function, W lever, unhanded, satin brass finish, for use with 1 3/4" - 2 1/4" thick door | 1 |  | 1 Year | 858.35 | 0.15 | 729.5975
22779 | Salto | E9668W61PP38--- | XS4 wide body electronic wire-free SVN escutcheon, Mifare / DESFire deadbolt privacy w/ key override function, W lever, unhanded, bright brass finish, for use with 1 3/8" - 1 3/4" thick standard door | 1 |  | 1 Year | 689.45 | 0.15 | 586.0325
22780 | Salto | E9668W61PP38-A- | XS4 wide body electronic AMOK wire-free SVN escutcheon, Mifare / DESFire deadbolt privacy w/ key override function, W lever, unhanded, bright brass finish, for use with 1 3/8" - 1 3/4" thick standard door | 1 |  | 1 Year | 818.45 | 0.15 | 695.6825
22781 | Salto | E9668W61PP38-C- | XS4 wide body electronic RF wireless ready SVN escutcheon, Mifare / DESFire deadbolt privacy w/ key override function, W lever, unhanded, bright brass finish, for use with 1 3/8" - 1 3/4" thick standard door | 1 |  | 1 Year | 743.55 | 0.15 | 632.0175
22782 | Salto | E9668W61PP38-W- | XS4 wide body electronic RF wireless SVN escutcheon, Mifare / DESFire deadbolt privacy w/ key override function, W lever, unhanded, bright brass finish, for use with 1 3/8" - 1 3/4" thick standard door | 1 |  | 1 Year | 874.65 | 0.15 | 743.4525
22783 | Salto | E9668W61PP48--- | XS4 wide body electronic wire-free SVN escutcheon, Mifare / DESFire deadbolt privacy w/ key override function, W lever, unhanded, bright brass finish, for use with 1 3/4" - 2 1/4" thick door | 1 |  | 1 Year | 689.45 | 0.15 | 586.0325
22784 | Salto | E9668W61PP48-A- | XS4 wide body electronic AMOK wire-free SVN escutcheon, Mifare / DESFire deadbolt privacy w/ key override function, W lever, unhanded, bright brass finish, for use with 1 3/4" - 2 1/4" thick door | 1 |  | 1 Year | 818.45 | 0.15 | 695.6825
22785 | Salto | E9668W61PP48-C- | XS4 wide body electronic RF wireless ready SVN escutcheon, Mifare / DESFire deadbolt privacy w/ key override function, W lever, unhanded, bright brass finish, for use with 1 3/4" - 2 1/4" thick door | 1 |  | 1 Year | 743.55 | 0.15 | 632.0175
22786 | Salto | E9668W61PP48-W- | XS4 wide body electronic RF wireless SVN escutcheon, Mifare / DESFire deadbolt privacy w/ key override function, W lever, unhanded, bright brass finish, for use with 1 3/4" - 2 1/4" thick door | 1 |  | 1 Year | 874.65 | 0.15 | 743.4525
22787 | Salto | E9668W62BC38--- | XS4 wide body electronic wire-free SVN escutcheon, Mifare / DESFire deadbolt privacy w/ key override function, W lever, unhanded, BioCote antimicrobial finish, for use with 1 3/8" - 1 3/4" thick standard door | 1 |  | 1 Year | 725.15 | 0.15 | 616.3775
22788 | Salto | E9668W62BC38-A- | XS4 wide body electronic AMOK wire-free SVN escutcheon, Mifare / DESFire deadbolt privacy w/ key override function, W lever, unhanded, BioCote antimicrobial finish, for use with 1 3/8" - 1 3/4" thick standard door | 1 |  | 1 Year | 854.15 | 0.15 | 726.0275
22789 | Salto | E9668W62BC38-C- | XS4 wide body electronic RF wireless ready SVN escutcheon, Mifare / DESFire deadbolt privacy w/ key override function, W lever, unhanded, BioCote antimicrobial finish, for use with 1 3/8" - 1 3/4" thick standard door | 1 |  | 1 Year | 779.25 | 0.15 | 662.3625
22790 | Salto | E9668W62BC38-W- | XS4 wide body electronic RF wireless SVN escutcheon, Mifare / DESFire deadbolt privacy w/ key override function, W lever, unhanded, BioCote antimicrobial finish, for use with 1 3/8" - 1 3/4" thick standard door | 1 |  | 1 Year | 910.35 | 0.15 | 773.7975
22791 | Salto | E9668W62BC48--- | XS4 wide body electronic wire-free SVN escutcheon, Mifare / DESFire deadbolt privacy w/ key override function, W lever, unhanded, BioCote antimicrobial finish, for use with 1 3/4" - 2 1/4" thick door | 1 |  | 1 Year | 725.15 | 0.15 | 616.3775
22792 | Salto | E9668W62BC48-A- | XS4 wide body electronic AMOK wire-free SVN escutcheon, Mifare / DESFire deadbolt privacy w/ key override function, W lever, unhanded, BioCote antimicrobial finish, for use with 1 3/4" - 2 1/4" thick door | 1 |  | 1 Year | 854.15 | 0.15 | 726.0275
22793 | Salto | E9668W62BC48-C- | XS4 wide body electronic RF wireless ready SVN escutcheon, Mifare / DESFire deadbolt privacy w/ key override function, W lever, unhanded, BioCote antimicrobial finish, for use with 1 3/4" - 2 1/4" thick door | 1 |  | 1 Year | 779.25 | 0.15 | 662.3625
22794 | Salto | E9668W62BC48-W- | XS4 wide body electronic RF wireless SVN escutcheon, Mifare / DESFire deadbolt privacy w/ key override function, W lever, unhanded, BioCote antimicrobial finish, for use with 1 3/4" - 2 1/4" thick door | 1 |  | 1 Year | 910.35 | 0.15 | 773.7975
22795 | Salto | E9668W62IA38--- | XS4 wide body electronic wire-free SVN escutcheon, Mifare / DESFire deadbolt privacy w/ key override function, W lever, unhanded, antique brass finish, for use with 1 3/8" - 1 3/4" thick standard door | 1 |  | 1 Year | 725.15 | 0.15 | 616.3775
22796 | Salto | E9668W62IA38-A- | XS4 wide body electronic AMOK wire-free SVN escutcheon, Mifare / DESFire deadbolt privacy w/ key override function, W lever, unhanded, antique brass finish, for use with 1 3/8" - 1 3/4" thick standard door | 1 |  | 1 Year | 854.15 | 0.15 | 726.0275
22797 | Salto | E9668W62IA38-C- | XS4 wide body electronic RF wireless ready SVN escutcheon, Mifare / DESFire deadbolt privacy w/ key override function, W lever, unhanded, antique brass finish, for use with 1 3/8" - 1 3/4" thick standard door | 1 |  | 1 Year | 779.25 | 0.15 | 662.3625
22798 | Salto | E9668W62IA38-W- | XS4 wide body electronic RF wireless SVN escutcheon, Mifare / DESFire deadbolt privacy w/ key override function, W lever, unhanded, antique brass finish, for use with 1 3/8" - 1 3/4" thick standard door | 1 |  | 1 Year | 910.35 | 0.15 | 773.7975
22799 | Salto | E9668W62IA48--- | XS4 wide body electronic wire-free SVN escutcheon, Mifare / DESFire deadbolt privacy w/ key override function, W lever, unhanded, antique brass finish, for use with 1 3/4" - 2 1/4" thick door | 1 |  | 1 Year | 725.15 | 0.15 | 616.3775
22800 | Salto | E9668W62IA48-A- | XS4 wide body electronic AMOK wire-free SVN escutcheon, Mifare / DESFire deadbolt privacy w/ key override function, W lever, unhanded, antique brass finish, for use with 1 3/4" - 2 1/4" thick door | 1 |  | 1 Year | 854.15 | 0.15 | 726.0275
22801 | Salto | E9668W62IA48-C- | XS4 wide body electronic RF wireless ready SVN escutcheon, Mifare / DESFire deadbolt privacy w/ key override function, W lever, unhanded, antique brass finish, for use with 1 3/4" - 2 1/4" thick door | 1 |  | 1 Year | 779.25 | 0.15 | 662.3625
22802 | Salto | E9668W62IA48-W- | XS4 wide body electronic RF wireless SVN escutcheon, Mifare / DESFire deadbolt privacy w/ key override function, W lever, unhanded, antique brass finish, for use with 1 3/4" - 2 1/4" thick door | 1 |  | 1 Year | 910.35 | 0.15 | 773.7975
22803 | Salto | E9668W62IM38--- | XS4 wide body electronic wire-free SVN escutcheon, Mifare / DESFire deadbolt privacy w/ key override function, W lever, unhanded, satin stainless finish, for use with 1 3/8" - 1 3/4" thick standard door | 1 |  | 1 Year | 673.15 | 0.15 | 572.1775
22804 | Salto | E9668W62IM38-A- | XS4 wide body electronic AMOK wire-free SVN escutcheon, Mifare / DESFire deadbolt privacy w/ key override function, W lever, unhanded, satin stainless finish, for use with 1 3/8" - 1 3/4" thick standard door | 1 |  | 1 Year | 802.15 | 0.15 | 681.8275
22805 | Salto | E9668W62IM38-C- | XS4 wide body electronic RF wireless ready SVN escutcheon, Mifare / DESFire deadbolt privacy w/ key override function, W lever, unhanded, satin stainless finish, for use with 1 3/8" - 1 3/4" thick standard door | 1 |  | 1 Year | 727.25 | 0.15 | 618.1625
22806 | Salto | E9668W62IM38-W- | XS4 wide body electronic RF wireless SVN escutcheon, Mifare / DESFire deadbolt privacy w/ key override function, W lever, unhanded, satin stainless finish, for use with 1 3/8" - 1 3/4" thick standard door | 1 |  | 1 Year | 858.35 | 0.15 | 729.5975
22807 | Salto | E9668W62IM48--- | XS4 wide body electronic wire-free SVN escutcheon, Mifare / DESFire deadbolt privacy w/ key override function, W lever, unhanded, satin stainless finish, for use with 1 3/4" - 2 1/4" thick door | 1 |  | 1 Year | 673.15 | 0.15 | 572.1775
22808 | Salto | E9668W62IM48-A- | XS4 wide body electronic AMOK wire-free SVN escutcheon, Mifare / DESFire deadbolt privacy w/ key override function, W lever, unhanded, satin stainless finish, for use with 1 3/4" - 2 1/4" thick door | 1 |  | 1 Year | 802.15 | 0.15 | 681.8275
22809 | Salto | E9668W62IM48-C- | XS4 wide body electronic RF wireless ready SVN escutcheon, Mifare / DESFire deadbolt privacy w/ key override function, W lever, unhanded, satin stainless finish, for use with 1 3/4" - 2 1/4" thick door | 1 |  | 1 Year | 727.25 | 0.15 | 618.1625
22810 | Salto | E9668W62IM48-W- | XS4 wide body electronic RF wireless SVN escutcheon, Mifare / DESFire deadbolt privacy w/ key override function, W lever, unhanded, satin stainless finish, for use with 1 3/4" - 2 1/4" thick door | 1 |  | 1 Year | 858.35 | 0.15 | 729.5975
22811 | Salto | E9668W62IP38--- | XS4 wide body electronic wire-free SVN escutcheon, Mifare / DESFire deadbolt privacy w/ key override function, W lever, unhanded, bright stainless steel finish, for use with 1 3/8" - 1 3/4" thick standard door | 1 |  | 1 Year | 689.45 | 0.15 | 586.0325
22812 | Salto | E9668W62IP38-A- | XS4 wide body electronic AMOK wire-free SVN escutcheon, Mifare / DESFire deadbolt privacy w/ key override function, W lever, unhanded, bright stainless steel finish, for use with 1 3/8" - 1 3/4" thick standard door | 1 |  | 1 Year | 818.45 | 0.15 | 695.6825
22813 | Salto | E9668W62IP38-C- | XS4 wide body electronic RF wireless ready SVN escutcheon, Mifare / DESFire deadbolt privacy w/ key override function, W lever, unhanded, bright stainless steel finish, for use with 1 3/8" - 1 3/4" thick standard door | 1 |  | 1 Year | 743.55 | 0.15 | 632.0175
22814 | Salto | E9668W62IP38-W- | XS4 wide body electronic RF wireless SVN escutcheon, Mifare / DESFire deadbolt privacy w/ key override function, W lever, unhanded, bright stainless steel finish, for use with 1 3/8" - 1 3/4" thick standard door | 1 |  | 1 Year | 874.65 | 0.15 | 743.4525
22815 | Salto | E9668W62IP48--- | XS4 wide body electronic wire-free SVN escutcheon, Mifare / DESFire deadbolt privacy w/ key override function, W lever, unhanded, bright stainless steel finish, for use with 1 3/4" - 2 1/4" thick door | 1 |  | 1 Year | 689.45 | 0.15 | 586.0325
22816 | Salto | E9668W62IP48-A- | XS4 wide body electronic AMOK wire-free SVN escutcheon, Mifare / DESFire deadbolt privacy w/ key override function, W lever, unhanded, bright stainless steel finish, for use with 1 3/4" - 2 1/4" thick door | 1 |  | 1 Year | 818.45 | 0.15 | 695.6825
22817 | Salto | E9668W62IP48-C- | XS4 wide body electronic RF wireless ready SVN escutcheon, Mifare / DESFire deadbolt privacy w/ key override function, W lever, unhanded, bright stainless steel finish, for use with 1 3/4" - 2 1/4" thick door | 1 |  | 1 Year | 743.55 | 0.15 | 632.0175
22818 | Salto | E9668W62IP48-W- | XS4 wide body electronic RF wireless SVN escutcheon, Mifare / DESFire deadbolt privacy w/ key override function, W lever, unhanded, bright stainless steel finish, for use with 1 3/4" - 2 1/4" thick door | 1 |  | 1 Year | 874.65 | 0.15 | 743.4525
22819 | Salto | E9668W62NE38--- | XS4 wide body electronic wire-free SVN escutcheon, Mifare / DESFire deadbolt privacy w/ key override function, W lever, unhanded, black chromium finish, for use with 1 3/8" - 1 3/4" thick standard door | 1 |  | 1 Year | 707.85 | 0.15 | 601.6725
22820 | Salto | E9668W62NE38-A- | XS4 wide body electronic AMOK wire-free SVN escutcheon, Mifare / DESFire deadbolt privacy w/ key override function, W lever, unhanded, black chromium finish, for use with 1 3/8" - 1 3/4" thick standard door | 1 |  | 1 Year | 836.85 | 0.15 | 711.3225
22821 | Salto | E9668W62NE38-C- | XS4 wide body electronic RF wireless ready SVN escutcheon, Mifare / DESFire deadbolt privacy w/ key override function, W lever, unhanded, black chromium finish, for use with 1 3/8" - 1 3/4" thick standard door | 1 |  | 1 Year | 761.95 | 0.15 | 647.6575
22822 | Salto | E9668W62NE38-W- | XS4 wide body electronic RF wireless SVN escutcheon, Mifare / DESFire deadbolt privacy w/ key override function, W lever, unhanded, black chromium finish, for use with 1 3/8" - 1 3/4" thick standard door | 1 |  | 1 Year | 893.05 | 0.15 | 759.0925
22823 | Salto | E9668W62NE48--- | XS4 wide body electronic wire-free SVN escutcheon, Mifare / DESFire deadbolt privacy w/ key override function, W lever, unhanded, black chromium finish, for use with 1 3/4" - 2 1/4" thick door | 1 |  | 1 Year | 707.85 | 0.15 | 601.6725
22824 | Salto | E9668W62NE48-A- | XS4 wide body electronic AMOK wire-free SVN escutcheon, Mifare / DESFire deadbolt privacy w/ key override function, W lever, unhanded, black chromium finish, for use with 1 3/4" - 2 1/4" thick door | 1 |  | 1 Year | 836.85 | 0.15 | 711.3225
22825 | Salto | E9668W62NE48-C- | XS4 wide body electronic RF wireless ready SVN escutcheon, Mifare / DESFire deadbolt privacy w/ key override function, W lever, unhanded, black chromium finish, for use with 1 3/4" - 2 1/4" thick door | 1 |  | 1 Year | 761.95 | 0.15 | 647.6575
22826 | Salto | E9668W62NE48-W- | XS4 wide body electronic RF wireless SVN escutcheon, Mifare / DESFire deadbolt privacy w/ key override function, W lever, unhanded, black chromium finish, for use with 1 3/4" - 2 1/4" thick door | 1 |  | 1 Year | 893.05 | 0.15 | 759.0925
22827 | Salto | E9668W62PM38--- | XS4 wide body electronic wire-free SVN escutcheon, Mifare / DESFire deadbolt privacy w/ key override function, W lever, unhanded, satin brass finish, for use with 1 3/8" - 1 3/4" thick standard door | 1 |  | 1 Year | 673.15 | 0.15 | 572.1775
22828 | Salto | E9668W62PM38-A- | XS4 wide body electronic AMOK wire-free SVN escutcheon, Mifare / DESFire deadbolt privacy w/ key override function, W lever, unhanded, satin brass finish, for use with 1 3/8" - 1 3/4" thick standard door | 1 |  | 1 Year | 802.15 | 0.15 | 681.8275
22829 | Salto | E9668W62PM38-C- | XS4 wide body electronic RF wireless ready SVN escutcheon, Mifare / DESFire deadbolt privacy w/ key override function, W lever, unhanded, satin brass finish, for use with 1 3/8" - 1 3/4" thick standard door | 1 |  | 1 Year | 727.25 | 0.15 | 618.1625
22830 | Salto | E9668W62PM38-W- | XS4 wide body electronic RF wireless SVN escutcheon, Mifare / DESFire deadbolt privacy w/ key override function, W lever, unhanded, satin brass finish, for use with 1 3/8" - 1 3/4" thick standard door | 1 |  | 1 Year | 858.35 | 0.15 | 729.5975
22831 | Salto | E9668W62PM48--- | XS4 wide body electronic wire-free SVN escutcheon, Mifare / DESFire deadbolt privacy w/ key override function, W lever, unhanded, satin brass finish, for use with 1 3/4" - 2 1/4" thick door | 1 |  | 1 Year | 673.15 | 0.15 | 572.1775
22832 | Salto | E9668W62PM48-A- | XS4 wide body electronic AMOK wire-free SVN escutcheon, Mifare / DESFire deadbolt privacy w/ key override function, W lever, unhanded, satin brass finish, for use with 1 3/4" - 2 1/4" thick door | 1 |  | 1 Year | 802.15 | 0.15 | 681.8275
22833 | Salto | E9668W62PM48-C- | XS4 wide body electronic RF wireless ready SVN escutcheon, Mifare / DESFire deadbolt privacy w/ key override function, W lever, unhanded, satin brass finish, for use with 1 3/4" - 2 1/4" thick door | 1 |  | 1 Year | 727.25 | 0.15 | 618.1625
22834 | Salto | E9668W62PM48-W- | XS4 wide body electronic RF wireless SVN escutcheon, Mifare / DESFire deadbolt privacy w/ key override function, W lever, unhanded, satin brass finish, for use with 1 3/4" - 2 1/4" thick door | 1 |  | 1 Year | 858.35 | 0.15 | 729.5975
22835 | Salto | E9668W62PP38--- | XS4 wide body electronic wire-free SVN escutcheon, Mifare / DESFire deadbolt privacy w/ key override function, W lever, unhanded, bright brass finish, for use with 1 3/8" - 1 3/4" thick standard door | 1 |  | 1 Year | 689.45 | 0.15 | 586.0325
22836 | Salto | E9668W62PP38-A- | XS4 wide body electronic AMOK wire-free SVN escutcheon, Mifare / DESFire deadbolt privacy w/ key override function, W lever, unhanded, bright brass finish, for use with 1 3/8" - 1 3/4" thick standard door | 1 |  | 1 Year | 818.45 | 0.15 | 695.6825
22837 | Salto | E9668W62PP38-C- | XS4 wide body electronic RF wireless ready SVN escutcheon, Mifare / DESFire deadbolt privacy w/ key override function, W lever, unhanded, bright brass finish, for use with 1 3/8" - 1 3/4" thick standard door | 1 |  | 1 Year | 743.55 | 0.15 | 632.0175
22838 | Salto | E9668W62PP38-W- | XS4 wide body electronic RF wireless SVN escutcheon, Mifare / DESFire deadbolt privacy w/ key override function, W lever, unhanded, bright brass finish, for use with 1 3/8" - 1 3/4" thick standard door | 1 |  | 1 Year | 874.65 | 0.15 | 743.4525
22839 | Salto | E9668W62PP48--- | XS4 wide body electronic wire-free SVN escutcheon, Mifare / DESFire deadbolt privacy w/ key override function, W lever, unhanded, bright brass finish, for use with 1 3/4" - 2 1/4" thick door | 1 |  | 1 Year | 689.45 | 0.15 | 586.0325
22840 | Salto | E9668W62PP48-A- | XS4 wide body electronic AMOK wire-free SVN escutcheon, Mifare / DESFire deadbolt privacy w/ key override function, W lever, unhanded, bright brass finish, for use with 1 3/4" - 2 1/4" thick door | 1 |  | 1 Year | 818.45 | 0.15 | 695.6825
22841 | Salto | E9668W62PP48-C- | XS4 wide body electronic RF wireless ready SVN escutcheon, Mifare / DESFire deadbolt privacy w/ key override function, W lever, unhanded, bright brass finish, for use with 1 3/4" - 2 1/4" thick door | 1 |  | 1 Year | 743.55 | 0.15 | 632.0175
22842 | Salto | E9668W62PP48-W- | XS4 wide body electronic RF wireless SVN escutcheon, Mifare / DESFire deadbolt privacy w/ key override function, W lever, unhanded, bright brass finish, for use with 1 3/4" - 2 1/4" thick door | 1 |  | 1 Year | 874.65 | 0.15 | 743.4525
22843 | Salto | E9668W63BC38--- | XS4 wide body electronic wire-free SVN escutcheon, Mifare / DESFire deadbolt privacy w/ key override function, W lever, unhanded, BioCote antimicrobial finish, for use with 1 3/8" - 1 3/4" thick standard door | 1 |  | 1 Year | 725.15 | 0.15 | 616.3775
22844 | Salto | E9668W63BC38-A- | XS4 wide body electronic AMOK wire-free SVN escutcheon, Mifare / DESFire deadbolt privacy w/ key override function, W lever, unhanded, BioCote antimicrobial finish, for use with 1 3/8" - 1 3/4" thick standard door | 1 |  | 1 Year | 854.15 | 0.15 | 726.0275
22845 | Salto | E9668W63BC38-C- | XS4 wide body electronic RF wireless ready SVN escutcheon, Mifare / DESFire deadbolt privacy w/ key override function, W lever, unhanded, BioCote antimicrobial finish, for use with 1 3/8" - 1 3/4" thick standard door | 1 |  | 1 Year | 779.25 | 0.15 | 662.3625
22846 | Salto | E9668W63BC38-W- | XS4 wide body electronic RF wireless SVN escutcheon, Mifare / DESFire deadbolt privacy w/ key override function, W lever, unhanded, BioCote antimicrobial finish, for use with 1 3/8" - 1 3/4" thick standard door | 1 |  | 1 Year | 910.35 | 0.15 | 773.7975
22847 | Salto | E9668W63BC48--- | XS4 wide body electronic wire-free SVN escutcheon, Mifare / DESFire deadbolt privacy w/ key override function, W lever, unhanded, BioCote antimicrobial finish, for use with 1 3/4" - 2 1/4" thick door | 1 |  | 1 Year | 725.15 | 0.15 | 616.3775
22848 | Salto | E9668W63BC48-A- | XS4 wide body electronic AMOK wire-free SVN escutcheon, Mifare / DESFire deadbolt privacy w/ key override function, W lever, unhanded, BioCote antimicrobial finish, for use with 1 3/4" - 2 1/4" thick door | 1 |  | 1 Year | 854.15 | 0.15 | 726.0275
22849 | Salto | E9668W63BC48-C- | XS4 wide body electronic RF wireless ready SVN escutcheon, Mifare / DESFire deadbolt privacy w/ key override function, W lever, unhanded, BioCote antimicrobial finish, for use with 1 3/4" - 2 1/4" thick door | 1 |  | 1 Year | 779.25 | 0.15 | 662.3625
22850 | Salto | E9668W63BC48-W- | XS4 wide body electronic RF wireless SVN escutcheon, Mifare / DESFire deadbolt privacy w/ key override function, W lever, unhanded, BioCote antimicrobial finish, for use with 1 3/4" - 2 1/4" thick door | 1 |  | 1 Year | 910.35 | 0.15 | 773.7975
22851 | Salto | E9668W63IA38--- | XS4 wide body electronic wire-free SVN escutcheon, Mifare / DESFire deadbolt privacy w/ key override function, W lever, unhanded, antique brass finish, for use with 1 3/8" - 1 3/4" thick standard door | 1 |  | 1 Year | 725.15 | 0.15 | 616.3775
22852 | Salto | E9668W63IA38-A- | XS4 wide body electronic AMOK wire-free SVN escutcheon, Mifare / DESFire deadbolt privacy w/ key override function, W lever, unhanded, antique brass finish, for use with 1 3/8" - 1 3/4" thick standard door | 1 |  | 1 Year | 854.15 | 0.15 | 726.0275
22853 | Salto | E9668W63IA38-C- | XS4 wide body electronic RF wireless ready SVN escutcheon, Mifare / DESFire deadbolt privacy w/ key override function, W lever, unhanded, antique brass finish, for use with 1 3/8" - 1 3/4" thick standard door | 1 |  | 1 Year | 779.25 | 0.15 | 662.3625
22854 | Salto | E9668W63IA38-W- | XS4 wide body electronic RF wireless SVN escutcheon, Mifare / DESFire deadbolt privacy w/ key override function, W lever, unhanded, antique brass finish, for use with 1 3/8" - 1 3/4" thick standard door | 1 |  | 1 Year | 910.35 | 0.15 | 773.7975
22855 | Salto | E9668W63IA48--- | XS4 wide body electronic wire-free SVN escutcheon, Mifare / DESFire deadbolt privacy w/ key override function, W lever, unhanded, antique brass finish, for use with 1 3/4" - 2 1/4" thick door | 1 |  | 1 Year | 725.15 | 0.15 | 616.3775
22856 | Salto | E9668W63IA48-A- | XS4 wide body electronic AMOK wire-free SVN escutcheon, Mifare / DESFire deadbolt privacy w/ key override function, W lever, unhanded, antique brass finish, for use with 1 3/4" - 2 1/4" thick door | 1 |  | 1 Year | 854.15 | 0.15 | 726.0275
22857 | Salto | E9668W63IA48-C- | XS4 wide body electronic RF wireless ready SVN escutcheon, Mifare / DESFire deadbolt privacy w/ key override function, W lever, unhanded, antique brass finish, for use with 1 3/4" - 2 1/4" thick door | 1 |  | 1 Year | 779.25 | 0.15 | 662.3625
22858 | Salto | E9668W63IA48-W- | XS4 wide body electronic RF wireless SVN escutcheon, Mifare / DESFire deadbolt privacy w/ key override function, W lever, unhanded, antique brass finish, for use with 1 3/4" - 2 1/4" thick door | 1 |  | 1 Year | 910.35 | 0.15 | 773.7975
22859 | Salto | E9668W63IM38--- | XS4 wide body electronic wire-free SVN escutcheon, Mifare / DESFire deadbolt privacy w/ key override function, W lever, unhanded, satin stainless finish, for use with 1 3/8" - 1 3/4" thick standard door | 1 |  | 1 Year | 673.15 | 0.15 | 572.1775
22860 | Salto | E9668W63IM38-A- | XS4 wide body electronic AMOK wire-free SVN escutcheon, Mifare / DESFire deadbolt privacy w/ key override function, W lever, unhanded, satin stainless finish, for use with 1 3/8" - 1 3/4" thick standard door | 1 |  | 1 Year | 802.15 | 0.15 | 681.8275
22861 | Salto | E9668W63IM38-C- | XS4 wide body electronic RF wireless ready SVN escutcheon, Mifare / DESFire deadbolt privacy w/ key override function, W lever, unhanded, satin stainless finish, for use with 1 3/8" - 1 3/4" thick standard door | 1 |  | 1 Year | 727.25 | 0.15 | 618.1625
22862 | Salto | E9668W63IM38-W- | XS4 wide body electronic RF wireless SVN escutcheon, Mifare / DESFire deadbolt privacy w/ key override function, W lever, unhanded, satin stainless finish, for use with 1 3/8" - 1 3/4" thick standard door | 1 |  | 1 Year | 858.35 | 0.15 | 729.5975
22863 | Salto | E9668W63IM48--- | XS4 wide body electronic wire-free SVN escutcheon, Mifare / DESFire deadbolt privacy w/ key override function, W lever, unhanded, satin stainless finish, for use with 1 3/4" - 2 1/4" thick door | 1 |  | 1 Year | 673.15 | 0.15 | 572.1775
22864 | Salto | E9668W63IM48-A- | XS4 wide body electronic AMOK wire-free SVN escutcheon, Mifare / DESFire deadbolt privacy w/ key override function, W lever, unhanded, satin stainless finish, for use with 1 3/4" - 2 1/4" thick door | 1 |  | 1 Year | 802.15 | 0.15 | 681.8275
22865 | Salto | E9668W63IM48-C- | XS4 wide body electronic RF wireless ready SVN escutcheon, Mifare / DESFire deadbolt privacy w/ key override function, W lever, unhanded, satin stainless finish, for use with 1 3/4" - 2 1/4" thick door | 1 |  | 1 Year | 727.25 | 0.15 | 618.1625
22866 | Salto | E9668W63IM48-W- | XS4 wide body electronic RF wireless SVN escutcheon, Mifare / DESFire deadbolt privacy w/ key override function, W lever, unhanded, satin stainless finish, for use with 1 3/4" - 2 1/4" thick door | 1 |  | 1 Year | 858.35 | 0.15 | 729.5975
22867 | Salto | E9668W63IP38--- | XS4 wide body electronic wire-free SVN escutcheon, Mifare / DESFire deadbolt privacy w/ key override function, W lever, unhanded, bright stainless steel finish, for use with 1 3/8" - 1 3/4" thick standard door | 1 |  | 1 Year | 689.45 | 0.15 | 586.0325
22868 | Salto | E9668W63IP38-A- | XS4 wide body electronic AMOK wire-free SVN escutcheon, Mifare / DESFire deadbolt privacy w/ key override function, W lever, unhanded, bright stainless steel finish, for use with 1 3/8" - 1 3/4" thick standard door | 1 |  | 1 Year | 818.45 | 0.15 | 695.6825
22869 | Salto | E9668W63IP38-C- | XS4 wide body electronic RF wireless ready SVN escutcheon, Mifare / DESFire deadbolt privacy w/ key override function, W lever, unhanded, bright stainless steel finish, for use with 1 3/8" - 1 3/4" thick standard door | 1 |  | 1 Year | 743.55 | 0.15 | 632.0175
22870 | Salto | E9668W63IP38-W- | XS4 wide body electronic RF wireless SVN escutcheon, Mifare / DESFire deadbolt privacy w/ key override function, W lever, unhanded, bright stainless steel finish, for use with 1 3/8" - 1 3/4" thick standard door | 1 |  | 1 Year | 874.65 | 0.15 | 743.4525
22871 | Salto | E9668W63IP48--- | XS4 wide body electronic wire-free SVN escutcheon, Mifare / DESFire deadbolt privacy w/ key override function, W lever, unhanded, bright stainless steel finish, for use with 1 3/4" - 2 1/4" thick door | 1 |  | 1 Year | 689.45 | 0.15 | 586.0325
22872 | Salto | E9668W63IP48-A- | XS4 wide body electronic AMOK wire-free SVN escutcheon, Mifare / DESFire deadbolt privacy w/ key override function, W lever, unhanded, bright stainless steel finish, for use with 1 3/4" - 2 1/4" thick door | 1 |  | 1 Year | 818.45 | 0.15 | 695.6825
22873 | Salto | E9668W63IP48-C- | XS4 wide body electronic RF wireless ready SVN escutcheon, Mifare / DESFire deadbolt privacy w/ key override function, W lever, unhanded, bright stainless steel finish, for use with 1 3/4" - 2 1/4" thick door | 1 |  | 1 Year | 743.55 | 0.15 | 632.0175
22874 | Salto | E9668W63IP48-W- | XS4 wide body electronic RF wireless SVN escutcheon, Mifare / DESFire deadbolt privacy w/ key override function, W lever, unhanded, bright stainless steel finish, for use with 1 3/4" - 2 1/4" thick door | 1 |  | 1 Year | 874.65 | 0.15 | 743.4525
22875 | Salto | E9668W63NE38--- | XS4 wide body electronic wire-free SVN escutcheon, Mifare / DESFire deadbolt privacy w/ key override function, W lever, unhanded, black chromium finish, for use with 1 3/8" - 1 3/4" thick standard door | 1 |  | 1 Year | 707.85 | 0.15 | 601.6725
22876 | Salto | E9668W63NE38-A- | XS4 wide body electronic AMOK wire-free SVN escutcheon, Mifare / DESFire deadbolt privacy w/ key override function, W lever, unhanded, black chromium finish, for use with 1 3/8" - 1 3/4" thick standard door | 1 |  | 1 Year | 836.85 | 0.15 | 711.3225
22877 | Salto | E9668W63NE38-C- | XS4 wide body electronic RF wireless ready SVN escutcheon, Mifare / DESFire deadbolt privacy w/ key override function, W lever, unhanded, black chromium finish, for use with 1 3/8" - 1 3/4" thick standard door | 1 |  | 1 Year | 761.95 | 0.15 | 647.6575
22878 | Salto | E9668W63NE38-W- | XS4 wide body electronic RF wireless SVN escutcheon, Mifare / DESFire deadbolt privacy w/ key override function, W lever, unhanded, black chromium finish, for use with 1 3/8" - 1 3/4" thick standard door | 1 |  | 1 Year | 893.05 | 0.15 | 759.0925
22879 | Salto | E9668W63NE48--- | XS4 wide body electronic wire-free SVN escutcheon, Mifare / DESFire deadbolt privacy w/ key override function, W lever, unhanded, black chromium finish, for use with 1 3/4" - 2 1/4" thick door | 1 |  | 1 Year | 707.85 | 0.15 | 601.6725
22880 | Salto | E9668W63NE48-A- | XS4 wide body electronic AMOK wire-free SVN escutcheon, Mifare / DESFire deadbolt privacy w/ key override function, W lever, unhanded, black chromium finish, for use with 1 3/4" - 2 1/4" thick door | 1 |  | 1 Year | 836.85 | 0.15 | 711.3225
22881 | Salto | E9668W63NE48-C- | XS4 wide body electronic RF wireless ready SVN escutcheon, Mifare / DESFire deadbolt privacy w/ key override function, W lever, unhanded, black chromium finish, for use with 1 3/4" - 2 1/4" thick door | 1 |  | 1 Year | 761.95 | 0.15 | 647.6575
22882 | Salto | E9668W63NE48-W- | XS4 wide body electronic RF wireless SVN escutcheon, Mifare / DESFire deadbolt privacy w/ key override function, W lever, unhanded, black chromium finish, for use with 1 3/4" - 2 1/4" thick door | 1 |  | 1 Year | 893.05 | 0.15 | 759.0925
22883 | Salto | E9668W63PM38--- | XS4 wide body electronic wire-free SVN escutcheon, Mifare / DESFire deadbolt privacy w/ key override function, W lever, unhanded, satin brass finish, for use with 1 3/8" - 1 3/4" thick standard door | 1 |  | 1 Year | 673.15 | 0.15 | 572.1775
22884 | Salto | E9668W63PM38-A- | XS4 wide body electronic AMOK wire-free SVN escutcheon, Mifare / DESFire deadbolt privacy w/ key override function, W lever, unhanded, satin brass finish, for use with 1 3/8" - 1 3/4" thick standard door | 1 |  | 1 Year | 802.15 | 0.15 | 681.8275
22885 | Salto | E9668W63PM38-C- | XS4 wide body electronic RF wireless ready SVN escutcheon, Mifare / DESFire deadbolt privacy w/ key override function, W lever, unhanded, satin brass finish, for use with 1 3/8" - 1 3/4" thick standard door | 1 |  | 1 Year | 727.25 | 0.15 | 618.1625
22886 | Salto | E9668W63PM38-W- | XS4 wide body electronic RF wireless SVN escutcheon, Mifare / DESFire deadbolt privacy w/ key override function, W lever, unhanded, satin brass finish, for use with 1 3/8" - 1 3/4" thick standard door | 1 |  | 1 Year | 858.35 | 0.15 | 729.5975
22887 | Salto | E9668W63PM48--- | XS4 wide body electronic wire-free SVN escutcheon, Mifare / DESFire deadbolt privacy w/ key override function, W lever, unhanded, satin brass finish, for use with 1 3/4" - 2 1/4" thick door | 1 |  | 1 Year | 673.15 | 0.15 | 572.1775
22888 | Salto | E9668W63PM48-A- | XS4 wide body electronic AMOK wire-free SVN escutcheon, Mifare / DESFire deadbolt privacy w/ key override function, W lever, unhanded, satin brass finish, for use with 1 3/4" - 2 1/4" thick door | 1 |  | 1 Year | 802.15 | 0.15 | 681.8275
22889 | Salto | E9668W63PM48-C- | XS4 wide body electronic RF wireless ready SVN escutcheon, Mifare / DESFire deadbolt privacy w/ key override function, W lever, unhanded, satin brass finish, for use with 1 3/4" - 2 1/4" thick door | 1 |  | 1 Year | 727.25 | 0.15 | 618.1625
22890 | Salto | E9668W63PM48-W- | XS4 wide body electronic RF wireless SVN escutcheon, Mifare / DESFire deadbolt privacy w/ key override function, W lever, unhanded, satin brass finish, for use with 1 3/4" - 2 1/4" thick door | 1 |  | 1 Year | 858.35 | 0.15 | 729.5975
22891 | Salto | E9668W63PP38--- | XS4 wide body electronic wire-free SVN escutcheon, Mifare / DESFire deadbolt privacy w/ key override function, W lever, unhanded, bright brass finish, for use with 1 3/8" - 1 3/4" thick standard door | 1 |  | 1 Year | 689.45 | 0.15 | 586.0325
22892 | Salto | E9668W63PP38-A- | XS4 wide body electronic AMOK wire-free SVN escutcheon, Mifare / DESFire deadbolt privacy w/ key override function, W lever, unhanded, bright brass finish, for use with 1 3/8" - 1 3/4" thick standard door | 1 |  | 1 Year | 818.45 | 0.15 | 695.6825
22893 | Salto | E9668W63PP38-C- | XS4 wide body electronic RF wireless ready SVN escutcheon, Mifare / DESFire deadbolt privacy w/ key override function, W lever, unhanded, bright brass finish, for use with 1 3/8" - 1 3/4" thick standard door | 1 |  | 1 Year | 743.55 | 0.15 | 632.0175
22894 | Salto | E9668W63PP38-W- | XS4 wide body electronic RF wireless SVN escutcheon, Mifare / DESFire deadbolt privacy w/ key override function, W lever, unhanded, bright brass finish, for use with 1 3/8" - 1 3/4" thick standard door | 1 |  | 1 Year | 874.65 | 0.15 | 743.4525
22895 | Salto | E9668W63PP48--- | XS4 wide body electronic wire-free SVN escutcheon, Mifare / DESFire deadbolt privacy w/ key override function, W lever, unhanded, bright brass finish, for use with 1 3/4" - 2 1/4" thick door | 1 |  | 1 Year | 689.45 | 0.15 | 586.0325
22896 | Salto | E9668W63PP48-A- | XS4 wide body electronic AMOK wire-free SVN escutcheon, Mifare / DESFire deadbolt privacy w/ key override function, W lever, unhanded, bright brass finish, for use with 1 3/4" - 2 1/4" thick door | 1 |  | 1 Year | 818.45 | 0.15 | 695.6825
22897 | Salto | E9668W63PP48-C- | XS4 wide body electronic RF wireless ready SVN escutcheon, Mifare / DESFire deadbolt privacy w/ key override function, W lever, unhanded, bright brass finish, for use with 1 3/4" - 2 1/4" thick door | 1 |  | 1 Year | 743.55 | 0.15 | 632.0175
22898 | Salto | E9668W63PP48-W- | XS4 wide body electronic RF wireless SVN escutcheon, Mifare / DESFire deadbolt privacy w/ key override function, W lever, unhanded, bright brass finish, for use with 1 3/4" - 2 1/4" thick door | 1 |  | 1 Year | 874.65 | 0.15 | 743.4525
22899 | Salto | EB650200IM38--- | XS4 wide body electronic wire-free SVN escutcheon, BLE / Mifare / DESFire entrance function, Columbo Robodue premium series lever, unhanded, satin stainless finish, for use with 1 3/8" - 1 3/4" thick standard door | 1 |  | 1 Year | 758.05 | 0.15 | 644.3425
22900 | Salto | EB650200IM38-A- | XS4 wide body electronic AMOK wire-free SVN escutcheon, BLE / Mifare / DESFire entrance function, Columbo Robodue premium series lever, unhanded, satin stainless finish, for use with 1 3/8" - 1 3/4" thick standard door | 1 |  | 1 Year | 887.05 | 0.15 | 753.9925
22901 | Salto | EB650200IM38--K | XS4 wide body electronic wire-free SVN escutcheon, BLE / Mifare / DESFire entrance function, with keypad, Columbo Robodue premium series lever, unhanded, satin stainless finish, for use with 1 3/8" - 1 3/4" thick standard door | 1 |  | 1 Year | 820.9 | 0.15 | 697.765
22902 | Salto | EB650200IM38-W- | XS4 wide body electronic RF wireless SVN escutcheon, BLE / Mifare / DESFire entrance function, Columbo Robodue premium series lever, unhanded, satin stainless finish, for use with 1 3/8" - 1 3/4" thick standard door | 1 |  | 1 Year | 943.25 | 0.15 | 801.7625
22903 | Salto | EB650200IM38-WK | XS4 wide body electronic RF wireless SVN escutcheon, BLE / Mifare / DESFire entrance function, with keypad, Columbo Robodue premium series lever, unhanded, satin stainless finish, for use with 1 3/8" - 1 3/4" thick standard door | 1 |  | 1 Year | 1006.1 | 0.15 | 855.185
22904 | Salto | EB650200IM48--- | XS4 wide body electronic wire-free SVN escutcheon, BLE / Mifare / DESFire entrance function, Columbo Robodue premium series lever, unhanded, satin stainless finish, for use with 1 3/4" - 2 1/4" thick door | 1 |  | 1 Year | 758.05 | 0.15 | 644.3425
22905 | Salto | EB650200IM48-A- | XS4 wide body electronic AMOK wire-free SVN escutcheon, BLE / Mifare / DESFire entrance function, Columbo Robodue premium series lever, unhanded, satin stainless finish, for use with 1 3/4" - 2 1/4" thick door | 1 |  | 1 Year | 887.05 | 0.15 | 753.9925
22906 | Salto | EB650200IM48--K | XS4 wide body electronic wire-free SVN escutcheon, BLE / Mifare / DESFire entrance function, with keypad, Columbo Robodue premium series lever, unhanded, satin stainless finish, for use with 1 3/4" - 2 1/4" thick door | 1 |  | 1 Year | 820.9 | 0.15 | 697.765
22907 | Salto | EB650200IM48-W- | XS4 wide body electronic RF wireless SVN escutcheon, BLE / Mifare / DESFire entrance function, Columbo Robodue premium series lever, unhanded, satin stainless finish, for use with 1 3/4" - 2 1/4" thick door | 1 |  | 1 Year | 943.25 | 0.15 | 801.7625
22908 | Salto | EB650200IM48-WK | XS4 wide body electronic RF wireless SVN escutcheon, BLE / Mifare / DESFire entrance function, with keypad, Columbo Robodue premium series lever, unhanded, satin stainless finish, for use with 1 3/4" - 2 1/4" thick door | 1 |  | 1 Year | 1006.1 | 0.15 | 855.185
22909 | Salto | EB650200IP38--- | XS4 wide body electronic wire-free SVN escutcheon, BLE / Mifare / DESFire entrance function, Columbo Robodue premium series lever, unhanded, bright stainless steel finish, for use with 1 3/8" - 1 3/4" thick standard door | 1 |  | 1 Year | 774.35 | 0.15 | 658.1975
22910 | Salto | EB650200IP38-A- | XS4 wide body electronic AMOK wire-free SVN escutcheon, BLE / Mifare / DESFire entrance function, Columbo Robodue premium series lever, unhanded, bright stainless steel finish, for use with 1 3/8" - 1 3/4" thick standard door | 1 |  | 1 Year | 903.35 | 0.15 | 767.8475
22911 | Salto | EB650200IP38--K | XS4 wide body electronic wire-free SVN escutcheon, BLE / Mifare / DESFire entrance function, with keypad, Columbo Robodue premium series lever, unhanded, bright stainless steel finish, for use with 1 3/8" - 1 3/4" thick standard door | 1 |  | 1 Year | 837.2 | 0.15 | 711.62
22912 | Salto | EB650200IP38-W- | XS4 wide body electronic RF wireless SVN escutcheon, BLE / Mifare / DESFire entrance function, Columbo Robodue premium series lever, unhanded, bright stainless steel finish, for use with 1 3/8" - 1 3/4" thick standard door | 1 |  | 1 Year | 959.55 | 0.15 | 815.6175
22913 | Salto | EB650200IP38-WK | XS4 wide body electronic RF wireless SVN escutcheon, BLE / Mifare / DESFire entrance function, with keypad, Columbo Robodue premium series lever, unhanded, bright stainless steel finish, for use with 1 3/8" - 1 3/4" thick standard door | 1 |  | 1 Year | 1022.4 | 0.15 | 869.04
22914 | Salto | EB650200IP48--- | XS4 wide body electronic wire-free SVN escutcheon, BLE / Mifare / DESFire entrance function, Columbo Robodue premium series lever, unhanded, bright stainless steel finish, for use with 1 3/4" - 2 1/4" thick door | 1 |  | 1 Year | 774.35 | 0.15 | 658.1975
22915 | Salto | EB650200IP48-A- | XS4 wide body electronic AMOK wire-free SVN escutcheon, BLE / Mifare / DESFire entrance function, Columbo Robodue premium series lever, unhanded, bright stainless steel finish, for use with 1 3/4" - 2 1/4" thick door | 1 |  | 1 Year | 903.35 | 0.15 | 767.8475
22916 | Salto | EB650200IP48--K | XS4 wide body electronic wire-free SVN escutcheon, BLE / Mifare / DESFire entrance function, with keypad, Columbo Robodue premium series lever, unhanded, bright stainless steel finish, for use with 1 3/4" - 2 1/4" thick door | 1 |  | 1 Year | 837.2 | 0.15 | 711.62
22917 | Salto | EB650200IP48-W- | XS4 wide body electronic RF wireless SVN escutcheon, BLE / Mifare / DESFire entrance function, Columbo Robodue premium series lever, unhanded, bright stainless steel finish, for use with 1 3/4" - 2 1/4" thick door | 1 |  | 1 Year | 959.55 | 0.15 | 815.6175
22918 | Salto | EB650200IP48-WK | XS4 wide body electronic RF wireless SVN escutcheon, BLE / Mifare / DESFire entrance function, with keypad, Columbo Robodue premium series lever, unhanded, bright stainless steel finish, for use with 1 3/4" - 2 1/4" thick door | 1 |  | 1 Year | 1022.4 | 0.15 | 869.04
22919 | Salto | EB650200PP38--- | XS4 wide body electronic wire-free SVN escutcheon, BLE / Mifare / DESFire entrance function, Columbo Robodue premium series lever, unhanded, bright brass finish, for use with 1 3/8" - 1 3/4" thick standard door | 1 |  | 1 Year | 774.35 | 0.15 | 658.1975
22920 | Salto | EB650200PP38-A- | XS4 wide body electronic AMOK wire-free SVN escutcheon, BLE / Mifare / DESFire entrance function, Columbo Robodue premium series lever, unhanded, bright brass finish, for use with 1 3/8" - 1 3/4" thick standard door | 1 |  | 1 Year | 903.35 | 0.15 | 767.8475
22921 | Salto | EB650200PP38--K | XS4 wide body electronic wire-free SVN escutcheon, BLE / Mifare / DESFire entrance function, with keypad, Columbo Robodue premium series lever, unhanded, bright brass finish, for use with 1 3/8" - 1 3/4" thick standard door | 1 |  | 1 Year | 837.2 | 0.15 | 711.62
22922 | Salto | EB650200PP38-W- | XS4 wide body electronic RF wireless SVN escutcheon, BLE / Mifare / DESFire entrance function, Columbo Robodue premium series lever, unhanded, bright brass finish, for use with 1 3/8" - 1 3/4" thick standard door | 1 |  | 1 Year | 959.55 | 0.15 | 815.6175
22923 | Salto | EB650200PP38-WK | XS4 wide body electronic RF wireless SVN escutcheon, BLE / Mifare / DESFire entrance function, with keypad, Columbo Robodue premium series lever, unhanded, bright brass finish, for use with 1 3/8" - 1 3/4" thick standard door | 1 |  | 1 Year | 1022.4 | 0.15 | 869.04
22924 | Salto | EB650200PP48--- | XS4 wide body electronic wire-free SVN escutcheon, BLE / Mifare / DESFire entrance function, Columbo Robodue premium series lever, unhanded, bright brass finish, for use with 1 3/4" - 2 1/4" thick door | 1 |  | 1 Year | 774.35 | 0.15 | 658.1975
22925 | Salto | EB650200PP48-A- | XS4 wide body electronic AMOK wire-free SVN escutcheon, BLE / Mifare / DESFire entrance function, Columbo Robodue premium series lever, unhanded, bright brass finish, for use with 1 3/4" - 2 1/4" thick door | 1 |  | 1 Year | 903.35 | 0.15 | 767.8475
22926 | Salto | EB650200PP48--K | XS4 wide body electronic wire-free SVN escutcheon, BLE / Mifare / DESFire entrance function, with keypad, Columbo Robodue premium series lever, unhanded, bright brass finish, for use with 1 3/4" - 2 1/4" thick door | 1 |  | 1 Year | 837.2 | 0.15 | 711.62
22927 | Salto | EB650200PP48-W- | XS4 wide body electronic RF wireless SVN escutcheon, BLE / Mifare / DESFire entrance function, Columbo Robodue premium series lever, unhanded, bright brass finish, for use with 1 3/4" - 2 1/4" thick door | 1 |  | 1 Year | 959.55 | 0.15 | 815.6175
22928 | Salto | EB650200PP48-WK | XS4 wide body electronic RF wireless SVN escutcheon, BLE / Mifare / DESFire entrance function, with keypad, Columbo Robodue premium series lever, unhanded, bright brass finish, for use with 1 3/4" - 2 1/4" thick door | 1 |  | 1 Year | 1022.4 | 0.15 | 869.04
22929 | Salto | EB650300IM38--- | XS4 wide body electronic wire-free SVN escutcheon, BLE / Mifare / DESFire entrance function, Columbo Robotre premium series lever, unhanded, satin stainless finish, for use with 1 3/8" - 1 3/4" thick standard door | 1 |  | 1 Year | 758.05 | 0.15 | 644.3425
22930 | Salto | EB650300IM38-A- | XS4 wide body electronic AMOK wire-free SVN escutcheon, BLE / Mifare / DESFire entrance function, Columbo Robotre premium series lever, unhanded, satin stainless finish, for use with 1 3/8" - 1 3/4" thick standard door | 1 |  | 1 Year | 887.05 | 0.15 | 753.9925
22931 | Salto | EB650300IM38--K | XS4 wide body electronic wire-free SVN escutcheon, BLE / Mifare / DESFire entrance function, with keypad, Columbo Robotre premium series lever, unhanded, satin stainless finish, for use with 1 3/8" - 1 3/4" thick standard door | 1 |  | 1 Year | 820.9 | 0.15 | 697.765
22932 | Salto | EB650300IM38-W- | XS4 wide body electronic RF wireless SVN escutcheon, BLE / Mifare / DESFire entrance function, Columbo Robotre premium series lever, unhanded, satin stainless finish, for use with 1 3/8" - 1 3/4" thick standard door | 1 |  | 1 Year | 943.25 | 0.15 | 801.7625
22933 | Salto | EB650300IM38-WK | XS4 wide body electronic RF wireless SVN escutcheon, BLE / Mifare / DESFire entrance function, with keypad, Columbo Robotre premium series lever, unhanded, satin stainless finish, for use with 1 3/8" - 1 3/4" thick standard door | 1 |  | 1 Year | 1006.1 | 0.15 | 855.185
22934 | Salto | EB650300IM48--- | XS4 wide body electronic wire-free SVN escutcheon, BLE / Mifare / DESFire entrance function, Columbo Robotre premium series lever, unhanded, satin stainless finish, for use with 1 3/4" - 2 1/4" thick door | 1 |  | 1 Year | 758.05 | 0.15 | 644.3425
22935 | Salto | EB650300IM48-A- | XS4 wide body electronic AMOK wire-free SVN escutcheon, BLE / Mifare / DESFire entrance function, Columbo Robotre premium series lever, unhanded, satin stainless finish, for use with 1 3/4" - 2 1/4" thick door | 1 |  | 1 Year | 887.05 | 0.15 | 753.9925
22936 | Salto | EB650300IM48--K | XS4 wide body electronic wire-free SVN escutcheon, BLE / Mifare / DESFire entrance function, with keypad, Columbo Robotre premium series lever, unhanded, satin stainless finish, for use with 1 3/4" - 2 1/4" thick door | 1 |  | 1 Year | 820.9 | 0.15 | 697.765
22937 | Salto | EB650300IM48-W- | XS4 wide body electronic RF wireless SVN escutcheon, BLE / Mifare / DESFire entrance function, Columbo Robotre premium series lever, unhanded, satin stainless finish, for use with 1 3/4" - 2 1/4" thick door | 1 |  | 1 Year | 943.25 | 0.15 | 801.7625
22938 | Salto | EB650300IM48-WK | XS4 wide body electronic RF wireless SVN escutcheon, BLE / Mifare / DESFire entrance function, with keypad, Columbo Robotre premium series lever, unhanded, satin stainless finish, for use with 1 3/4" - 2 1/4" thick door | 1 |  | 1 Year | 1006.1 | 0.15 | 855.185
22939 | Salto | EB650300IP38--- | XS4 wide body electronic wire-free SVN escutcheon, BLE / Mifare / DESFire entrance function, Columbo Robotre premium series lever, unhanded, bright stainless steel finish, for use with 1 3/8" - 1 3/4" thick standard door | 1 |  | 1 Year | 774.35 | 0.15 | 658.1975
22940 | Salto | EB650300IP38-A- | XS4 wide body electronic AMOK wire-free SVN escutcheon, BLE / Mifare / DESFire entrance function, Columbo Robotre premium series lever, unhanded, bright stainless steel finish, for use with 1 3/8" - 1 3/4" thick standard door | 1 |  | 1 Year | 903.35 | 0.15 | 767.8475
22941 | Salto | EB650300IP38--K | XS4 wide body electronic wire-free SVN escutcheon, BLE / Mifare / DESFire entrance function, with keypad, Columbo Robotre premium series lever, unhanded, bright stainless steel finish, for use with 1 3/8" - 1 3/4" thick standard door | 1 |  | 1 Year | 837.2 | 0.15 | 711.62
22942 | Salto | EB650300IP38-W- | XS4 wide body electronic RF wireless SVN escutcheon, BLE / Mifare / DESFire entrance function, Columbo Robotre premium series lever, unhanded, bright stainless steel finish, for use with 1 3/8" - 1 3/4" thick standard door | 1 |  | 1 Year | 959.55 | 0.15 | 815.6175
22943 | Salto | EB650300IP38-WK | XS4 wide body electronic RF wireless SVN escutcheon, BLE / Mifare / DESFire entrance function, with keypad, Columbo Robotre premium series lever, unhanded, bright stainless steel finish, for use with 1 3/8" - 1 3/4" thick standard door | 1 |  | 1 Year | 1022.4 | 0.15 | 869.04
22944 | Salto | EB650300IP48--- | XS4 wide body electronic wire-free SVN escutcheon, BLE / Mifare / DESFire entrance function, Columbo Robotre premium series lever, unhanded, bright stainless steel finish, for use with 1 3/4" - 2 1/4" thick door | 1 |  | 1 Year | 774.35 | 0.15 | 658.1975
22945 | Salto | EB650300IP48-A- | XS4 wide body electronic AMOK wire-free SVN escutcheon, BLE / Mifare / DESFire entrance function, Columbo Robotre premium series lever, unhanded, bright stainless steel finish, for use with 1 3/4" - 2 1/4" thick door | 1 |  | 1 Year | 903.35 | 0.15 | 767.8475
22946 | Salto | EB650300IP48--K | XS4 wide body electronic wire-free SVN escutcheon, BLE / Mifare / DESFire entrance function, with keypad, Columbo Robotre premium series lever, unhanded, bright stainless steel finish, for use with 1 3/4" - 2 1/4" thick door | 1 |  | 1 Year | 837.2 | 0.15 | 711.62
22947 | Salto | EB650300IP48-W- | XS4 wide body electronic RF wireless SVN escutcheon, BLE / Mifare / DESFire entrance function, Columbo Robotre premium series lever, unhanded, bright stainless steel finish, for use with 1 3/4" - 2 1/4" thick door | 1 |  | 1 Year | 959.55 | 0.15 | 815.6175
22948 | Salto | EB650300IP48-WK | XS4 wide body electronic RF wireless SVN escutcheon, BLE / Mifare / DESFire entrance function, with keypad, Columbo Robotre premium series lever, unhanded, bright stainless steel finish, for use with 1 3/4" - 2 1/4" thick door | 1 |  | 1 Year | 1022.4 | 0.15 | 869.04
22949 | Salto | EB650300PP38--- | XS4 wide body electronic wire-free SVN escutcheon, BLE / Mifare / DESFire entrance function, Columbo Robotre premium series lever, unhanded, bright brass finish, for use with 1 3/8" - 1 3/4" thick standard door | 1 |  | 1 Year | 774.35 | 0.15 | 658.1975
22950 | Salto | EB650300PP38-A- | XS4 wide body electronic AMOK wire-free SVN escutcheon, BLE / Mifare / DESFire entrance function, Columbo Robotre premium series lever, unhanded, bright brass finish, for use with 1 3/8" - 1 3/4" thick standard door | 1 |  | 1 Year | 903.35 | 0.15 | 767.8475
22951 | Salto | EB650300PP38--K | XS4 wide body electronic wire-free SVN escutcheon, BLE / Mifare / DESFire entrance function, with keypad, Columbo Robotre premium series lever, unhanded, bright brass finish, for use with 1 3/8" - 1 3/4" thick standard door | 1 |  | 1 Year | 837.2 | 0.15 | 711.62
22952 | Salto | EB650300PP38-W- | XS4 wide body electronic RF wireless SVN escutcheon, BLE / Mifare / DESFire entrance function, Columbo Robotre premium series lever, unhanded, bright brass finish, for use with 1 3/8" - 1 3/4" thick standard door | 1 |  | 1 Year | 959.55 | 0.15 | 815.6175
22953 | Salto | EB650300PP38-WK | XS4 wide body electronic RF wireless SVN escutcheon, BLE / Mifare / DESFire entrance function, with keypad, Columbo Robotre premium series lever, unhanded, bright brass finish, for use with 1 3/8" - 1 3/4" thick standard door | 1 |  | 1 Year | 1022.4 | 0.15 | 869.04
22954 | Salto | EB650300PP48--- | XS4 wide body electronic wire-free SVN escutcheon, BLE / Mifare / DESFire entrance function, Columbo Robotre premium series lever, unhanded, bright brass finish, for use with 1 3/4" - 2 1/4" thick door | 1 |  | 1 Year | 774.35 | 0.15 | 658.1975
22955 | Salto | EB650300PP48-A- | XS4 wide body electronic AMOK wire-free SVN escutcheon, BLE / Mifare / DESFire entrance function, Columbo Robotre premium series lever, unhanded, bright brass finish, for use with 1 3/4" - 2 1/4" thick door | 1 |  | 1 Year | 903.35 | 0.15 | 767.8475
22956 | Salto | EB650300PP48--K | XS4 wide body electronic wire-free SVN escutcheon, BLE / Mifare / DESFire entrance function, with keypad, Columbo Robotre premium series lever, unhanded, bright brass finish, for use with 1 3/4" - 2 1/4" thick door | 1 |  | 1 Year | 837.2 | 0.15 | 711.62
22957 | Salto | EB650300PP48-W- | XS4 wide body electronic RF wireless SVN escutcheon, BLE / Mifare / DESFire entrance function, Columbo Robotre premium series lever, unhanded, bright brass finish, for use with 1 3/4" - 2 1/4" thick door | 1 |  | 1 Year | 959.55 | 0.15 | 815.6175
22958 | Salto | EB650300PP48-WK | XS4 wide body electronic RF wireless SVN escutcheon, BLE / Mifare / DESFire entrance function, with keypad, Columbo Robotre premium series lever, unhanded, bright brass finish, for use with 1 3/4" - 2 1/4" thick door | 1 |  | 1 Year | 1022.4 | 0.15 | 869.04
22959 | Salto | EB650400IM38--- | XS4 wide body electronic wire-free SVN escutcheon, BLE / Mifare / DESFire entrance function, Columbo Roboquattro premium series lever, unhanded, satin stainless finish, for use with 1 3/8" - 1 3/4" thick standard door | 1 |  | 1 Year | 758.05 | 0.15 | 644.3425
22960 | Salto | EB650400IM38-A- | XS4 wide body electronic AMOK wire-free SVN escutcheon, BLE / Mifare / DESFire entrance function, Columbo Roboquattro premium series lever, unhanded, satin stainless finish, for use with 1 3/8" - 1 3/4" thick standard door | 1 |  | 1 Year | 887.05 | 0.15 | 753.9925
22961 | Salto | EB650400IM38--K | XS4 wide body electronic wire-free SVN escutcheon, BLE / Mifare / DESFire entrance function, with keypad, Columbo Roboquattro premium series lever, unhanded, satin stainless finish, for use with 1 3/8" - 1 3/4" thick standard door | 1 |  | 1 Year | 820.9 | 0.15 | 697.765
22962 | Salto | EB650400IM38-W- | XS4 wide body electronic RF wireless SVN escutcheon, BLE / Mifare / DESFire entrance function, Columbo Roboquattro premium series lever, unhanded, satin stainless finish, for use with 1 3/8" - 1 3/4" thick standard door | 1 |  | 1 Year | 943.25 | 0.15 | 801.7625
22963 | Salto | EB650400IM38-WK | XS4 wide body electronic RF wireless SVN escutcheon, BLE / Mifare / DESFire entrance function, with keypad, Columbo Roboquattro premium series lever, unhanded, satin stainless finish, for use with 1 3/8" - 1 3/4" thick standard door | 1 |  | 1 Year | 1006.1 | 0.15 | 855.185
22964 | Salto | EB650400IM48--- | XS4 wide body electronic wire-free SVN escutcheon, BLE / Mifare / DESFire entrance function, Columbo Roboquattro premium series lever, unhanded, satin stainless finish, for use with 1 3/4" - 2 1/4" thick door | 1 |  | 1 Year | 758.05 | 0.15 | 644.3425
22965 | Salto | EB650400IM48-A- | XS4 wide body electronic AMOK wire-free SVN escutcheon, BLE / Mifare / DESFire entrance function, Columbo Roboquattro premium series lever, unhanded, satin stainless finish, for use with 1 3/4" - 2 1/4" thick door | 1 |  | 1 Year | 887.05 | 0.15 | 753.9925
22966 | Salto | EB650400IM48--K | XS4 wide body electronic wire-free SVN escutcheon, BLE / Mifare / DESFire entrance function, with keypad, Columbo Roboquattro premium series lever, unhanded, satin stainless finish, for use with 1 3/4" - 2 1/4" thick door | 1 |  | 1 Year | 820.9 | 0.15 | 697.765
22967 | Salto | EB650400IM48-W- | XS4 wide body electronic RF wireless SVN escutcheon, BLE / Mifare / DESFire entrance function, Columbo Roboquattro premium series lever, unhanded, satin stainless finish, for use with 1 3/4" - 2 1/4" thick door | 1 |  | 1 Year | 943.25 | 0.15 | 801.7625
22968 | Salto | EB650400IM48-WK | XS4 wide body electronic RF wireless SVN escutcheon, BLE / Mifare / DESFire entrance function, with keypad, Columbo Roboquattro premium series lever, unhanded, satin stainless finish, for use with 1 3/4" - 2 1/4" thick door | 1 |  | 1 Year | 1006.1 | 0.15 | 855.185
22969 | Salto | EB650400IP38--- | XS4 wide body electronic wire-free SVN escutcheon, BLE / Mifare / DESFire entrance function, Columbo Roboquattro premium series lever, unhanded, bright stainless steel finish, for use with 1 3/8" - 1 3/4" thick standard door | 1 |  | 1 Year | 774.35 | 0.15 | 658.1975
22970 | Salto | EB650400IP38-A- | XS4 wide body electronic AMOK wire-free SVN escutcheon, BLE / Mifare / DESFire entrance function, Columbo Roboquattro premium series lever, unhanded, bright stainless steel finish, for use with 1 3/8" - 1 3/4" thick standard door | 1 |  | 1 Year | 903.35 | 0.15 | 767.8475
22971 | Salto | EB650400IP38--K | XS4 wide body electronic wire-free SVN escutcheon, BLE / Mifare / DESFire entrance function, with keypad, Columbo Roboquattro premium series lever, unhanded, bright stainless steel finish, for use with 1 3/8" - 1 3/4" thick standard door | 1 |  | 1 Year | 837.2 | 0.15 | 711.62
22972 | Salto | EB650400IP38-W- | XS4 wide body electronic RF wireless SVN escutcheon, BLE / Mifare / DESFire entrance function, Columbo Roboquattro premium series lever, unhanded, bright stainless steel finish, for use with 1 3/8" - 1 3/4" thick standard door | 1 |  | 1 Year | 959.55 | 0.15 | 815.6175
22973 | Salto | EB650400IP38-WK | XS4 wide body electronic RF wireless SVN escutcheon, BLE / Mifare / DESFire entrance function, with keypad, Columbo Roboquattro premium series lever, unhanded, bright stainless steel finish, for use with 1 3/8" - 1 3/4" thick standard door | 1 |  | 1 Year | 1022.4 | 0.15 | 869.04
22974 | Salto | EB650400IP48--- | XS4 wide body electronic wire-free SVN escutcheon, BLE / Mifare / DESFire entrance function, Columbo Roboquattro premium series lever, unhanded, bright stainless steel finish, for use with 1 3/4" - 2 1/4" thick door | 1 |  | 1 Year | 774.35 | 0.15 | 658.1975
22975 | Salto | EB650400IP48-A- | XS4 wide body electronic AMOK wire-free SVN escutcheon, BLE / Mifare / DESFire entrance function, Columbo Roboquattro premium series lever, unhanded, bright stainless steel finish, for use with 1 3/4" - 2 1/4" thick door | 1 |  | 1 Year | 903.35 | 0.15 | 767.8475
22976 | Salto | EB650400IP48--K | XS4 wide body electronic wire-free SVN escutcheon, BLE / Mifare / DESFire entrance function, with keypad, Columbo Roboquattro premium series lever, unhanded, bright stainless steel finish, for use with 1 3/4" - 2 1/4" thick door | 1 |  | 1 Year | 837.2 | 0.15 | 711.62
22977 | Salto | EB650400IP48-W- | XS4 wide body electronic RF wireless SVN escutcheon, BLE / Mifare / DESFire entrance function, Columbo Roboquattro premium series lever, unhanded, bright stainless steel finish, for use with 1 3/4" - 2 1/4" thick door | 1 |  | 1 Year | 959.55 | 0.15 | 815.6175
22978 | Salto | EB650400IP48-WK | XS4 wide body electronic RF wireless SVN escutcheon, BLE / Mifare / DESFire entrance function, with keypad, Columbo Roboquattro premium series lever, unhanded, bright stainless steel finish, for use with 1 3/4" - 2 1/4" thick door | 1 |  | 1 Year | 1022.4 | 0.15 | 869.04
22979 | Salto | EB650400PP38--- | XS4 wide body electronic wire-free SVN escutcheon, BLE / Mifare / DESFire entrance function, Columbo Roboquattro premium series lever, unhanded, bright brass finish, for use with 1 3/8" - 1 3/4" thick standard door | 1 |  | 1 Year | 774.35 | 0.15 | 658.1975
22980 | Salto | EB650400PP38-A- | XS4 wide body electronic AMOK wire-free SVN escutcheon, BLE / Mifare / DESFire entrance function, Columbo Roboquattro premium series lever, unhanded, bright brass finish, for use with 1 3/8" - 1 3/4" thick standard door | 1 |  | 1 Year | 903.35 | 0.15 | 767.8475
22981 | Salto | EB650400PP38--K | XS4 wide body electronic wire-free SVN escutcheon, BLE / Mifare / DESFire entrance function, with keypad, Columbo Roboquattro premium series lever, unhanded, bright brass finish, for use with 1 3/8" - 1 3/4" thick standard door | 1 |  | 1 Year | 837.2 | 0.15 | 711.62
22982 | Salto | EB650400PP38-W- | XS4 wide body electronic RF wireless SVN escutcheon, BLE / Mifare / DESFire entrance function, Columbo Roboquattro premium series lever, unhanded, bright brass finish, for use with 1 3/8" - 1 3/4" thick standard door | 1 |  | 1 Year | 959.55 | 0.15 | 815.6175
22983 | Salto | EB650400PP38-WK | XS4 wide body electronic RF wireless SVN escutcheon, BLE / Mifare / DESFire entrance function, with keypad, Columbo Roboquattro premium series lever, unhanded, bright brass finish, for use with 1 3/8" - 1 3/4" thick standard door | 1 |  | 1 Year | 1022.4 | 0.15 | 869.04
22984 | Salto | EB650400PP48--- | XS4 wide body electronic wire-free SVN escutcheon, BLE / Mifare / DESFire entrance function, Columbo Roboquattro premium series lever, unhanded, bright brass finish, for use with 1 3/4" - 2 1/4" thick door | 1 |  | 1 Year | 774.35 | 0.15 | 658.1975
22985 | Salto | EB650400PP48-A- | XS4 wide body electronic AMOK wire-free SVN escutcheon, BLE / Mifare / DESFire entrance function, Columbo Roboquattro premium series lever, unhanded, bright brass finish, for use with 1 3/4" - 2 1/4" thick door | 1 |  | 1 Year | 903.35 | 0.15 | 767.8475
22986 | Salto | EB650400PP48--K | XS4 wide body electronic wire-free SVN escutcheon, BLE / Mifare / DESFire entrance function, with keypad, Columbo Roboquattro premium series lever, unhanded, bright brass finish, for use with 1 3/4" - 2 1/4" thick door | 1 |  | 1 Year | 837.2 | 0.15 | 711.62
22987 | Salto | EB650400PP48-W- | XS4 wide body electronic RF wireless SVN escutcheon, BLE / Mifare / DESFire entrance function, Columbo Roboquattro premium series lever, unhanded, bright brass finish, for use with 1 3/4" - 2 1/4" thick door | 1 |  | 1 Year | 959.55 | 0.15 | 815.6175
22988 | Salto | EB650400PP48-WK | XS4 wide body electronic RF wireless SVN escutcheon, BLE / Mifare / DESFire entrance function, with keypad, Columbo Roboquattro premium series lever, unhanded, bright brass finish, for use with 1 3/4" - 2 1/4" thick door | 1 |  | 1 Year | 1022.4 | 0.15 | 869.04
22989 | Salto | EB650700IM38--- | XS4 wide body electronic wire-free SVN escutcheon, BLE / Mifare / DESFire entrance function, Columbo Mach premium series lever, unhanded, satin stainless finish, for use with 1 3/8" - 1 3/4" thick standard door | 1 |  | 1 Year | 758.05 | 0.15 | 644.3425
22990 | Salto | EB650700IM38-A- | XS4 wide body electronic AMOK wire-free SVN escutcheon, BLE / Mifare / DESFire entrance function, Columbo Mach premium series lever, unhanded, satin stainless finish, for use with 1 3/8" - 1 3/4" thick standard door | 1 |  | 1 Year | 887.05 | 0.15 | 753.9925
22991 | Salto | EB650700IM38--K | XS4 wide body electronic wire-free SVN escutcheon, BLE / Mifare / DESFire entrance function, with keypad, Columbo Mach premium series lever, unhanded, satin stainless finish, for use with 1 3/8" - 1 3/4" thick standard door | 1 |  | 1 Year | 820.9 | 0.15 | 697.765
22992 | Salto | EB650700IM38-W- | XS4 wide body electronic RF wireless SVN escutcheon, BLE / Mifare / DESFire entrance function, Columbo Mach premium series lever, unhanded, satin stainless finish, for use with 1 3/8" - 1 3/4" thick standard door | 1 |  | 1 Year | 943.25 | 0.15 | 801.7625
22993 | Salto | EB650700IM38-WK | XS4 wide body electronic RF wireless SVN escutcheon, BLE / Mifare / DESFire entrance function, with keypad, Columbo Mach premium series lever, unhanded, satin stainless finish, for use with 1 3/8" - 1 3/4" thick standard door | 1 |  | 1 Year | 1006.1 | 0.15 | 855.185
22994 | Salto | EB650700IM48--- | XS4 wide body electronic wire-free SVN escutcheon, BLE / Mifare / DESFire entrance function, Columbo Mach premium series lever, unhanded, satin stainless finish, for use with 1 3/4" - 2 1/4" thick door | 1 |  | 1 Year | 758.05 | 0.15 | 644.3425
22995 | Salto | EB650700IM48-A- | XS4 wide body electronic AMOK wire-free SVN escutcheon, BLE / Mifare / DESFire entrance function, Columbo Mach premium series lever, unhanded, satin stainless finish, for use with 1 3/4" - 2 1/4" thick door | 1 |  | 1 Year | 887.05 | 0.15 | 753.9925
22996 | Salto | EB650700IM48--K | XS4 wide body electronic wire-free SVN escutcheon, BLE / Mifare / DESFire entrance function, with keypad, Columbo Mach premium series lever, unhanded, satin stainless finish, for use with 1 3/4" - 2 1/4" thick door | 1 |  | 1 Year | 820.9 | 0.15 | 697.765
22997 | Salto | EB650700IM48-W- | XS4 wide body electronic RF wireless SVN escutcheon, BLE / Mifare / DESFire entrance function, Columbo Mach premium series lever, unhanded, satin stainless finish, for use with 1 3/4" - 2 1/4" thick door | 1 |  | 1 Year | 943.25 | 0.15 | 801.7625
22998 | Salto | EB650700IM48-WK | XS4 wide body electronic RF wireless SVN escutcheon, BLE / Mifare / DESFire entrance function, with keypad, Columbo Mach premium series lever, unhanded, satin stainless finish, for use with 1 3/4" - 2 1/4" thick door | 1 |  | 1 Year | 1006.1 | 0.15 | 855.185
22999 | Salto | EB650700IP38--- | XS4 wide body electronic wire-free SVN escutcheon, BLE / Mifare / DESFire entrance function, Columbo Mach premium series lever, unhanded, bright stainless steel finish, for use with 1 3/8" - 1 3/4" thick standard door | 1 |  | 1 Year | 774.35 | 0.15 | 658.1975
23000 | Salto | EB650700IP38-A- | XS4 wide body electronic AMOK wire-free SVN escutcheon, BLE / Mifare / DESFire entrance function, Columbo Mach premium series lever, unhanded, bright stainless steel finish, for use with 1 3/8" - 1 3/4" thick standard door | 1 |  | 1 Year | 903.35 | 0.15 | 767.8475
23001 | Salto | EB650700IP38--K | XS4 wide body electronic wire-free SVN escutcheon, BLE / Mifare / DESFire entrance function, with keypad, Columbo Mach premium series lever, unhanded, bright stainless steel finish, for use with 1 3/8" - 1 3/4" thick standard door | 1 |  | 1 Year | 837.2 | 0.15 | 711.62
23002 | Salto | EB650700IP38-W- | XS4 wide body electronic RF wireless SVN escutcheon, BLE / Mifare / DESFire entrance function, Columbo Mach premium series lever, unhanded, bright stainless steel finish, for use with 1 3/8" - 1 3/4" thick standard door | 1 |  | 1 Year | 959.55 | 0.15 | 815.6175
23003 | Salto | EB650700IP38-WK | XS4 wide body electronic RF wireless SVN escutcheon, BLE / Mifare / DESFire entrance function, with keypad, Columbo Mach premium series lever, unhanded, bright stainless steel finish, for use with 1 3/8" - 1 3/4" thick standard door | 1 |  | 1 Year | 1022.4 | 0.15 | 869.04
23004 | Salto | EB650700IP48--- | XS4 wide body electronic wire-free SVN escutcheon, BLE / Mifare / DESFire entrance function, Columbo Mach premium series lever, unhanded, bright stainless steel finish, for use with 1 3/4" - 2 1/4" thick door | 1 |  | 1 Year | 774.35 | 0.15 | 658.1975
23005 | Salto | EB650700IP48-A- | XS4 wide body electronic AMOK wire-free SVN escutcheon, BLE / Mifare / DESFire entrance function, Columbo Mach premium series lever, unhanded, bright stainless steel finish, for use with 1 3/4" - 2 1/4" thick door | 1 |  | 1 Year | 903.35 | 0.15 | 767.8475
23006 | Salto | EB650700IP48--K | XS4 wide body electronic wire-free SVN escutcheon, BLE / Mifare / DESFire entrance function, with keypad, Columbo Mach premium series lever, unhanded, bright stainless steel finish, for use with 1 3/4" - 2 1/4" thick door | 1 |  | 1 Year | 837.2 | 0.15 | 711.62
23007 | Salto | EB650700IP48-W- | XS4 wide body electronic RF wireless SVN escutcheon, BLE / Mifare / DESFire entrance function, Columbo Mach premium series lever, unhanded, bright stainless steel finish, for use with 1 3/4" - 2 1/4" thick door | 1 |  | 1 Year | 959.55 | 0.15 | 815.6175
23008 | Salto | EB650700IP48-WK | XS4 wide body electronic RF wireless SVN escutcheon, BLE / Mifare / DESFire entrance function, with keypad, Columbo Mach premium series lever, unhanded, bright stainless steel finish, for use with 1 3/4" - 2 1/4" thick door | 1 |  | 1 Year | 1022.4 | 0.15 | 869.04
23009 | Salto | EB650700PP38--- | XS4 wide body electronic wire-free SVN escutcheon, BLE / Mifare / DESFire entrance function, Columbo Mach premium series lever, unhanded, bright brass finish, for use with 1 3/8" - 1 3/4" thick standard door | 1 |  | 1 Year | 774.35 | 0.15 | 658.1975
23010 | Salto | EB650700PP38-A- | XS4 wide body electronic AMOK wire-free SVN escutcheon, BLE / Mifare / DESFire entrance function, Columbo Mach premium series lever, unhanded, bright brass finish, for use with 1 3/8" - 1 3/4" thick standard door | 1 |  | 1 Year | 903.35 | 0.15 | 767.8475
23011 | Salto | EB650700PP38--K | XS4 wide body electronic wire-free SVN escutcheon, BLE / Mifare / DESFire entrance function, with keypad, Columbo Mach premium series lever, unhanded, bright brass finish, for use with 1 3/8" - 1 3/4" thick standard door | 1 |  | 1 Year | 837.2 | 0.15 | 711.62
23012 | Salto | EB650700PP38-W- | XS4 wide body electronic RF wireless SVN escutcheon, BLE / Mifare / DESFire entrance function, Columbo Mach premium series lever, unhanded, bright brass finish, for use with 1 3/8" - 1 3/4" thick standard door | 1 |  | 1 Year | 959.55 | 0.15 | 815.6175
23013 | Salto | EB650700PP38-WK | XS4 wide body electronic RF wireless SVN escutcheon, BLE / Mifare / DESFire entrance function, with keypad, Columbo Mach premium series lever, unhanded, bright brass finish, for use with 1 3/8" - 1 3/4" thick standard door | 1 |  | 1 Year | 1022.4 | 0.15 | 869.04
23014 | Salto | EB650700PP48--- | XS4 wide body electronic wire-free SVN escutcheon, BLE / Mifare / DESFire entrance function, Columbo Mach premium series lever, unhanded, bright brass finish, for use with 1 3/4" - 2 1/4" thick door | 1 |  | 1 Year | 774.35 | 0.15 | 658.1975
23015 | Salto | EB650700PP48-A- | XS4 wide body electronic AMOK wire-free SVN escutcheon, BLE / Mifare / DESFire entrance function, Columbo Mach premium series lever, unhanded, bright brass finish, for use with 1 3/4" - 2 1/4" thick door | 1 |  | 1 Year | 903.35 | 0.15 | 767.8475
23016 | Salto | EB650700PP48--K | XS4 wide body electronic wire-free SVN escutcheon, BLE / Mifare / DESFire entrance function, with keypad, Columbo Mach premium series lever, unhanded, bright brass finish, for use with 1 3/4" - 2 1/4" thick door | 1 |  | 1 Year | 837.2 | 0.15 | 711.62
23017 | Salto | EB650700PP48-W- | XS4 wide body electronic RF wireless SVN escutcheon, BLE / Mifare / DESFire entrance function, Columbo Mach premium series lever, unhanded, bright brass finish, for use with 1 3/4" - 2 1/4" thick door | 1 |  | 1 Year | 959.55 | 0.15 | 815.6175
23018 | Salto | EB650700PP48-WK | XS4 wide body electronic RF wireless SVN escutcheon, BLE / Mifare / DESFire entrance function, with keypad, Columbo Mach premium series lever, unhanded, bright brass finish, for use with 1 3/4" - 2 1/4" thick door | 1 |  | 1 Year | 1022.4 | 0.15 | 869.04
23019 | Salto | EB650A00BC38--- | XS4 wide body electronic wire-free SVN escutcheon, BLE / Mifare / DESFire entrance function, A lever, unhanded, BioCote antimicrobial finish, for use with 1 3/8" - 1 3/4" thick standard door | 1 |  | 1 Year | 764.15 | 0.15 | 649.5275
23020 | Salto | EB650A00BC38-A- | XS4 wide body electronic AMOK wire-free SVN escutcheon, BLE / Mifare / DESFire entrance function, A lever, unhanded, BioCote antimicrobial finish, for use with 1 3/8" - 1 3/4" thick standard door | 1 |  | 1 Year | 893.15 | 0.15 | 759.1775
23021 | Salto | EB650A00BC38--K | XS4 wide body electronic wire-free SVN escutcheon, BLE / Mifare / DESFire entrance function, with keypad, A lever, unhanded, BioCote antimicrobial finish, for use with 1 3/8" - 1 3/4" thick standard door | 1 |  | 1 Year | 827 | 0.15 | 702.95
23022 | Salto | EB650A00BC38-W- | XS4 wide body electronic RF wireless SVN escutcheon, BLE / Mifare / DESFire entrance function, A lever, unhanded, BioCote antimicrobial finish, for use with 1 3/8" - 1 3/4" thick standard door | 1 |  | 1 Year | 949.35 | 0.15 | 806.9475
23023 | Salto | EB650A00BC38-WK | XS4 wide body electronic RF wireless SVN escutcheon, BLE / Mifare / DESFire entrance function, with keypad, A lever, unhanded, BioCote antimicrobial finish, for use with 1 3/8" - 1 3/4" thick standard door | 1 |  | 1 Year | 1012.2 | 0.15 | 860.37
23024 | Salto | EB650A00BC48--- | XS4 wide body electronic wire-free SVN escutcheon, BLE / Mifare / DESFire entrance function, A lever, unhanded, BioCote antimicrobial finish, for use with 1 3/4" - 2 1/4" thick door | 1 |  | 1 Year | 764.15 | 0.15 | 649.5275
23025 | Salto | EB650A00BC48-A- | XS4 wide body electronic AMOK wire-free SVN escutcheon, BLE / Mifare / DESFire entrance function, A lever, unhanded, BioCote antimicrobial finish, for use with 1 3/4" - 2 1/4" thick door | 1 |  | 1 Year | 893.15 | 0.15 | 759.1775
23026 | Salto | EB650A00BC48--K | XS4 wide body electronic wire-free SVN escutcheon, BLE / Mifare / DESFire entrance function, with keypad, A lever, unhanded, BioCote antimicrobial finish, for use with 1 3/4" - 2 1/4" thick door | 1 |  | 1 Year | 827 | 0.15 | 702.95
23027 | Salto | EB650A00BC48-W- | XS4 wide body electronic RF wireless SVN escutcheon, BLE / Mifare / DESFire entrance function, A lever, unhanded, BioCote antimicrobial finish, for use with 1 3/4" - 2 1/4" thick door | 1 |  | 1 Year | 949.35 | 0.15 | 806.9475
23028 | Salto | EB650A00BC48-WK | XS4 wide body electronic RF wireless SVN escutcheon, BLE / Mifare / DESFire entrance function, with keypad, A lever, unhanded, BioCote antimicrobial finish, for use with 1 3/4" - 2 1/4" thick door | 1 |  | 1 Year | 1012.2 | 0.15 | 860.37
23029 | Salto | EB650A00IA38--- | XS4 wide body electronic wire-free SVN escutcheon, BLE / Mifare / DESFire entrance function, A lever, unhanded, antique brass finish, for use with 1 3/8" - 1 3/4" thick standard door | 1 |  | 1 Year | 764.15 | 0.15 | 649.5275
23030 | Salto | EB650A00IA38-A- | XS4 wide body electronic AMOK wire-free SVN escutcheon, BLE / Mifare / DESFire entrance function, A lever, unhanded, antique brass finish, for use with 1 3/8" - 1 3/4" thick standard door | 1 |  | 1 Year | 893.15 | 0.15 | 759.1775
23031 | Salto | EB650A00IA38--K | XS4 wide body electronic wire-free SVN escutcheon, BLE / Mifare / DESFire entrance function, with keypad, A lever, unhanded, antique brass finish, for use with 1 3/8" - 1 3/4" thick standard door | 1 |  | 1 Year | 827 | 0.15 | 702.95
23032 | Salto | EB650A00IA38-W- | XS4 wide body electronic RF wireless SVN escutcheon, BLE / Mifare / DESFire entrance function, A lever, unhanded, antique brass finish, for use with 1 3/8" - 1 3/4" thick standard door | 1 |  | 1 Year | 949.35 | 0.15 | 806.9475
23033 | Salto | EB650A00IA38-WK | XS4 wide body electronic RF wireless SVN escutcheon, BLE / Mifare / DESFire entrance function, with keypad, A lever, unhanded, antique brass finish, for use with 1 3/8" - 1 3/4" thick standard door | 1 |  | 1 Year | 1012.2 | 0.15 | 860.37
23034 | Salto | EB650A00IA48--- | XS4 wide body electronic wire-free SVN escutcheon, BLE / Mifare / DESFire entrance function, A lever, unhanded, antique brass finish, for use with 1 3/4" - 2 1/4" thick door | 1 |  | 1 Year | 764.15 | 0.15 | 649.5275
23035 | Salto | EB650A00IA48-A- | XS4 wide body electronic AMOK wire-free SVN escutcheon, BLE / Mifare / DESFire entrance function, A lever, unhanded, antique brass finish, for use with 1 3/4" - 2 1/4" thick door | 1 |  | 1 Year | 893.15 | 0.15 | 759.1775
23036 | Salto | EB650A00IA48--K | XS4 wide body electronic wire-free SVN escutcheon, BLE / Mifare / DESFire entrance function, with keypad, A lever, unhanded, antique brass finish, for use with 1 3/4" - 2 1/4" thick door | 1 |  | 1 Year | 827 | 0.15 | 702.95
23037 | Salto | EB650A00IA48-W- | XS4 wide body electronic RF wireless SVN escutcheon, BLE / Mifare / DESFire entrance function, A lever, unhanded, antique brass finish, for use with 1 3/4" - 2 1/4" thick door | 1 |  | 1 Year | 949.35 | 0.15 | 806.9475
23038 | Salto | EB650A00IA48-WK | XS4 wide body electronic RF wireless SVN escutcheon, BLE / Mifare / DESFire entrance function, with keypad, A lever, unhanded, antique brass finish, for use with 1 3/4" - 2 1/4" thick door | 1 |  | 1 Year | 1012.2 | 0.15 | 860.37
23039 | Salto | EB650A00IM38--- | XS4 wide body electronic wire-free SVN escutcheon, BLE / Mifare / DESFire entrance function, A lever, unhanded, satin stainless finish, for use with 1 3/8" - 1 3/4" thick standard door | 1 |  | 1 Year | 712.15 | 0.15 | 605.3275
23040 | Salto | EB650A00IM38-A- | XS4 wide body electronic AMOK wire-free SVN escutcheon, BLE / Mifare / DESFire entrance function, A lever, unhanded, satin stainless finish, for use with 1 3/8" - 1 3/4" thick standard door | 1 |  | 1 Year | 841.15 | 0.15 | 714.9775
23041 | Salto | EB650A00IM38--K | XS4 wide body electronic wire-free SVN escutcheon, BLE / Mifare / DESFire entrance function, with keypad, A lever, unhanded, satin stainless finish, for use with 1 3/8" - 1 3/4" thick standard door | 1 |  | 1 Year | 775 | 0.15 | 658.75
23042 | Salto | EB650A00IM38-W- | XS4 wide body electronic RF wireless SVN escutcheon, BLE / Mifare / DESFire entrance function, A lever, unhanded, satin stainless finish, for use with 1 3/8" - 1 3/4" thick standard door | 1 |  | 1 Year | 897.35 | 0.15 | 762.7475
23043 | Salto | EB650A00IM38-WK | XS4 wide body electronic RF wireless SVN escutcheon, BLE / Mifare / DESFire entrance function, with keypad, A lever, unhanded, satin stainless finish, for use with 1 3/8" - 1 3/4" thick standard door | 1 |  | 1 Year | 960.2 | 0.15 | 816.17
23044 | Salto | EB650A00IM48--- | XS4 wide body electronic wire-free SVN escutcheon, BLE / Mifare / DESFire entrance function, A lever, unhanded, satin stainless finish, for use with 1 3/4" - 2 1/4" thick door | 1 |  | 1 Year | 712.15 | 0.15 | 605.3275
23045 | Salto | EB650A00IM48-A- | XS4 wide body electronic AMOK wire-free SVN escutcheon, BLE / Mifare / DESFire entrance function, A lever, unhanded, satin stainless finish, for use with 1 3/4" - 2 1/4" thick door | 1 |  | 1 Year | 841.15 | 0.15 | 714.9775
23046 | Salto | EB650A00IM48--K | XS4 wide body electronic wire-free SVN escutcheon, BLE / Mifare / DESFire entrance function, with keypad, A lever, unhanded, satin stainless finish, for use with 1 3/4" - 2 1/4" thick door | 1 |  | 1 Year | 775 | 0.15 | 658.75
23047 | Salto | EB650A00IM48-W- | XS4 wide body electronic RF wireless SVN escutcheon, BLE / Mifare / DESFire entrance function, A lever, unhanded, satin stainless finish, for use with 1 3/4" - 2 1/4" thick door | 1 |  | 1 Year | 897.35 | 0.15 | 762.7475
23048 | Salto | EB650A00IM48-WK | XS4 wide body electronic RF wireless SVN escutcheon, BLE / Mifare / DESFire entrance function, with keypad, A lever, unhanded, satin stainless finish, for use with 1 3/4" - 2 1/4" thick door | 1 |  | 1 Year | 960.2 | 0.15 | 816.17
23049 | Salto | EB650A00IP38--- | XS4 wide body electronic wire-free SVN escutcheon, BLE / Mifare / DESFire entrance function, A lever, unhanded, bright stainless steel finish, for use with 1 3/8" - 1 3/4" thick standard door | 1 |  | 1 Year | 728.45 | 0.15 | 619.1825
23050 | Salto | EB650A00IP38-A- | XS4 wide body electronic AMOK wire-free SVN escutcheon, BLE / Mifare / DESFire entrance function, A lever, unhanded, bright stainless steel finish, for use with 1 3/8" - 1 3/4" thick standard door | 1 |  | 1 Year | 857.45 | 0.15 | 728.8325
23051 | Salto | EB650A00IP38--K | XS4 wide body electronic wire-free SVN escutcheon, BLE / Mifare / DESFire entrance function, with keypad, A lever, unhanded, bright stainless steel finish, for use with 1 3/8" - 1 3/4" thick standard door | 1 |  | 1 Year | 791.3 | 0.15 | 672.605
23052 | Salto | EB650A00IP38-W- | XS4 wide body electronic RF wireless SVN escutcheon, BLE / Mifare / DESFire entrance function, A lever, unhanded, bright stainless steel finish, for use with 1 3/8" - 1 3/4" thick standard door | 1 |  | 1 Year | 913.65 | 0.15 | 776.6025
23053 | Salto | EB650A00IP38-WK | XS4 wide body electronic RF wireless SVN escutcheon, BLE / Mifare / DESFire entrance function, with keypad, A lever, unhanded, bright stainless steel finish, for use with 1 3/8" - 1 3/4" thick standard door | 1 |  | 1 Year | 976.5 | 0.15 | 830.025
23054 | Salto | EB650A00IP48--- | XS4 wide body electronic wire-free SVN escutcheon, BLE / Mifare / DESFire entrance function, A lever, unhanded, bright stainless steel finish, for use with 1 3/4" - 2 1/4" thick door | 1 |  | 1 Year | 728.45 | 0.15 | 619.1825
23055 | Salto | EB650A00IP48-A- | XS4 wide body electronic AMOK wire-free SVN escutcheon, BLE / Mifare / DESFire entrance function, A lever, unhanded, bright stainless steel finish, for use with 1 3/4" - 2 1/4" thick door | 1 |  | 1 Year | 857.45 | 0.15 | 728.8325
23056 | Salto | EB650A00IP48--K | XS4 wide body electronic wire-free SVN escutcheon, BLE / Mifare / DESFire entrance function, with keypad, A lever, unhanded, bright stainless steel finish, for use with 1 3/4" - 2 1/4" thick door | 1 |  | 1 Year | 791.3 | 0.15 | 672.605
23057 | Salto | EB650A00IP48-W- | XS4 wide body electronic RF wireless SVN escutcheon, BLE / Mifare / DESFire entrance function, A lever, unhanded, bright stainless steel finish, for use with 1 3/4" - 2 1/4" thick door | 1 |  | 1 Year | 913.65 | 0.15 | 776.6025
23058 | Salto | EB650A00IP48-WK | XS4 wide body electronic RF wireless SVN escutcheon, BLE / Mifare / DESFire entrance function, with keypad, A lever, unhanded, bright stainless steel finish, for use with 1 3/4" - 2 1/4" thick door | 1 |  | 1 Year | 976.5 | 0.15 | 830.025
23059 | Salto | EB650A00NE38--- | XS4 wide body electronic wire-free SVN escutcheon, BLE / Mifare / DESFire entrance function, A lever, unhanded, black chromium finish, for use with 1 3/8" - 1 3/4" thick standard door | 1 |  | 1 Year | 746.85 | 0.15 | 634.8225
23060 | Salto | EB650A00NE38-A- | XS4 wide body electronic AMOK wire-free SVN escutcheon, BLE / Mifare / DESFire entrance function, A lever, unhanded, black chromium finish, for use with 1 3/8" - 1 3/4" thick standard door | 1 |  | 1 Year | 875.85 | 0.15 | 744.4725
23061 | Salto | EB650A00NE38--K | XS4 wide body electronic wire-free SVN escutcheon, BLE / Mifare / DESFire entrance function, with keypad, A lever, unhanded, black chromium finish, for use with 1 3/8" - 1 3/4" thick standard door | 1 |  | 1 Year | 809.7 | 0.15 | 688.245
23062 | Salto | EB650A00NE38-W- | XS4 wide body electronic RF wireless SVN escutcheon, BLE / Mifare / DESFire entrance function, A lever, unhanded, black chromium finish, for use with 1 3/8" - 1 3/4" thick standard door | 1 |  | 1 Year | 932.05 | 0.15 | 792.2425
23063 | Salto | EB650A00NE38-WK | XS4 wide body electronic RF wireless SVN escutcheon, BLE / Mifare / DESFire entrance function, with keypad, A lever, unhanded, black chromium finish, for use with 1 3/8" - 1 3/4" thick standard door | 1 |  | 1 Year | 994.9 | 0.15 | 845.665
23064 | Salto | EB650A00NE48--- | XS4 wide body electronic wire-free SVN escutcheon, BLE / Mifare / DESFire entrance function, A lever, unhanded, black chromium finish, for use with 1 3/4" - 2 1/4" thick door | 1 |  | 1 Year | 746.85 | 0.15 | 634.8225
23065 | Salto | EB650A00NE48-A- | XS4 wide body electronic AMOK wire-free SVN escutcheon, BLE / Mifare / DESFire entrance function, A lever, unhanded, black chromium finish, for use with 1 3/4" - 2 1/4" thick door | 1 |  | 1 Year | 875.85 | 0.15 | 744.4725
23066 | Salto | EB650A00NE48--K | XS4 wide body electronic wire-free SVN escutcheon, BLE / Mifare / DESFire entrance function, with keypad, A lever, unhanded, black chromium finish, for use with 1 3/4" - 2 1/4" thick door | 1 |  | 1 Year | 809.7 | 0.15 | 688.245
23067 | Salto | EB650A00NE48-W- | XS4 wide body electronic RF wireless SVN escutcheon, BLE / Mifare / DESFire entrance function, A lever, unhanded, black chromium finish, for use with 1 3/4" - 2 1/4" thick door | 1 |  | 1 Year | 932.05 | 0.15 | 792.2425
23068 | Salto | EB650A00NE48-WK | XS4 wide body electronic RF wireless SVN escutcheon, BLE / Mifare / DESFire entrance function, with keypad, A lever, unhanded, black chromium finish, for use with 1 3/4" - 2 1/4" thick door | 1 |  | 1 Year | 994.9 | 0.15 | 845.665
23069 | Salto | EB650A00PM38--- | XS4 wide body electronic wire-free SVN escutcheon, BLE / Mifare / DESFire entrance function, A lever, unhanded, satin brass finish, for use with 1 3/8" - 1 3/4" thick standard door | 1 |  | 1 Year | 712.15 | 0.15 | 605.3275
23070 | Salto | EB650A00PM38-A- | XS4 wide body electronic AMOK wire-free SVN escutcheon, BLE / Mifare / DESFire entrance function, A lever, unhanded, satin brass finish, for use with 1 3/8" - 1 3/4" thick standard door | 1 |  | 1 Year | 841.15 | 0.15 | 714.9775
23071 | Salto | EB650A00PM38--K | XS4 wide body electronic wire-free SVN escutcheon, BLE / Mifare / DESFire entrance function, with keypad, A lever, unhanded, satin brass finish, for use with 1 3/8" - 1 3/4" thick standard door | 1 |  | 1 Year | 775 | 0.15 | 658.75
23072 | Salto | EB650A00PM38-W- | XS4 wide body electronic RF wireless SVN escutcheon, BLE / Mifare / DESFire entrance function, A lever, unhanded, satin brass finish, for use with 1 3/8" - 1 3/4" thick standard door | 1 |  | 1 Year | 897.35 | 0.15 | 762.7475
23073 | Salto | EB650A00PM38-WK | XS4 wide body electronic RF wireless SVN escutcheon, BLE / Mifare / DESFire entrance function, with keypad, A lever, unhanded, satin brass finish, for use with 1 3/8" - 1 3/4" thick standard door | 1 |  | 1 Year | 960.2 | 0.15 | 816.17
23074 | Salto | EB650A00PM48--- | XS4 wide body electronic wire-free SVN escutcheon, BLE / Mifare / DESFire entrance function, A lever, unhanded, satin brass finish, for use with 1 3/4" - 2 1/4" thick door | 1 |  | 1 Year | 712.15 | 0.15 | 605.3275
23075 | Salto | EB650A00PM48-A- | XS4 wide body electronic AMOK wire-free SVN escutcheon, BLE / Mifare / DESFire entrance function, A lever, unhanded, satin brass finish, for use with 1 3/4" - 2 1/4" thick door | 1 |  | 1 Year | 841.15 | 0.15 | 714.9775
23076 | Salto | EB650A00PM48--K | XS4 wide body electronic wire-free SVN escutcheon, BLE / Mifare / DESFire entrance function, with keypad, A lever, unhanded, satin brass finish, for use with 1 3/4" - 2 1/4" thick door | 1 |  | 1 Year | 775 | 0.15 | 658.75
23077 | Salto | EB650A00PM48-W- | XS4 wide body electronic RF wireless SVN escutcheon, BLE / Mifare / DESFire entrance function, A lever, unhanded, satin brass finish, for use with 1 3/4" - 2 1/4" thick door | 1 |  | 1 Year | 897.35 | 0.15 | 762.7475
23078 | Salto | EB650A00PM48-WK | XS4 wide body electronic RF wireless SVN escutcheon, BLE / Mifare / DESFire entrance function, with keypad, A lever, unhanded, satin brass finish, for use with 1 3/4" - 2 1/4" thick door | 1 |  | 1 Year | 960.2 | 0.15 | 816.17
23079 | Salto | EB650A00PP38--- | XS4 wide body electronic wire-free SVN escutcheon, BLE / Mifare / DESFire entrance function, A lever, unhanded, bright brass finish, for use with 1 3/8" - 1 3/4" thick standard door | 1 |  | 1 Year | 728.45 | 0.15 | 619.1825
23080 | Salto | EB650A00PP38-A- | XS4 wide body electronic AMOK wire-free SVN escutcheon, BLE / Mifare / DESFire entrance function, A lever, unhanded, bright brass finish, for use with 1 3/8" - 1 3/4" thick standard door | 1 |  | 1 Year | 857.45 | 0.15 | 728.8325
23081 | Salto | EB650A00PP38--K | XS4 wide body electronic wire-free SVN escutcheon, BLE / Mifare / DESFire entrance function, with keypad, A lever, unhanded, bright brass finish, for use with 1 3/8" - 1 3/4" thick standard door | 1 |  | 1 Year | 791.3 | 0.15 | 672.605
23082 | Salto | EB650A00PP38-W- | XS4 wide body electronic RF wireless SVN escutcheon, BLE / Mifare / DESFire entrance function, A lever, unhanded, bright brass finish, for use with 1 3/8" - 1 3/4" thick standard door | 1 |  | 1 Year | 913.65 | 0.15 | 776.6025
23083 | Salto | EB650A00PP38-WK | XS4 wide body electronic RF wireless SVN escutcheon, BLE / Mifare / DESFire entrance function, with keypad, A lever, unhanded, bright brass finish, for use with 1 3/8" - 1 3/4" thick standard door | 1 |  | 1 Year | 976.5 | 0.15 | 830.025
23084 | Salto | EB650A00PP48--- | XS4 wide body electronic wire-free SVN escutcheon, BLE / Mifare / DESFire entrance function, A lever, unhanded, bright brass finish, for use with 1 3/4" - 2 1/4" thick door | 1 |  | 1 Year | 728.45 | 0.15 | 619.1825
23085 | Salto | EB650A00PP48-A- | XS4 wide body electronic AMOK wire-free SVN escutcheon, BLE / Mifare / DESFire entrance function, A lever, unhanded, bright brass finish, for use with 1 3/4" - 2 1/4" thick door | 1 |  | 1 Year | 857.45 | 0.15 | 728.8325
23086 | Salto | EB650A00PP48--K | XS4 wide body electronic wire-free SVN escutcheon, BLE / Mifare / DESFire entrance function, with keypad, A lever, unhanded, bright brass finish, for use with 1 3/4" - 2 1/4" thick door | 1 |  | 1 Year | 791.3 | 0.15 | 672.605
23087 | Salto | EB650A00PP48-W- | XS4 wide body electronic RF wireless SVN escutcheon, BLE / Mifare / DESFire entrance function, A lever, unhanded, bright brass finish, for use with 1 3/4" - 2 1/4" thick door | 1 |  | 1 Year | 913.65 | 0.15 | 776.6025
23088 | Salto | EB650A00PP48-WK | XS4 wide body electronic RF wireless SVN escutcheon, BLE / Mifare / DESFire entrance function, with keypad, A lever, unhanded, bright brass finish, for use with 1 3/4" - 2 1/4" thick door | 1 |  | 1 Year | 976.5 | 0.15 | 830.025
23089 | Salto | EB650G00BC38--- | XS4 wide body electronic wire-free SVN escutcheon, BLE / Mifare / DESFire entrance function, G lever, unhanded, BioCote antimicrobial finish, for use with 1 3/8" - 1 3/4" thick standard door | 1 |  | 1 Year | 764.15 | 0.15 | 649.5275
23090 | Salto | EB650G00BC38-A- | XS4 wide body electronic AMOK wire-free SVN escutcheon, BLE / Mifare / DESFire entrance function, G lever, unhanded, BioCote antimicrobial finish, for use with 1 3/8" - 1 3/4" thick standard door | 1 |  | 1 Year | 893.15 | 0.15 | 759.1775
23091 | Salto | EB650G00BC38--K | XS4 wide body electronic wire-free SVN escutcheon, BLE / Mifare / DESFire entrance function, with keypad, G lever, unhanded, BioCote antimicrobial finish, for use with 1 3/8" - 1 3/4" thick standard door | 1 |  | 1 Year | 827 | 0.15 | 702.95
23092 | Salto | EB650G00BC38-W- | XS4 wide body electronic RF wireless SVN escutcheon, BLE / Mifare / DESFire entrance function, G lever, unhanded, BioCote antimicrobial finish, for use with 1 3/8" - 1 3/4" thick standard door | 1 |  | 1 Year | 949.35 | 0.15 | 806.9475
23093 | Salto | EB650G00BC38-WK | XS4 wide body electronic RF wireless SVN escutcheon, BLE / Mifare / DESFire entrance function, with keypad, G lever, unhanded, BioCote antimicrobial finish, for use with 1 3/8" - 1 3/4" thick standard door | 1 |  | 1 Year | 1012.2 | 0.15 | 860.37
23094 | Salto | EB650G00BC48--- | XS4 wide body electronic wire-free SVN escutcheon, BLE / Mifare / DESFire entrance function, G lever, unhanded, BioCote antimicrobial finish, for use with 1 3/4" - 2 1/4" thick door | 1 |  | 1 Year | 764.15 | 0.15 | 649.5275
23095 | Salto | EB650G00BC48-A- | XS4 wide body electronic AMOK wire-free SVN escutcheon, BLE / Mifare / DESFire entrance function, G lever, unhanded, BioCote antimicrobial finish, for use with 1 3/4" - 2 1/4" thick door | 1 |  | 1 Year | 893.15 | 0.15 | 759.1775
23096 | Salto | EB650G00BC48--K | XS4 wide body electronic wire-free SVN escutcheon, BLE / Mifare / DESFire entrance function, with keypad, G lever, unhanded, BioCote antimicrobial finish, for use with 1 3/4" - 2 1/4" thick door | 1 |  | 1 Year | 827 | 0.15 | 702.95
23097 | Salto | EB650G00BC48-W- | XS4 wide body electronic RF wireless SVN escutcheon, BLE / Mifare / DESFire entrance function, G lever, unhanded, BioCote antimicrobial finish, for use with 1 3/4" - 2 1/4" thick door | 1 |  | 1 Year | 949.35 | 0.15 | 806.9475
23098 | Salto | EB650G00BC48-WK | XS4 wide body electronic RF wireless SVN escutcheon, BLE / Mifare / DESFire entrance function, with keypad, G lever, unhanded, BioCote antimicrobial finish, for use with 1 3/4" - 2 1/4" thick door | 1 |  | 1 Year | 1012.2 | 0.15 | 860.37
23099 | Salto | EB650G00IM38--- | XS4 wide body electronic wire-free SVN escutcheon, BLE / Mifare / DESFire entrance function, G lever, unhanded, satin stainless finish, for use with 1 3/8" - 1 3/4" thick standard door | 1 |  | 1 Year | 712.15 | 0.15 | 605.3275
23100 | Salto | EB650G00IM38-A- | XS4 wide body electronic AMOK wire-free SVN escutcheon, BLE / Mifare / DESFire entrance function, G lever, unhanded, satin stainless finish, for use with 1 3/8" - 1 3/4" thick standard door | 1 |  | 1 Year | 841.15 | 0.15 | 714.9775
23101 | Salto | EB650G00IM38--K | XS4 wide body electronic wire-free SVN escutcheon, BLE / Mifare / DESFire entrance function, with keypad, G lever, unhanded, satin stainless finish, for use with 1 3/8" - 1 3/4" thick standard door | 1 |  | 1 Year | 775 | 0.15 | 658.75
23102 | Salto | EB650G00IM38-W- | XS4 wide body electronic RF wireless SVN escutcheon, BLE / Mifare / DESFire entrance function, G lever, unhanded, satin stainless finish, for use with 1 3/8" - 1 3/4" thick standard door | 1 |  | 1 Year | 897.35 | 0.15 | 762.7475
23103 | Salto | EB650G00IM38-WK | XS4 wide body electronic RF wireless SVN escutcheon, BLE / Mifare / DESFire entrance function, with keypad, G lever, unhanded, satin stainless finish, for use with 1 3/8" - 1 3/4" thick standard door | 1 |  | 1 Year | 960.2 | 0.15 | 816.17
23104 | Salto | EB650G00IM48--- | XS4 wide body electronic wire-free SVN escutcheon, BLE / Mifare / DESFire entrance function, G lever, unhanded, satin stainless finish, for use with 1 3/4" - 2 1/4" thick door | 1 |  | 1 Year | 712.15 | 0.15 | 605.3275
23105 | Salto | EB650G00IM48-A- | XS4 wide body electronic AMOK wire-free SVN escutcheon, BLE / Mifare / DESFire entrance function, G lever, unhanded, satin stainless finish, for use with 1 3/4" - 2 1/4" thick door | 1 |  | 1 Year | 841.15 | 0.15 | 714.9775
23106 | Salto | EB650G00IM48--K | XS4 wide body electronic wire-free SVN escutcheon, BLE / Mifare / DESFire entrance function, with keypad, G lever, unhanded, satin stainless finish, for use with 1 3/4" - 2 1/4" thick door | 1 |  | 1 Year | 775 | 0.15 | 658.75
23107 | Salto | EB650G00IM48-W- | XS4 wide body electronic RF wireless SVN escutcheon, BLE / Mifare / DESFire entrance function, G lever, unhanded, satin stainless finish, for use with 1 3/4" - 2 1/4" thick door | 1 |  | 1 Year | 897.35 | 0.15 | 762.7475
23108 | Salto | EB650G00IM48-WK | XS4 wide body electronic RF wireless SVN escutcheon, BLE / Mifare / DESFire entrance function, with keypad, G lever, unhanded, satin stainless finish, for use with 1 3/4" - 2 1/4" thick door | 1 |  | 1 Year | 960.2 | 0.15 | 816.17
23109 | Salto | EB650G00PM38--- | XS4 wide body electronic wire-free SVN escutcheon, BLE / Mifare / DESFire entrance function, G lever, unhanded, satin brass finish, for use with 1 3/8" - 1 3/4" thick standard door | 1 |  | 1 Year | 712.15 | 0.15 | 605.3275
23110 | Salto | EB650G00PM38-A- | XS4 wide body electronic AMOK wire-free SVN escutcheon, BLE / Mifare / DESFire entrance function, G lever, unhanded, satin brass finish, for use with 1 3/8" - 1 3/4" thick standard door | 1 |  | 1 Year | 841.15 | 0.15 | 714.9775
23111 | Salto | EB650G00PM38--K | XS4 wide body electronic wire-free SVN escutcheon, BLE / Mifare / DESFire entrance function, with keypad, G lever, unhanded, satin brass finish, for use with 1 3/8" - 1 3/4" thick standard door | 1 |  | 1 Year | 775 | 0.15 | 658.75
23112 | Salto | EB650G00PM38-W- | XS4 wide body electronic RF wireless SVN escutcheon, BLE / Mifare / DESFire entrance function, G lever, unhanded, satin brass finish, for use with 1 3/8" - 1 3/4" thick standard door | 1 |  | 1 Year | 897.35 | 0.15 | 762.7475
23113 | Salto | EB650G00PM38-WK | XS4 wide body electronic RF wireless SVN escutcheon, BLE / Mifare / DESFire entrance function, with keypad, G lever, unhanded, satin brass finish, for use with 1 3/8" - 1 3/4" thick standard door | 1 |  | 1 Year | 960.2 | 0.15 | 816.17
23114 | Salto | EB650G00PM48--- | XS4 wide body electronic wire-free SVN escutcheon, BLE / Mifare / DESFire entrance function, G lever, unhanded, satin brass finish, for use with 1 3/4" - 2 1/4" thick door | 1 |  | 1 Year | 712.15 | 0.15 | 605.3275
23115 | Salto | EB650G00PM48-A- | XS4 wide body electronic AMOK wire-free SVN escutcheon, BLE / Mifare / DESFire entrance function, G lever, unhanded, satin brass finish, for use with 1 3/4" - 2 1/4" thick door | 1 |  | 1 Year | 841.15 | 0.15 | 714.9775
23116 | Salto | EB650G00PM48--K | XS4 wide body electronic wire-free SVN escutcheon, BLE / Mifare / DESFire entrance function, with keypad, G lever, unhanded, satin brass finish, for use with 1 3/4" - 2 1/4" thick door | 1 |  | 1 Year | 775 | 0.15 | 658.75
23117 | Salto | EB650G00PM48-W- | XS4 wide body electronic RF wireless SVN escutcheon, BLE / Mifare / DESFire entrance function, G lever, unhanded, satin brass finish, for use with 1 3/4" - 2 1/4" thick door | 1 |  | 1 Year | 897.35 | 0.15 | 762.7475
23118 | Salto | EB650G00PM48-WK | XS4 wide body electronic RF wireless SVN escutcheon, BLE / Mifare / DESFire entrance function, with keypad, G lever, unhanded, satin brass finish, for use with 1 3/4" - 2 1/4" thick door | 1 |  | 1 Year | 960.2 | 0.15 | 816.17
23119 | Salto | EB650J00BC38--- | XS4 wide body electronic wire-free SVN escutcheon, BLE / Mifare / DESFire entrance function, J lever, unhanded, BioCote antimicrobial finish, for use with 1 3/8" - 1 3/4" thick standard door | 1 |  | 1 Year | 774.35 | 0.15 | 658.1975
23120 | Salto | EB650J00BC38-A- | XS4 wide body electronic AMOK wire-free SVN escutcheon, BLE / Mifare / DESFire entrance function, J lever, unhanded, BioCote antimicrobial finish, for use with 1 3/8" - 1 3/4" thick standard door | 1 |  | 1 Year | 903.35 | 0.15 | 767.8475
23121 | Salto | EB650J00BC38--K | XS4 wide body electronic wire-free SVN escutcheon, BLE / Mifare / DESFire entrance function, with keypad, J lever, unhanded, BioCote antimicrobial finish, for use with 1 3/8" - 1 3/4" thick standard door | 1 |  | 1 Year | 837.2 | 0.15 | 711.62
23122 | Salto | EB650J00BC38-W- | XS4 wide body electronic RF wireless SVN escutcheon, BLE / Mifare / DESFire entrance function, J lever, unhanded, BioCote antimicrobial finish, for use with 1 3/8" - 1 3/4" thick standard door | 1 |  | 1 Year | 959.55 | 0.15 | 815.6175
23123 | Salto | EB650J00BC38-WK | XS4 wide body electronic RF wireless SVN escutcheon, BLE / Mifare / DESFire entrance function, with keypad, J lever, unhanded, BioCote antimicrobial finish, for use with 1 3/8" - 1 3/4" thick standard door | 1 |  | 1 Year | 1022.4 | 0.15 | 869.04
23124 | Salto | EB650J00BC48--- | XS4 wide body electronic wire-free SVN escutcheon, BLE / Mifare / DESFire entrance function, J lever, unhanded, BioCote antimicrobial finish, for use with 1 3/4" - 2 1/4" thick door | 1 |  | 1 Year | 774.35 | 0.15 | 658.1975
23125 | Salto | EB650J00BC48-A- | XS4 wide body electronic AMOK wire-free SVN escutcheon, BLE / Mifare / DESFire entrance function, J lever, unhanded, BioCote antimicrobial finish, for use with 1 3/4" - 2 1/4" thick door | 1 |  | 1 Year | 903.35 | 0.15 | 767.8475
23126 | Salto | EB650J00BC48--K | XS4 wide body electronic wire-free SVN escutcheon, BLE / Mifare / DESFire entrance function, with keypad, J lever, unhanded, BioCote antimicrobial finish, for use with 1 3/4" - 2 1/4" thick door | 1 |  | 1 Year | 837.2 | 0.15 | 711.62
23127 | Salto | EB650J00BC48-W- | XS4 wide body electronic RF wireless SVN escutcheon, BLE / Mifare / DESFire entrance function, J lever, unhanded, BioCote antimicrobial finish, for use with 1 3/4" - 2 1/4" thick door | 1 |  | 1 Year | 959.55 | 0.15 | 815.6175
23128 | Salto | EB650J00BC48-WK | XS4 wide body electronic RF wireless SVN escutcheon, BLE / Mifare / DESFire entrance function, with keypad, J lever, unhanded, BioCote antimicrobial finish, for use with 1 3/4" - 2 1/4" thick door | 1 |  | 1 Year | 1022.4 | 0.15 | 869.04
23129 | Salto | EB650J00IA38--- | XS4 wide body electronic wire-free SVN escutcheon, BLE / Mifare / DESFire entrance function, J lever, unhanded, antique brass finish, for use with 1 3/8" - 1 3/4" thick standard door | 1 |  | 1 Year | 774.35 | 0.15 | 658.1975
23130 | Salto | EB650J00IA38-A- | XS4 wide body electronic AMOK wire-free SVN escutcheon, BLE / Mifare / DESFire entrance function, J lever, unhanded, antique brass finish, for use with 1 3/8" - 1 3/4" thick standard door | 1 |  | 1 Year | 903.35 | 0.15 | 767.8475
23131 | Salto | EB650J00IA38--K | XS4 wide body electronic wire-free SVN escutcheon, BLE / Mifare / DESFire entrance function, with keypad, J lever, unhanded, antique brass finish, for use with 1 3/8" - 1 3/4" thick standard door | 1 |  | 1 Year | 837.2 | 0.15 | 711.62
23132 | Salto | EB650J00IA38-W- | XS4 wide body electronic RF wireless SVN escutcheon, BLE / Mifare / DESFire entrance function, J lever, unhanded, antique brass finish, for use with 1 3/8" - 1 3/4" thick standard door | 1 |  | 1 Year | 959.55 | 0.15 | 815.6175
23133 | Salto | EB650J00IA38-WK | XS4 wide body electronic RF wireless SVN escutcheon, BLE / Mifare / DESFire entrance function, with keypad, J lever, unhanded, antique brass finish, for use with 1 3/8" - 1 3/4" thick standard door | 1 |  | 1 Year | 1022.4 | 0.15 | 869.04
23134 | Salto | EB650J00IA48--- | XS4 wide body electronic wire-free SVN escutcheon, BLE / Mifare / DESFire entrance function, J lever, unhanded, antique brass finish, for use with 1 3/4" - 2 1/4" thick door | 1 |  | 1 Year | 774.35 | 0.15 | 658.1975
23135 | Salto | EB650J00IA48-A- | XS4 wide body electronic AMOK wire-free SVN escutcheon, BLE / Mifare / DESFire entrance function, J lever, unhanded, antique brass finish, for use with 1 3/4" - 2 1/4" thick door | 1 |  | 1 Year | 903.35 | 0.15 | 767.8475
23136 | Salto | EB650J00IA48--K | XS4 wide body electronic wire-free SVN escutcheon, BLE / Mifare / DESFire entrance function, with keypad, J lever, unhanded, antique brass finish, for use with 1 3/4" - 2 1/4" thick door | 1 |  | 1 Year | 837.2 | 0.15 | 711.62
23137 | Salto | EB650J00IA48-W- | XS4 wide body electronic RF wireless SVN escutcheon, BLE / Mifare / DESFire entrance function, J lever, unhanded, antique brass finish, for use with 1 3/4" - 2 1/4" thick door | 1 |  | 1 Year | 959.55 | 0.15 | 815.6175
23138 | Salto | EB650J00IA48-WK | XS4 wide body electronic RF wireless SVN escutcheon, BLE / Mifare / DESFire entrance function, with keypad, J lever, unhanded, antique brass finish, for use with 1 3/4" - 2 1/4" thick door | 1 |  | 1 Year | 1022.4 | 0.15 | 869.04
23139 | Salto | EB650J00IM38--- | XS4 wide body electronic wire-free SVN escutcheon, BLE / Mifare / DESFire entrance function, J lever, unhanded, satin stainless finish, for use with 1 3/8" - 1 3/4" thick standard door | 1 |  | 1 Year | 722.35 | 0.15 | 613.9975
23140 | Salto | EB650J00IM38-A- | XS4 wide body electronic AMOK wire-free SVN escutcheon, BLE / Mifare / DESFire entrance function, J lever, unhanded, satin stainless finish, for use with 1 3/8" - 1 3/4" thick standard door | 1 |  | 1 Year | 851.35 | 0.15 | 723.6475
23141 | Salto | EB650J00IM38--K | XS4 wide body electronic wire-free SVN escutcheon, BLE / Mifare / DESFire entrance function, with keypad, J lever, unhanded, satin stainless finish, for use with 1 3/8" - 1 3/4" thick standard door | 1 |  | 1 Year | 785.2 | 0.15 | 667.42
23142 | Salto | EB650J00IM38-W- | XS4 wide body electronic RF wireless SVN escutcheon, BLE / Mifare / DESFire entrance function, J lever, unhanded, satin stainless finish, for use with 1 3/8" - 1 3/4" thick standard door | 1 |  | 1 Year | 907.55 | 0.15 | 771.4175
23143 | Salto | EB650J00IM38-WK | XS4 wide body electronic RF wireless SVN escutcheon, BLE / Mifare / DESFire entrance function, with keypad, J lever, unhanded, satin stainless finish, for use with 1 3/8" - 1 3/4" thick standard door | 1 |  | 1 Year | 970.4 | 0.15 | 824.84
23144 | Salto | EB650J00IM48--- | XS4 wide body electronic wire-free SVN escutcheon, BLE / Mifare / DESFire entrance function, J lever, unhanded, satin stainless finish, for use with 1 3/4" - 2 1/4" thick door | 1 |  | 1 Year | 722.35 | 0.15 | 613.9975
23145 | Salto | EB650J00IM48-A- | XS4 wide body electronic AMOK wire-free SVN escutcheon, BLE / Mifare / DESFire entrance function, J lever, unhanded, satin stainless finish, for use with 1 3/4" - 2 1/4" thick door | 1 |  | 1 Year | 851.35 | 0.15 | 723.6475
23146 | Salto | EB650J00IM48--K | XS4 wide body electronic wire-free SVN escutcheon, BLE / Mifare / DESFire entrance function, with keypad, J lever, unhanded, satin stainless finish, for use with 1 3/4" - 2 1/4" thick door | 1 |  | 1 Year | 785.2 | 0.15 | 667.42
23147 | Salto | EB650J00IM48-W- | XS4 wide body electronic RF wireless SVN escutcheon, BLE / Mifare / DESFire entrance function, J lever, unhanded, satin stainless finish, for use with 1 3/4" - 2 1/4" thick door | 1 |  | 1 Year | 907.55 | 0.15 | 771.4175
23148 | Salto | EB650J00IM48-WK | XS4 wide body electronic RF wireless SVN escutcheon, BLE / Mifare / DESFire entrance function, with keypad, J lever, unhanded, satin stainless finish, for use with 1 3/4" - 2 1/4" thick door | 1 |  | 1 Year | 970.4 | 0.15 | 824.84
23149 | Salto | EB650J00NE38--- | XS4 wide body electronic wire-free SVN escutcheon, BLE / Mifare / DESFire entrance function, J lever, unhanded, black chromium finish, for use with 1 3/8" - 1 3/4" thick standard door | 1 |  | 1 Year | 757.05 | 0.15 | 643.4925
23150 | Salto | EB650J00NE38-A- | XS4 wide body electronic AMOK wire-free SVN escutcheon, BLE / Mifare / DESFire entrance function, J lever, unhanded, black chromium finish, for use with 1 3/8" - 1 3/4" thick standard door | 1 |  | 1 Year | 886.05 | 0.15 | 753.1425
23151 | Salto | EB650J00NE38--K | XS4 wide body electronic wire-free SVN escutcheon, BLE / Mifare / DESFire entrance function, with keypad, J lever, unhanded, black chromium finish, for use with 1 3/8" - 1 3/4" thick standard door | 1 |  | 1 Year | 819.9 | 0.15 | 696.915
23152 | Salto | EB650J00NE38-W- | XS4 wide body electronic RF wireless SVN escutcheon, BLE / Mifare / DESFire entrance function, J lever, unhanded, black chromium finish, for use with 1 3/8" - 1 3/4" thick standard door | 1 |  | 1 Year | 942.25 | 0.15 | 800.9125
23153 | Salto | EB650J00NE38-WK | XS4 wide body electronic RF wireless SVN escutcheon, BLE / Mifare / DESFire entrance function, with keypad, J lever, unhanded, black chromium finish, for use with 1 3/8" - 1 3/4" thick standard door | 1 |  | 1 Year | 1005.1 | 0.15 | 854.335
23154 | Salto | EB650J00NE48--- | XS4 wide body electronic wire-free SVN escutcheon, BLE / Mifare / DESFire entrance function, J lever, unhanded, black chromium finish, for use with 1 3/4" - 2 1/4" thick door | 1 |  | 1 Year | 757.05 | 0.15 | 643.4925
23155 | Salto | EB650J00NE48-A- | XS4 wide body electronic AMOK wire-free SVN escutcheon, BLE / Mifare / DESFire entrance function, J lever, unhanded, black chromium finish, for use with 1 3/4" - 2 1/4" thick door | 1 |  | 1 Year | 886.05 | 0.15 | 753.1425
23156 | Salto | EB650J00NE48--K | XS4 wide body electronic wire-free SVN escutcheon, BLE / Mifare / DESFire entrance function, with keypad, J lever, unhanded, black chromium finish, for use with 1 3/4" - 2 1/4" thick door | 1 |  | 1 Year | 819.9 | 0.15 | 696.915
23157 | Salto | EB650J00NE48-W- | XS4 wide body electronic RF wireless SVN escutcheon, BLE / Mifare / DESFire entrance function, J lever, unhanded, black chromium finish, for use with 1 3/4" - 2 1/4" thick door | 1 |  | 1 Year | 942.25 | 0.15 | 800.9125
23158 | Salto | EB650J00NE48-WK | XS4 wide body electronic RF wireless SVN escutcheon, BLE / Mifare / DESFire entrance function, with keypad, J lever, unhanded, black chromium finish, for use with 1 3/4" - 2 1/4" thick door | 1 |  | 1 Year | 1005.1 | 0.15 | 854.335
23159 | Salto | EB650J00PM38--- | XS4 wide body electronic wire-free SVN escutcheon, BLE / Mifare / DESFire entrance function, J lever, unhanded, satin brass finish, for use with 1 3/8" - 1 3/4" thick standard door | 1 |  | 1 Year | 722.35 | 0.15 | 613.9975
23160 | Salto | EB650J00PM38-A- | XS4 wide body electronic AMOK wire-free SVN escutcheon, BLE / Mifare / DESFire entrance function, J lever, unhanded, satin brass finish, for use with 1 3/8" - 1 3/4" thick standard door | 1 |  | 1 Year | 851.35 | 0.15 | 723.6475
23161 | Salto | EB650J00PM38--K | XS4 wide body electronic wire-free SVN escutcheon, BLE / Mifare / DESFire entrance function, with keypad, J lever, unhanded, satin brass finish, for use with 1 3/8" - 1 3/4" thick standard door | 1 |  | 1 Year | 785.2 | 0.15 | 667.42
23162 | Salto | EB650J00PM38-W- | XS4 wide body electronic RF wireless SVN escutcheon, BLE / Mifare / DESFire entrance function, J lever, unhanded, satin brass finish, for use with 1 3/8" - 1 3/4" thick standard door | 1 |  | 1 Year | 907.55 | 0.15 | 771.4175
23163 | Salto | EB650J00PM38-WK | XS4 wide body electronic RF wireless SVN escutcheon, BLE / Mifare / DESFire entrance function, with keypad, J lever, unhanded, satin brass finish, for use with 1 3/8" - 1 3/4" thick standard door | 1 |  | 1 Year | 970.4 | 0.15 | 824.84
23164 | Salto | EB650J00PM48--- | XS4 wide body electronic wire-free SVN escutcheon, BLE / Mifare / DESFire entrance function, J lever, unhanded, satin brass finish, for use with 1 3/4" - 2 1/4" thick door | 1 |  | 1 Year | 722.35 | 0.15 | 613.9975
23165 | Salto | EB650J00PM48-A- | XS4 wide body electronic AMOK wire-free SVN escutcheon, BLE / Mifare / DESFire entrance function, J lever, unhanded, satin brass finish, for use with 1 3/4" - 2 1/4" thick door | 1 |  | 1 Year | 851.35 | 0.15 | 723.6475
23166 | Salto | EB650J00PM48--K | XS4 wide body electronic wire-free SVN escutcheon, BLE / Mifare / DESFire entrance function, with keypad, J lever, unhanded, satin brass finish, for use with 1 3/4" - 2 1/4" thick door | 1 |  | 1 Year | 785.2 | 0.15 | 667.42
23167 | Salto | EB650J00PM48-W- | XS4 wide body electronic RF wireless SVN escutcheon, BLE / Mifare / DESFire entrance function, J lever, unhanded, satin brass finish, for use with 1 3/4" - 2 1/4" thick door | 1 |  | 1 Year | 907.55 | 0.15 | 771.4175
23168 | Salto | EB650J00PM48-WK | XS4 wide body electronic RF wireless SVN escutcheon, BLE / Mifare / DESFire entrance function, with keypad, J lever, unhanded, satin brass finish, for use with 1 3/4" - 2 1/4" thick door | 1 |  | 1 Year | 970.4 | 0.15 | 824.84
23169 | Salto | EB650K00IM38L-- | XS4 wide body electronic wire-free SVN escutcheon, BLE / Mifare / DESFire entrance function, K lever, left handed, satin stainless finish, for use with 1 3/8" - 1 3/4" thick standard door | 1 |  | 1 Year | 722.35 | 0.15 | 613.9975
23170 | Salto | EB650K00IM38LA- | XS4 wide body electronic AMOK wire-free SVN escutcheon, BLE / Mifare / DESFire entrance function, K lever, left handed, satin stainless finish, for use with 1 3/8" - 1 3/4" thick standard door | 1 |  | 1 Year | 851.35 | 0.15 | 723.6475
23171 | Salto | EB650K00IM38L-K | XS4 wide body electronic wire-free SVN escutcheon, BLE / Mifare / DESFire entrance function, with keypad, K lever, left handed, satin stainless finish, for use with 1 3/8" - 1 3/4" thick standard door | 1 |  | 1 Year | 785.2 | 0.15 | 667.42
23172 | Salto | EB650K00IM38LW- | XS4 wide body electronic RF wireless SVN escutcheon, BLE / Mifare / DESFire entrance function, K lever, left handed, satin stainless finish, for use with 1 3/8" - 1 3/4" thick standard door | 1 |  | 1 Year | 907.55 | 0.15 | 771.4175
23173 | Salto | EB650K00IM38LWK | XS4 wide body electronic RF wireless SVN escutcheon, BLE / Mifare / DESFire entrance function, with keypad, K lever, left handed, satin stainless finish, for use with 1 3/8" - 1 3/4" thick standard door | 1 |  | 1 Year | 970.4 | 0.15 | 824.84
23174 | Salto | EB650K00IM38R-- | XS4 wide body electronic wire-free SVN escutcheon, BLE / Mifare / DESFire entrance function, K lever, right handed, satin stainless finish, for use with 1 3/8" - 1 3/4" thick standard door | 1 |  | 1 Year | 722.35 | 0.15 | 613.9975
23175 | Salto | EB650K00IM38RA- | XS4 wide body electronic AMOK wire-free SVN escutcheon, BLE / Mifare / DESFire entrance function, K lever, right handed, satin stainless finish, for use with 1 3/8" - 1 3/4" thick standard door | 1 |  | 1 Year | 851.35 | 0.15 | 723.6475
23176 | Salto | EB650K00IM38R-K | XS4 wide body electronic wire-free SVN escutcheon, BLE / Mifare / DESFire entrance function, with keypad, K lever, right handed, satin stainless finish, for use with 1 3/8" - 1 3/4" thick standard door | 1 |  | 1 Year | 785.2 | 0.15 | 667.42
23177 | Salto | EB650K00IM38RW- | XS4 wide body electronic RF wireless SVN escutcheon, BLE / Mifare / DESFire entrance function, K lever, right handed, satin stainless finish, for use with 1 3/8" - 1 3/4" thick standard door | 1 |  | 1 Year | 907.55 | 0.15 | 771.4175
23178 | Salto | EB650K00IM38RWK | XS4 wide body electronic RF wireless SVN escutcheon, BLE / Mifare / DESFire entrance function, with keypad, K lever, right handed, satin stainless finish, for use with 1 3/8" - 1 3/4" thick standard door | 1 |  | 1 Year | 970.4 | 0.15 | 824.84
23179 | Salto | EB650K00IM48L-- | XS4 wide body electronic wire-free SVN escutcheon, BLE / Mifare / DESFire entrance function, K lever, left handed, satin stainless finish, for use with 1 3/4" - 2 1/4" thick door | 1 |  | 1 Year | 722.35 | 0.15 | 613.9975
23180 | Salto | EB650K00IM48LA- | XS4 wide body electronic AMOK wire-free SVN escutcheon, BLE / Mifare / DESFire entrance function, K lever, left handed, satin stainless finish, for use with 1 3/4" - 2 1/4" thick door | 1 |  | 1 Year | 851.35 | 0.15 | 723.6475
23181 | Salto | EB650K00IM48L-K | XS4 wide body electronic wire-free SVN escutcheon, BLE / Mifare / DESFire entrance function, with keypad, K lever, left handed, satin stainless finish, for use with 1 3/4" - 2 1/4" thick door | 1 |  | 1 Year | 785.2 | 0.15 | 667.42
23182 | Salto | EB650K00IM48LW- | XS4 wide body electronic RF wireless SVN escutcheon, BLE / Mifare / DESFire entrance function, K lever, left handed, satin stainless finish, for use with 1 3/4" - 2 1/4" thick door | 1 |  | 1 Year | 907.55 | 0.15 | 771.4175
23183 | Salto | EB650K00IM48LWK | XS4 wide body electronic RF wireless SVN escutcheon, BLE / Mifare / DESFire entrance function, with keypad, K lever, left handed, satin stainless finish, for use with 1 3/4" - 2 1/4" thick door | 1 |  | 1 Year | 970.4 | 0.15 | 824.84
23184 | Salto | EB650K00IM48R-- | XS4 wide body electronic wire-free SVN escutcheon, BLE / Mifare / DESFire entrance function, K lever, right handed, satin stainless finish, for use with 1 3/4" - 2 1/4" thick door | 1 |  | 1 Year | 722.35 | 0.15 | 613.9975
23185 | Salto | EB650K00IM48RA- | XS4 wide body electronic AMOK wire-free SVN escutcheon, BLE / Mifare / DESFire entrance function, K lever, right handed, satin stainless finish, for use with 1 3/4" - 2 1/4" thick door | 1 |  | 1 Year | 851.35 | 0.15 | 723.6475
23186 | Salto | EB650K00IM48R-K | XS4 wide body electronic wire-free SVN escutcheon, BLE / Mifare / DESFire entrance function, with keypad, K lever, right handed, satin stainless finish, for use with 1 3/4" - 2 1/4" thick door | 1 |  | 1 Year | 785.2 | 0.15 | 667.42
23187 | Salto | EB650K00IM48RW- | XS4 wide body electronic RF wireless SVN escutcheon, BLE / Mifare / DESFire entrance function, K lever, right handed, satin stainless finish, for use with 1 3/4" - 2 1/4" thick door | 1 |  | 1 Year | 907.55 | 0.15 | 771.4175
23188 | Salto | EB650K00IM48RWK | XS4 wide body electronic RF wireless SVN escutcheon, BLE / Mifare / DESFire entrance function, with keypad, K lever, right handed, satin stainless finish, for use with 1 3/4" - 2 1/4" thick door | 1 |  | 1 Year | 970.4 | 0.15 | 824.84
23189 | Salto | EB650K00IP38L-- | XS4 wide body electronic wire-free SVN escutcheon, BLE / Mifare / DESFire entrance function, K lever, left handed, bright stainless steel finish, for use with 1 3/8" - 1 3/4" thick standard door | 1 |  | 1 Year | 738.65 | 0.15 | 627.8525
23190 | Salto | EB650K00IP38LA- | XS4 wide body electronic AMOK wire-free SVN escutcheon, BLE / Mifare / DESFire entrance function, K lever, left handed, bright stainless steel finish, for use with 1 3/8" - 1 3/4" thick standard door | 1 |  | 1 Year | 867.65 | 0.15 | 737.5025
23191 | Salto | EB650K00IP38L-K | XS4 wide body electronic wire-free SVN escutcheon, BLE / Mifare / DESFire entrance function, with keypad, K lever, left handed, bright stainless steel finish, for use with 1 3/8" - 1 3/4" thick standard door | 1 |  | 1 Year | 801.5 | 0.15 | 681.275
23192 | Salto | EB650K00IP38LW- | XS4 wide body electronic RF wireless SVN escutcheon, BLE / Mifare / DESFire entrance function, K lever, left handed, bright stainless steel finish, for use with 1 3/8" - 1 3/4" thick standard door | 1 |  | 1 Year | 923.85 | 0.15 | 785.2725
23193 | Salto | EB650K00IP38LWK | XS4 wide body electronic RF wireless SVN escutcheon, BLE / Mifare / DESFire entrance function, with keypad, K lever, left handed, bright stainless steel finish, for use with 1 3/8" - 1 3/4" thick standard door | 1 |  | 1 Year | 986.7 | 0.15 | 838.695
23194 | Salto | EB650K00IP38R-- | XS4 wide body electronic wire-free SVN escutcheon, BLE / Mifare / DESFire entrance function, K lever, right handed, bright stainless steel finish, for use with 1 3/8" - 1 3/4" thick standard door | 1 |  | 1 Year | 738.65 | 0.15 | 627.8525
23195 | Salto | EB650K00IP38RA- | XS4 wide body electronic AMOK wire-free SVN escutcheon, BLE / Mifare / DESFire entrance function, K lever, right handed, bright stainless steel finish, for use with 1 3/8" - 1 3/4" thick standard door | 1 |  | 1 Year | 867.65 | 0.15 | 737.5025
23196 | Salto | EB650K00IP38R-K | XS4 wide body electronic wire-free SVN escutcheon, BLE / Mifare / DESFire entrance function, with keypad, K lever, right handed, bright stainless steel finish, for use with 1 3/8" - 1 3/4" thick standard door | 1 |  | 1 Year | 801.5 | 0.15 | 681.275
23197 | Salto | EB650K00IP38RW- | XS4 wide body electronic RF wireless SVN escutcheon, BLE / Mifare / DESFire entrance function, K lever, right handed, bright stainless steel finish, for use with 1 3/8" - 1 3/4" thick standard door | 1 |  | 1 Year | 923.85 | 0.15 | 785.2725
23198 | Salto | EB650K00IP38RWK | XS4 wide body electronic RF wireless SVN escutcheon, BLE / Mifare / DESFire entrance function, with keypad, K lever, right handed, bright stainless steel finish, for use with 1 3/8" - 1 3/4" thick standard door | 1 |  | 1 Year | 986.7 | 0.15 | 838.695
23199 | Salto | EB650K00IP48L-- | XS4 wide body electronic wire-free SVN escutcheon, BLE / Mifare / DESFire entrance function, K lever, left handed, bright stainless steel finish, for use with 1 3/4" - 2 1/4" thick door | 1 |  | 1 Year | 738.65 | 0.15 | 627.8525
23200 | Salto | EB650K00IP48LA- | XS4 wide body electronic AMOK wire-free SVN escutcheon, BLE / Mifare / DESFire entrance function, K lever, left handed, bright stainless steel finish, for use with 1 3/4" - 2 1/4" thick door | 1 |  | 1 Year | 867.65 | 0.15 | 737.5025
23201 | Salto | EB650K00IP48L-K | XS4 wide body electronic wire-free SVN escutcheon, BLE / Mifare / DESFire entrance function, with keypad, K lever, left handed, bright stainless steel finish, for use with 1 3/4" - 2 1/4" thick door | 1 |  | 1 Year | 801.5 | 0.15 | 681.275
23202 | Salto | EB650K00IP48LW- | XS4 wide body electronic RF wireless SVN escutcheon, BLE / Mifare / DESFire entrance function, K lever, left handed, bright stainless steel finish, for use with 1 3/4" - 2 1/4" thick door | 1 |  | 1 Year | 923.85 | 0.15 | 785.2725
23203 | Salto | EB650K00IP48LWK | XS4 wide body electronic RF wireless SVN escutcheon, BLE / Mifare / DESFire entrance function, with keypad, K lever, left handed, bright stainless steel finish, for use with 1 3/4" - 2 1/4" thick door | 1 |  | 1 Year | 986.7 | 0.15 | 838.695
23204 | Salto | EB650K00IP48R-- | XS4 wide body electronic wire-free SVN escutcheon, BLE / Mifare / DESFire entrance function, K lever, right handed, bright stainless steel finish, for use with 1 3/4" - 2 1/4" thick door | 1 |  | 1 Year | 738.65 | 0.15 | 627.8525
23205 | Salto | EB650K00IP48RA- | XS4 wide body electronic AMOK wire-free SVN escutcheon, BLE / Mifare / DESFire entrance function, K lever, right handed, bright stainless steel finish, for use with 1 3/4" - 2 1/4" thick door | 1 |  | 1 Year | 867.65 | 0.15 | 737.5025
23206 | Salto | EB650K00IP48R-K | XS4 wide body electronic wire-free SVN escutcheon, BLE / Mifare / DESFire entrance function, with keypad, K lever, right handed, bright stainless steel finish, for use with 1 3/4" - 2 1/4" thick door | 1 |  | 1 Year | 801.5 | 0.15 | 681.275
23207 | Salto | EB650K00IP48RW- | XS4 wide body electronic RF wireless SVN escutcheon, BLE / Mifare / DESFire entrance function, K lever, right handed, bright stainless steel finish, for use with 1 3/4" - 2 1/4" thick door | 1 |  | 1 Year | 923.85 | 0.15 | 785.2725
23208 | Salto | EB650K00IP48RWK | XS4 wide body electronic RF wireless SVN escutcheon, BLE / Mifare / DESFire entrance function, with keypad, K lever, right handed, bright stainless steel finish, for use with 1 3/4" - 2 1/4" thick door | 1 |  | 1 Year | 986.7 | 0.15 | 838.695
23209 | Salto | EB650K00PP38L-- | XS4 wide body electronic wire-free SVN escutcheon, BLE / Mifare / DESFire entrance function, K lever, left handed, bright brass finish, for use with 1 3/8" - 1 3/4" thick standard door | 1 |  | 1 Year | 738.65 | 0.15 | 627.8525
23210 | Salto | EB650K00PP38LA- | XS4 wide body electronic AMOK wire-free SVN escutcheon, BLE / Mifare / DESFire entrance function, K lever, left handed, bright brass finish, for use with 1 3/8" - 1 3/4" thick standard door | 1 |  | 1 Year | 867.65 | 0.15 | 737.5025
23211 | Salto | EB650K00PP38L-K | XS4 wide body electronic wire-free SVN escutcheon, BLE / Mifare / DESFire entrance function, with keypad, K lever, left handed, bright brass finish, for use with 1 3/8" - 1 3/4" thick standard door | 1 |  | 1 Year | 801.5 | 0.15 | 681.275
23212 | Salto | EB650K00PP38LW- | XS4 wide body electronic RF wireless SVN escutcheon, BLE / Mifare / DESFire entrance function, K lever, left handed, bright brass finish, for use with 1 3/8" - 1 3/4" thick standard door | 1 |  | 1 Year | 923.85 | 0.15 | 785.2725
23213 | Salto | EB650K00PP38LWK | XS4 wide body electronic RF wireless SVN escutcheon, BLE / Mifare / DESFire entrance function, with keypad, K lever, left handed, bright brass finish, for use with 1 3/8" - 1 3/4" thick standard door | 1 |  | 1 Year | 986.7 | 0.15 | 838.695
23214 | Salto | EB650K00PP38R-- | XS4 wide body electronic wire-free SVN escutcheon, BLE / Mifare / DESFire entrance function, K lever, right handed, bright brass finish, for use with 1 3/8" - 1 3/4" thick standard door | 1 |  | 1 Year | 738.65 | 0.15 | 627.8525
23215 | Salto | EB650K00PP38RA- | XS4 wide body electronic AMOK wire-free SVN escutcheon, BLE / Mifare / DESFire entrance function, K lever, right handed, bright brass finish, for use with 1 3/8" - 1 3/4" thick standard door | 1 |  | 1 Year | 867.65 | 0.15 | 737.5025
23216 | Salto | EB650K00PP38R-K | XS4 wide body electronic wire-free SVN escutcheon, BLE / Mifare / DESFire entrance function, with keypad, K lever, right handed, bright brass finish, for use with 1 3/8" - 1 3/4" thick standard door | 1 |  | 1 Year | 801.5 | 0.15 | 681.275
23217 | Salto | EB650K00PP38RW- | XS4 wide body electronic RF wireless SVN escutcheon, BLE / Mifare / DESFire entrance function, K lever, right handed, bright brass finish, for use with 1 3/8" - 1 3/4" thick standard door | 1 |  | 1 Year | 923.85 | 0.15 | 785.2725
23218 | Salto | EB650K00PP38RWK | XS4 wide body electronic RF wireless SVN escutcheon, BLE / Mifare / DESFire entrance function, with keypad, K lever, right handed, bright brass finish, for use with 1 3/8" - 1 3/4" thick standard door | 1 |  | 1 Year | 986.7 | 0.15 | 838.695
23219 | Salto | EB650K00PP48L-- | XS4 wide body electronic wire-free SVN escutcheon, BLE / Mifare / DESFire entrance function, K lever, left handed, bright brass finish, for use with 1 3/4" - 2 1/4" thick door | 1 |  | 1 Year | 738.65 | 0.15 | 627.8525
23220 | Salto | EB650K00PP48LA- | XS4 wide body electronic AMOK wire-free SVN escutcheon, BLE / Mifare / DESFire entrance function, K lever, left handed, bright brass finish, for use with 1 3/4" - 2 1/4" thick door | 1 |  | 1 Year | 867.65 | 0.15 | 737.5025
23221 | Salto | EB650K00PP48L-K | XS4 wide body electronic wire-free SVN escutcheon, BLE / Mifare / DESFire entrance function, with keypad, K lever, left handed, bright brass finish, for use with 1 3/4" - 2 1/4" thick door | 1 |  | 1 Year | 801.5 | 0.15 | 681.275
23222 | Salto | EB650K00PP48LW- | XS4 wide body electronic RF wireless SVN escutcheon, BLE / Mifare / DESFire entrance function, K lever, left handed, bright brass finish, for use with 1 3/4" - 2 1/4" thick door | 1 |  | 1 Year | 923.85 | 0.15 | 785.2725
23223 | Salto | EB650K00PP48LWK | XS4 wide body electronic RF wireless SVN escutcheon, BLE / Mifare / DESFire entrance function, with keypad, K lever, left handed, bright brass finish, for use with 1 3/4" - 2 1/4" thick door | 1 |  | 1 Year | 986.7 | 0.15 | 838.695
23224 | Salto | EB650K00PP48R-- | XS4 wide body electronic wire-free SVN escutcheon, BLE / Mifare / DESFire entrance function, K lever, right handed, bright brass finish, for use with 1 3/4" - 2 1/4" thick door | 1 |  | 1 Year | 738.65 | 0.15 | 627.8525
23225 | Salto | EB650K00PP48RA- | XS4 wide body electronic AMOK wire-free SVN escutcheon, BLE / Mifare / DESFire entrance function, K lever, right handed, bright brass finish, for use with 1 3/4" - 2 1/4" thick door | 1 |  | 1 Year | 867.65 | 0.15 | 737.5025
23226 | Salto | EB650K00PP48R-K | XS4 wide body electronic wire-free SVN escutcheon, BLE / Mifare / DESFire entrance function, with keypad, K lever, right handed, bright brass finish, for use with 1 3/4" - 2 1/4" thick door | 1 |  | 1 Year | 801.5 | 0.15 | 681.275
23227 | Salto | EB650K00PP48RW- | XS4 wide body electronic RF wireless SVN escutcheon, BLE / Mifare / DESFire entrance function, K lever, right handed, bright brass finish, for use with 1 3/4" - 2 1/4" thick door | 1 |  | 1 Year | 923.85 | 0.15 | 785.2725
23228 | Salto | EB650K00PP48RWK | XS4 wide body electronic RF wireless SVN escutcheon, BLE / Mifare / DESFire entrance function, with keypad, K lever, right handed, bright brass finish, for use with 1 3/4" - 2 1/4" thick door | 1 |  | 1 Year | 986.7 | 0.15 | 838.695
23229 | Salto | EB650L00BC38--- | XS4 wide body electronic wire-free SVN escutcheon, BLE / Mifare / DESFire entrance function, L lever, unhanded, BioCote antimicrobial finish, for use with 1 3/8" - 1 3/4" thick standard door | 1 |  | 1 Year | 764.15 | 0.15 | 649.5275
23230 | Salto | EB650L00BC38-A- | XS4 wide body electronic AMOK wire-free SVN escutcheon, BLE / Mifare / DESFire entrance function, L lever, unhanded, BioCote antimicrobial finish, for use with 1 3/8" - 1 3/4" thick standard door | 1 |  | 1 Year | 893.15 | 0.15 | 759.1775
23231 | Salto | EB650L00BC38--K | XS4 wide body electronic wire-free SVN escutcheon, BLE / Mifare / DESFire entrance function, with keypad, L lever, unhanded, BioCote antimicrobial finish, for use with 1 3/8" - 1 3/4" thick standard door | 1 |  | 1 Year | 827 | 0.15 | 702.95
23232 | Salto | EB650L00BC38-W- | XS4 wide body electronic RF wireless SVN escutcheon, BLE / Mifare / DESFire entrance function, L lever, unhanded, BioCote antimicrobial finish, for use with 1 3/8" - 1 3/4" thick standard door | 1 |  | 1 Year | 949.35 | 0.15 | 806.9475
23233 | Salto | EB650L00BC38-WK | XS4 wide body electronic RF wireless SVN escutcheon, BLE / Mifare / DESFire entrance function, with keypad, L lever, unhanded, BioCote antimicrobial finish, for use with 1 3/8" - 1 3/4" thick standard door | 1 |  | 1 Year | 1012.2 | 0.15 | 860.37
23234 | Salto | EB650L00BC48--- | XS4 wide body electronic wire-free SVN escutcheon, BLE / Mifare / DESFire entrance function, L lever, unhanded, BioCote antimicrobial finish, for use with 1 3/4" - 2 1/4" thick door | 1 |  | 1 Year | 764.15 | 0.15 | 649.5275
23235 | Salto | EB650L00BC48-A- | XS4 wide body electronic AMOK wire-free SVN escutcheon, BLE / Mifare / DESFire entrance function, L lever, unhanded, BioCote antimicrobial finish, for use with 1 3/4" - 2 1/4" thick door | 1 |  | 1 Year | 893.15 | 0.15 | 759.1775
23236 | Salto | EB650L00BC48--K | XS4 wide body electronic wire-free SVN escutcheon, BLE / Mifare / DESFire entrance function, with keypad, L lever, unhanded, BioCote antimicrobial finish, for use with 1 3/4" - 2 1/4" thick door | 1 |  | 1 Year | 827 | 0.15 | 702.95
23237 | Salto | EB650L00BC48-W- | XS4 wide body electronic RF wireless SVN escutcheon, BLE / Mifare / DESFire entrance function, L lever, unhanded, BioCote antimicrobial finish, for use with 1 3/4" - 2 1/4" thick door | 1 |  | 1 Year | 949.35 | 0.15 | 806.9475
23238 | Salto | EB650L00BC48-WK | XS4 wide body electronic RF wireless SVN escutcheon, BLE / Mifare / DESFire entrance function, with keypad, L lever, unhanded, BioCote antimicrobial finish, for use with 1 3/4" - 2 1/4" thick door | 1 |  | 1 Year | 1012.2 | 0.15 | 860.37
23239 | Salto | EB650L00IA38--- | XS4 wide body electronic wire-free SVN escutcheon, BLE / Mifare / DESFire entrance function, L lever, unhanded, antique brass finish, for use with 1 3/8" - 1 3/4" thick standard door | 1 |  | 1 Year | 764.15 | 0.15 | 649.5275
23240 | Salto | EB650L00IA38-A- | XS4 wide body electronic AMOK wire-free SVN escutcheon, BLE / Mifare / DESFire entrance function, L lever, unhanded, antique brass finish, for use with 1 3/8" - 1 3/4" thick standard door | 1 |  | 1 Year | 893.15 | 0.15 | 759.1775
23241 | Salto | EB650L00IA38--K | XS4 wide body electronic wire-free SVN escutcheon, BLE / Mifare / DESFire entrance function, with keypad, L lever, unhanded, antique brass finish, for use with 1 3/8" - 1 3/4" thick standard door | 1 |  | 1 Year | 827 | 0.15 | 702.95
23242 | Salto | EB650L00IA38-W- | XS4 wide body electronic RF wireless SVN escutcheon, BLE / Mifare / DESFire entrance function, L lever, unhanded, antique brass finish, for use with 1 3/8" - 1 3/4" thick standard door | 1 |  | 1 Year | 949.35 | 0.15 | 806.9475
23243 | Salto | EB650L00IA38-WK | XS4 wide body electronic RF wireless SVN escutcheon, BLE / Mifare / DESFire entrance function, with keypad, L lever, unhanded, antique brass finish, for use with 1 3/8" - 1 3/4" thick standard door | 1 |  | 1 Year | 1012.2 | 0.15 | 860.37
23244 | Salto | EB650L00IA48--- | XS4 wide body electronic wire-free SVN escutcheon, BLE / Mifare / DESFire entrance function, L lever, unhanded, antique brass finish, for use with 1 3/4" - 2 1/4" thick door | 1 |  | 1 Year | 764.15 | 0.15 | 649.5275
23245 | Salto | EB650L00IA48-A- | XS4 wide body electronic AMOK wire-free SVN escutcheon, BLE / Mifare / DESFire entrance function, L lever, unhanded, antique brass finish, for use with 1 3/4" - 2 1/4" thick door | 1 |  | 1 Year | 893.15 | 0.15 | 759.1775
23246 | Salto | EB650L00IA48--K | XS4 wide body electronic wire-free SVN escutcheon, BLE / Mifare / DESFire entrance function, with keypad, L lever, unhanded, antique brass finish, for use with 1 3/4" - 2 1/4" thick door | 1 |  | 1 Year | 827 | 0.15 | 702.95
23247 | Salto | EB650L00IA48-W- | XS4 wide body electronic RF wireless SVN escutcheon, BLE / Mifare / DESFire entrance function, L lever, unhanded, antique brass finish, for use with 1 3/4" - 2 1/4" thick door | 1 |  | 1 Year | 949.35 | 0.15 | 806.9475
23248 | Salto | EB650L00IA48-WK | XS4 wide body electronic RF wireless SVN escutcheon, BLE / Mifare / DESFire entrance function, with keypad, L lever, unhanded, antique brass finish, for use with 1 3/4" - 2 1/4" thick door | 1 |  | 1 Year | 1012.2 | 0.15 | 860.37
23249 | Salto | EB650L00IM38--- | XS4 wide body electronic wire-free SVN escutcheon, BLE / Mifare / DESFire entrance function, L lever, unhanded, satin stainless finish, for use with 1 3/8" - 1 3/4" thick standard door | 1 |  | 1 Year | 712.15 | 0.15 | 605.3275
23250 | Salto | EB650L00IM38-A- | XS4 wide body electronic AMOK wire-free SVN escutcheon, BLE / Mifare / DESFire entrance function, L lever, unhanded, satin stainless finish, for use with 1 3/8" - 1 3/4" thick standard door | 1 |  | 1 Year | 841.15 | 0.15 | 714.9775
23251 | Salto | EB650L00IM38--K | XS4 wide body electronic wire-free SVN escutcheon, BLE / Mifare / DESFire entrance function, with keypad, L lever, unhanded, satin stainless finish, for use with 1 3/8" - 1 3/4" thick standard door | 1 |  | 1 Year | 775 | 0.15 | 658.75
23252 | Salto | EB650L00IM38-W- | XS4 wide body electronic RF wireless SVN escutcheon, BLE / Mifare / DESFire entrance function, L lever, unhanded, satin stainless finish, for use with 1 3/8" - 1 3/4" thick standard door | 1 |  | 1 Year | 897.35 | 0.15 | 762.7475
23253 | Salto | EB650L00IM38-WK | XS4 wide body electronic RF wireless SVN escutcheon, BLE / Mifare / DESFire entrance function, with keypad, L lever, unhanded, satin stainless finish, for use with 1 3/8" - 1 3/4" thick standard door | 1 |  | 1 Year | 960.2 | 0.15 | 816.17
23254 | Salto | EB650L00IM48--- | XS4 wide body electronic wire-free SVN escutcheon, BLE / Mifare / DESFire entrance function, L lever, unhanded, satin stainless finish, for use with 1 3/4" - 2 1/4" thick door | 1 |  | 1 Year | 712.15 | 0.15 | 605.3275
23255 | Salto | EB650L00IM48-A- | XS4 wide body electronic AMOK wire-free SVN escutcheon, BLE / Mifare / DESFire entrance function, L lever, unhanded, satin stainless finish, for use with 1 3/4" - 2 1/4" thick door | 1 |  | 1 Year | 841.15 | 0.15 | 714.9775
23256 | Salto | EB650L00IM48--K | XS4 wide body electronic wire-free SVN escutcheon, BLE / Mifare / DESFire entrance function, with keypad, L lever, unhanded, satin stainless finish, for use with 1 3/4" - 2 1/4" thick door | 1 |  | 1 Year | 775 | 0.15 | 658.75
23257 | Salto | EB650L00IM48-W- | XS4 wide body electronic RF wireless SVN escutcheon, BLE / Mifare / DESFire entrance function, L lever, unhanded, satin stainless finish, for use with 1 3/4" - 2 1/4" thick door | 1 |  | 1 Year | 897.35 | 0.15 | 762.7475
23258 | Salto | EB650L00IM48-WK | XS4 wide body electronic RF wireless SVN escutcheon, BLE / Mifare / DESFire entrance function, with keypad, L lever, unhanded, satin stainless finish, for use with 1 3/4" - 2 1/4" thick door | 1 |  | 1 Year | 960.2 | 0.15 | 816.17
23259 | Salto | EB650L00IP38--- | XS4 wide body electronic wire-free SVN escutcheon, BLE / Mifare / DESFire entrance function, L lever, unhanded, bright stainless steel finish, for use with 1 3/8" - 1 3/4" thick standard door | 1 |  | 1 Year | 728.45 | 0.15 | 619.1825
23260 | Salto | EB650L00IP38-A- | XS4 wide body electronic AMOK wire-free SVN escutcheon, BLE / Mifare / DESFire entrance function, L lever, unhanded, bright stainless steel finish, for use with 1 3/8" - 1 3/4" thick standard door | 1 |  | 1 Year | 857.45 | 0.15 | 728.8325
23261 | Salto | EB650L00IP38--K | XS4 wide body electronic wire-free SVN escutcheon, BLE / Mifare / DESFire entrance function, with keypad, L lever, unhanded, bright stainless steel finish, for use with 1 3/8" - 1 3/4" thick standard door | 1 |  | 1 Year | 791.3 | 0.15 | 672.605
23262 | Salto | EB650L00IP38-W- | XS4 wide body electronic RF wireless SVN escutcheon, BLE / Mifare / DESFire entrance function, L lever, unhanded, bright stainless steel finish, for use with 1 3/8" - 1 3/4" thick standard door | 1 |  | 1 Year | 913.65 | 0.15 | 776.6025
23263 | Salto | EB650L00IP38-WK | XS4 wide body electronic RF wireless SVN escutcheon, BLE / Mifare / DESFire entrance function, with keypad, L lever, unhanded, bright stainless steel finish, for use with 1 3/8" - 1 3/4" thick standard door | 1 |  | 1 Year | 976.5 | 0.15 | 830.025
23264 | Salto | EB650L00IP48--- | XS4 wide body electronic wire-free SVN escutcheon, BLE / Mifare / DESFire entrance function, L lever, unhanded, bright stainless steel finish, for use with 1 3/4" - 2 1/4" thick door | 1 |  | 1 Year | 728.45 | 0.15 | 619.1825
23265 | Salto | EB650L00IP48-A- | XS4 wide body electronic AMOK wire-free SVN escutcheon, BLE / Mifare / DESFire entrance function, L lever, unhanded, bright stainless steel finish, for use with 1 3/4" - 2 1/4" thick door | 1 |  | 1 Year | 857.45 | 0.15 | 728.8325
23266 | Salto | EB650L00IP48--K | XS4 wide body electronic wire-free SVN escutcheon, BLE / Mifare / DESFire entrance function, with keypad, L lever, unhanded, bright stainless steel finish, for use with 1 3/4" - 2 1/4" thick door | 1 |  | 1 Year | 791.3 | 0.15 | 672.605
23267 | Salto | EB650L00IP48-W- | XS4 wide body electronic RF wireless SVN escutcheon, BLE / Mifare / DESFire entrance function, L lever, unhanded, bright stainless steel finish, for use with 1 3/4" - 2 1/4" thick door | 1 |  | 1 Year | 913.65 | 0.15 | 776.6025
23268 | Salto | EB650L00IP48-WK | XS4 wide body electronic RF wireless SVN escutcheon, BLE / Mifare / DESFire entrance function, with keypad, L lever, unhanded, bright stainless steel finish, for use with 1 3/4" - 2 1/4" thick door | 1 |  | 1 Year | 976.5 | 0.15 | 830.025
23269 | Salto | EB650L00NE38--- | XS4 wide body electronic wire-free SVN escutcheon, BLE / Mifare / DESFire entrance function, L lever, unhanded, black chromium finish, for use with 1 3/8" - 1 3/4" thick standard door | 1 |  | 1 Year | 746.85 | 0.15 | 634.8225
23270 | Salto | EB650L00NE38-A- | XS4 wide body electronic AMOK wire-free SVN escutcheon, BLE / Mifare / DESFire entrance function, L lever, unhanded, black chromium finish, for use with 1 3/8" - 1 3/4" thick standard door | 1 |  | 1 Year | 875.85 | 0.15 | 744.4725
23271 | Salto | EB650L00NE38--K | XS4 wide body electronic wire-free SVN escutcheon, BLE / Mifare / DESFire entrance function, with keypad, L lever, unhanded, black chromium finish, for use with 1 3/8" - 1 3/4" thick standard door | 1 |  | 1 Year | 809.7 | 0.15 | 688.245
23272 | Salto | EB650L00NE38-W- | XS4 wide body electronic RF wireless SVN escutcheon, BLE / Mifare / DESFire entrance function, L lever, unhanded, black chromium finish, for use with 1 3/8" - 1 3/4" thick standard door | 1 |  | 1 Year | 932.05 | 0.15 | 792.2425
23273 | Salto | EB650L00NE38-WK | XS4 wide body electronic RF wireless SVN escutcheon, BLE / Mifare / DESFire entrance function, with keypad, L lever, unhanded, black chromium finish, for use with 1 3/8" - 1 3/4" thick standard door | 1 |  | 1 Year | 994.9 | 0.15 | 845.665
23274 | Salto | EB650L00NE48--- | XS4 wide body electronic wire-free SVN escutcheon, BLE / Mifare / DESFire entrance function, L lever, unhanded, black chromium finish, for use with 1 3/4" - 2 1/4" thick door | 1 |  | 1 Year | 746.85 | 0.15 | 634.8225
23275 | Salto | EB650L00NE48-A- | XS4 wide body electronic AMOK wire-free SVN escutcheon, BLE / Mifare / DESFire entrance function, L lever, unhanded, black chromium finish, for use with 1 3/4" - 2 1/4" thick door | 1 |  | 1 Year | 875.85 | 0.15 | 744.4725
23276 | Salto | EB650L00NE48--K | XS4 wide body electronic wire-free SVN escutcheon, BLE / Mifare / DESFire entrance function, with keypad, L lever, unhanded, black chromium finish, for use with 1 3/4" - 2 1/4" thick door | 1 |  | 1 Year | 809.7 | 0.15 | 688.245
23277 | Salto | EB650L00NE48-W- | XS4 wide body electronic RF wireless SVN escutcheon, BLE / Mifare / DESFire entrance function, L lever, unhanded, black chromium finish, for use with 1 3/4" - 2 1/4" thick door | 1 |  | 1 Year | 932.05 | 0.15 | 792.2425
23278 | Salto | EB650L00NE48-WK | XS4 wide body electronic RF wireless SVN escutcheon, BLE / Mifare / DESFire entrance function, with keypad, L lever, unhanded, black chromium finish, for use with 1 3/4" - 2 1/4" thick door | 1 |  | 1 Year | 994.9 | 0.15 | 845.665
23279 | Salto | EB650L00PM38--- | XS4 wide body electronic wire-free SVN escutcheon, BLE / Mifare / DESFire entrance function, L lever, unhanded, satin brass finish, for use with 1 3/8" - 1 3/4" thick standard door | 1 |  | 1 Year | 712.15 | 0.15 | 605.3275
23280 | Salto | EB650L00PM38-A- | XS4 wide body electronic AMOK wire-free SVN escutcheon, BLE / Mifare / DESFire entrance function, L lever, unhanded, satin brass finish, for use with 1 3/8" - 1 3/4" thick standard door | 1 |  | 1 Year | 841.15 | 0.15 | 714.9775
23281 | Salto | EB650L00PM38--K | XS4 wide body electronic wire-free SVN escutcheon, BLE / Mifare / DESFire entrance function, with keypad, L lever, unhanded, satin brass finish, for use with 1 3/8" - 1 3/4" thick standard door | 1 |  | 1 Year | 775 | 0.15 | 658.75
23282 | Salto | EB650L00PM38-W- | XS4 wide body electronic RF wireless SVN escutcheon, BLE / Mifare / DESFire entrance function, L lever, unhanded, satin brass finish, for use with 1 3/8" - 1 3/4" thick standard door | 1 |  | 1 Year | 897.35 | 0.15 | 762.7475
23283 | Salto | EB650L00PM38-WK | XS4 wide body electronic RF wireless SVN escutcheon, BLE / Mifare / DESFire entrance function, with keypad, L lever, unhanded, satin brass finish, for use with 1 3/8" - 1 3/4" thick standard door | 1 |  | 1 Year | 960.2 | 0.15 | 816.17
23284 | Salto | EB650L00PM48--- | XS4 wide body electronic wire-free SVN escutcheon, BLE / Mifare / DESFire entrance function, L lever, unhanded, satin brass finish, for use with 1 3/4" - 2 1/4" thick door | 1 |  | 1 Year | 712.15 | 0.15 | 605.3275
23285 | Salto | EB650L00PM48-A- | XS4 wide body electronic AMOK wire-free SVN escutcheon, BLE / Mifare / DESFire entrance function, L lever, unhanded, satin brass finish, for use with 1 3/4" - 2 1/4" thick door | 1 |  | 1 Year | 841.15 | 0.15 | 714.9775
23286 | Salto | EB650L00PM48--K | XS4 wide body electronic wire-free SVN escutcheon, BLE / Mifare / DESFire entrance function, with keypad, L lever, unhanded, satin brass finish, for use with 1 3/4" - 2 1/4" thick door | 1 |  | 1 Year | 775 | 0.15 | 658.75
23287 | Salto | EB650L00PM48-W- | XS4 wide body electronic RF wireless SVN escutcheon, BLE / Mifare / DESFire entrance function, L lever, unhanded, satin brass finish, for use with 1 3/4" - 2 1/4" thick door | 1 |  | 1 Year | 897.35 | 0.15 | 762.7475
23288 | Salto | EB650L00PM48-WK | XS4 wide body electronic RF wireless SVN escutcheon, BLE / Mifare / DESFire entrance function, with keypad, L lever, unhanded, satin brass finish, for use with 1 3/4" - 2 1/4" thick door | 1 |  | 1 Year | 960.2 | 0.15 | 816.17
23289 | Salto | EB650L00PP38--- | XS4 wide body electronic wire-free SVN escutcheon, BLE / Mifare / DESFire entrance function, L lever, unhanded, bright brass finish, for use with 1 3/8" - 1 3/4" thick standard door | 1 |  | 1 Year | 728.45 | 0.15 | 619.1825
23290 | Salto | EB650L00PP38-A- | XS4 wide body electronic AMOK wire-free SVN escutcheon, BLE / Mifare / DESFire entrance function, L lever, unhanded, bright brass finish, for use with 1 3/8" - 1 3/4" thick standard door | 1 |  | 1 Year | 857.45 | 0.15 | 728.8325
23291 | Salto | EB650L00PP38--K | XS4 wide body electronic wire-free SVN escutcheon, BLE / Mifare / DESFire entrance function, with keypad, L lever, unhanded, bright brass finish, for use with 1 3/8" - 1 3/4" thick standard door | 1 |  | 1 Year | 791.3 | 0.15 | 672.605
23292 | Salto | EB650L00PP38-W- | XS4 wide body electronic RF wireless SVN escutcheon, BLE / Mifare / DESFire entrance function, L lever, unhanded, bright brass finish, for use with 1 3/8" - 1 3/4" thick standard door | 1 |  | 1 Year | 913.65 | 0.15 | 776.6025
23293 | Salto | EB650L00PP38-WK | XS4 wide body electronic RF wireless SVN escutcheon, BLE / Mifare / DESFire entrance function, with keypad, L lever, unhanded, bright brass finish, for use with 1 3/8" - 1 3/4" thick standard door | 1 |  | 1 Year | 976.5 | 0.15 | 830.025
23294 | Salto | EB650L00PP48--- | XS4 wide body electronic wire-free SVN escutcheon, BLE / Mifare / DESFire entrance function, L lever, unhanded, bright brass finish, for use with 1 3/4" - 2 1/4" thick door | 1 |  | 1 Year | 728.45 | 0.15 | 619.1825
23295 | Salto | EB650L00PP48-A- | XS4 wide body electronic AMOK wire-free SVN escutcheon, BLE / Mifare / DESFire entrance function, L lever, unhanded, bright brass finish, for use with 1 3/4" - 2 1/4" thick door | 1 |  | 1 Year | 857.45 | 0.15 | 728.8325
23296 | Salto | EB650L00PP48--K | XS4 wide body electronic wire-free SVN escutcheon, BLE / Mifare / DESFire entrance function, with keypad, L lever, unhanded, bright brass finish, for use with 1 3/4" - 2 1/4" thick door | 1 |  | 1 Year | 791.3 | 0.15 | 672.605
23297 | Salto | EB650L00PP48-W- | XS4 wide body electronic RF wireless SVN escutcheon, BLE / Mifare / DESFire entrance function, L lever, unhanded, bright brass finish, for use with 1 3/4" - 2 1/4" thick door | 1 |  | 1 Year | 913.65 | 0.15 | 776.6025
23298 | Salto | EB650L00PP48-WK | XS4 wide body electronic RF wireless SVN escutcheon, BLE / Mifare / DESFire entrance function, with keypad, L lever, unhanded, bright brass finish, for use with 1 3/4" - 2 1/4" thick door | 1 |  | 1 Year | 976.5 | 0.15 | 830.025
23299 | Salto | EB650N00BC38--- | XS4 wide body electronic wire-free SVN escutcheon, BLE / Mifare / DESFire entrance function, N lever, unhanded, BioCote antimicrobial finish, for use with 1 3/8" - 1 3/4" thick standard door | 1 |  | 1 Year | 764.15 | 0.15 | 649.5275
23300 | Salto | EB650N00BC38-A- | XS4 wide body electronic AMOK wire-free SVN escutcheon, BLE / Mifare / DESFire entrance function, N lever, unhanded, BioCote antimicrobial finish, for use with 1 3/8" - 1 3/4" thick standard door | 1 |  | 1 Year | 893.15 | 0.15 | 759.1775
23301 | Salto | EB650N00BC38--K | XS4 wide body electronic wire-free SVN escutcheon, BLE / Mifare / DESFire entrance function, with keypad, N lever, unhanded, BioCote antimicrobial finish, for use with 1 3/8" - 1 3/4" thick standard door | 1 |  | 1 Year | 827 | 0.15 | 702.95
23302 | Salto | EB650N00BC38-W- | XS4 wide body electronic RF wireless SVN escutcheon, BLE / Mifare / DESFire entrance function, N lever, unhanded, BioCote antimicrobial finish, for use with 1 3/8" - 1 3/4" thick standard door | 1 |  | 1 Year | 949.35 | 0.15 | 806.9475
23303 | Salto | EB650N00BC38-WK | XS4 wide body electronic RF wireless SVN escutcheon, BLE / Mifare / DESFire entrance function, with keypad, N lever, unhanded, BioCote antimicrobial finish, for use with 1 3/8" - 1 3/4" thick standard door | 1 |  | 1 Year | 1012.2 | 0.15 | 860.37
23304 | Salto | EB650N00BC48--- | XS4 wide body electronic wire-free SVN escutcheon, BLE / Mifare / DESFire entrance function, N lever, unhanded, BioCote antimicrobial finish, for use with 1 3/4" - 2 1/4" thick door | 1 |  | 1 Year | 764.15 | 0.15 | 649.5275
23305 | Salto | EB650N00BC48-A- | XS4 wide body electronic AMOK wire-free SVN escutcheon, BLE / Mifare / DESFire entrance function, N lever, unhanded, BioCote antimicrobial finish, for use with 1 3/4" - 2 1/4" thick door | 1 |  | 1 Year | 893.15 | 0.15 | 759.1775
23306 | Salto | EB650N00BC48--K | XS4 wide body electronic wire-free SVN escutcheon, BLE / Mifare / DESFire entrance function, with keypad, N lever, unhanded, BioCote antimicrobial finish, for use with 1 3/4" - 2 1/4" thick door | 1 |  | 1 Year | 827 | 0.15 | 702.95
23307 | Salto | EB650N00BC48-W- | XS4 wide body electronic RF wireless SVN escutcheon, BLE / Mifare / DESFire entrance function, N lever, unhanded, BioCote antimicrobial finish, for use with 1 3/4" - 2 1/4" thick door | 1 |  | 1 Year | 949.35 | 0.15 | 806.9475
23308 | Salto | EB650N00BC48-WK | XS4 wide body electronic RF wireless SVN escutcheon, BLE / Mifare / DESFire entrance function, with keypad, N lever, unhanded, BioCote antimicrobial finish, for use with 1 3/4" - 2 1/4" thick door | 1 |  | 1 Year | 1012.2 | 0.15 | 860.37
23309 | Salto | EB650N00IM38--- | XS4 wide body electronic wire-free SVN escutcheon, BLE / Mifare / DESFire entrance function, N lever, unhanded, satin stainless finish, for use with 1 3/8" - 1 3/4" thick standard door | 1 |  | 1 Year | 712.15 | 0.15 | 605.3275
23310 | Salto | EB650N00IM38-A- | XS4 wide body electronic AMOK wire-free SVN escutcheon, BLE / Mifare / DESFire entrance function, N lever, unhanded, satin stainless finish, for use with 1 3/8" - 1 3/4" thick standard door | 1 |  | 1 Year | 841.15 | 0.15 | 714.9775
23311 | Salto | EB650N00IM38--K | XS4 wide body electronic wire-free SVN escutcheon, BLE / Mifare / DESFire entrance function, with keypad, N lever, unhanded, satin stainless finish, for use with 1 3/8" - 1 3/4" thick standard door | 1 |  | 1 Year | 775 | 0.15 | 658.75
23312 | Salto | EB650N00IM38-W- | XS4 wide body electronic RF wireless SVN escutcheon, BLE / Mifare / DESFire entrance function, N lever, unhanded, satin stainless finish, for use with 1 3/8" - 1 3/4" thick standard door | 1 |  | 1 Year | 897.35 | 0.15 | 762.7475
23313 | Salto | EB650N00IM38-WK | XS4 wide body electronic RF wireless SVN escutcheon, BLE / Mifare / DESFire entrance function, with keypad, N lever, unhanded, satin stainless finish, for use with 1 3/8" - 1 3/4" thick standard door | 1 |  | 1 Year | 960.2 | 0.15 | 816.17
23314 | Salto | EB650N00IM48--- | XS4 wide body electronic wire-free SVN escutcheon, BLE / Mifare / DESFire entrance function, N lever, unhanded, satin stainless finish, for use with 1 3/4" - 2 1/4" thick door | 1 |  | 1 Year | 712.15 | 0.15 | 605.3275
23315 | Salto | EB650N00IM48-A- | XS4 wide body electronic AMOK wire-free SVN escutcheon, BLE / Mifare / DESFire entrance function, N lever, unhanded, satin stainless finish, for use with 1 3/4" - 2 1/4" thick door | 1 |  | 1 Year | 841.15 | 0.15 | 714.9775
23316 | Salto | EB650N00IM48--K | XS4 wide body electronic wire-free SVN escutcheon, BLE / Mifare / DESFire entrance function, with keypad, N lever, unhanded, satin stainless finish, for use with 1 3/4" - 2 1/4" thick door | 1 |  | 1 Year | 775 | 0.15 | 658.75
23317 | Salto | EB650N00IM48-W- | XS4 wide body electronic RF wireless SVN escutcheon, BLE / Mifare / DESFire entrance function, N lever, unhanded, satin stainless finish, for use with 1 3/4" - 2 1/4" thick door | 1 |  | 1 Year | 897.35 | 0.15 | 762.7475
23318 | Salto | EB650N00IM48-WK | XS4 wide body electronic RF wireless SVN escutcheon, BLE / Mifare / DESFire entrance function, with keypad, N lever, unhanded, satin stainless finish, for use with 1 3/4" - 2 1/4" thick door | 1 |  | 1 Year | 960.2 | 0.15 | 816.17
23319 | Salto | EB650N00PM38--- | XS4 wide body electronic wire-free SVN escutcheon, BLE / Mifare / DESFire entrance function, N lever, unhanded, satin brass finish, for use with 1 3/8" - 1 3/4" thick standard door | 1 |  | 1 Year | 712.15 | 0.15 | 605.3275
23320 | Salto | EB650N00PM38-A- | XS4 wide body electronic AMOK wire-free SVN escutcheon, BLE / Mifare / DESFire entrance function, N lever, unhanded, satin brass finish, for use with 1 3/8" - 1 3/4" thick standard door | 1 |  | 1 Year | 841.15 | 0.15 | 714.9775
23321 | Salto | EB650N00PM38--K | XS4 wide body electronic wire-free SVN escutcheon, BLE / Mifare / DESFire entrance function, with keypad, N lever, unhanded, satin brass finish, for use with 1 3/8" - 1 3/4" thick standard door | 1 |  | 1 Year | 775 | 0.15 | 658.75
23322 | Salto | EB650N00PM38-W- | XS4 wide body electronic RF wireless SVN escutcheon, BLE / Mifare / DESFire entrance function, N lever, unhanded, satin brass finish, for use with 1 3/8" - 1 3/4" thick standard door | 1 |  | 1 Year | 897.35 | 0.15 | 762.7475
23323 | Salto | EB650N00PM38-WK | XS4 wide body electronic RF wireless SVN escutcheon, BLE / Mifare / DESFire entrance function, with keypad, N lever, unhanded, satin brass finish, for use with 1 3/8" - 1 3/4" thick standard door | 1 |  | 1 Year | 960.2 | 0.15 | 816.17
23324 | Salto | EB650N00PM48--- | XS4 wide body electronic wire-free SVN escutcheon, BLE / Mifare / DESFire entrance function, N lever, unhanded, satin brass finish, for use with 1 3/4" - 2 1/4" thick door | 1 |  | 1 Year | 712.15 | 0.15 | 605.3275
23325 | Salto | EB650N00PM48-A- | XS4 wide body electronic AMOK wire-free SVN escutcheon, BLE / Mifare / DESFire entrance function, N lever, unhanded, satin brass finish, for use with 1 3/4" - 2 1/4" thick door | 1 |  | 1 Year | 841.15 | 0.15 | 714.9775
23326 | Salto | EB650N00PM48--K | XS4 wide body electronic wire-free SVN escutcheon, BLE / Mifare / DESFire entrance function, with keypad, N lever, unhanded, satin brass finish, for use with 1 3/4" - 2 1/4" thick door | 1 |  | 1 Year | 775 | 0.15 | 658.75
23327 | Salto | EB650N00PM48-W- | XS4 wide body electronic RF wireless SVN escutcheon, BLE / Mifare / DESFire entrance function, N lever, unhanded, satin brass finish, for use with 1 3/4" - 2 1/4" thick door | 1 |  | 1 Year | 897.35 | 0.15 | 762.7475
23328 | Salto | EB650N00PM48-WK | XS4 wide body electronic RF wireless SVN escutcheon, BLE / Mifare / DESFire entrance function, with keypad, N lever, unhanded, satin brass finish, for use with 1 3/4" - 2 1/4" thick door | 1 |  | 1 Year | 960.2 | 0.15 | 816.17
23329 | Salto | EB650O00IA38L-- | XS4 wide body electronic wire-free SVN escutcheon, BLE / Mifare / DESFire entrance function, O lever, left handed, antique brass finish, for use with 1 3/8" - 1 3/4" thick standard door | 1 |  | 1 Year | 774.35 | 0.15 | 658.1975
23330 | Salto | EB650O00IA38LA- | XS4 wide body electronic AMOK wire-free SVN escutcheon, BLE / Mifare / DESFire entrance function, O lever, left handed, antique brass finish, for use with 1 3/8" - 1 3/4" thick standard door | 1 |  | 1 Year | 903.35 | 0.15 | 767.8475
23331 | Salto | EB650O00IA38L-K | XS4 wide body electronic wire-free SVN escutcheon, BLE / Mifare / DESFire entrance function, with keypad, O lever, left handed, antique brass finish, for use with 1 3/8" - 1 3/4" thick standard door | 1 |  | 1 Year | 837.2 | 0.15 | 711.62
23332 | Salto | EB650O00IA38LW- | XS4 wide body electronic RF wireless SVN escutcheon, BLE / Mifare / DESFire entrance function, O lever, left handed, antique brass finish, for use with 1 3/8" - 1 3/4" thick standard door | 1 |  | 1 Year | 959.55 | 0.15 | 815.6175
23333 | Salto | EB650O00IA38LWK | XS4 wide body electronic RF wireless SVN escutcheon, BLE / Mifare / DESFire entrance function, with keypad, O lever, left handed, antique brass finish, for use with 1 3/8" - 1 3/4" thick standard door | 1 |  | 1 Year | 1022.4 | 0.15 | 869.04
23334 | Salto | EB650O00IA38R-- | XS4 wide body electronic wire-free SVN escutcheon, BLE / Mifare / DESFire entrance function, O lever, right handed, antique brass finish, for use with 1 3/8" - 1 3/4" thick standard door | 1 |  | 1 Year | 774.35 | 0.15 | 658.1975
23335 | Salto | EB650O00IA38RA- | XS4 wide body electronic AMOK wire-free SVN escutcheon, BLE / Mifare / DESFire entrance function, O lever, right handed, antique brass finish, for use with 1 3/8" - 1 3/4" thick standard door | 1 |  | 1 Year | 903.35 | 0.15 | 767.8475
23336 | Salto | EB650O00IA38R-K | XS4 wide body electronic wire-free SVN escutcheon, BLE / Mifare / DESFire entrance function, with keypad, O lever, right handed, antique brass finish, for use with 1 3/8" - 1 3/4" thick standard door | 1 |  | 1 Year | 837.2 | 0.15 | 711.62
23337 | Salto | EB650O00IA38RW- | XS4 wide body electronic RF wireless SVN escutcheon, BLE / Mifare / DESFire entrance function, O lever, right handed, antique brass finish, for use with 1 3/8" - 1 3/4" thick standard door | 1 |  | 1 Year | 959.55 | 0.15 | 815.6175
23338 | Salto | EB650O00IA38RWK | XS4 wide body electronic RF wireless SVN escutcheon, BLE / Mifare / DESFire entrance function, with keypad, O lever, right handed, antique brass finish, for use with 1 3/8" - 1 3/4" thick standard door | 1 |  | 1 Year | 1022.4 | 0.15 | 869.04
23339 | Salto | EB650O00IA48L-- | XS4 wide body electronic wire-free SVN escutcheon, BLE / Mifare / DESFire entrance function, O lever, left handed, antique brass finish, for use with 1 3/4" - 2 1/4" thick door | 1 |  | 1 Year | 774.35 | 0.15 | 658.1975
23340 | Salto | EB650O00IA48LA- | XS4 wide body electronic AMOK wire-free SVN escutcheon, BLE / Mifare / DESFire entrance function, O lever, left handed, antique brass finish, for use with 1 3/4" - 2 1/4" thick door | 1 |  | 1 Year | 903.35 | 0.15 | 767.8475
23341 | Salto | EB650O00IA48L-K | XS4 wide body electronic wire-free SVN escutcheon, BLE / Mifare / DESFire entrance function, with keypad, O lever, left handed, antique brass finish, for use with 1 3/4" - 2 1/4" thick door | 1 |  | 1 Year | 837.2 | 0.15 | 711.62
23342 | Salto | EB650O00IA48LW- | XS4 wide body electronic RF wireless SVN escutcheon, BLE / Mifare / DESFire entrance function, O lever, left handed, antique brass finish, for use with 1 3/4" - 2 1/4" thick door | 1 |  | 1 Year | 959.55 | 0.15 | 815.6175
23343 | Salto | EB650O00IA48LWK | XS4 wide body electronic RF wireless SVN escutcheon, BLE / Mifare / DESFire entrance function, with keypad, O lever, left handed, antique brass finish, for use with 1 3/4" - 2 1/4" thick door | 1 |  | 1 Year | 1022.4 | 0.15 | 869.04
23344 | Salto | EB650O00IA48R-- | XS4 wide body electronic wire-free SVN escutcheon, BLE / Mifare / DESFire entrance function, O lever, right handed, antique brass finish, for use with 1 3/4" - 2 1/4" thick door | 1 |  | 1 Year | 774.35 | 0.15 | 658.1975
23345 | Salto | EB650O00IA48RA- | XS4 wide body electronic AMOK wire-free SVN escutcheon, BLE / Mifare / DESFire entrance function, O lever, right handed, antique brass finish, for use with 1 3/4" - 2 1/4" thick door | 1 |  | 1 Year | 903.35 | 0.15 | 767.8475
23346 | Salto | EB650O00IA48R-K | XS4 wide body electronic wire-free SVN escutcheon, BLE / Mifare / DESFire entrance function, with keypad, O lever, right handed, antique brass finish, for use with 1 3/4" - 2 1/4" thick door | 1 |  | 1 Year | 837.2 | 0.15 | 711.62
23347 | Salto | EB650O00IA48RW- | XS4 wide body electronic RF wireless SVN escutcheon, BLE / Mifare / DESFire entrance function, O lever, right handed, antique brass finish, for use with 1 3/4" - 2 1/4" thick door | 1 |  | 1 Year | 959.55 | 0.15 | 815.6175
23348 | Salto | EB650O00IA48RWK | XS4 wide body electronic RF wireless SVN escutcheon, BLE / Mifare / DESFire entrance function, with keypad, O lever, right handed, antique brass finish, for use with 1 3/4" - 2 1/4" thick door | 1 |  | 1 Year | 1022.4 | 0.15 | 869.04
23349 | Salto | EB650O00IM38L-- | XS4 wide body electronic wire-free SVN escutcheon, BLE / Mifare / DESFire entrance function, O lever, left handed, satin stainless finish, for use with 1 3/8" - 1 3/4" thick standard door | 1 |  | 1 Year | 722.35 | 0.15 | 613.9975
23350 | Salto | EB650O00IM38LA- | XS4 wide body electronic AMOK wire-free SVN escutcheon, BLE / Mifare / DESFire entrance function, O lever, left handed, satin stainless finish, for use with 1 3/8" - 1 3/4" thick standard door | 1 |  | 1 Year | 851.35 | 0.15 | 723.6475
23351 | Salto | EB650O00IM38L-K | XS4 wide body electronic wire-free SVN escutcheon, BLE / Mifare / DESFire entrance function, with keypad, O lever, left handed, satin stainless finish, for use with 1 3/8" - 1 3/4" thick standard door | 1 |  | 1 Year | 785.2 | 0.15 | 667.42
23352 | Salto | EB650O00IM38LW- | XS4 wide body electronic RF wireless SVN escutcheon, BLE / Mifare / DESFire entrance function, O lever, left handed, satin stainless finish, for use with 1 3/8" - 1 3/4" thick standard door | 1 |  | 1 Year | 907.55 | 0.15 | 771.4175
23353 | Salto | EB650O00IM38LWK | XS4 wide body electronic RF wireless SVN escutcheon, BLE / Mifare / DESFire entrance function, with keypad, O lever, left handed, satin stainless finish, for use with 1 3/8" - 1 3/4" thick standard door | 1 |  | 1 Year | 970.4 | 0.15 | 824.84
23354 | Salto | EB650O00IM38R-- | XS4 wide body electronic wire-free SVN escutcheon, BLE / Mifare / DESFire entrance function, O lever, right handed, satin stainless finish, for use with 1 3/8" - 1 3/4" thick standard door | 1 |  | 1 Year | 722.35 | 0.15 | 613.9975
23355 | Salto | EB650O00IM38RA- | XS4 wide body electronic AMOK wire-free SVN escutcheon, BLE / Mifare / DESFire entrance function, O lever, right handed, satin stainless finish, for use with 1 3/8" - 1 3/4" thick standard door | 1 |  | 1 Year | 851.35 | 0.15 | 723.6475
23356 | Salto | EB650O00IM38R-K | XS4 wide body electronic wire-free SVN escutcheon, BLE / Mifare / DESFire entrance function, with keypad, O lever, right handed, satin stainless finish, for use with 1 3/8" - 1 3/4" thick standard door | 1 |  | 1 Year | 785.2 | 0.15 | 667.42
23357 | Salto | EB650O00IM38RW- | XS4 wide body electronic RF wireless SVN escutcheon, BLE / Mifare / DESFire entrance function, O lever, right handed, satin stainless finish, for use with 1 3/8" - 1 3/4" thick standard door | 1 |  | 1 Year | 907.55 | 0.15 | 771.4175
23358 | Salto | EB650O00IM38RWK | XS4 wide body electronic RF wireless SVN escutcheon, BLE / Mifare / DESFire entrance function, with keypad, O lever, right handed, satin stainless finish, for use with 1 3/8" - 1 3/4" thick standard door | 1 |  | 1 Year | 970.4 | 0.15 | 824.84
23359 | Salto | EB650O00IM48L-- | XS4 wide body electronic wire-free SVN escutcheon, BLE / Mifare / DESFire entrance function, O lever, left handed, satin stainless finish, for use with 1 3/4" - 2 1/4" thick door | 1 |  | 1 Year | 722.35 | 0.15 | 613.9975
23360 | Salto | EB650O00IM48LA- | XS4 wide body electronic AMOK wire-free SVN escutcheon, BLE / Mifare / DESFire entrance function, O lever, left handed, satin stainless finish, for use with 1 3/4" - 2 1/4" thick door | 1 |  | 1 Year | 851.35 | 0.15 | 723.6475
23361 | Salto | EB650O00IM48L-K | XS4 wide body electronic wire-free SVN escutcheon, BLE / Mifare / DESFire entrance function, with keypad, O lever, left handed, satin stainless finish, for use with 1 3/4" - 2 1/4" thick door | 1 |  | 1 Year | 785.2 | 0.15 | 667.42
23362 | Salto | EB650O00IM48LW- | XS4 wide body electronic RF wireless SVN escutcheon, BLE / Mifare / DESFire entrance function, O lever, left handed, satin stainless finish, for use with 1 3/4" - 2 1/4" thick door | 1 |  | 1 Year | 907.55 | 0.15 | 771.4175
23363 | Salto | EB650O00IM48LWK | XS4 wide body electronic RF wireless SVN escutcheon, BLE / Mifare / DESFire entrance function, with keypad, O lever, left handed, satin stainless finish, for use with 1 3/4" - 2 1/4" thick door | 1 |  | 1 Year | 970.4 | 0.15 | 824.84
23364 | Salto | EB650O00IM48R-- | XS4 wide body electronic wire-free SVN escutcheon, BLE / Mifare / DESFire entrance function, O lever, right handed, satin stainless finish, for use with 1 3/4" - 2 1/4" thick door | 1 |  | 1 Year | 722.35 | 0.15 | 613.9975
23365 | Salto | EB650O00IM48RA- | XS4 wide body electronic AMOK wire-free SVN escutcheon, BLE / Mifare / DESFire entrance function, O lever, right handed, satin stainless finish, for use with 1 3/4" - 2 1/4" thick door | 1 |  | 1 Year | 851.35 | 0.15 | 723.6475
23366 | Salto | EB650O00IM48R-K | XS4 wide body electronic wire-free SVN escutcheon, BLE / Mifare / DESFire entrance function, with keypad, O lever, right handed, satin stainless finish, for use with 1 3/4" - 2 1/4" thick door | 1 |  | 1 Year | 785.2 | 0.15 | 667.42
23367 | Salto | EB650O00IM48RW- | XS4 wide body electronic RF wireless SVN escutcheon, BLE / Mifare / DESFire entrance function, O lever, right handed, satin stainless finish, for use with 1 3/4" - 2 1/4" thick door | 1 |  | 1 Year | 907.55 | 0.15 | 771.4175
23368 | Salto | EB650O00IM48RWK | XS4 wide body electronic RF wireless SVN escutcheon, BLE / Mifare / DESFire entrance function, with keypad, O lever, right handed, satin stainless finish, for use with 1 3/4" - 2 1/4" thick door | 1 |  | 1 Year | 970.4 | 0.15 | 824.84
23369 | Salto | EB650O00IP38L-- | XS4 wide body electronic wire-free SVN escutcheon, BLE / Mifare / DESFire entrance function, O lever, left handed, bright stainless steel finish, for use with 1 3/8" - 1 3/4" thick standard door | 1 |  | 1 Year | 738.65 | 0.15 | 627.8525
23370 | Salto | EB650O00IP38LA- | XS4 wide body electronic AMOK wire-free SVN escutcheon, BLE / Mifare / DESFire entrance function, O lever, left handed, bright stainless steel finish, for use with 1 3/8" - 1 3/4" thick standard door | 1 |  | 1 Year | 867.65 | 0.15 | 737.5025
23371 | Salto | EB650O00IP38L-K | XS4 wide body electronic wire-free SVN escutcheon, BLE / Mifare / DESFire entrance function, with keypad, O lever, left handed, bright stainless steel finish, for use with 1 3/8" - 1 3/4" thick standard door | 1 |  | 1 Year | 801.5 | 0.15 | 681.275
23372 | Salto | EB650O00IP38LW- | XS4 wide body electronic RF wireless SVN escutcheon, BLE / Mifare / DESFire entrance function, O lever, left handed, bright stainless steel finish, for use with 1 3/8" - 1 3/4" thick standard door | 1 |  | 1 Year | 923.85 | 0.15 | 785.2725
23373 | Salto | EB650O00IP38LWK | XS4 wide body electronic RF wireless SVN escutcheon, BLE / Mifare / DESFire entrance function, with keypad, O lever, left handed, bright stainless steel finish, for use with 1 3/8" - 1 3/4" thick standard door | 1 |  | 1 Year | 986.7 | 0.15 | 838.695
23374 | Salto | EB650O00IP38R-- | XS4 wide body electronic wire-free SVN escutcheon, BLE / Mifare / DESFire entrance function, O lever, right handed, bright stainless steel finish, for use with 1 3/8" - 1 3/4" thick standard door | 1 |  | 1 Year | 738.65 | 0.15 | 627.8525
23375 | Salto | EB650O00IP38RA- | XS4 wide body electronic AMOK wire-free SVN escutcheon, BLE / Mifare / DESFire entrance function, O lever, right handed, bright stainless steel finish, for use with 1 3/8" - 1 3/4" thick standard door | 1 |  | 1 Year | 867.65 | 0.15 | 737.5025
23376 | Salto | EB650O00IP38R-K | XS4 wide body electronic wire-free SVN escutcheon, BLE / Mifare / DESFire entrance function, with keypad, O lever, right handed, bright stainless steel finish, for use with 1 3/8" - 1 3/4" thick standard door | 1 |  | 1 Year | 801.5 | 0.15 | 681.275
23377 | Salto | EB650O00IP38RW- | XS4 wide body electronic RF wireless SVN escutcheon, BLE / Mifare / DESFire entrance function, O lever, right handed, bright stainless steel finish, for use with 1 3/8" - 1 3/4" thick standard door | 1 |  | 1 Year | 923.85 | 0.15 | 785.2725
23378 | Salto | EB650O00IP38RWK | XS4 wide body electronic RF wireless SVN escutcheon, BLE / Mifare / DESFire entrance function, with keypad, O lever, right handed, bright stainless steel finish, for use with 1 3/8" - 1 3/4" thick standard door | 1 |  | 1 Year | 986.7 | 0.15 | 838.695
23379 | Salto | EB650O00IP48L-- | XS4 wide body electronic wire-free SVN escutcheon, BLE / Mifare / DESFire entrance function, O lever, left handed, bright stainless steel finish, for use with 1 3/4" - 2 1/4" thick door | 1 |  | 1 Year | 738.65 | 0.15 | 627.8525
23380 | Salto | EB650O00IP48LA- | XS4 wide body electronic AMOK wire-free SVN escutcheon, BLE / Mifare / DESFire entrance function, O lever, left handed, bright stainless steel finish, for use with 1 3/4" - 2 1/4" thick door | 1 |  | 1 Year | 867.65 | 0.15 | 737.5025
23381 | Salto | EB650O00IP48L-K | XS4 wide body electronic wire-free SVN escutcheon, BLE / Mifare / DESFire entrance function, with keypad, O lever, left handed, bright stainless steel finish, for use with 1 3/4" - 2 1/4" thick door | 1 |  | 1 Year | 801.5 | 0.15 | 681.275
23382 | Salto | EB650O00IP48LW- | XS4 wide body electronic RF wireless SVN escutcheon, BLE / Mifare / DESFire entrance function, O lever, left handed, bright stainless steel finish, for use with 1 3/4" - 2 1/4" thick door | 1 |  | 1 Year | 923.85 | 0.15 | 785.2725
23383 | Salto | EB650O00IP48LWK | XS4 wide body electronic RF wireless SVN escutcheon, BLE / Mifare / DESFire entrance function, with keypad, O lever, left handed, bright stainless steel finish, for use with 1 3/4" - 2 1/4" thick door | 1 |  | 1 Year | 986.7 | 0.15 | 838.695
23384 | Salto | EB650O00IP48R-- | XS4 wide body electronic wire-free SVN escutcheon, BLE / Mifare / DESFire entrance function, O lever, right handed, bright stainless steel finish, for use with 1 3/4" - 2 1/4" thick door | 1 |  | 1 Year | 738.65 | 0.15 | 627.8525
23385 | Salto | EB650O00IP48RA- | XS4 wide body electronic AMOK wire-free SVN escutcheon, BLE / Mifare / DESFire entrance function, O lever, right handed, bright stainless steel finish, for use with 1 3/4" - 2 1/4" thick door | 1 |  | 1 Year | 867.65 | 0.15 | 737.5025
23386 | Salto | EB650O00IP48R-K | XS4 wide body electronic wire-free SVN escutcheon, BLE / Mifare / DESFire entrance function, with keypad, O lever, right handed, bright stainless steel finish, for use with 1 3/4" - 2 1/4" thick door | 1 |  | 1 Year | 801.5 | 0.15 | 681.275
23387 | Salto | EB650O00IP48RW- | XS4 wide body electronic RF wireless SVN escutcheon, BLE / Mifare / DESFire entrance function, O lever, right handed, bright stainless steel finish, for use with 1 3/4" - 2 1/4" thick door | 1 |  | 1 Year | 923.85 | 0.15 | 785.2725
23388 | Salto | EB650O00IP48RWK | XS4 wide body electronic RF wireless SVN escutcheon, BLE / Mifare / DESFire entrance function, with keypad, O lever, right handed, bright stainless steel finish, for use with 1 3/4" - 2 1/4" thick door | 1 |  | 1 Year | 986.7 | 0.15 | 838.695
23389 | Salto | EB650O00NE38L-- | XS4 wide body electronic wire-free SVN escutcheon, BLE / Mifare / DESFire entrance function, O lever, left handed, black chromium finish, for use with 1 3/8" - 1 3/4" thick standard door | 1 |  | 1 Year | 757.05 | 0.15 | 643.4925
23390 | Salto | EB650O00NE38LA- | XS4 wide body electronic AMOK wire-free SVN escutcheon, BLE / Mifare / DESFire entrance function, O lever, left handed, black chromium finish, for use with 1 3/8" - 1 3/4" thick standard door | 1 |  | 1 Year | 886.05 | 0.15 | 753.1425
23391 | Salto | EB650O00NE38L-K | XS4 wide body electronic wire-free SVN escutcheon, BLE / Mifare / DESFire entrance function, with keypad, O lever, left handed, black chromium finish, for use with 1 3/8" - 1 3/4" thick standard door | 1 |  | 1 Year | 819.9 | 0.15 | 696.915
23392 | Salto | EB650O00NE38LW- | XS4 wide body electronic RF wireless SVN escutcheon, BLE / Mifare / DESFire entrance function, O lever, left handed, black chromium finish, for use with 1 3/8" - 1 3/4" thick standard door | 1 |  | 1 Year | 942.25 | 0.15 | 800.9125
23393 | Salto | EB650O00NE38LWK | XS4 wide body electronic RF wireless SVN escutcheon, BLE / Mifare / DESFire entrance function, with keypad, O lever, left handed, black chromium finish, for use with 1 3/8" - 1 3/4" thick standard door | 1 |  | 1 Year | 1005.1 | 0.15 | 854.335
23394 | Salto | EB650O00NE38R-- | XS4 wide body electronic wire-free SVN escutcheon, BLE / Mifare / DESFire entrance function, O lever, right handed, black chromium finish, for use with 1 3/8" - 1 3/4" thick standard door | 1 |  | 1 Year | 757.05 | 0.15 | 643.4925
23395 | Salto | EB650O00NE38RA- | XS4 wide body electronic AMOK wire-free SVN escutcheon, BLE / Mifare / DESFire entrance function, O lever, right handed, black chromium finish, for use with 1 3/8" - 1 3/4" thick standard door | 1 |  | 1 Year | 886.05 | 0.15 | 753.1425
23396 | Salto | EB650O00NE38R-K | XS4 wide body electronic wire-free SVN escutcheon, BLE / Mifare / DESFire entrance function, with keypad, O lever, right handed, black chromium finish, for use with 1 3/8" - 1 3/4" thick standard door | 1 |  | 1 Year | 819.9 | 0.15 | 696.915
23397 | Salto | EB650O00NE38RW- | XS4 wide body electronic RF wireless SVN escutcheon, BLE / Mifare / DESFire entrance function, O lever, right handed, black chromium finish, for use with 1 3/8" - 1 3/4" thick standard door | 1 |  | 1 Year | 942.25 | 0.15 | 800.9125
23398 | Salto | EB650O00NE38RWK | XS4 wide body electronic RF wireless SVN escutcheon, BLE / Mifare / DESFire entrance function, with keypad, O lever, right handed, black chromium finish, for use with 1 3/8" - 1 3/4" thick standard door | 1 |  | 1 Year | 1005.1 | 0.15 | 854.335
23399 | Salto | EB650O00NE48L-- | XS4 wide body electronic wire-free SVN escutcheon, BLE / Mifare / DESFire entrance function, O lever, left handed, black chromium finish, for use with 1 3/4" - 2 1/4" thick door | 1 |  | 1 Year | 757.05 | 0.15 | 643.4925
23400 | Salto | EB650O00NE48LA- | XS4 wide body electronic AMOK wire-free SVN escutcheon, BLE / Mifare / DESFire entrance function, O lever, left handed, black chromium finish, for use with 1 3/4" - 2 1/4" thick door | 1 |  | 1 Year | 886.05 | 0.15 | 753.1425
23401 | Salto | EB650O00NE48L-K | XS4 wide body electronic wire-free SVN escutcheon, BLE / Mifare / DESFire entrance function, with keypad, O lever, left handed, black chromium finish, for use with 1 3/4" - 2 1/4" thick door | 1 |  | 1 Year | 819.9 | 0.15 | 696.915
23402 | Salto | EB650O00NE48LW- | XS4 wide body electronic RF wireless SVN escutcheon, BLE / Mifare / DESFire entrance function, O lever, left handed, black chromium finish, for use with 1 3/4" - 2 1/4" thick door | 1 |  | 1 Year | 942.25 | 0.15 | 800.9125
23403 | Salto | EB650O00NE48LWK | XS4 wide body electronic RF wireless SVN escutcheon, BLE / Mifare / DESFire entrance function, with keypad, O lever, left handed, black chromium finish, for use with 1 3/4" - 2 1/4" thick door | 1 |  | 1 Year | 1005.1 | 0.15 | 854.335
23404 | Salto | EB650O00NE48R-- | XS4 wide body electronic wire-free SVN escutcheon, BLE / Mifare / DESFire entrance function, O lever, right handed, black chromium finish, for use with 1 3/4" - 2 1/4" thick door | 1 |  | 1 Year | 757.05 | 0.15 | 643.4925
23405 | Salto | EB650O00NE48RA- | XS4 wide body electronic AMOK wire-free SVN escutcheon, BLE / Mifare / DESFire entrance function, O lever, right handed, black chromium finish, for use with 1 3/4" - 2 1/4" thick door | 1 |  | 1 Year | 886.05 | 0.15 | 753.1425
23406 | Salto | EB650O00NE48R-K | XS4 wide body electronic wire-free SVN escutcheon, BLE / Mifare / DESFire entrance function, with keypad, O lever, right handed, black chromium finish, for use with 1 3/4" - 2 1/4" thick door | 1 |  | 1 Year | 819.9 | 0.15 | 696.915
23407 | Salto | EB650O00NE48RW- | XS4 wide body electronic RF wireless SVN escutcheon, BLE / Mifare / DESFire entrance function, O lever, right handed, black chromium finish, for use with 1 3/4" - 2 1/4" thick door | 1 |  | 1 Year | 942.25 | 0.15 | 800.9125
23408 | Salto | EB650O00NE48RWK | XS4 wide body electronic RF wireless SVN escutcheon, BLE / Mifare / DESFire entrance function, with keypad, O lever, right handed, black chromium finish, for use with 1 3/4" - 2 1/4" thick door | 1 |  | 1 Year | 1005.1 | 0.15 | 854.335
23409 | Salto | EB650O00PM38L-- | XS4 wide body electronic wire-free SVN escutcheon, BLE / Mifare / DESFire entrance function, O lever, left handed, satin brass finish, for use with 1 3/8" - 1 3/4" thick standard door | 1 |  | 1 Year | 722.35 | 0.15 | 613.9975
23410 | Salto | EB650O00PM38LA- | XS4 wide body electronic AMOK wire-free SVN escutcheon, BLE / Mifare / DESFire entrance function, O lever, left handed, satin brass finish, for use with 1 3/8" - 1 3/4" thick standard door | 1 |  | 1 Year | 851.35 | 0.15 | 723.6475
23411 | Salto | EB650O00PM38L-K | XS4 wide body electronic wire-free SVN escutcheon, BLE / Mifare / DESFire entrance function, with keypad, O lever, left handed, satin brass finish, for use with 1 3/8" - 1 3/4" thick standard door | 1 |  | 1 Year | 785.2 | 0.15 | 667.42
23412 | Salto | EB650O00PM38LW- | XS4 wide body electronic RF wireless SVN escutcheon, BLE / Mifare / DESFire entrance function, O lever, left handed, satin brass finish, for use with 1 3/8" - 1 3/4" thick standard door | 1 |  | 1 Year | 907.55 | 0.15 | 771.4175
23413 | Salto | EB650O00PM38LWK | XS4 wide body electronic RF wireless SVN escutcheon, BLE / Mifare / DESFire entrance function, with keypad, O lever, left handed, satin brass finish, for use with 1 3/8" - 1 3/4" thick standard door | 1 |  | 1 Year | 970.4 | 0.15 | 824.84
23414 | Salto | EB650O00PM38R-- | XS4 wide body electronic wire-free SVN escutcheon, BLE / Mifare / DESFire entrance function, O lever, right handed, satin brass finish, for use with 1 3/8" - 1 3/4" thick standard door | 1 |  | 1 Year | 722.35 | 0.15 | 613.9975
23415 | Salto | EB650O00PM38RA- | XS4 wide body electronic AMOK wire-free SVN escutcheon, BLE / Mifare / DESFire entrance function, O lever, right handed, satin brass finish, for use with 1 3/8" - 1 3/4" thick standard door | 1 |  | 1 Year | 851.35 | 0.15 | 723.6475
23416 | Salto | EB650O00PM38R-K | XS4 wide body electronic wire-free SVN escutcheon, BLE / Mifare / DESFire entrance function, with keypad, O lever, right handed, satin brass finish, for use with 1 3/8" - 1 3/4" thick standard door | 1 |  | 1 Year | 785.2 | 0.15 | 667.42
23417 | Salto | EB650O00PM38RW- | XS4 wide body electronic RF wireless SVN escutcheon, BLE / Mifare / DESFire entrance function, O lever, right handed, satin brass finish, for use with 1 3/8" - 1 3/4" thick standard door | 1 |  | 1 Year | 907.55 | 0.15 | 771.4175
23418 | Salto | EB650O00PM38RWK | XS4 wide body electronic RF wireless SVN escutcheon, BLE / Mifare / DESFire entrance function, with keypad, O lever, right handed, satin brass finish, for use with 1 3/8" - 1 3/4" thick standard door | 1 |  | 1 Year | 970.4 | 0.15 | 824.84
23419 | Salto | EB650O00PM48L-- | XS4 wide body electronic wire-free SVN escutcheon, BLE / Mifare / DESFire entrance function, O lever, left handed, satin brass finish, for use with 1 3/4" - 2 1/4" thick door | 1 |  | 1 Year | 722.35 | 0.15 | 613.9975
23420 | Salto | EB650O00PM48LA- | XS4 wide body electronic AMOK wire-free SVN escutcheon, BLE / Mifare / DESFire entrance function, O lever, left handed, satin brass finish, for use with 1 3/4" - 2 1/4" thick door | 1 |  | 1 Year | 851.35 | 0.15 | 723.6475
23421 | Salto | EB650O00PM48L-K | XS4 wide body electronic wire-free SVN escutcheon, BLE / Mifare / DESFire entrance function, with keypad, O lever, left handed, satin brass finish, for use with 1 3/4" - 2 1/4" thick door | 1 |  | 1 Year | 785.2 | 0.15 | 667.42
23422 | Salto | EB650O00PM48LW- | XS4 wide body electronic RF wireless SVN escutcheon, BLE / Mifare / DESFire entrance function, O lever, left handed, satin brass finish, for use with 1 3/4" - 2 1/4" thick door | 1 |  | 1 Year | 907.55 | 0.15 | 771.4175
23423 | Salto | EB650O00PM48LWK | XS4 wide body electronic RF wireless SVN escutcheon, BLE / Mifare / DESFire entrance function, with keypad, O lever, left handed, satin brass finish, for use with 1 3/4" - 2 1/4" thick door | 1 |  | 1 Year | 970.4 | 0.15 | 824.84
23424 | Salto | EB650O00PM48R-- | XS4 wide body electronic wire-free SVN escutcheon, BLE / Mifare / DESFire entrance function, O lever, right handed, satin brass finish, for use with 1 3/4" - 2 1/4" thick door | 1 |  | 1 Year | 722.35 | 0.15 | 613.9975
23425 | Salto | EB650O00PM48RA- | XS4 wide body electronic AMOK wire-free SVN escutcheon, BLE / Mifare / DESFire entrance function, O lever, right handed, satin brass finish, for use with 1 3/4" - 2 1/4" thick door | 1 |  | 1 Year | 851.35 | 0.15 | 723.6475
23426 | Salto | EB650O00PM48R-K | XS4 wide body electronic wire-free SVN escutcheon, BLE / Mifare / DESFire entrance function, with keypad, O lever, right handed, satin brass finish, for use with 1 3/4" - 2 1/4" thick door | 1 |  | 1 Year | 785.2 | 0.15 | 667.42
23427 | Salto | EB650O00PM48RW- | XS4 wide body electronic RF wireless SVN escutcheon, BLE / Mifare / DESFire entrance function, O lever, right handed, satin brass finish, for use with 1 3/4" - 2 1/4" thick door | 1 |  | 1 Year | 907.55 | 0.15 | 771.4175
23428 | Salto | EB650O00PM48RWK | XS4 wide body electronic RF wireless SVN escutcheon, BLE / Mifare / DESFire entrance function, with keypad, O lever, right handed, satin brass finish, for use with 1 3/4" - 2 1/4" thick door | 1 |  | 1 Year | 970.4 | 0.15 | 824.84
23429 | Salto | EB650O00PP38L-- | XS4 wide body electronic wire-free SVN escutcheon, BLE / Mifare / DESFire entrance function, O lever, left handed, bright brass finish, for use with 1 3/8" - 1 3/4" thick standard door | 1 |  | 1 Year | 738.65 | 0.15 | 627.8525
23430 | Salto | EB650O00PP38LA- | XS4 wide body electronic AMOK wire-free SVN escutcheon, BLE / Mifare / DESFire entrance function, O lever, left handed, bright brass finish, for use with 1 3/8" - 1 3/4" thick standard door | 1 |  | 1 Year | 867.65 | 0.15 | 737.5025
23431 | Salto | EB650O00PP38L-K | XS4 wide body electronic wire-free SVN escutcheon, BLE / Mifare / DESFire entrance function, with keypad, O lever, left handed, bright brass finish, for use with 1 3/8" - 1 3/4" thick standard door | 1 |  | 1 Year | 801.5 | 0.15 | 681.275
23432 | Salto | EB650O00PP38LW- | XS4 wide body electronic RF wireless SVN escutcheon, BLE / Mifare / DESFire entrance function, O lever, left handed, bright brass finish, for use with 1 3/8" - 1 3/4" thick standard door | 1 |  | 1 Year | 923.85 | 0.15 | 785.2725
23433 | Salto | EB650O00PP38LWK | XS4 wide body electronic RF wireless SVN escutcheon, BLE / Mifare / DESFire entrance function, with keypad, O lever, left handed, bright brass finish, for use with 1 3/8" - 1 3/4" thick standard door | 1 |  | 1 Year | 986.7 | 0.15 | 838.695
23434 | Salto | EB650O00PP38R-- | XS4 wide body electronic wire-free SVN escutcheon, BLE / Mifare / DESFire entrance function, O lever, right handed, bright brass finish, for use with 1 3/8" - 1 3/4" thick standard door | 1 |  | 1 Year | 738.65 | 0.15 | 627.8525
23435 | Salto | EB650O00PP38RA- | XS4 wide body electronic AMOK wire-free SVN escutcheon, BLE / Mifare / DESFire entrance function, O lever, right handed, bright brass finish, for use with 1 3/8" - 1 3/4" thick standard door | 1 |  | 1 Year | 867.65 | 0.15 | 737.5025
23436 | Salto | EB650O00PP38R-K | XS4 wide body electronic wire-free SVN escutcheon, BLE / Mifare / DESFire entrance function, with keypad, O lever, right handed, bright brass finish, for use with 1 3/8" - 1 3/4" thick standard door | 1 |  | 1 Year | 801.5 | 0.15 | 681.275
23437 | Salto | EB650O00PP38RW- | XS4 wide body electronic RF wireless SVN escutcheon, BLE / Mifare / DESFire entrance function, O lever, right handed, bright brass finish, for use with 1 3/8" - 1 3/4" thick standard door | 1 |  | 1 Year | 923.85 | 0.15 | 785.2725
23438 | Salto | EB650O00PP38RWK | XS4 wide body electronic RF wireless SVN escutcheon, BLE / Mifare / DESFire entrance function, with keypad, O lever, right handed, bright brass finish, for use with 1 3/8" - 1 3/4" thick standard door | 1 |  | 1 Year | 986.7 | 0.15 | 838.695
23439 | Salto | EB650O00PP48L-- | XS4 wide body electronic wire-free SVN escutcheon, BLE / Mifare / DESFire entrance function, O lever, left handed, bright brass finish, for use with 1 3/4" - 2 1/4" thick door | 1 |  | 1 Year | 738.65 | 0.15 | 627.8525
23440 | Salto | EB650O00PP48LA- | XS4 wide body electronic AMOK wire-free SVN escutcheon, BLE / Mifare / DESFire entrance function, O lever, left handed, bright brass finish, for use with 1 3/4" - 2 1/4" thick door | 1 |  | 1 Year | 867.65 | 0.15 | 737.5025
23441 | Salto | EB650O00PP48L-K | XS4 wide body electronic wire-free SVN escutcheon, BLE / Mifare / DESFire entrance function, with keypad, O lever, left handed, bright brass finish, for use with 1 3/4" - 2 1/4" thick door | 1 |  | 1 Year | 801.5 | 0.15 | 681.275
23442 | Salto | EB650O00PP48LW- | XS4 wide body electronic RF wireless SVN escutcheon, BLE / Mifare / DESFire entrance function, O lever, left handed, bright brass finish, for use with 1 3/4" - 2 1/4" thick door | 1 |  | 1 Year | 923.85 | 0.15 | 785.2725
23443 | Salto | EB650O00PP48LWK | XS4 wide body electronic RF wireless SVN escutcheon, BLE / Mifare / DESFire entrance function, with keypad, O lever, left handed, bright brass finish, for use with 1 3/4" - 2 1/4" thick door | 1 |  | 1 Year | 986.7 | 0.15 | 838.695
23444 | Salto | EB650O00PP48R-- | XS4 wide body electronic wire-free SVN escutcheon, BLE / Mifare / DESFire entrance function, O lever, right handed, bright brass finish, for use with 1 3/4" - 2 1/4" thick door | 1 |  | 1 Year | 738.65 | 0.15 | 627.8525
23445 | Salto | EB650O00PP48RA- | XS4 wide body electronic AMOK wire-free SVN escutcheon, BLE / Mifare / DESFire entrance function, O lever, right handed, bright brass finish, for use with 1 3/4" - 2 1/4" thick door | 1 |  | 1 Year | 867.65 | 0.15 | 737.5025
23446 | Salto | EB650O00PP48R-K | XS4 wide body electronic wire-free SVN escutcheon, BLE / Mifare / DESFire entrance function, with keypad, O lever, right handed, bright brass finish, for use with 1 3/4" - 2 1/4" thick door | 1 |  | 1 Year | 801.5 | 0.15 | 681.275
23447 | Salto | EB650O00PP48RW- | XS4 wide body electronic RF wireless SVN escutcheon, BLE / Mifare / DESFire entrance function, O lever, right handed, bright brass finish, for use with 1 3/4" - 2 1/4" thick door | 1 |  | 1 Year | 923.85 | 0.15 | 785.2725
23448 | Salto | EB650O00PP48RWK | XS4 wide body electronic RF wireless SVN escutcheon, BLE / Mifare / DESFire entrance function, with keypad, O lever, right handed, bright brass finish, for use with 1 3/4" - 2 1/4" thick door | 1 |  | 1 Year | 986.7 | 0.15 | 838.695
23449 | Salto | EB650W00BC38--- | XS4 wide body electronic wire-free SVN escutcheon, BLE / Mifare / DESFire entrance function, W lever, unhanded, BioCote antimicrobial finish, for use with 1 3/8" - 1 3/4" thick standard door | 1 |  | 1 Year | 764.15 | 0.15 | 649.5275
23450 | Salto | EB650W00BC38-A- | XS4 wide body electronic AMOK wire-free SVN escutcheon, BLE / Mifare / DESFire entrance function, W lever, unhanded, BioCote antimicrobial finish, for use with 1 3/8" - 1 3/4" thick standard door | 1 |  | 1 Year | 893.15 | 0.15 | 759.1775
23451 | Salto | EB650W00BC38--K | XS4 wide body electronic wire-free SVN escutcheon, BLE / Mifare / DESFire entrance function, with keypad, W lever, unhanded, BioCote antimicrobial finish, for use with 1 3/8" - 1 3/4" thick standard door | 1 |  | 1 Year | 827 | 0.15 | 702.95
23452 | Salto | EB650W00BC38-W- | XS4 wide body electronic RF wireless SVN escutcheon, BLE / Mifare / DESFire entrance function, W lever, unhanded, BioCote antimicrobial finish, for use with 1 3/8" - 1 3/4" thick standard door | 1 |  | 1 Year | 949.35 | 0.15 | 806.9475
23453 | Salto | EB650W00BC38-WK | XS4 wide body electronic RF wireless SVN escutcheon, BLE / Mifare / DESFire entrance function, with keypad, W lever, unhanded, BioCote antimicrobial finish, for use with 1 3/8" - 1 3/4" thick standard door | 1 |  | 1 Year | 1012.2 | 0.15 | 860.37
23454 | Salto | EB650W00BC48--- | XS4 wide body electronic wire-free SVN escutcheon, BLE / Mifare / DESFire entrance function, W lever, unhanded, BioCote antimicrobial finish, for use with 1 3/4" - 2 1/4" thick door | 1 |  | 1 Year | 764.15 | 0.15 | 649.5275
23455 | Salto | EB650W00BC48-A- | XS4 wide body electronic AMOK wire-free SVN escutcheon, BLE / Mifare / DESFire entrance function, W lever, unhanded, BioCote antimicrobial finish, for use with 1 3/4" - 2 1/4" thick door | 1 |  | 1 Year | 893.15 | 0.15 | 759.1775
23456 | Salto | EB650W00BC48--K | XS4 wide body electronic wire-free SVN escutcheon, BLE / Mifare / DESFire entrance function, with keypad, W lever, unhanded, BioCote antimicrobial finish, for use with 1 3/4" - 2 1/4" thick door | 1 |  | 1 Year | 827 | 0.15 | 702.95
23457 | Salto | EB650W00BC48-W- | XS4 wide body electronic RF wireless SVN escutcheon, BLE / Mifare / DESFire entrance function, W lever, unhanded, BioCote antimicrobial finish, for use with 1 3/4" - 2 1/4" thick door | 1 |  | 1 Year | 949.35 | 0.15 | 806.9475
23458 | Salto | EB650W00BC48-WK | XS4 wide body electronic RF wireless SVN escutcheon, BLE / Mifare / DESFire entrance function, with keypad, W lever, unhanded, BioCote antimicrobial finish, for use with 1 3/4" - 2 1/4" thick door | 1 |  | 1 Year | 1012.2 | 0.15 | 860.37
23459 | Salto | EB650W00IA38--- | XS4 wide body electronic wire-free SVN escutcheon, BLE / Mifare / DESFire entrance function, W lever, unhanded, antique brass finish, for use with 1 3/8" - 1 3/4" thick standard door | 1 |  | 1 Year | 764.15 | 0.15 | 649.5275
23460 | Salto | EB650W00IA38-A- | XS4 wide body electronic AMOK wire-free SVN escutcheon, BLE / Mifare / DESFire entrance function, W lever, unhanded, antique brass finish, for use with 1 3/8" - 1 3/4" thick standard door | 1 |  | 1 Year | 893.15 | 0.15 | 759.1775
23461 | Salto | EB650W00IA38--K | XS4 wide body electronic wire-free SVN escutcheon, BLE / Mifare / DESFire entrance function, with keypad, W lever, unhanded, antique brass finish, for use with 1 3/8" - 1 3/4" thick standard door | 1 |  | 1 Year | 827 | 0.15 | 702.95
23462 | Salto | EB650W00IA38-W- | XS4 wide body electronic RF wireless SVN escutcheon, BLE / Mifare / DESFire entrance function, W lever, unhanded, antique brass finish, for use with 1 3/8" - 1 3/4" thick standard door | 1 |  | 1 Year | 949.35 | 0.15 | 806.9475
23463 | Salto | EB650W00IA38-WK | XS4 wide body electronic RF wireless SVN escutcheon, BLE / Mifare / DESFire entrance function, with keypad, W lever, unhanded, antique brass finish, for use with 1 3/8" - 1 3/4" thick standard door | 1 |  | 1 Year | 1012.2 | 0.15 | 860.37
23464 | Salto | EB650W00IA48--- | XS4 wide body electronic wire-free SVN escutcheon, BLE / Mifare / DESFire entrance function, W lever, unhanded, antique brass finish, for use with 1 3/4" - 2 1/4" thick door | 1 |  | 1 Year | 764.15 | 0.15 | 649.5275
23465 | Salto | EB650W00IA48-A- | XS4 wide body electronic AMOK wire-free SVN escutcheon, BLE / Mifare / DESFire entrance function, W lever, unhanded, antique brass finish, for use with 1 3/4" - 2 1/4" thick door | 1 |  | 1 Year | 893.15 | 0.15 | 759.1775
23466 | Salto | EB650W00IA48--K | XS4 wide body electronic wire-free SVN escutcheon, BLE / Mifare / DESFire entrance function, with keypad, W lever, unhanded, antique brass finish, for use with 1 3/4" - 2 1/4" thick door | 1 |  | 1 Year | 827 | 0.15 | 702.95
23467 | Salto | EB650W00IA48-W- | XS4 wide body electronic RF wireless SVN escutcheon, BLE / Mifare / DESFire entrance function, W lever, unhanded, antique brass finish, for use with 1 3/4" - 2 1/4" thick door | 1 |  | 1 Year | 949.35 | 0.15 | 806.9475
23468 | Salto | EB650W00IA48-WK | XS4 wide body electronic RF wireless SVN escutcheon, BLE / Mifare / DESFire entrance function, with keypad, W lever, unhanded, antique brass finish, for use with 1 3/4" - 2 1/4" thick door | 1 |  | 1 Year | 1012.2 | 0.15 | 860.37
23469 | Salto | EB650W00IM38--- | XS4 wide body electronic wire-free SVN escutcheon, BLE / Mifare / DESFire entrance function, W lever, unhanded, satin stainless finish, for use with 1 3/8" - 1 3/4" thick standard door | 1 |  | 1 Year | 712.15 | 0.15 | 605.3275
23470 | Salto | EB650W00IM38-A- | XS4 wide body electronic AMOK wire-free SVN escutcheon, BLE / Mifare / DESFire entrance function, W lever, unhanded, satin stainless finish, for use with 1 3/8" - 1 3/4" thick standard door | 1 |  | 1 Year | 841.15 | 0.15 | 714.9775
23471 | Salto | EB650W00IM38--K | XS4 wide body electronic wire-free SVN escutcheon, BLE / Mifare / DESFire entrance function, with keypad, W lever, unhanded, satin stainless finish, for use with 1 3/8" - 1 3/4" thick standard door | 1 |  | 1 Year | 775 | 0.15 | 658.75
23472 | Salto | EB650W00IM38-W- | XS4 wide body electronic RF wireless SVN escutcheon, BLE / Mifare / DESFire entrance function, W lever, unhanded, satin stainless finish, for use with 1 3/8" - 1 3/4" thick standard door | 1 |  | 1 Year | 897.35 | 0.15 | 762.7475
23473 | Salto | EB650W00IM38-WK | XS4 wide body electronic RF wireless SVN escutcheon, BLE / Mifare / DESFire entrance function, with keypad, W lever, unhanded, satin stainless finish, for use with 1 3/8" - 1 3/4" thick standard door | 1 |  | 1 Year | 960.2 | 0.15 | 816.17
23474 | Salto | EB650W00IM48--- | XS4 wide body electronic wire-free SVN escutcheon, BLE / Mifare / DESFire entrance function, W lever, unhanded, satin stainless finish, for use with 1 3/4" - 2 1/4" thick door | 1 |  | 1 Year | 712.15 | 0.15 | 605.3275
23475 | Salto | EB650W00IM48-A- | XS4 wide body electronic AMOK wire-free SVN escutcheon, BLE / Mifare / DESFire entrance function, W lever, unhanded, satin stainless finish, for use with 1 3/4" - 2 1/4" thick door | 1 |  | 1 Year | 841.15 | 0.15 | 714.9775
23476 | Salto | EB650W00IM48--K | XS4 wide body electronic wire-free SVN escutcheon, BLE / Mifare / DESFire entrance function, with keypad, W lever, unhanded, satin stainless finish, for use with 1 3/4" - 2 1/4" thick door | 1 |  | 1 Year | 775 | 0.15 | 658.75
23477 | Salto | EB650W00IM48-W- | XS4 wide body electronic RF wireless SVN escutcheon, BLE / Mifare / DESFire entrance function, W lever, unhanded, satin stainless finish, for use with 1 3/4" - 2 1/4" thick door | 1 |  | 1 Year | 897.35 | 0.15 | 762.7475
23478 | Salto | EB650W00IM48-WK | XS4 wide body electronic RF wireless SVN escutcheon, BLE / Mifare / DESFire entrance function, with keypad, W lever, unhanded, satin stainless finish, for use with 1 3/4" - 2 1/4" thick door | 1 |  | 1 Year | 960.2 | 0.15 | 816.17
23479 | Salto | EB650W00IP38--- | XS4 wide body electronic wire-free SVN escutcheon, BLE / Mifare / DESFire entrance function, W lever, unhanded, bright stainless steel finish, for use with 1 3/8" - 1 3/4" thick standard door | 1 |  | 1 Year | 728.45 | 0.15 | 619.1825
23480 | Salto | EB650W00IP38-A- | XS4 wide body electronic AMOK wire-free SVN escutcheon, BLE / Mifare / DESFire entrance function, W lever, unhanded, bright stainless steel finish, for use with 1 3/8" - 1 3/4" thick standard door | 1 |  | 1 Year | 857.45 | 0.15 | 728.8325
23481 | Salto | EB650W00IP38--K | XS4 wide body electronic wire-free SVN escutcheon, BLE / Mifare / DESFire entrance function, with keypad, W lever, unhanded, bright stainless steel finish, for use with 1 3/8" - 1 3/4" thick standard door | 1 |  | 1 Year | 791.3 | 0.15 | 672.605
23482 | Salto | EB650W00IP38-W- | XS4 wide body electronic RF wireless SVN escutcheon, BLE / Mifare / DESFire entrance function, W lever, unhanded, bright stainless steel finish, for use with 1 3/8" - 1 3/4" thick standard door | 1 |  | 1 Year | 913.65 | 0.15 | 776.6025
23483 | Salto | EB650W00IP38-WK | XS4 wide body electronic RF wireless SVN escutcheon, BLE / Mifare / DESFire entrance function, with keypad, W lever, unhanded, bright stainless steel finish, for use with 1 3/8" - 1 3/4" thick standard door | 1 |  | 1 Year | 976.5 | 0.15 | 830.025
23484 | Salto | EB650W00IP48--- | XS4 wide body electronic wire-free SVN escutcheon, BLE / Mifare / DESFire entrance function, W lever, unhanded, bright stainless steel finish, for use with 1 3/4" - 2 1/4" thick door | 1 |  | 1 Year | 728.45 | 0.15 | 619.1825
23485 | Salto | EB650W00IP48-A- | XS4 wide body electronic AMOK wire-free SVN escutcheon, BLE / Mifare / DESFire entrance function, W lever, unhanded, bright stainless steel finish, for use with 1 3/4" - 2 1/4" thick door | 1 |  | 1 Year | 857.45 | 0.15 | 728.8325
23486 | Salto | EB650W00IP48--K | XS4 wide body electronic wire-free SVN escutcheon, BLE / Mifare / DESFire entrance function, with keypad, W lever, unhanded, bright stainless steel finish, for use with 1 3/4" - 2 1/4" thick door | 1 |  | 1 Year | 791.3 | 0.15 | 672.605
23487 | Salto | EB650W00IP48-W- | XS4 wide body electronic RF wireless SVN escutcheon, BLE / Mifare / DESFire entrance function, W lever, unhanded, bright stainless steel finish, for use with 1 3/4" - 2 1/4" thick door | 1 |  | 1 Year | 913.65 | 0.15 | 776.6025
23488 | Salto | EB650W00IP48-WK | XS4 wide body electronic RF wireless SVN escutcheon, BLE / Mifare / DESFire entrance function, with keypad, W lever, unhanded, bright stainless steel finish, for use with 1 3/4" - 2 1/4" thick door | 1 |  | 1 Year | 976.5 | 0.15 | 830.025
23489 | Salto | EB650W00NE38--- | XS4 wide body electronic wire-free SVN escutcheon, BLE / Mifare / DESFire entrance function, W lever, unhanded, black chromium finish, for use with 1 3/8" - 1 3/4" thick standard door | 1 |  | 1 Year | 746.85 | 0.15 | 634.8225
23490 | Salto | EB650W00NE38-A- | XS4 wide body electronic AMOK wire-free SVN escutcheon, BLE / Mifare / DESFire entrance function, W lever, unhanded, black chromium finish, for use with 1 3/8" - 1 3/4" thick standard door | 1 |  | 1 Year | 875.85 | 0.15 | 744.4725
23491 | Salto | EB650W00NE38--K | XS4 wide body electronic wire-free SVN escutcheon, BLE / Mifare / DESFire entrance function, with keypad, W lever, unhanded, black chromium finish, for use with 1 3/8" - 1 3/4" thick standard door | 1 |  | 1 Year | 809.7 | 0.15 | 688.245
23492 | Salto | EB650W00NE38-W- | XS4 wide body electronic RF wireless SVN escutcheon, BLE / Mifare / DESFire entrance function, W lever, unhanded, black chromium finish, for use with 1 3/8" - 1 3/4" thick standard door | 1 |  | 1 Year | 932.05 | 0.15 | 792.2425
23493 | Salto | EB650W00NE38-WK | XS4 wide body electronic RF wireless SVN escutcheon, BLE / Mifare / DESFire entrance function, with keypad, W lever, unhanded, black chromium finish, for use with 1 3/8" - 1 3/4" thick standard door | 1 |  | 1 Year | 994.9 | 0.15 | 845.665
23494 | Salto | EB650W00NE48--- | XS4 wide body electronic wire-free SVN escutcheon, BLE / Mifare / DESFire entrance function, W lever, unhanded, black chromium finish, for use with 1 3/4" - 2 1/4" thick door | 1 |  | 1 Year | 746.85 | 0.15 | 634.8225
23495 | Salto | EB650W00NE48-A- | XS4 wide body electronic AMOK wire-free SVN escutcheon, BLE / Mifare / DESFire entrance function, W lever, unhanded, black chromium finish, for use with 1 3/4" - 2 1/4" thick door | 1 |  | 1 Year | 875.85 | 0.15 | 744.4725
23496 | Salto | EB650W00NE48--K | XS4 wide body electronic wire-free SVN escutcheon, BLE / Mifare / DESFire entrance function, with keypad, W lever, unhanded, black chromium finish, for use with 1 3/4" - 2 1/4" thick door | 1 |  | 1 Year | 809.7 | 0.15 | 688.245
23497 | Salto | EB650W00NE48-W- | XS4 wide body electronic RF wireless SVN escutcheon, BLE / Mifare / DESFire entrance function, W lever, unhanded, black chromium finish, for use with 1 3/4" - 2 1/4" thick door | 1 |  | 1 Year | 932.05 | 0.15 | 792.2425
23498 | Salto | EB650W00NE48-WK | XS4 wide body electronic RF wireless SVN escutcheon, BLE / Mifare / DESFire entrance function, with keypad, W lever, unhanded, black chromium finish, for use with 1 3/4" - 2 1/4" thick door | 1 |  | 1 Year | 994.9 | 0.15 | 845.665
23499 | Salto | EB650W00PM38--- | XS4 wide body electronic wire-free SVN escutcheon, BLE / Mifare / DESFire entrance function, W lever, unhanded, satin brass finish, for use with 1 3/8" - 1 3/4" thick standard door | 1 |  | 1 Year | 712.15 | 0.15 | 605.3275
23500 | Salto | EB650W00PM38-A- | XS4 wide body electronic AMOK wire-free SVN escutcheon, BLE / Mifare / DESFire entrance function, W lever, unhanded, satin brass finish, for use with 1 3/8" - 1 3/4" thick standard door | 1 |  | 1 Year | 841.15 | 0.15 | 714.9775
23501 | Salto | EB650W00PM38--K | XS4 wide body electronic wire-free SVN escutcheon, BLE / Mifare / DESFire entrance function, with keypad, W lever, unhanded, satin brass finish, for use with 1 3/8" - 1 3/4" thick standard door | 1 |  | 1 Year | 775 | 0.15 | 658.75
23502 | Salto | EB650W00PM38-W- | XS4 wide body electronic RF wireless SVN escutcheon, BLE / Mifare / DESFire entrance function, W lever, unhanded, satin brass finish, for use with 1 3/8" - 1 3/4" thick standard door | 1 |  | 1 Year | 897.35 | 0.15 | 762.7475
23503 | Salto | EB650W00PM38-WK | XS4 wide body electronic RF wireless SVN escutcheon, BLE / Mifare / DESFire entrance function, with keypad, W lever, unhanded, satin brass finish, for use with 1 3/8" - 1 3/4" thick standard door | 1 |  | 1 Year | 960.2 | 0.15 | 816.17
23504 | Salto | EB650W00PM48--- | XS4 wide body electronic wire-free SVN escutcheon, BLE / Mifare / DESFire entrance function, W lever, unhanded, satin brass finish, for use with 1 3/4" - 2 1/4" thick door | 1 |  | 1 Year | 712.15 | 0.15 | 605.3275
23505 | Salto | EB650W00PM48-A- | XS4 wide body electronic AMOK wire-free SVN escutcheon, BLE / Mifare / DESFire entrance function, W lever, unhanded, satin brass finish, for use with 1 3/4" - 2 1/4" thick door | 1 |  | 1 Year | 841.15 | 0.15 | 714.9775
23506 | Salto | EB650W00PM48--K | XS4 wide body electronic wire-free SVN escutcheon, BLE / Mifare / DESFire entrance function, with keypad, W lever, unhanded, satin brass finish, for use with 1 3/4" - 2 1/4" thick door | 1 |  | 1 Year | 775 | 0.15 | 658.75
23507 | Salto | EB650W00PM48-W- | XS4 wide body electronic RF wireless SVN escutcheon, BLE / Mifare / DESFire entrance function, W lever, unhanded, satin brass finish, for use with 1 3/4" - 2 1/4" thick door | 1 |  | 1 Year | 897.35 | 0.15 | 762.7475
23508 | Salto | EB650W00PM48-WK | XS4 wide body electronic RF wireless SVN escutcheon, BLE / Mifare / DESFire entrance function, with keypad, W lever, unhanded, satin brass finish, for use with 1 3/4" - 2 1/4" thick door | 1 |  | 1 Year | 960.2 | 0.15 | 816.17
23509 | Salto | EB650W00PP38--- | XS4 wide body electronic wire-free SVN escutcheon, BLE / Mifare / DESFire entrance function, W lever, unhanded, bright brass finish, for use with 1 3/8" - 1 3/4" thick standard door | 1 |  | 1 Year | 728.45 | 0.15 | 619.1825
23510 | Salto | EB650W00PP38-A- | XS4 wide body electronic AMOK wire-free SVN escutcheon, BLE / Mifare / DESFire entrance function, W lever, unhanded, bright brass finish, for use with 1 3/8" - 1 3/4" thick standard door | 1 |  | 1 Year | 857.45 | 0.15 | 728.8325
23511 | Salto | EB650W00PP38--K | XS4 wide body electronic wire-free SVN escutcheon, BLE / Mifare / DESFire entrance function, with keypad, W lever, unhanded, bright brass finish, for use with 1 3/8" - 1 3/4" thick standard door | 1 |  | 1 Year | 791.3 | 0.15 | 672.605
23512 | Salto | EB650W00PP38-W- | XS4 wide body electronic RF wireless SVN escutcheon, BLE / Mifare / DESFire entrance function, W lever, unhanded, bright brass finish, for use with 1 3/8" - 1 3/4" thick standard door | 1 |  | 1 Year | 913.65 | 0.15 | 776.6025
23513 | Salto | EB650W00PP38-WK | XS4 wide body electronic RF wireless SVN escutcheon, BLE / Mifare / DESFire entrance function, with keypad, W lever, unhanded, bright brass finish, for use with 1 3/8" - 1 3/4" thick standard door | 1 |  | 1 Year | 976.5 | 0.15 | 830.025
23514 | Salto | EB650W00PP48--- | XS4 wide body electronic wire-free SVN escutcheon, BLE / Mifare / DESFire entrance function, W lever, unhanded, bright brass finish, for use with 1 3/4" - 2 1/4" thick door | 1 |  | 1 Year | 728.45 | 0.15 | 619.1825
23515 | Salto | EB650W00PP48-A- | XS4 wide body electronic AMOK wire-free SVN escutcheon, BLE / Mifare / DESFire entrance function, W lever, unhanded, bright brass finish, for use with 1 3/4" - 2 1/4" thick door | 1 |  | 1 Year | 857.45 | 0.15 | 728.8325
23516 | Salto | EB650W00PP48--K | XS4 wide body electronic wire-free SVN escutcheon, BLE / Mifare / DESFire entrance function, with keypad, W lever, unhanded, bright brass finish, for use with 1 3/4" - 2 1/4" thick door | 1 |  | 1 Year | 791.3 | 0.15 | 672.605
23517 | Salto | EB650W00PP48-W- | XS4 wide body electronic RF wireless SVN escutcheon, BLE / Mifare / DESFire entrance function, W lever, unhanded, bright brass finish, for use with 1 3/4" - 2 1/4" thick door | 1 |  | 1 Year | 913.65 | 0.15 | 776.6025
23518 | Salto | EB650W00PP48-WK | XS4 wide body electronic RF wireless SVN escutcheon, BLE / Mifare / DESFire entrance function, with keypad, W lever, unhanded, bright brass finish, for use with 1 3/4" - 2 1/4" thick door | 1 |  | 1 Year | 976.5 | 0.15 | 830.025
23519 | Salto | EB656200IM38--- | XS4 wide body electronic wire-free SVN escutcheon, BLE / Mifare / DESFire push button privacy function, Columbo Robodue premium series lever, unhanded, satin stainless finish, for use with 1 3/8" - 1 3/4" thick standard door | 1 |  | 1 Year | 758.05 | 0.15 | 644.3425
23520 | Salto | EB656200IM38-A- | XS4 wide body electronic AMOK wire-free SVN escutcheon, BLE / Mifare / DESFire push button privacy function, Columbo Robodue premium series lever, unhanded, satin stainless finish, for use with 1 3/8" - 1 3/4" thick standard door | 1 |  | 1 Year | 887.05 | 0.15 | 753.9925
23521 | Salto | EB656200IM38--K | XS4 wide body electronic wire-free SVN escutcheon, BLE / Mifare / DESFire push button privacy function, with keypad, Columbo Robodue premium series lever, unhanded, satin stainless finish, for use with 1 3/8" - 1 3/4" thick standard door | 1 |  | 1 Year | 820.9 | 0.15 | 697.765
23522 | Salto | EB656200IM38-W- | XS4 wide body electronic RF wireless SVN escutcheon, BLE / Mifare / DESFire push button privacy function, Columbo Robodue premium series lever, unhanded, satin stainless finish, for use with 1 3/8" - 1 3/4" thick standard door | 1 |  | 1 Year | 943.25 | 0.15 | 801.7625
23523 | Salto | EB656200IM38-WK | XS4 wide body electronic RF wireless SVN escutcheon, BLE / Mifare / DESFire push button privacy function, with keypad, Columbo Robodue premium series lever, unhanded, satin stainless finish, for use with 1 3/8" - 1 3/4" thick standard door | 1 |  | 1 Year | 1006.1 | 0.15 | 855.185
23524 | Salto | EB656200IM48--- | XS4 wide body electronic wire-free SVN escutcheon, BLE / Mifare / DESFire push button privacy function, Columbo Robodue premium series lever, unhanded, satin stainless finish, for use with 1 3/4" - 2 1/4" thick door | 1 |  | 1 Year | 758.05 | 0.15 | 644.3425
23525 | Salto | EB656200IM48-A- | XS4 wide body electronic AMOK wire-free SVN escutcheon, BLE / Mifare / DESFire push button privacy function, Columbo Robodue premium series lever, unhanded, satin stainless finish, for use with 1 3/4" - 2 1/4" thick door | 1 |  | 1 Year | 887.05 | 0.15 | 753.9925
23526 | Salto | EB656200IM48--K | XS4 wide body electronic wire-free SVN escutcheon, BLE / Mifare / DESFire push button privacy function, with keypad, Columbo Robodue premium series lever, unhanded, satin stainless finish, for use with 1 3/4" - 2 1/4" thick door | 1 |  | 1 Year | 820.9 | 0.15 | 697.765
23527 | Salto | EB656200IM48-W- | XS4 wide body electronic RF wireless SVN escutcheon, BLE / Mifare / DESFire push button privacy function, Columbo Robodue premium series lever, unhanded, satin stainless finish, for use with 1 3/4" - 2 1/4" thick door | 1 |  | 1 Year | 943.25 | 0.15 | 801.7625
23528 | Salto | EB656200IM48-WK | XS4 wide body electronic RF wireless SVN escutcheon, BLE / Mifare / DESFire push button privacy function, with keypad, Columbo Robodue premium series lever, unhanded, satin stainless finish, for use with 1 3/4" - 2 1/4" thick door | 1 |  | 1 Year | 1006.1 | 0.15 | 855.185
23529 | Salto | EB656200IP38--- | XS4 wide body electronic wire-free SVN escutcheon, BLE / Mifare / DESFire push button privacy function, Columbo Robodue premium series lever, unhanded, bright stainless steel finish, for use with 1 3/8" - 1 3/4" thick standard door | 1 |  | 1 Year | 774.35 | 0.15 | 658.1975
23530 | Salto | EB656200IP38-A- | XS4 wide body electronic AMOK wire-free SVN escutcheon, BLE / Mifare / DESFire push button privacy function, Columbo Robodue premium series lever, unhanded, bright stainless steel finish, for use with 1 3/8" - 1 3/4" thick standard door | 1 |  | 1 Year | 903.35 | 0.15 | 767.8475
23531 | Salto | EB656200IP38--K | XS4 wide body electronic wire-free SVN escutcheon, BLE / Mifare / DESFire push button privacy function, with keypad, Columbo Robodue premium series lever, unhanded, bright stainless steel finish, for use with 1 3/8" - 1 3/4" thick standard door | 1 |  | 1 Year | 837.2 | 0.15 | 711.62
23532 | Salto | EB656200IP38-W- | XS4 wide body electronic RF wireless SVN escutcheon, BLE / Mifare / DESFire push button privacy function, Columbo Robodue premium series lever, unhanded, bright stainless steel finish, for use with 1 3/8" - 1 3/4" thick standard door | 1 |  | 1 Year | 959.55 | 0.15 | 815.6175
23533 | Salto | EB656200IP38-WK | XS4 wide body electronic RF wireless SVN escutcheon, BLE / Mifare / DESFire push button privacy function, with keypad, Columbo Robodue premium series lever, unhanded, bright stainless steel finish, for use with 1 3/8" - 1 3/4" thick standard door | 1 |  | 1 Year | 1022.4 | 0.15 | 869.04
23534 | Salto | EB656200IP48--- | XS4 wide body electronic wire-free SVN escutcheon, BLE / Mifare / DESFire push button privacy function, Columbo Robodue premium series lever, unhanded, bright stainless steel finish, for use with 1 3/4" - 2 1/4" thick door | 1 |  | 1 Year | 774.35 | 0.15 | 658.1975
23535 | Salto | EB656200IP48-A- | XS4 wide body electronic AMOK wire-free SVN escutcheon, BLE / Mifare / DESFire push button privacy function, Columbo Robodue premium series lever, unhanded, bright stainless steel finish, for use with 1 3/4" - 2 1/4" thick door | 1 |  | 1 Year | 903.35 | 0.15 | 767.8475
23536 | Salto | EB656200IP48--K | XS4 wide body electronic wire-free SVN escutcheon, BLE / Mifare / DESFire push button privacy function, with keypad, Columbo Robodue premium series lever, unhanded, bright stainless steel finish, for use with 1 3/4" - 2 1/4" thick door | 1 |  | 1 Year | 837.2 | 0.15 | 711.62
23537 | Salto | EB656200IP48-W- | XS4 wide body electronic RF wireless SVN escutcheon, BLE / Mifare / DESFire push button privacy function, Columbo Robodue premium series lever, unhanded, bright stainless steel finish, for use with 1 3/4" - 2 1/4" thick door | 1 |  | 1 Year | 959.55 | 0.15 | 815.6175
23538 | Salto | EB656200IP48-WK | XS4 wide body electronic RF wireless SVN escutcheon, BLE / Mifare / DESFire push button privacy function, with keypad, Columbo Robodue premium series lever, unhanded, bright stainless steel finish, for use with 1 3/4" - 2 1/4" thick door | 1 |  | 1 Year | 1022.4 | 0.15 | 869.04
23539 | Salto | EB656200PP38--- | XS4 wide body electronic wire-free SVN escutcheon, BLE / Mifare / DESFire push button privacy function, Columbo Robodue premium series lever, unhanded, bright brass finish, for use with 1 3/8" - 1 3/4" thick standard door | 1 |  | 1 Year | 774.35 | 0.15 | 658.1975
23540 | Salto | EB656200PP38-A- | XS4 wide body electronic AMOK wire-free SVN escutcheon, BLE / Mifare / DESFire push button privacy function, Columbo Robodue premium series lever, unhanded, bright brass finish, for use with 1 3/8" - 1 3/4" thick standard door | 1 |  | 1 Year | 903.35 | 0.15 | 767.8475
23541 | Salto | EB656200PP38--K | XS4 wide body electronic wire-free SVN escutcheon, BLE / Mifare / DESFire push button privacy function, with keypad, Columbo Robodue premium series lever, unhanded, bright brass finish, for use with 1 3/8" - 1 3/4" thick standard door | 1 |  | 1 Year | 837.2 | 0.15 | 711.62
23542 | Salto | EB656200PP38-W- | XS4 wide body electronic RF wireless SVN escutcheon, BLE / Mifare / DESFire push button privacy function, Columbo Robodue premium series lever, unhanded, bright brass finish, for use with 1 3/8" - 1 3/4" thick standard door | 1 |  | 1 Year | 959.55 | 0.15 | 815.6175
23543 | Salto | EB656200PP38-WK | XS4 wide body electronic RF wireless SVN escutcheon, BLE / Mifare / DESFire push button privacy function, with keypad, Columbo Robodue premium series lever, unhanded, bright brass finish, for use with 1 3/8" - 1 3/4" thick standard door | 1 |  | 1 Year | 1022.4 | 0.15 | 869.04
23544 | Salto | EB656200PP48--- | XS4 wide body electronic wire-free SVN escutcheon, BLE / Mifare / DESFire push button privacy function, Columbo Robodue premium series lever, unhanded, bright brass finish, for use with 1 3/4" - 2 1/4" thick door | 1 |  | 1 Year | 774.35 | 0.15 | 658.1975
23545 | Salto | EB656200PP48-A- | XS4 wide body electronic AMOK wire-free SVN escutcheon, BLE / Mifare / DESFire push button privacy function, Columbo Robodue premium series lever, unhanded, bright brass finish, for use with 1 3/4" - 2 1/4" thick door | 1 |  | 1 Year | 903.35 | 0.15 | 767.8475
23546 | Salto | EB656200PP48--K | XS4 wide body electronic wire-free SVN escutcheon, BLE / Mifare / DESFire push button privacy function, with keypad, Columbo Robodue premium series lever, unhanded, bright brass finish, for use with 1 3/4" - 2 1/4" thick door | 1 |  | 1 Year | 837.2 | 0.15 | 711.62
23547 | Salto | EB656200PP48-W- | XS4 wide body electronic RF wireless SVN escutcheon, BLE / Mifare / DESFire push button privacy function, Columbo Robodue premium series lever, unhanded, bright brass finish, for use with 1 3/4" - 2 1/4" thick door | 1 |  | 1 Year | 959.55 | 0.15 | 815.6175
23548 | Salto | EB656200PP48-WK | XS4 wide body electronic RF wireless SVN escutcheon, BLE / Mifare / DESFire push button privacy function, with keypad, Columbo Robodue premium series lever, unhanded, bright brass finish, for use with 1 3/4" - 2 1/4" thick door | 1 |  | 1 Year | 1022.4 | 0.15 | 869.04
23549 | Salto | EB656300IM38--- | XS4 wide body electronic wire-free SVN escutcheon, BLE / Mifare / DESFire push button privacy function, Columbo Robotre premium series lever, unhanded, satin stainless finish, for use with 1 3/8" - 1 3/4" thick standard door | 1 |  | 1 Year | 758.05 | 0.15 | 644.3425
23550 | Salto | EB656300IM38-A- | XS4 wide body electronic AMOK wire-free SVN escutcheon, BLE / Mifare / DESFire push button privacy function, Columbo Robotre premium series lever, unhanded, satin stainless finish, for use with 1 3/8" - 1 3/4" thick standard door | 1 |  | 1 Year | 887.05 | 0.15 | 753.9925
23551 | Salto | EB656300IM38--K | XS4 wide body electronic wire-free SVN escutcheon, BLE / Mifare / DESFire push button privacy function, with keypad, Columbo Robotre premium series lever, unhanded, satin stainless finish, for use with 1 3/8" - 1 3/4" thick standard door | 1 |  | 1 Year | 820.9 | 0.15 | 697.765
23552 | Salto | EB656300IM38-W- | XS4 wide body electronic RF wireless SVN escutcheon, BLE / Mifare / DESFire push button privacy function, Columbo Robotre premium series lever, unhanded, satin stainless finish, for use with 1 3/8" - 1 3/4" thick standard door | 1 |  | 1 Year | 943.25 | 0.15 | 801.7625
23553 | Salto | EB656300IM38-WK | XS4 wide body electronic RF wireless SVN escutcheon, BLE / Mifare / DESFire push button privacy function, with keypad, Columbo Robotre premium series lever, unhanded, satin stainless finish, for use with 1 3/8" - 1 3/4" thick standard door | 1 |  | 1 Year | 1006.1 | 0.15 | 855.185
23554 | Salto | EB656300IM48--- | XS4 wide body electronic wire-free SVN escutcheon, BLE / Mifare / DESFire push button privacy function, Columbo Robotre premium series lever, unhanded, satin stainless finish, for use with 1 3/4" - 2 1/4" thick door | 1 |  | 1 Year | 758.05 | 0.15 | 644.3425
23555 | Salto | EB656300IM48-A- | XS4 wide body electronic AMOK wire-free SVN escutcheon, BLE / Mifare / DESFire push button privacy function, Columbo Robotre premium series lever, unhanded, satin stainless finish, for use with 1 3/4" - 2 1/4" thick door | 1 |  | 1 Year | 887.05 | 0.15 | 753.9925
23556 | Salto | EB656300IM48--K | XS4 wide body electronic wire-free SVN escutcheon, BLE / Mifare / DESFire push button privacy function, with keypad, Columbo Robotre premium series lever, unhanded, satin stainless finish, for use with 1 3/4" - 2 1/4" thick door | 1 |  | 1 Year | 820.9 | 0.15 | 697.765
23557 | Salto | EB656300IM48-W- | XS4 wide body electronic RF wireless SVN escutcheon, BLE / Mifare / DESFire push button privacy function, Columbo Robotre premium series lever, unhanded, satin stainless finish, for use with 1 3/4" - 2 1/4" thick door | 1 |  | 1 Year | 943.25 | 0.15 | 801.7625
23558 | Salto | EB656300IM48-WK | XS4 wide body electronic RF wireless SVN escutcheon, BLE / Mifare / DESFire push button privacy function, with keypad, Columbo Robotre premium series lever, unhanded, satin stainless finish, for use with 1 3/4" - 2 1/4" thick door | 1 |  | 1 Year | 1006.1 | 0.15 | 855.185
23559 | Salto | EB656300IP38--- | XS4 wide body electronic wire-free SVN escutcheon, BLE / Mifare / DESFire push button privacy function, Columbo Robotre premium series lever, unhanded, bright stainless steel finish, for use with 1 3/8" - 1 3/4" thick standard door | 1 |  | 1 Year | 774.35 | 0.15 | 658.1975
23560 | Salto | EB656300IP38-A- | XS4 wide body electronic AMOK wire-free SVN escutcheon, BLE / Mifare / DESFire push button privacy function, Columbo Robotre premium series lever, unhanded, bright stainless steel finish, for use with 1 3/8" - 1 3/4" thick standard door | 1 |  | 1 Year | 903.35 | 0.15 | 767.8475
23561 | Salto | EB656300IP38--K | XS4 wide body electronic wire-free SVN escutcheon, BLE / Mifare / DESFire push button privacy function, with keypad, Columbo Robotre premium series lever, unhanded, bright stainless steel finish, for use with 1 3/8" - 1 3/4" thick standard door | 1 |  | 1 Year | 837.2 | 0.15 | 711.62
23562 | Salto | EB656300IP38-W- | XS4 wide body electronic RF wireless SVN escutcheon, BLE / Mifare / DESFire push button privacy function, Columbo Robotre premium series lever, unhanded, bright stainless steel finish, for use with 1 3/8" - 1 3/4" thick standard door | 1 |  | 1 Year | 959.55 | 0.15 | 815.6175
23563 | Salto | EB656300IP38-WK | XS4 wide body electronic RF wireless SVN escutcheon, BLE / Mifare / DESFire push button privacy function, with keypad, Columbo Robotre premium series lever, unhanded, bright stainless steel finish, for use with 1 3/8" - 1 3/4" thick standard door | 1 |  | 1 Year | 1022.4 | 0.15 | 869.04
23564 | Salto | EB656300IP48--- | XS4 wide body electronic wire-free SVN escutcheon, BLE / Mifare / DESFire push button privacy function, Columbo Robotre premium series lever, unhanded, bright stainless steel finish, for use with 1 3/4" - 2 1/4" thick door | 1 |  | 1 Year | 774.35 | 0.15 | 658.1975
23565 | Salto | EB656300IP48-A- | XS4 wide body electronic AMOK wire-free SVN escutcheon, BLE / Mifare / DESFire push button privacy function, Columbo Robotre premium series lever, unhanded, bright stainless steel finish, for use with 1 3/4" - 2 1/4" thick door | 1 |  | 1 Year | 903.35 | 0.15 | 767.8475
23566 | Salto | EB656300IP48--K | XS4 wide body electronic wire-free SVN escutcheon, BLE / Mifare / DESFire push button privacy function, with keypad, Columbo Robotre premium series lever, unhanded, bright stainless steel finish, for use with 1 3/4" - 2 1/4" thick door | 1 |  | 1 Year | 837.2 | 0.15 | 711.62
23567 | Salto | EB656300IP48-W- | XS4 wide body electronic RF wireless SVN escutcheon, BLE / Mifare / DESFire push button privacy function, Columbo Robotre premium series lever, unhanded, bright stainless steel finish, for use with 1 3/4" - 2 1/4" thick door | 1 |  | 1 Year | 959.55 | 0.15 | 815.6175
23568 | Salto | EB656300IP48-WK | XS4 wide body electronic RF wireless SVN escutcheon, BLE / Mifare / DESFire push button privacy function, with keypad, Columbo Robotre premium series lever, unhanded, bright stainless steel finish, for use with 1 3/4" - 2 1/4" thick door | 1 |  | 1 Year | 1022.4 | 0.15 | 869.04
23569 | Salto | EB656300PP38--- | XS4 wide body electronic wire-free SVN escutcheon, BLE / Mifare / DESFire push button privacy function, Columbo Robotre premium series lever, unhanded, bright brass finish, for use with 1 3/8" - 1 3/4" thick standard door | 1 |  | 1 Year | 774.35 | 0.15 | 658.1975
23570 | Salto | EB656300PP38-A- | XS4 wide body electronic AMOK wire-free SVN escutcheon, BLE / Mifare / DESFire push button privacy function, Columbo Robotre premium series lever, unhanded, bright brass finish, for use with 1 3/8" - 1 3/4" thick standard door | 1 |  | 1 Year | 903.35 | 0.15 | 767.8475
23571 | Salto | EB656300PP38--K | XS4 wide body electronic wire-free SVN escutcheon, BLE / Mifare / DESFire push button privacy function, with keypad, Columbo Robotre premium series lever, unhanded, bright brass finish, for use with 1 3/8" - 1 3/4" thick standard door | 1 |  | 1 Year | 837.2 | 0.15 | 711.62
23572 | Salto | EB656300PP38-W- | XS4 wide body electronic RF wireless SVN escutcheon, BLE / Mifare / DESFire push button privacy function, Columbo Robotre premium series lever, unhanded, bright brass finish, for use with 1 3/8" - 1 3/4" thick standard door | 1 |  | 1 Year | 959.55 | 0.15 | 815.6175
23573 | Salto | EB656300PP38-WK | XS4 wide body electronic RF wireless SVN escutcheon, BLE / Mifare / DESFire push button privacy function, with keypad, Columbo Robotre premium series lever, unhanded, bright brass finish, for use with 1 3/8" - 1 3/4" thick standard door | 1 |  | 1 Year | 1022.4 | 0.15 | 869.04
23574 | Salto | EB656300PP48--- | XS4 wide body electronic wire-free SVN escutcheon, BLE / Mifare / DESFire push button privacy function, Columbo Robotre premium series lever, unhanded, bright brass finish, for use with 1 3/4" - 2 1/4" thick door | 1 |  | 1 Year | 774.35 | 0.15 | 658.1975
23575 | Salto | EB656300PP48-A- | XS4 wide body electronic AMOK wire-free SVN escutcheon, BLE / Mifare / DESFire push button privacy function, Columbo Robotre premium series lever, unhanded, bright brass finish, for use with 1 3/4" - 2 1/4" thick door | 1 |  | 1 Year | 903.35 | 0.15 | 767.8475
23576 | Salto | EB656300PP48--K | XS4 wide body electronic wire-free SVN escutcheon, BLE / Mifare / DESFire push button privacy function, with keypad, Columbo Robotre premium series lever, unhanded, bright brass finish, for use with 1 3/4" - 2 1/4" thick door | 1 |  | 1 Year | 837.2 | 0.15 | 711.62
23577 | Salto | EB656300PP48-W- | XS4 wide body electronic RF wireless SVN escutcheon, BLE / Mifare / DESFire push button privacy function, Columbo Robotre premium series lever, unhanded, bright brass finish, for use with 1 3/4" - 2 1/4" thick door | 1 |  | 1 Year | 959.55 | 0.15 | 815.6175
23578 | Salto | EB656300PP48-WK | XS4 wide body electronic RF wireless SVN escutcheon, BLE / Mifare / DESFire push button privacy function, with keypad, Columbo Robotre premium series lever, unhanded, bright brass finish, for use with 1 3/4" - 2 1/4" thick door | 1 |  | 1 Year | 1022.4 | 0.15 | 869.04
23579 | Salto | EB656400IM38--- | XS4 wide body electronic wire-free SVN escutcheon, BLE / Mifare / DESFire push button privacy function, Columbo Roboquattro premium series lever, unhanded, satin stainless finish, for use with 1 3/8" - 1 3/4" thick standard door | 1 |  | 1 Year | 758.05 | 0.15 | 644.3425
23580 | Salto | EB656400IM38-A- | XS4 wide body electronic AMOK wire-free SVN escutcheon, BLE / Mifare / DESFire push button privacy function, Columbo Roboquattro premium series lever, unhanded, satin stainless finish, for use with 1 3/8" - 1 3/4" thick standard door | 1 |  | 1 Year | 887.05 | 0.15 | 753.9925
23581 | Salto | EB656400IM38--K | XS4 wide body electronic wire-free SVN escutcheon, BLE / Mifare / DESFire push button privacy function, with keypad, Columbo Roboquattro premium series lever, unhanded, satin stainless finish, for use with 1 3/8" - 1 3/4" thick standard door | 1 |  | 1 Year | 820.9 | 0.15 | 697.765
23582 | Salto | EB656400IM38-W- | XS4 wide body electronic RF wireless SVN escutcheon, BLE / Mifare / DESFire push button privacy function, Columbo Roboquattro premium series lever, unhanded, satin stainless finish, for use with 1 3/8" - 1 3/4" thick standard door | 1 |  | 1 Year | 943.25 | 0.15 | 801.7625
23583 | Salto | EB656400IM38-WK | XS4 wide body electronic RF wireless SVN escutcheon, BLE / Mifare / DESFire push button privacy function, with keypad, Columbo Roboquattro premium series lever, unhanded, satin stainless finish, for use with 1 3/8" - 1 3/4" thick standard door | 1 |  | 1 Year | 1006.1 | 0.15 | 855.185
23584 | Salto | EB656400IM48--- | XS4 wide body electronic wire-free SVN escutcheon, BLE / Mifare / DESFire push button privacy function, Columbo Roboquattro premium series lever, unhanded, satin stainless finish, for use with 1 3/4" - 2 1/4" thick door | 1 |  | 1 Year | 758.05 | 0.15 | 644.3425
23585 | Salto | EB656400IM48-A- | XS4 wide body electronic AMOK wire-free SVN escutcheon, BLE / Mifare / DESFire push button privacy function, Columbo Roboquattro premium series lever, unhanded, satin stainless finish, for use with 1 3/4" - 2 1/4" thick door | 1 |  | 1 Year | 887.05 | 0.15 | 753.9925
23586 | Salto | EB656400IM48--K | XS4 wide body electronic wire-free SVN escutcheon, BLE / Mifare / DESFire push button privacy function, with keypad, Columbo Roboquattro premium series lever, unhanded, satin stainless finish, for use with 1 3/4" - 2 1/4" thick door | 1 |  | 1 Year | 820.9 | 0.15 | 697.765
23587 | Salto | EB656400IM48-W- | XS4 wide body electronic RF wireless SVN escutcheon, BLE / Mifare / DESFire push button privacy function, Columbo Roboquattro premium series lever, unhanded, satin stainless finish, for use with 1 3/4" - 2 1/4" thick door | 1 |  | 1 Year | 943.25 | 0.15 | 801.7625
23588 | Salto | EB656400IM48-WK | XS4 wide body electronic RF wireless SVN escutcheon, BLE / Mifare / DESFire push button privacy function, with keypad, Columbo Roboquattro premium series lever, unhanded, satin stainless finish, for use with 1 3/4" - 2 1/4" thick door | 1 |  | 1 Year | 1006.1 | 0.15 | 855.185
23589 | Salto | EB656400IP38--- | XS4 wide body electronic wire-free SVN escutcheon, BLE / Mifare / DESFire push button privacy function, Columbo Roboquattro premium series lever, unhanded, bright stainless steel finish, for use with 1 3/8" - 1 3/4" thick standard door | 1 |  | 1 Year | 774.35 | 0.15 | 658.1975
23590 | Salto | EB656400IP38-A- | XS4 wide body electronic AMOK wire-free SVN escutcheon, BLE / Mifare / DESFire push button privacy function, Columbo Roboquattro premium series lever, unhanded, bright stainless steel finish, for use with 1 3/8" - 1 3/4" thick standard door | 1 |  | 1 Year | 903.35 | 0.15 | 767.8475
23591 | Salto | EB656400IP38--K | XS4 wide body electronic wire-free SVN escutcheon, BLE / Mifare / DESFire push button privacy function, with keypad, Columbo Roboquattro premium series lever, unhanded, bright stainless steel finish, for use with 1 3/8" - 1 3/4" thick standard door | 1 |  | 1 Year | 837.2 | 0.15 | 711.62
23592 | Salto | EB656400IP38-W- | XS4 wide body electronic RF wireless SVN escutcheon, BLE / Mifare / DESFire push button privacy function, Columbo Roboquattro premium series lever, unhanded, bright stainless steel finish, for use with 1 3/8" - 1 3/4" thick standard door | 1 |  | 1 Year | 959.55 | 0.15 | 815.6175
23593 | Salto | EB656400IP38-WK | XS4 wide body electronic RF wireless SVN escutcheon, BLE / Mifare / DESFire push button privacy function, with keypad, Columbo Roboquattro premium series lever, unhanded, bright stainless steel finish, for use with 1 3/8" - 1 3/4" thick standard door | 1 |  | 1 Year | 1022.4 | 0.15 | 869.04
23594 | Salto | EB656400IP48--- | XS4 wide body electronic wire-free SVN escutcheon, BLE / Mifare / DESFire push button privacy function, Columbo Roboquattro premium series lever, unhanded, bright stainless steel finish, for use with 1 3/4" - 2 1/4" thick door | 1 |  | 1 Year | 774.35 | 0.15 | 658.1975
23595 | Salto | EB656400IP48-A- | XS4 wide body electronic AMOK wire-free SVN escutcheon, BLE / Mifare / DESFire push button privacy function, Columbo Roboquattro premium series lever, unhanded, bright stainless steel finish, for use with 1 3/4" - 2 1/4" thick door | 1 |  | 1 Year | 903.35 | 0.15 | 767.8475
23596 | Salto | EB656400IP48--K | XS4 wide body electronic wire-free SVN escutcheon, BLE / Mifare / DESFire push button privacy function, with keypad, Columbo Roboquattro premium series lever, unhanded, bright stainless steel finish, for use with 1 3/4" - 2 1/4" thick door | 1 |  | 1 Year | 837.2 | 0.15 | 711.62
23597 | Salto | EB656400IP48-W- | XS4 wide body electronic RF wireless SVN escutcheon, BLE / Mifare / DESFire push button privacy function, Columbo Roboquattro premium series lever, unhanded, bright stainless steel finish, for use with 1 3/4" - 2 1/4" thick door | 1 |  | 1 Year | 959.55 | 0.15 | 815.6175
23598 | Salto | EB656400IP48-WK | XS4 wide body electronic RF wireless SVN escutcheon, BLE / Mifare / DESFire push button privacy function, with keypad, Columbo Roboquattro premium series lever, unhanded, bright stainless steel finish, for use with 1 3/4" - 2 1/4" thick door | 1 |  | 1 Year | 1022.4 | 0.15 | 869.04
23599 | Salto | EB656400PP38--- | XS4 wide body electronic wire-free SVN escutcheon, BLE / Mifare / DESFire push button privacy function, Columbo Roboquattro premium series lever, unhanded, bright brass finish, for use with 1 3/8" - 1 3/4" thick standard door | 1 |  | 1 Year | 774.35 | 0.15 | 658.1975
23600 | Salto | EB656400PP38-A- | XS4 wide body electronic AMOK wire-free SVN escutcheon, BLE / Mifare / DESFire push button privacy function, Columbo Roboquattro premium series lever, unhanded, bright brass finish, for use with 1 3/8" - 1 3/4" thick standard door | 1 |  | 1 Year | 903.35 | 0.15 | 767.8475
23601 | Salto | EB656400PP38--K | XS4 wide body electronic wire-free SVN escutcheon, BLE / Mifare / DESFire push button privacy function, with keypad, Columbo Roboquattro premium series lever, unhanded, bright brass finish, for use with 1 3/8" - 1 3/4" thick standard door | 1 |  | 1 Year | 837.2 | 0.15 | 711.62
23602 | Salto | EB656400PP38-W- | XS4 wide body electronic RF wireless SVN escutcheon, BLE / Mifare / DESFire push button privacy function, Columbo Roboquattro premium series lever, unhanded, bright brass finish, for use with 1 3/8" - 1 3/4" thick standard door | 1 |  | 1 Year | 959.55 | 0.15 | 815.6175
23603 | Salto | EB656400PP38-WK | XS4 wide body electronic RF wireless SVN escutcheon, BLE / Mifare / DESFire push button privacy function, with keypad, Columbo Roboquattro premium series lever, unhanded, bright brass finish, for use with 1 3/8" - 1 3/4" thick standard door | 1 |  | 1 Year | 1022.4 | 0.15 | 869.04
23604 | Salto | EB656400PP48--- | XS4 wide body electronic wire-free SVN escutcheon, BLE / Mifare / DESFire push button privacy function, Columbo Roboquattro premium series lever, unhanded, bright brass finish, for use with 1 3/4" - 2 1/4" thick door | 1 |  | 1 Year | 774.35 | 0.15 | 658.1975
23605 | Salto | EB656400PP48-A- | XS4 wide body electronic AMOK wire-free SVN escutcheon, BLE / Mifare / DESFire push button privacy function, Columbo Roboquattro premium series lever, unhanded, bright brass finish, for use with 1 3/4" - 2 1/4" thick door | 1 |  | 1 Year | 903.35 | 0.15 | 767.8475
23606 | Salto | EB656400PP48--K | XS4 wide body electronic wire-free SVN escutcheon, BLE / Mifare / DESFire push button privacy function, with keypad, Columbo Roboquattro premium series lever, unhanded, bright brass finish, for use with 1 3/4" - 2 1/4" thick door | 1 |  | 1 Year | 837.2 | 0.15 | 711.62
23607 | Salto | EB656400PP48-W- | XS4 wide body electronic RF wireless SVN escutcheon, BLE / Mifare / DESFire push button privacy function, Columbo Roboquattro premium series lever, unhanded, bright brass finish, for use with 1 3/4" - 2 1/4" thick door | 1 |  | 1 Year | 959.55 | 0.15 | 815.6175
23608 | Salto | EB656400PP48-WK | XS4 wide body electronic RF wireless SVN escutcheon, BLE / Mifare / DESFire push button privacy function, with keypad, Columbo Roboquattro premium series lever, unhanded, bright brass finish, for use with 1 3/4" - 2 1/4" thick door | 1 |  | 1 Year | 1022.4 | 0.15 | 869.04
23609 | Salto | EB656700IM38--- | XS4 wide body electronic wire-free SVN escutcheon, BLE / Mifare / DESFire push button privacy function, Columbo Mach premium series lever, unhanded, satin stainless finish, for use with 1 3/8" - 1 3/4" thick standard door | 1 |  | 1 Year | 758.05 | 0.15 | 644.3425
23610 | Salto | EB656700IM38-A- | XS4 wide body electronic AMOK wire-free SVN escutcheon, BLE / Mifare / DESFire push button privacy function, Columbo Mach premium series lever, unhanded, satin stainless finish, for use with 1 3/8" - 1 3/4" thick standard door | 1 |  | 1 Year | 887.05 | 0.15 | 753.9925
23611 | Salto | EB656700IM38--K | XS4 wide body electronic wire-free SVN escutcheon, BLE / Mifare / DESFire push button privacy function, with keypad, Columbo Mach premium series lever, unhanded, satin stainless finish, for use with 1 3/8" - 1 3/4" thick standard door | 1 |  | 1 Year | 820.9 | 0.15 | 697.765
23612 | Salto | EB656700IM38-W- | XS4 wide body electronic RF wireless SVN escutcheon, BLE / Mifare / DESFire push button privacy function, Columbo Mach premium series lever, unhanded, satin stainless finish, for use with 1 3/8" - 1 3/4" thick standard door | 1 |  | 1 Year | 943.25 | 0.15 | 801.7625
23613 | Salto | EB656700IM38-WK | XS4 wide body electronic RF wireless SVN escutcheon, BLE / Mifare / DESFire push button privacy function, with keypad, Columbo Mach premium series lever, unhanded, satin stainless finish, for use with 1 3/8" - 1 3/4" thick standard door | 1 |  | 1 Year | 1006.1 | 0.15 | 855.185
23614 | Salto | EB656700IM48--- | XS4 wide body electronic wire-free SVN escutcheon, BLE / Mifare / DESFire push button privacy function, Columbo Mach premium series lever, unhanded, satin stainless finish, for use with 1 3/4" - 2 1/4" thick door | 1 |  | 1 Year | 758.05 | 0.15 | 644.3425
23615 | Salto | EB656700IM48-A- | XS4 wide body electronic AMOK wire-free SVN escutcheon, BLE / Mifare / DESFire push button privacy function, Columbo Mach premium series lever, unhanded, satin stainless finish, for use with 1 3/4" - 2 1/4" thick door | 1 |  | 1 Year | 887.05 | 0.15 | 753.9925
23616 | Salto | EB656700IM48--K | XS4 wide body electronic wire-free SVN escutcheon, BLE / Mifare / DESFire push button privacy function, with keypad, Columbo Mach premium series lever, unhanded, satin stainless finish, for use with 1 3/4" - 2 1/4" thick door | 1 |  | 1 Year | 820.9 | 0.15 | 697.765
23617 | Salto | EB656700IM48-W- | XS4 wide body electronic RF wireless SVN escutcheon, BLE / Mifare / DESFire push button privacy function, Columbo Mach premium series lever, unhanded, satin stainless finish, for use with 1 3/4" - 2 1/4" thick door | 1 |  | 1 Year | 943.25 | 0.15 | 801.7625
23618 | Salto | EB656700IM48-WK | XS4 wide body electronic RF wireless SVN escutcheon, BLE / Mifare / DESFire push button privacy function, with keypad, Columbo Mach premium series lever, unhanded, satin stainless finish, for use with 1 3/4" - 2 1/4" thick door | 1 |  | 1 Year | 1006.1 | 0.15 | 855.185
23619 | Salto | EB656700IP38--- | XS4 wide body electronic wire-free SVN escutcheon, BLE / Mifare / DESFire push button privacy function, Columbo Mach premium series lever, unhanded, bright stainless steel finish, for use with 1 3/8" - 1 3/4" thick standard door | 1 |  | 1 Year | 774.35 | 0.15 | 658.1975
23620 | Salto | EB656700IP38-A- | XS4 wide body electronic AMOK wire-free SVN escutcheon, BLE / Mifare / DESFire push button privacy function, Columbo Mach premium series lever, unhanded, bright stainless steel finish, for use with 1 3/8" - 1 3/4" thick standard door | 1 |  | 1 Year | 903.35 | 0.15 | 767.8475
23621 | Salto | EB656700IP38--K | XS4 wide body electronic wire-free SVN escutcheon, BLE / Mifare / DESFire push button privacy function, with keypad, Columbo Mach premium series lever, unhanded, bright stainless steel finish, for use with 1 3/8" - 1 3/4" thick standard door | 1 |  | 1 Year | 837.2 | 0.15 | 711.62
23622 | Salto | EB656700IP38-W- | XS4 wide body electronic RF wireless SVN escutcheon, BLE / Mifare / DESFire push button privacy function, Columbo Mach premium series lever, unhanded, bright stainless steel finish, for use with 1 3/8" - 1 3/4" thick standard door | 1 |  | 1 Year | 959.55 | 0.15 | 815.6175
23623 | Salto | EB656700IP38-WK | XS4 wide body electronic RF wireless SVN escutcheon, BLE / Mifare / DESFire push button privacy function, with keypad, Columbo Mach premium series lever, unhanded, bright stainless steel finish, for use with 1 3/8" - 1 3/4" thick standard door | 1 |  | 1 Year | 1022.4 | 0.15 | 869.04
23624 | Salto | EB656700IP48--- | XS4 wide body electronic wire-free SVN escutcheon, BLE / Mifare / DESFire push button privacy function, Columbo Mach premium series lever, unhanded, bright stainless steel finish, for use with 1 3/4" - 2 1/4" thick door | 1 |  | 1 Year | 774.35 | 0.15 | 658.1975
23625 | Salto | EB656700IP48-A- | XS4 wide body electronic AMOK wire-free SVN escutcheon, BLE / Mifare / DESFire push button privacy function, Columbo Mach premium series lever, unhanded, bright stainless steel finish, for use with 1 3/4" - 2 1/4" thick door | 1 |  | 1 Year | 903.35 | 0.15 | 767.8475
23626 | Salto | EB656700IP48--K | XS4 wide body electronic wire-free SVN escutcheon, BLE / Mifare / DESFire push button privacy function, with keypad, Columbo Mach premium series lever, unhanded, bright stainless steel finish, for use with 1 3/4" - 2 1/4" thick door | 1 |  | 1 Year | 837.2 | 0.15 | 711.62
23627 | Salto | EB656700IP48-W- | XS4 wide body electronic RF wireless SVN escutcheon, BLE / Mifare / DESFire push button privacy function, Columbo Mach premium series lever, unhanded, bright stainless steel finish, for use with 1 3/4" - 2 1/4" thick door | 1 |  | 1 Year | 959.55 | 0.15 | 815.6175
23628 | Salto | EB656700IP48-WK | XS4 wide body electronic RF wireless SVN escutcheon, BLE / Mifare / DESFire push button privacy function, with keypad, Columbo Mach premium series lever, unhanded, bright stainless steel finish, for use with 1 3/4" - 2 1/4" thick door | 1 |  | 1 Year | 1022.4 | 0.15 | 869.04
23629 | Salto | EB656700PP38--- | XS4 wide body electronic wire-free SVN escutcheon, BLE / Mifare / DESFire push button privacy function, Columbo Mach premium series lever, unhanded, bright brass finish, for use with 1 3/8" - 1 3/4" thick standard door | 1 |  | 1 Year | 774.35 | 0.15 | 658.1975
23630 | Salto | EB656700PP38-A- | XS4 wide body electronic AMOK wire-free SVN escutcheon, BLE / Mifare / DESFire push button privacy function, Columbo Mach premium series lever, unhanded, bright brass finish, for use with 1 3/8" - 1 3/4" thick standard door | 1 |  | 1 Year | 903.35 | 0.15 | 767.8475
23631 | Salto | EB656700PP38--K | XS4 wide body electronic wire-free SVN escutcheon, BLE / Mifare / DESFire push button privacy function, with keypad, Columbo Mach premium series lever, unhanded, bright brass finish, for use with 1 3/8" - 1 3/4" thick standard door | 1 |  | 1 Year | 837.2 | 0.15 | 711.62
23632 | Salto | EB656700PP38-W- | XS4 wide body electronic RF wireless SVN escutcheon, BLE / Mifare / DESFire push button privacy function, Columbo Mach premium series lever, unhanded, bright brass finish, for use with 1 3/8" - 1 3/4" thick standard door | 1 |  | 1 Year | 959.55 | 0.15 | 815.6175
23633 | Salto | EB656700PP38-WK | XS4 wide body electronic RF wireless SVN escutcheon, BLE / Mifare / DESFire push button privacy function, with keypad, Columbo Mach premium series lever, unhanded, bright brass finish, for use with 1 3/8" - 1 3/4" thick standard door | 1 |  | 1 Year | 1022.4 | 0.15 | 869.04
23634 | Salto | EB656700PP48--- | XS4 wide body electronic wire-free SVN escutcheon, BLE / Mifare / DESFire push button privacy function, Columbo Mach premium series lever, unhanded, bright brass finish, for use with 1 3/4" - 2 1/4" thick door | 1 |  | 1 Year | 774.35 | 0.15 | 658.1975
23635 | Salto | EB656700PP48-A- | XS4 wide body electronic AMOK wire-free SVN escutcheon, BLE / Mifare / DESFire push button privacy function, Columbo Mach premium series lever, unhanded, bright brass finish, for use with 1 3/4" - 2 1/4" thick door | 1 |  | 1 Year | 903.35 | 0.15 | 767.8475
23636 | Salto | EB656700PP48--K | XS4 wide body electronic wire-free SVN escutcheon, BLE / Mifare / DESFire push button privacy function, with keypad, Columbo Mach premium series lever, unhanded, bright brass finish, for use with 1 3/4" - 2 1/4" thick door | 1 |  | 1 Year | 837.2 | 0.15 | 711.62
23637 | Salto | EB656700PP48-W- | XS4 wide body electronic RF wireless SVN escutcheon, BLE / Mifare / DESFire push button privacy function, Columbo Mach premium series lever, unhanded, bright brass finish, for use with 1 3/4" - 2 1/4" thick door | 1 |  | 1 Year | 959.55 | 0.15 | 815.6175
23638 | Salto | EB656700PP48-WK | XS4 wide body electronic RF wireless SVN escutcheon, BLE / Mifare / DESFire push button privacy function, with keypad, Columbo Mach premium series lever, unhanded, bright brass finish, for use with 1 3/4" - 2 1/4" thick door | 1 |  | 1 Year | 1022.4 | 0.15 | 869.04
23639 | Salto | EB656A00BC38--- | XS4 wide body electronic wire-free SVN escutcheon, BLE / Mifare / DESFire push button privacy function, A lever, unhanded, BioCote antimicrobial finish, for use with 1 3/8" - 1 3/4" thick standard door | 1 |  | 1 Year | 764.15 | 0.15 | 649.5275
23640 | Salto | EB656A00BC38-A- | XS4 wide body electronic AMOK wire-free SVN escutcheon, BLE / Mifare / DESFire push button privacy function, A lever, unhanded, BioCote antimicrobial finish, for use with 1 3/8" - 1 3/4" thick standard door | 1 |  | 1 Year | 893.15 | 0.15 | 759.1775
23641 | Salto | EB656A00BC38--K | XS4 wide body electronic wire-free SVN escutcheon, BLE / Mifare / DESFire push button privacy function, with keypad, A lever, unhanded, BioCote antimicrobial finish, for use with 1 3/8" - 1 3/4" thick standard door | 1 |  | 1 Year | 827 | 0.15 | 702.95
23642 | Salto | EB656A00BC38-W- | XS4 wide body electronic RF wireless SVN escutcheon, BLE / Mifare / DESFire push button privacy function, A lever, unhanded, BioCote antimicrobial finish, for use with 1 3/8" - 1 3/4" thick standard door | 1 |  | 1 Year | 949.35 | 0.15 | 806.9475
23643 | Salto | EB656A00BC38-WK | XS4 wide body electronic RF wireless SVN escutcheon, BLE / Mifare / DESFire push button privacy function, with keypad, A lever, unhanded, BioCote antimicrobial finish, for use with 1 3/8" - 1 3/4" thick standard door | 1 |  | 1 Year | 1012.2 | 0.15 | 860.37
23644 | Salto | EB656A00BC48--- | XS4 wide body electronic wire-free SVN escutcheon, BLE / Mifare / DESFire push button privacy function, A lever, unhanded, BioCote antimicrobial finish, for use with 1 3/4" - 2 1/4" thick door | 1 |  | 1 Year | 764.15 | 0.15 | 649.5275
23645 | Salto | EB656A00BC48-A- | XS4 wide body electronic AMOK wire-free SVN escutcheon, BLE / Mifare / DESFire push button privacy function, A lever, unhanded, BioCote antimicrobial finish, for use with 1 3/4" - 2 1/4" thick door | 1 |  | 1 Year | 893.15 | 0.15 | 759.1775
23646 | Salto | EB656A00BC48--K | XS4 wide body electronic wire-free SVN escutcheon, BLE / Mifare / DESFire push button privacy function, with keypad, A lever, unhanded, BioCote antimicrobial finish, for use with 1 3/4" - 2 1/4" thick door | 1 |  | 1 Year | 827 | 0.15 | 702.95
23647 | Salto | EB656A00BC48-W- | XS4 wide body electronic RF wireless SVN escutcheon, BLE / Mifare / DESFire push button privacy function, A lever, unhanded, BioCote antimicrobial finish, for use with 1 3/4" - 2 1/4" thick door | 1 |  | 1 Year | 949.35 | 0.15 | 806.9475
23648 | Salto | EB656A00BC48-WK | XS4 wide body electronic RF wireless SVN escutcheon, BLE / Mifare / DESFire push button privacy function, with keypad, A lever, unhanded, BioCote antimicrobial finish, for use with 1 3/4" - 2 1/4" thick door | 1 |  | 1 Year | 1012.2 | 0.15 | 860.37
23649 | Salto | EB656A00IA38--- | XS4 wide body electronic wire-free SVN escutcheon, BLE / Mifare / DESFire push button privacy function, A lever, unhanded, antique brass finish, for use with 1 3/8" - 1 3/4" thick standard door | 1 |  | 1 Year | 764.15 | 0.15 | 649.5275
23650 | Salto | EB656A00IA38-A- | XS4 wide body electronic AMOK wire-free SVN escutcheon, BLE / Mifare / DESFire push button privacy function, A lever, unhanded, antique brass finish, for use with 1 3/8" - 1 3/4" thick standard door | 1 |  | 1 Year | 893.15 | 0.15 | 759.1775
23651 | Salto | EB656A00IA38--K | XS4 wide body electronic wire-free SVN escutcheon, BLE / Mifare / DESFire push button privacy function, with keypad, A lever, unhanded, antique brass finish, for use with 1 3/8" - 1 3/4" thick standard door | 1 |  | 1 Year | 827 | 0.15 | 702.95
23652 | Salto | EB656A00IA38-W- | XS4 wide body electronic RF wireless SVN escutcheon, BLE / Mifare / DESFire push button privacy function, A lever, unhanded, antique brass finish, for use with 1 3/8" - 1 3/4" thick standard door | 1 |  | 1 Year | 949.35 | 0.15 | 806.9475
23653 | Salto | EB656A00IA38-WK | XS4 wide body electronic RF wireless SVN escutcheon, BLE / Mifare / DESFire push button privacy function, with keypad, A lever, unhanded, antique brass finish, for use with 1 3/8" - 1 3/4" thick standard door | 1 |  | 1 Year | 1012.2 | 0.15 | 860.37
23654 | Salto | EB656A00IA48--- | XS4 wide body electronic wire-free SVN escutcheon, BLE / Mifare / DESFire push button privacy function, A lever, unhanded, antique brass finish, for use with 1 3/4" - 2 1/4" thick door | 1 |  | 1 Year | 764.15 | 0.15 | 649.5275
23655 | Salto | EB656A00IA48-A- | XS4 wide body electronic AMOK wire-free SVN escutcheon, BLE / Mifare / DESFire push button privacy function, A lever, unhanded, antique brass finish, for use with 1 3/4" - 2 1/4" thick door | 1 |  | 1 Year | 893.15 | 0.15 | 759.1775
23656 | Salto | EB656A00IA48--K | XS4 wide body electronic wire-free SVN escutcheon, BLE / Mifare / DESFire push button privacy function, with keypad, A lever, unhanded, antique brass finish, for use with 1 3/4" - 2 1/4" thick door | 1 |  | 1 Year | 827 | 0.15 | 702.95
23657 | Salto | EB656A00IA48-W- | XS4 wide body electronic RF wireless SVN escutcheon, BLE / Mifare / DESFire push button privacy function, A lever, unhanded, antique brass finish, for use with 1 3/4" - 2 1/4" thick door | 1 |  | 1 Year | 949.35 | 0.15 | 806.9475
23658 | Salto | EB656A00IA48-WK | XS4 wide body electronic RF wireless SVN escutcheon, BLE / Mifare / DESFire push button privacy function, with keypad, A lever, unhanded, antique brass finish, for use with 1 3/4" - 2 1/4" thick door | 1 |  | 1 Year | 1012.2 | 0.15 | 860.37
23659 | Salto | EB656A00IM38--- | XS4 wide body electronic wire-free SVN escutcheon, BLE / Mifare / DESFire push button privacy function, A lever, unhanded, satin stainless finish, for use with 1 3/8" - 1 3/4" thick standard door | 1 |  | 1 Year | 712.15 | 0.15 | 605.3275
23660 | Salto | EB656A00IM38-A- | XS4 wide body electronic AMOK wire-free SVN escutcheon, BLE / Mifare / DESFire push button privacy function, A lever, unhanded, satin stainless finish, for use with 1 3/8" - 1 3/4" thick standard door | 1 |  | 1 Year | 841.15 | 0.15 | 714.9775
23661 | Salto | EB656A00IM38--K | XS4 wide body electronic wire-free SVN escutcheon, BLE / Mifare / DESFire push button privacy function, with keypad, A lever, unhanded, satin stainless finish, for use with 1 3/8" - 1 3/4" thick standard door | 1 |  | 1 Year | 775 | 0.15 | 658.75
23662 | Salto | EB656A00IM38-W- | XS4 wide body electronic RF wireless SVN escutcheon, BLE / Mifare / DESFire push button privacy function, A lever, unhanded, satin stainless finish, for use with 1 3/8" - 1 3/4" thick standard door | 1 |  | 1 Year | 897.35 | 0.15 | 762.7475
23663 | Salto | EB656A00IM38-WK | XS4 wide body electronic RF wireless SVN escutcheon, BLE / Mifare / DESFire push button privacy function, with keypad, A lever, unhanded, satin stainless finish, for use with 1 3/8" - 1 3/4" thick standard door | 1 |  | 1 Year | 960.2 | 0.15 | 816.17
23664 | Salto | EB656A00IM48--- | XS4 wide body electronic wire-free SVN escutcheon, BLE / Mifare / DESFire push button privacy function, A lever, unhanded, satin stainless finish, for use with 1 3/4" - 2 1/4" thick door | 1 |  | 1 Year | 712.15 | 0.15 | 605.3275
23665 | Salto | EB656A00IM48-A- | XS4 wide body electronic AMOK wire-free SVN escutcheon, BLE / Mifare / DESFire push button privacy function, A lever, unhanded, satin stainless finish, for use with 1 3/4" - 2 1/4" thick door | 1 |  | 1 Year | 841.15 | 0.15 | 714.9775
23666 | Salto | EB656A00IM48--K | XS4 wide body electronic wire-free SVN escutcheon, BLE / Mifare / DESFire push button privacy function, with keypad, A lever, unhanded, satin stainless finish, for use with 1 3/4" - 2 1/4" thick door | 1 |  | 1 Year | 775 | 0.15 | 658.75
23667 | Salto | EB656A00IM48-W- | XS4 wide body electronic RF wireless SVN escutcheon, BLE / Mifare / DESFire push button privacy function, A lever, unhanded, satin stainless finish, for use with 1 3/4" - 2 1/4" thick door | 1 |  | 1 Year | 897.35 | 0.15 | 762.7475
23668 | Salto | EB656A00IM48-WK | XS4 wide body electronic RF wireless SVN escutcheon, BLE / Mifare / DESFire push button privacy function, with keypad, A lever, unhanded, satin stainless finish, for use with 1 3/4" - 2 1/4" thick door | 1 |  | 1 Year | 960.2 | 0.15 | 816.17
23669 | Salto | EB656A00IP38--- | XS4 wide body electronic wire-free SVN escutcheon, BLE / Mifare / DESFire push button privacy function, A lever, unhanded, bright stainless steel finish, for use with 1 3/8" - 1 3/4" thick standard door | 1 |  | 1 Year | 728.45 | 0.15 | 619.1825
23670 | Salto | EB656A00IP38-A- | XS4 wide body electronic AMOK wire-free SVN escutcheon, BLE / Mifare / DESFire push button privacy function, A lever, unhanded, bright stainless steel finish, for use with 1 3/8" - 1 3/4" thick standard door | 1 |  | 1 Year | 857.45 | 0.15 | 728.8325
23671 | Salto | EB656A00IP38--K | XS4 wide body electronic wire-free SVN escutcheon, BLE / Mifare / DESFire push button privacy function, with keypad, A lever, unhanded, bright stainless steel finish, for use with 1 3/8" - 1 3/4" thick standard door | 1 |  | 1 Year | 791.3 | 0.15 | 672.605
23672 | Salto | EB656A00IP38-W- | XS4 wide body electronic RF wireless SVN escutcheon, BLE / Mifare / DESFire push button privacy function, A lever, unhanded, bright stainless steel finish, for use with 1 3/8" - 1 3/4" thick standard door | 1 |  | 1 Year | 913.65 | 0.15 | 776.6025
23673 | Salto | EB656A00IP38-WK | XS4 wide body electronic RF wireless SVN escutcheon, BLE / Mifare / DESFire push button privacy function, with keypad, A lever, unhanded, bright stainless steel finish, for use with 1 3/8" - 1 3/4" thick standard door | 1 |  | 1 Year | 976.5 | 0.15 | 830.025
23674 | Salto | EB656A00IP48--- | XS4 wide body electronic wire-free SVN escutcheon, BLE / Mifare / DESFire push button privacy function, A lever, unhanded, bright stainless steel finish, for use with 1 3/4" - 2 1/4" thick door | 1 |  | 1 Year | 728.45 | 0.15 | 619.1825
23675 | Salto | EB656A00IP48-A- | XS4 wide body electronic AMOK wire-free SVN escutcheon, BLE / Mifare / DESFire push button privacy function, A lever, unhanded, bright stainless steel finish, for use with 1 3/4" - 2 1/4" thick door | 1 |  | 1 Year | 857.45 | 0.15 | 728.8325
23676 | Salto | EB656A00IP48--K | XS4 wide body electronic wire-free SVN escutcheon, BLE / Mifare / DESFire push button privacy function, with keypad, A lever, unhanded, bright stainless steel finish, for use with 1 3/4" - 2 1/4" thick door | 1 |  | 1 Year | 791.3 | 0.15 | 672.605
23677 | Salto | EB656A00IP48-W- | XS4 wide body electronic RF wireless SVN escutcheon, BLE / Mifare / DESFire push button privacy function, A lever, unhanded, bright stainless steel finish, for use with 1 3/4" - 2 1/4" thick door | 1 |  | 1 Year | 913.65 | 0.15 | 776.6025
23678 | Salto | EB656A00IP48-WK | XS4 wide body electronic RF wireless SVN escutcheon, BLE / Mifare / DESFire push button privacy function, with keypad, A lever, unhanded, bright stainless steel finish, for use with 1 3/4" - 2 1/4" thick door | 1 |  | 1 Year | 976.5 | 0.15 | 830.025
23679 | Salto | EB656A00NE38--- | XS4 wide body electronic wire-free SVN escutcheon, BLE / Mifare / DESFire push button privacy function, A lever, unhanded, black chromium finish, for use with 1 3/8" - 1 3/4" thick standard door | 1 |  | 1 Year | 746.85 | 0.15 | 634.8225
23680 | Salto | EB656A00NE38-A- | XS4 wide body electronic AMOK wire-free SVN escutcheon, BLE / Mifare / DESFire push button privacy function, A lever, unhanded, black chromium finish, for use with 1 3/8" - 1 3/4" thick standard door | 1 |  | 1 Year | 875.85 | 0.15 | 744.4725
23681 | Salto | EB656A00NE38--K | XS4 wide body electronic wire-free SVN escutcheon, BLE / Mifare / DESFire push button privacy function, with keypad, A lever, unhanded, black chromium finish, for use with 1 3/8" - 1 3/4" thick standard door | 1 |  | 1 Year | 809.7 | 0.15 | 688.245
23682 | Salto | EB656A00NE38-W- | XS4 wide body electronic RF wireless SVN escutcheon, BLE / Mifare / DESFire push button privacy function, A lever, unhanded, black chromium finish, for use with 1 3/8" - 1 3/4" thick standard door | 1 |  | 1 Year | 932.05 | 0.15 | 792.2425
23683 | Salto | EB656A00NE38-WK | XS4 wide body electronic RF wireless SVN escutcheon, BLE / Mifare / DESFire push button privacy function, with keypad, A lever, unhanded, black chromium finish, for use with 1 3/8" - 1 3/4" thick standard door | 1 |  | 1 Year | 994.9 | 0.15 | 845.665
23684 | Salto | EB656A00NE48--- | XS4 wide body electronic wire-free SVN escutcheon, BLE / Mifare / DESFire push button privacy function, A lever, unhanded, black chromium finish, for use with 1 3/4" - 2 1/4" thick door | 1 |  | 1 Year | 746.85 | 0.15 | 634.8225
23685 | Salto | EB656A00NE48-A- | XS4 wide body electronic AMOK wire-free SVN escutcheon, BLE / Mifare / DESFire push button privacy function, A lever, unhanded, black chromium finish, for use with 1 3/4" - 2 1/4" thick door | 1 |  | 1 Year | 875.85 | 0.15 | 744.4725
23686 | Salto | EB656A00NE48--K | XS4 wide body electronic wire-free SVN escutcheon, BLE / Mifare / DESFire push button privacy function, with keypad, A lever, unhanded, black chromium finish, for use with 1 3/4" - 2 1/4" thick door | 1 |  | 1 Year | 809.7 | 0.15 | 688.245
23687 | Salto | EB656A00NE48-W- | XS4 wide body electronic RF wireless SVN escutcheon, BLE / Mifare / DESFire push button privacy function, A lever, unhanded, black chromium finish, for use with 1 3/4" - 2 1/4" thick door | 1 |  | 1 Year | 932.05 | 0.15 | 792.2425
23688 | Salto | EB656A00NE48-WK | XS4 wide body electronic RF wireless SVN escutcheon, BLE / Mifare / DESFire push button privacy function, with keypad, A lever, unhanded, black chromium finish, for use with 1 3/4" - 2 1/4" thick door | 1 |  | 1 Year | 994.9 | 0.15 | 845.665
23689 | Salto | EB656A00PM38--- | XS4 wide body electronic wire-free SVN escutcheon, BLE / Mifare / DESFire push button privacy function, A lever, unhanded, satin brass finish, for use with 1 3/8" - 1 3/4" thick standard door | 1 |  | 1 Year | 712.15 | 0.15 | 605.3275
23690 | Salto | EB656A00PM38-A- | XS4 wide body electronic AMOK wire-free SVN escutcheon, BLE / Mifare / DESFire push button privacy function, A lever, unhanded, satin brass finish, for use with 1 3/8" - 1 3/4" thick standard door | 1 |  | 1 Year | 841.15 | 0.15 | 714.9775
23691 | Salto | EB656A00PM38--K | XS4 wide body electronic wire-free SVN escutcheon, BLE / Mifare / DESFire push button privacy function, with keypad, A lever, unhanded, satin brass finish, for use with 1 3/8" - 1 3/4" thick standard door | 1 |  | 1 Year | 775 | 0.15 | 658.75
23692 | Salto | EB656A00PM38-W- | XS4 wide body electronic RF wireless SVN escutcheon, BLE / Mifare / DESFire push button privacy function, A lever, unhanded, satin brass finish, for use with 1 3/8" - 1 3/4" thick standard door | 1 |  | 1 Year | 897.35 | 0.15 | 762.7475
23693 | Salto | EB656A00PM38-WK | XS4 wide body electronic RF wireless SVN escutcheon, BLE / Mifare / DESFire push button privacy function, with keypad, A lever, unhanded, satin brass finish, for use with 1 3/8" - 1 3/4" thick standard door | 1 |  | 1 Year | 960.2 | 0.15 | 816.17
23694 | Salto | EB656A00PM48--- | XS4 wide body electronic wire-free SVN escutcheon, BLE / Mifare / DESFire push button privacy function, A lever, unhanded, satin brass finish, for use with 1 3/4" - 2 1/4" thick door | 1 |  | 1 Year | 712.15 | 0.15 | 605.3275
23695 | Salto | EB656A00PM48-A- | XS4 wide body electronic AMOK wire-free SVN escutcheon, BLE / Mifare / DESFire push button privacy function, A lever, unhanded, satin brass finish, for use with 1 3/4" - 2 1/4" thick door | 1 |  | 1 Year | 841.15 | 0.15 | 714.9775
23696 | Salto | EB656A00PM48--K | XS4 wide body electronic wire-free SVN escutcheon, BLE / Mifare / DESFire push button privacy function, with keypad, A lever, unhanded, satin brass finish, for use with 1 3/4" - 2 1/4" thick door | 1 |  | 1 Year | 775 | 0.15 | 658.75
23697 | Salto | EB656A00PM48-W- | XS4 wide body electronic RF wireless SVN escutcheon, BLE / Mifare / DESFire push button privacy function, A lever, unhanded, satin brass finish, for use with 1 3/4" - 2 1/4" thick door | 1 |  | 1 Year | 897.35 | 0.15 | 762.7475
23698 | Salto | EB656A00PM48-WK | XS4 wide body electronic RF wireless SVN escutcheon, BLE / Mifare / DESFire push button privacy function, with keypad, A lever, unhanded, satin brass finish, for use with 1 3/4" - 2 1/4" thick door | 1 |  | 1 Year | 960.2 | 0.15 | 816.17
23699 | Salto | EB656A00PP38--- | XS4 wide body electronic wire-free SVN escutcheon, BLE / Mifare / DESFire push button privacy function, A lever, unhanded, bright brass finish, for use with 1 3/8" - 1 3/4" thick standard door | 1 |  | 1 Year | 728.45 | 0.15 | 619.1825
23700 | Salto | EB656A00PP38-A- | XS4 wide body electronic AMOK wire-free SVN escutcheon, BLE / Mifare / DESFire push button privacy function, A lever, unhanded, bright brass finish, for use with 1 3/8" - 1 3/4" thick standard door | 1 |  | 1 Year | 857.45 | 0.15 | 728.8325
23701 | Salto | EB656A00PP38--K | XS4 wide body electronic wire-free SVN escutcheon, BLE / Mifare / DESFire push button privacy function, with keypad, A lever, unhanded, bright brass finish, for use with 1 3/8" - 1 3/4" thick standard door | 1 |  | 1 Year | 791.3 | 0.15 | 672.605
23702 | Salto | EB656A00PP38-W- | XS4 wide body electronic RF wireless SVN escutcheon, BLE / Mifare / DESFire push button privacy function, A lever, unhanded, bright brass finish, for use with 1 3/8" - 1 3/4" thick standard door | 1 |  | 1 Year | 913.65 | 0.15 | 776.6025
23703 | Salto | EB656A00PP38-WK | XS4 wide body electronic RF wireless SVN escutcheon, BLE / Mifare / DESFire push button privacy function, with keypad, A lever, unhanded, bright brass finish, for use with 1 3/8" - 1 3/4" thick standard door | 1 |  | 1 Year | 976.5 | 0.15 | 830.025
23704 | Salto | EB656A00PP48--- | XS4 wide body electronic wire-free SVN escutcheon, BLE / Mifare / DESFire push button privacy function, A lever, unhanded, bright brass finish, for use with 1 3/4" - 2 1/4" thick door | 1 |  | 1 Year | 728.45 | 0.15 | 619.1825
23705 | Salto | EB656A00PP48-A- | XS4 wide body electronic AMOK wire-free SVN escutcheon, BLE / Mifare / DESFire push button privacy function, A lever, unhanded, bright brass finish, for use with 1 3/4" - 2 1/4" thick door | 1 |  | 1 Year | 857.45 | 0.15 | 728.8325
23706 | Salto | EB656A00PP48--K | XS4 wide body electronic wire-free SVN escutcheon, BLE / Mifare / DESFire push button privacy function, with keypad, A lever, unhanded, bright brass finish, for use with 1 3/4" - 2 1/4" thick door | 1 |  | 1 Year | 791.3 | 0.15 | 672.605
23707 | Salto | EB656A00PP48-W- | XS4 wide body electronic RF wireless SVN escutcheon, BLE / Mifare / DESFire push button privacy function, A lever, unhanded, bright brass finish, for use with 1 3/4" - 2 1/4" thick door | 1 |  | 1 Year | 913.65 | 0.15 | 776.6025
23708 | Salto | EB656A00PP48-WK | XS4 wide body electronic RF wireless SVN escutcheon, BLE / Mifare / DESFire push button privacy function, with keypad, A lever, unhanded, bright brass finish, for use with 1 3/4" - 2 1/4" thick door | 1 |  | 1 Year | 976.5 | 0.15 | 830.025
23709 | Salto | EB656G00BC38--- | XS4 wide body electronic wire-free SVN escutcheon, BLE / Mifare / DESFire push button privacy function, G lever, unhanded, BioCote antimicrobial finish, for use with 1 3/8" - 1 3/4" thick standard door | 1 |  | 1 Year | 764.15 | 0.15 | 649.5275
23710 | Salto | EB656G00BC38-A- | XS4 wide body electronic AMOK wire-free SVN escutcheon, BLE / Mifare / DESFire push button privacy function, G lever, unhanded, BioCote antimicrobial finish, for use with 1 3/8" - 1 3/4" thick standard door | 1 |  | 1 Year | 893.15 | 0.15 | 759.1775
23711 | Salto | EB656G00BC38--K | XS4 wide body electronic wire-free SVN escutcheon, BLE / Mifare / DESFire push button privacy function, with keypad, G lever, unhanded, BioCote antimicrobial finish, for use with 1 3/8" - 1 3/4" thick standard door | 1 |  | 1 Year | 827 | 0.15 | 702.95
23712 | Salto | EB656G00BC38-W- | XS4 wide body electronic RF wireless SVN escutcheon, BLE / Mifare / DESFire push button privacy function, G lever, unhanded, BioCote antimicrobial finish, for use with 1 3/8" - 1 3/4" thick standard door | 1 |  | 1 Year | 949.35 | 0.15 | 806.9475
23713 | Salto | EB656G00BC38-WK | XS4 wide body electronic RF wireless SVN escutcheon, BLE / Mifare / DESFire push button privacy function, with keypad, G lever, unhanded, BioCote antimicrobial finish, for use with 1 3/8" - 1 3/4" thick standard door | 1 |  | 1 Year | 1012.2 | 0.15 | 860.37
23714 | Salto | EB656G00BC48--- | XS4 wide body electronic wire-free SVN escutcheon, BLE / Mifare / DESFire push button privacy function, G lever, unhanded, BioCote antimicrobial finish, for use with 1 3/4" - 2 1/4" thick door | 1 |  | 1 Year | 764.15 | 0.15 | 649.5275
23715 | Salto | EB656G00BC48-A- | XS4 wide body electronic AMOK wire-free SVN escutcheon, BLE / Mifare / DESFire push button privacy function, G lever, unhanded, BioCote antimicrobial finish, for use with 1 3/4" - 2 1/4" thick door | 1 |  | 1 Year | 893.15 | 0.15 | 759.1775
23716 | Salto | EB656G00BC48--K | XS4 wide body electronic wire-free SVN escutcheon, BLE / Mifare / DESFire push button privacy function, with keypad, G lever, unhanded, BioCote antimicrobial finish, for use with 1 3/4" - 2 1/4" thick door | 1 |  | 1 Year | 827 | 0.15 | 702.95
23717 | Salto | EB656G00BC48-W- | XS4 wide body electronic RF wireless SVN escutcheon, BLE / Mifare / DESFire push button privacy function, G lever, unhanded, BioCote antimicrobial finish, for use with 1 3/4" - 2 1/4" thick door | 1 |  | 1 Year | 949.35 | 0.15 | 806.9475
23718 | Salto | EB656G00BC48-WK | XS4 wide body electronic RF wireless SVN escutcheon, BLE / Mifare / DESFire push button privacy function, with keypad, G lever, unhanded, BioCote antimicrobial finish, for use with 1 3/4" - 2 1/4" thick door | 1 |  | 1 Year | 1012.2 | 0.15 | 860.37
23719 | Salto | EB656G00IM38--- | XS4 wide body electronic wire-free SVN escutcheon, BLE / Mifare / DESFire push button privacy function, G lever, unhanded, satin stainless finish, for use with 1 3/8" - 1 3/4" thick standard door | 1 |  | 1 Year | 712.15 | 0.15 | 605.3275
23720 | Salto | EB656G00IM38-A- | XS4 wide body electronic AMOK wire-free SVN escutcheon, BLE / Mifare / DESFire push button privacy function, G lever, unhanded, satin stainless finish, for use with 1 3/8" - 1 3/4" thick standard door | 1 |  | 1 Year | 841.15 | 0.15 | 714.9775
23721 | Salto | EB656G00IM38--K | XS4 wide body electronic wire-free SVN escutcheon, BLE / Mifare / DESFire push button privacy function, with keypad, G lever, unhanded, satin stainless finish, for use with 1 3/8" - 1 3/4" thick standard door | 1 |  | 1 Year | 775 | 0.15 | 658.75
23722 | Salto | EB656G00IM38-W- | XS4 wide body electronic RF wireless SVN escutcheon, BLE / Mifare / DESFire push button privacy function, G lever, unhanded, satin stainless finish, for use with 1 3/8" - 1 3/4" thick standard door | 1 |  | 1 Year | 897.35 | 0.15 | 762.7475
23723 | Salto | EB656G00IM38-WK | XS4 wide body electronic RF wireless SVN escutcheon, BLE / Mifare / DESFire push button privacy function, with keypad, G lever, unhanded, satin stainless finish, for use with 1 3/8" - 1 3/4" thick standard door | 1 |  | 1 Year | 960.2 | 0.15 | 816.17
23724 | Salto | EB656G00IM48--- | XS4 wide body electronic wire-free SVN escutcheon, BLE / Mifare / DESFire push button privacy function, G lever, unhanded, satin stainless finish, for use with 1 3/4" - 2 1/4" thick door | 1 |  | 1 Year | 712.15 | 0.15 | 605.3275
23725 | Salto | EB656G00IM48-A- | XS4 wide body electronic AMOK wire-free SVN escutcheon, BLE / Mifare / DESFire push button privacy function, G lever, unhanded, satin stainless finish, for use with 1 3/4" - 2 1/4" thick door | 1 |  | 1 Year | 841.15 | 0.15 | 714.9775
23726 | Salto | EB656G00IM48--K | XS4 wide body electronic wire-free SVN escutcheon, BLE / Mifare / DESFire push button privacy function, with keypad, G lever, unhanded, satin stainless finish, for use with 1 3/4" - 2 1/4" thick door | 1 |  | 1 Year | 775 | 0.15 | 658.75
23727 | Salto | EB656G00IM48-W- | XS4 wide body electronic RF wireless SVN escutcheon, BLE / Mifare / DESFire push button privacy function, G lever, unhanded, satin stainless finish, for use with 1 3/4" - 2 1/4" thick door | 1 |  | 1 Year | 897.35 | 0.15 | 762.7475
23728 | Salto | EB656G00IM48-WK | XS4 wide body electronic RF wireless SVN escutcheon, BLE / Mifare / DESFire push button privacy function, with keypad, G lever, unhanded, satin stainless finish, for use with 1 3/4" - 2 1/4" thick door | 1 |  | 1 Year | 960.2 | 0.15 | 816.17
23729 | Salto | EB656G00PM38--- | XS4 wide body electronic wire-free SVN escutcheon, BLE / Mifare / DESFire push button privacy function, G lever, unhanded, satin brass finish, for use with 1 3/8" - 1 3/4" thick standard door | 1 |  | 1 Year | 712.15 | 0.15 | 605.3275
23730 | Salto | EB656G00PM38-A- | XS4 wide body electronic AMOK wire-free SVN escutcheon, BLE / Mifare / DESFire push button privacy function, G lever, unhanded, satin brass finish, for use with 1 3/8" - 1 3/4" thick standard door | 1 |  | 1 Year | 841.15 | 0.15 | 714.9775
23731 | Salto | EB656G00PM38--K | XS4 wide body electronic wire-free SVN escutcheon, BLE / Mifare / DESFire push button privacy function, with keypad, G lever, unhanded, satin brass finish, for use with 1 3/8" - 1 3/4" thick standard door | 1 |  | 1 Year | 775 | 0.15 | 658.75
23732 | Salto | EB656G00PM38-W- | XS4 wide body electronic RF wireless SVN escutcheon, BLE / Mifare / DESFire push button privacy function, G lever, unhanded, satin brass finish, for use with 1 3/8" - 1 3/4" thick standard door | 1 |  | 1 Year | 897.35 | 0.15 | 762.7475
23733 | Salto | EB656G00PM38-WK | XS4 wide body electronic RF wireless SVN escutcheon, BLE / Mifare / DESFire push button privacy function, with keypad, G lever, unhanded, satin brass finish, for use with 1 3/8" - 1 3/4" thick standard door | 1 |  | 1 Year | 960.2 | 0.15 | 816.17
23734 | Salto | EB656G00PM48--- | XS4 wide body electronic wire-free SVN escutcheon, BLE / Mifare / DESFire push button privacy function, G lever, unhanded, satin brass finish, for use with 1 3/4" - 2 1/4" thick door | 1 |  | 1 Year | 712.15 | 0.15 | 605.3275
23735 | Salto | EB656G00PM48-A- | XS4 wide body electronic AMOK wire-free SVN escutcheon, BLE / Mifare / DESFire push button privacy function, G lever, unhanded, satin brass finish, for use with 1 3/4" - 2 1/4" thick door | 1 |  | 1 Year | 841.15 | 0.15 | 714.9775
23736 | Salto | EB656G00PM48--K | XS4 wide body electronic wire-free SVN escutcheon, BLE / Mifare / DESFire push button privacy function, with keypad, G lever, unhanded, satin brass finish, for use with 1 3/4" - 2 1/4" thick door | 1 |  | 1 Year | 775 | 0.15 | 658.75
23737 | Salto | EB656G00PM48-W- | XS4 wide body electronic RF wireless SVN escutcheon, BLE / Mifare / DESFire push button privacy function, G lever, unhanded, satin brass finish, for use with 1 3/4" - 2 1/4" thick door | 1 |  | 1 Year | 897.35 | 0.15 | 762.7475
23738 | Salto | EB656G00PM48-WK | XS4 wide body electronic RF wireless SVN escutcheon, BLE / Mifare / DESFire push button privacy function, with keypad, G lever, unhanded, satin brass finish, for use with 1 3/4" - 2 1/4" thick door | 1 |  | 1 Year | 960.2 | 0.15 | 816.17
23739 | Salto | EB656J00BC38--- | XS4 wide body electronic wire-free SVN escutcheon, BLE / Mifare / DESFire push button privacy function, J lever, unhanded, BioCote antimicrobial finish, for use with 1 3/8" - 1 3/4" thick standard door | 1 |  | 1 Year | 774.35 | 0.15 | 658.1975
23740 | Salto | EB656J00BC38-A- | XS4 wide body electronic AMOK wire-free SVN escutcheon, BLE / Mifare / DESFire push button privacy function, J lever, unhanded, BioCote antimicrobial finish, for use with 1 3/8" - 1 3/4" thick standard door | 1 |  | 1 Year | 903.35 | 0.15 | 767.8475
23741 | Salto | EB656J00BC38--K | XS4 wide body electronic wire-free SVN escutcheon, BLE / Mifare / DESFire push button privacy function, with keypad, J lever, unhanded, BioCote antimicrobial finish, for use with 1 3/8" - 1 3/4" thick standard door | 1 |  | 1 Year | 837.2 | 0.15 | 711.62
23742 | Salto | EB656J00BC38-W- | XS4 wide body electronic RF wireless SVN escutcheon, BLE / Mifare / DESFire push button privacy function, J lever, unhanded, BioCote antimicrobial finish, for use with 1 3/8" - 1 3/4" thick standard door | 1 |  | 1 Year | 959.55 | 0.15 | 815.6175
23743 | Salto | EB656J00BC38-WK | XS4 wide body electronic RF wireless SVN escutcheon, BLE / Mifare / DESFire push button privacy function, with keypad, J lever, unhanded, BioCote antimicrobial finish, for use with 1 3/8" - 1 3/4" thick standard door | 1 |  | 1 Year | 1022.4 | 0.15 | 869.04
23744 | Salto | EB656J00BC48--- | XS4 wide body electronic wire-free SVN escutcheon, BLE / Mifare / DESFire push button privacy function, J lever, unhanded, BioCote antimicrobial finish, for use with 1 3/4" - 2 1/4" thick door | 1 |  | 1 Year | 774.35 | 0.15 | 658.1975
23745 | Salto | EB656J00BC48-A- | XS4 wide body electronic AMOK wire-free SVN escutcheon, BLE / Mifare / DESFire push button privacy function, J lever, unhanded, BioCote antimicrobial finish, for use with 1 3/4" - 2 1/4" thick door | 1 |  | 1 Year | 903.35 | 0.15 | 767.8475
23746 | Salto | EB656J00BC48--K | XS4 wide body electronic wire-free SVN escutcheon, BLE / Mifare / DESFire push button privacy function, with keypad, J lever, unhanded, BioCote antimicrobial finish, for use with 1 3/4" - 2 1/4" thick door | 1 |  | 1 Year | 837.2 | 0.15 | 711.62
23747 | Salto | EB656J00BC48-W- | XS4 wide body electronic RF wireless SVN escutcheon, BLE / Mifare / DESFire push button privacy function, J lever, unhanded, BioCote antimicrobial finish, for use with 1 3/4" - 2 1/4" thick door | 1 |  | 1 Year | 959.55 | 0.15 | 815.6175
23748 | Salto | EB656J00BC48-WK | XS4 wide body electronic RF wireless SVN escutcheon, BLE / Mifare / DESFire push button privacy function, with keypad, J lever, unhanded, BioCote antimicrobial finish, for use with 1 3/4" - 2 1/4" thick door | 1 |  | 1 Year | 1022.4 | 0.15 | 869.04
23749 | Salto | EB656J00IA38--- | XS4 wide body electronic wire-free SVN escutcheon, BLE / Mifare / DESFire push button privacy function, J lever, unhanded, antique brass finish, for use with 1 3/8" - 1 3/4" thick standard door | 1 |  | 1 Year | 774.35 | 0.15 | 658.1975
23750 | Salto | EB656J00IA38-A- | XS4 wide body electronic AMOK wire-free SVN escutcheon, BLE / Mifare / DESFire push button privacy function, J lever, unhanded, antique brass finish, for use with 1 3/8" - 1 3/4" thick standard door | 1 |  | 1 Year | 903.35 | 0.15 | 767.8475
23751 | Salto | EB656J00IA38--K | XS4 wide body electronic wire-free SVN escutcheon, BLE / Mifare / DESFire push button privacy function, with keypad, J lever, unhanded, antique brass finish, for use with 1 3/8" - 1 3/4" thick standard door | 1 |  | 1 Year | 837.2 | 0.15 | 711.62
23752 | Salto | EB656J00IA38-W- | XS4 wide body electronic RF wireless SVN escutcheon, BLE / Mifare / DESFire push button privacy function, J lever, unhanded, antique brass finish, for use with 1 3/8" - 1 3/4" thick standard door | 1 |  | 1 Year | 959.55 | 0.15 | 815.6175
23753 | Salto | EB656J00IA38-WK | XS4 wide body electronic RF wireless SVN escutcheon, BLE / Mifare / DESFire push button privacy function, with keypad, J lever, unhanded, antique brass finish, for use with 1 3/8" - 1 3/4" thick standard door | 1 |  | 1 Year | 1022.4 | 0.15 | 869.04
23754 | Salto | EB656J00IA48--- | XS4 wide body electronic wire-free SVN escutcheon, BLE / Mifare / DESFire push button privacy function, J lever, unhanded, antique brass finish, for use with 1 3/4" - 2 1/4" thick door | 1 |  | 1 Year | 774.35 | 0.15 | 658.1975
23755 | Salto | EB656J00IA48-A- | XS4 wide body electronic AMOK wire-free SVN escutcheon, BLE / Mifare / DESFire push button privacy function, J lever, unhanded, antique brass finish, for use with 1 3/4" - 2 1/4" thick door | 1 |  | 1 Year | 903.35 | 0.15 | 767.8475
23756 | Salto | EB656J00IA48--K | XS4 wide body electronic wire-free SVN escutcheon, BLE / Mifare / DESFire push button privacy function, with keypad, J lever, unhanded, antique brass finish, for use with 1 3/4" - 2 1/4" thick door | 1 |  | 1 Year | 837.2 | 0.15 | 711.62
23757 | Salto | EB656J00IA48-W- | XS4 wide body electronic RF wireless SVN escutcheon, BLE / Mifare / DESFire push button privacy function, J lever, unhanded, antique brass finish, for use with 1 3/4" - 2 1/4" thick door | 1 |  | 1 Year | 959.55 | 0.15 | 815.6175
23758 | Salto | EB656J00IA48-WK | XS4 wide body electronic RF wireless SVN escutcheon, BLE / Mifare / DESFire push button privacy function, with keypad, J lever, unhanded, antique brass finish, for use with 1 3/4" - 2 1/4" thick door | 1 |  | 1 Year | 1022.4 | 0.15 | 869.04
23759 | Salto | EB656J00IM38--- | XS4 wide body electronic wire-free SVN escutcheon, BLE / Mifare / DESFire push button privacy function, J lever, unhanded, satin stainless finish, for use with 1 3/8" - 1 3/4" thick standard door | 1 |  | 1 Year | 722.35 | 0.15 | 613.9975
23760 | Salto | EB656J00IM38-A- | XS4 wide body electronic AMOK wire-free SVN escutcheon, BLE / Mifare / DESFire push button privacy function, J lever, unhanded, satin stainless finish, for use with 1 3/8" - 1 3/4" thick standard door | 1 |  | 1 Year | 851.35 | 0.15 | 723.6475
23761 | Salto | EB656J00IM38--K | XS4 wide body electronic wire-free SVN escutcheon, BLE / Mifare / DESFire push button privacy function, with keypad, J lever, unhanded, satin stainless finish, for use with 1 3/8" - 1 3/4" thick standard door | 1 |  | 1 Year | 785.2 | 0.15 | 667.42
23762 | Salto | EB656J00IM38-W- | XS4 wide body electronic RF wireless SVN escutcheon, BLE / Mifare / DESFire push button privacy function, J lever, unhanded, satin stainless finish, for use with 1 3/8" - 1 3/4" thick standard door | 1 |  | 1 Year | 907.55 | 0.15 | 771.4175
23763 | Salto | EB656J00IM38-WK | XS4 wide body electronic RF wireless SVN escutcheon, BLE / Mifare / DESFire push button privacy function, with keypad, J lever, unhanded, satin stainless finish, for use with 1 3/8" - 1 3/4" thick standard door | 1 |  | 1 Year | 970.4 | 0.15 | 824.84
23764 | Salto | EB656J00IM48--- | XS4 wide body electronic wire-free SVN escutcheon, BLE / Mifare / DESFire push button privacy function, J lever, unhanded, satin stainless finish, for use with 1 3/4" - 2 1/4" thick door | 1 |  | 1 Year | 722.35 | 0.15 | 613.9975
23765 | Salto | EB656J00IM48-A- | XS4 wide body electronic AMOK wire-free SVN escutcheon, BLE / Mifare / DESFire push button privacy function, J lever, unhanded, satin stainless finish, for use with 1 3/4" - 2 1/4" thick door | 1 |  | 1 Year | 851.35 | 0.15 | 723.6475
23766 | Salto | EB656J00IM48--K | XS4 wide body electronic wire-free SVN escutcheon, BLE / Mifare / DESFire push button privacy function, with keypad, J lever, unhanded, satin stainless finish, for use with 1 3/4" - 2 1/4" thick door | 1 |  | 1 Year | 785.2 | 0.15 | 667.42
23767 | Salto | EB656J00IM48-W- | XS4 wide body electronic RF wireless SVN escutcheon, BLE / Mifare / DESFire push button privacy function, J lever, unhanded, satin stainless finish, for use with 1 3/4" - 2 1/4" thick door | 1 |  | 1 Year | 907.55 | 0.15 | 771.4175
23768 | Salto | EB656J00IM48-WK | XS4 wide body electronic RF wireless SVN escutcheon, BLE / Mifare / DESFire push button privacy function, with keypad, J lever, unhanded, satin stainless finish, for use with 1 3/4" - 2 1/4" thick door | 1 |  | 1 Year | 970.4 | 0.15 | 824.84
23769 | Salto | EB656J00NE38--- | XS4 wide body electronic wire-free SVN escutcheon, BLE / Mifare / DESFire push button privacy function, J lever, unhanded, black chromium finish, for use with 1 3/8" - 1 3/4" thick standard door | 1 |  | 1 Year | 757.05 | 0.15 | 643.4925
23770 | Salto | EB656J00NE38-A- | XS4 wide body electronic AMOK wire-free SVN escutcheon, BLE / Mifare / DESFire push button privacy function, J lever, unhanded, black chromium finish, for use with 1 3/8" - 1 3/4" thick standard door | 1 |  | 1 Year | 886.05 | 0.15 | 753.1425
23771 | Salto | EB656J00NE38--K | XS4 wide body electronic wire-free SVN escutcheon, BLE / Mifare / DESFire push button privacy function, with keypad, J lever, unhanded, black chromium finish, for use with 1 3/8" - 1 3/4" thick standard door | 1 |  | 1 Year | 819.9 | 0.15 | 696.915
23772 | Salto | EB656J00NE38-W- | XS4 wide body electronic RF wireless SVN escutcheon, BLE / Mifare / DESFire push button privacy function, J lever, unhanded, black chromium finish, for use with 1 3/8" - 1 3/4" thick standard door | 1 |  | 1 Year | 942.25 | 0.15 | 800.9125
23773 | Salto | EB656J00NE38-WK | XS4 wide body electronic RF wireless SVN escutcheon, BLE / Mifare / DESFire push button privacy function, with keypad, J lever, unhanded, black chromium finish, for use with 1 3/8" - 1 3/4" thick standard door | 1 |  | 1 Year | 1005.1 | 0.15 | 854.335
23774 | Salto | EB656J00NE48--- | XS4 wide body electronic wire-free SVN escutcheon, BLE / Mifare / DESFire push button privacy function, J lever, unhanded, black chromium finish, for use with 1 3/4" - 2 1/4" thick door | 1 |  | 1 Year | 757.05 | 0.15 | 643.4925
23775 | Salto | EB656J00NE48-A- | XS4 wide body electronic AMOK wire-free SVN escutcheon, BLE / Mifare / DESFire push button privacy function, J lever, unhanded, black chromium finish, for use with 1 3/4" - 2 1/4" thick door | 1 |  | 1 Year | 886.05 | 0.15 | 753.1425
23776 | Salto | EB656J00NE48--K | XS4 wide body electronic wire-free SVN escutcheon, BLE / Mifare / DESFire push button privacy function, with keypad, J lever, unhanded, black chromium finish, for use with 1 3/4" - 2 1/4" thick door | 1 |  | 1 Year | 819.9 | 0.15 | 696.915
23777 | Salto | EB656J00NE48-W- | XS4 wide body electronic RF wireless SVN escutcheon, BLE / Mifare / DESFire push button privacy function, J lever, unhanded, black chromium finish, for use with 1 3/4" - 2 1/4" thick door | 1 |  | 1 Year | 942.25 | 0.15 | 800.9125
23778 | Salto | EB656J00NE48-WK | XS4 wide body electronic RF wireless SVN escutcheon, BLE / Mifare / DESFire push button privacy function, with keypad, J lever, unhanded, black chromium finish, for use with 1 3/4" - 2 1/4" thick door | 1 |  | 1 Year | 1005.1 | 0.15 | 854.335
23779 | Salto | EB656J00PM38--- | XS4 wide body electronic wire-free SVN escutcheon, BLE / Mifare / DESFire push button privacy function, J lever, unhanded, satin brass finish, for use with 1 3/8" - 1 3/4" thick standard door | 1 |  | 1 Year | 722.35 | 0.15 | 613.9975
23780 | Salto | EB656J00PM38-A- | XS4 wide body electronic AMOK wire-free SVN escutcheon, BLE / Mifare / DESFire push button privacy function, J lever, unhanded, satin brass finish, for use with 1 3/8" - 1 3/4" thick standard door | 1 |  | 1 Year | 851.35 | 0.15 | 723.6475
23781 | Salto | EB656J00PM38--K | XS4 wide body electronic wire-free SVN escutcheon, BLE / Mifare / DESFire push button privacy function, with keypad, J lever, unhanded, satin brass finish, for use with 1 3/8" - 1 3/4" thick standard door | 1 |  | 1 Year | 785.2 | 0.15 | 667.42
23782 | Salto | EB656J00PM38-W- | XS4 wide body electronic RF wireless SVN escutcheon, BLE / Mifare / DESFire push button privacy function, J lever, unhanded, satin brass finish, for use with 1 3/8" - 1 3/4" thick standard door | 1 |  | 1 Year | 907.55 | 0.15 | 771.4175
23783 | Salto | EB656J00PM38-WK | XS4 wide body electronic RF wireless SVN escutcheon, BLE / Mifare / DESFire push button privacy function, with keypad, J lever, unhanded, satin brass finish, for use with 1 3/8" - 1 3/4" thick standard door | 1 |  | 1 Year | 970.4 | 0.15 | 824.84
23784 | Salto | EB656J00PM48--- | XS4 wide body electronic wire-free SVN escutcheon, BLE / Mifare / DESFire push button privacy function, J lever, unhanded, satin brass finish, for use with 1 3/4" - 2 1/4" thick door | 1 |  | 1 Year | 722.35 | 0.15 | 613.9975
23785 | Salto | EB656J00PM48-A- | XS4 wide body electronic AMOK wire-free SVN escutcheon, BLE / Mifare / DESFire push button privacy function, J lever, unhanded, satin brass finish, for use with 1 3/4" - 2 1/4" thick door | 1 |  | 1 Year | 851.35 | 0.15 | 723.6475
23786 | Salto | EB656J00PM48--K | XS4 wide body electronic wire-free SVN escutcheon, BLE / Mifare / DESFire push button privacy function, with keypad, J lever, unhanded, satin brass finish, for use with 1 3/4" - 2 1/4" thick door | 1 |  | 1 Year | 785.2 | 0.15 | 667.42
23787 | Salto | EB656J00PM48-W- | XS4 wide body electronic RF wireless SVN escutcheon, BLE / Mifare / DESFire push button privacy function, J lever, unhanded, satin brass finish, for use with 1 3/4" - 2 1/4" thick door | 1 |  | 1 Year | 907.55 | 0.15 | 771.4175
23788 | Salto | EB656J00PM48-WK | XS4 wide body electronic RF wireless SVN escutcheon, BLE / Mifare / DESFire push button privacy function, with keypad, J lever, unhanded, satin brass finish, for use with 1 3/4" - 2 1/4" thick door | 1 |  | 1 Year | 970.4 | 0.15 | 824.84
23789 | Salto | EB656K00IM38L-- | XS4 wide body electronic wire-free SVN escutcheon, BLE / Mifare / DESFire push button privacy function, K lever, left handed, satin stainless finish, for use with 1 3/8" - 1 3/4" thick standard door | 1 |  | 1 Year | 722.35 | 0.15 | 613.9975
23790 | Salto | EB656K00IM38LA- | XS4 wide body electronic AMOK wire-free SVN escutcheon, BLE / Mifare / DESFire push button privacy function, K lever, left handed, satin stainless finish, for use with 1 3/8" - 1 3/4" thick standard door | 1 |  | 1 Year | 851.35 | 0.15 | 723.6475
23791 | Salto | EB656K00IM38L-K | XS4 wide body electronic wire-free SVN escutcheon, BLE / Mifare / DESFire push button privacy function, with keypad, K lever, left handed, satin stainless finish, for use with 1 3/8" - 1 3/4" thick standard door | 1 |  | 1 Year | 785.2 | 0.15 | 667.42
23792 | Salto | EB656K00IM38LW- | XS4 wide body electronic RF wireless SVN escutcheon, BLE / Mifare / DESFire push button privacy function, K lever, left handed, satin stainless finish, for use with 1 3/8" - 1 3/4" thick standard door | 1 |  | 1 Year | 907.55 | 0.15 | 771.4175
23793 | Salto | EB656K00IM38LWK | XS4 wide body electronic RF wireless SVN escutcheon, BLE / Mifare / DESFire push button privacy function, with keypad, K lever, left handed, satin stainless finish, for use with 1 3/8" - 1 3/4" thick standard door | 1 |  | 1 Year | 970.4 | 0.15 | 824.84
23794 | Salto | EB656K00IM38R-- | XS4 wide body electronic wire-free SVN escutcheon, BLE / Mifare / DESFire push button privacy function, K lever, right handed, satin stainless finish, for use with 1 3/8" - 1 3/4" thick standard door | 1 |  | 1 Year | 722.35 | 0.15 | 613.9975
23795 | Salto | EB656K00IM38RA- | XS4 wide body electronic AMOK wire-free SVN escutcheon, BLE / Mifare / DESFire push button privacy function, K lever, right handed, satin stainless finish, for use with 1 3/8" - 1 3/4" thick standard door | 1 |  | 1 Year | 851.35 | 0.15 | 723.6475
23796 | Salto | EB656K00IM38R-K | XS4 wide body electronic wire-free SVN escutcheon, BLE / Mifare / DESFire push button privacy function, with keypad, K lever, right handed, satin stainless finish, for use with 1 3/8" - 1 3/4" thick standard door | 1 |  | 1 Year | 785.2 | 0.15 | 667.42
23797 | Salto | EB656K00IM38RW- | XS4 wide body electronic RF wireless SVN escutcheon, BLE / Mifare / DESFire push button privacy function, K lever, right handed, satin stainless finish, for use with 1 3/8" - 1 3/4" thick standard door | 1 |  | 1 Year | 907.55 | 0.15 | 771.4175
23798 | Salto | EB656K00IM38RWK | XS4 wide body electronic RF wireless SVN escutcheon, BLE / Mifare / DESFire push button privacy function, with keypad, K lever, right handed, satin stainless finish, for use with 1 3/8" - 1 3/4" thick standard door | 1 |  | 1 Year | 970.4 | 0.15 | 824.84
23799 | Salto | EB656K00IM48L-- | XS4 wide body electronic wire-free SVN escutcheon, BLE / Mifare / DESFire push button privacy function, K lever, left handed, satin stainless finish, for use with 1 3/4" - 2 1/4" thick door | 1 |  | 1 Year | 722.35 | 0.15 | 613.9975
23800 | Salto | EB656K00IM48LA- | XS4 wide body electronic AMOK wire-free SVN escutcheon, BLE / Mifare / DESFire push button privacy function, K lever, left handed, satin stainless finish, for use with 1 3/4" - 2 1/4" thick door | 1 |  | 1 Year | 851.35 | 0.15 | 723.6475
23801 | Salto | EB656K00IM48L-K | XS4 wide body electronic wire-free SVN escutcheon, BLE / Mifare / DESFire push button privacy function, with keypad, K lever, left handed, satin stainless finish, for use with 1 3/4" - 2 1/4" thick door | 1 |  | 1 Year | 785.2 | 0.15 | 667.42
23802 | Salto | EB656K00IM48LW- | XS4 wide body electronic RF wireless SVN escutcheon, BLE / Mifare / DESFire push button privacy function, K lever, left handed, satin stainless finish, for use with 1 3/4" - 2 1/4" thick door | 1 |  | 1 Year | 907.55 | 0.15 | 771.4175
23803 | Salto | EB656K00IM48LWK | XS4 wide body electronic RF wireless SVN escutcheon, BLE / Mifare / DESFire push button privacy function, with keypad, K lever, left handed, satin stainless finish, for use with 1 3/4" - 2 1/4" thick door | 1 |  | 1 Year | 970.4 | 0.15 | 824.84
23804 | Salto | EB656K00IM48R-- | XS4 wide body electronic wire-free SVN escutcheon, BLE / Mifare / DESFire push button privacy function, K lever, right handed, satin stainless finish, for use with 1 3/4" - 2 1/4" thick door | 1 |  | 1 Year | 722.35 | 0.15 | 613.9975
23805 | Salto | EB656K00IM48RA- | XS4 wide body electronic AMOK wire-free SVN escutcheon, BLE / Mifare / DESFire push button privacy function, K lever, right handed, satin stainless finish, for use with 1 3/4" - 2 1/4" thick door | 1 |  | 1 Year | 851.35 | 0.15 | 723.6475
23806 | Salto | EB656K00IM48R-K | XS4 wide body electronic wire-free SVN escutcheon, BLE / Mifare / DESFire push button privacy function, with keypad, K lever, right handed, satin stainless finish, for use with 1 3/4" - 2 1/4" thick door | 1 |  | 1 Year | 785.2 | 0.15 | 667.42
23807 | Salto | EB656K00IM48RW- | XS4 wide body electronic RF wireless SVN escutcheon, BLE / Mifare / DESFire push button privacy function, K lever, right handed, satin stainless finish, for use with 1 3/4" - 2 1/4" thick door | 1 |  | 1 Year | 907.55 | 0.15 | 771.4175
23808 | Salto | EB656K00IM48RWK | XS4 wide body electronic RF wireless SVN escutcheon, BLE / Mifare / DESFire push button privacy function, with keypad, K lever, right handed, satin stainless finish, for use with 1 3/4" - 2 1/4" thick door | 1 |  | 1 Year | 970.4 | 0.15 | 824.84
23809 | Salto | EB656K00IP38L-- | XS4 wide body electronic wire-free SVN escutcheon, BLE / Mifare / DESFire push button privacy function, K lever, left handed, bright stainless steel finish, for use with 1 3/8" - 1 3/4" thick standard door | 1 |  | 1 Year | 738.65 | 0.15 | 627.8525
23810 | Salto | EB656K00IP38LA- | XS4 wide body electronic AMOK wire-free SVN escutcheon, BLE / Mifare / DESFire push button privacy function, K lever, left handed, bright stainless steel finish, for use with 1 3/8" - 1 3/4" thick standard door | 1 |  | 1 Year | 867.65 | 0.15 | 737.5025
23811 | Salto | EB656K00IP38L-K | XS4 wide body electronic wire-free SVN escutcheon, BLE / Mifare / DESFire push button privacy function, with keypad, K lever, left handed, bright stainless steel finish, for use with 1 3/8" - 1 3/4" thick standard door | 1 |  | 1 Year | 801.5 | 0.15 | 681.275
23812 | Salto | EB656K00IP38LW- | XS4 wide body electronic RF wireless SVN escutcheon, BLE / Mifare / DESFire push button privacy function, K lever, left handed, bright stainless steel finish, for use with 1 3/8" - 1 3/4" thick standard door | 1 |  | 1 Year | 923.85 | 0.15 | 785.2725
23813 | Salto | EB656K00IP38LWK | XS4 wide body electronic RF wireless SVN escutcheon, BLE / Mifare / DESFire push button privacy function, with keypad, K lever, left handed, bright stainless steel finish, for use with 1 3/8" - 1 3/4" thick standard door | 1 |  | 1 Year | 986.7 | 0.15 | 838.695
23814 | Salto | EB656K00IP38R-- | XS4 wide body electronic wire-free SVN escutcheon, BLE / Mifare / DESFire push button privacy function, K lever, right handed, bright stainless steel finish, for use with 1 3/8" - 1 3/4" thick standard door | 1 |  | 1 Year | 738.65 | 0.15 | 627.8525
23815 | Salto | EB656K00IP38RA- | XS4 wide body electronic AMOK wire-free SVN escutcheon, BLE / Mifare / DESFire push button privacy function, K lever, right handed, bright stainless steel finish, for use with 1 3/8" - 1 3/4" thick standard door | 1 |  | 1 Year | 867.65 | 0.15 | 737.5025
23816 | Salto | EB656K00IP38R-K | XS4 wide body electronic wire-free SVN escutcheon, BLE / Mifare / DESFire push button privacy function, with keypad, K lever, right handed, bright stainless steel finish, for use with 1 3/8" - 1 3/4" thick standard door | 1 |  | 1 Year | 801.5 | 0.15 | 681.275
23817 | Salto | EB656K00IP38RW- | XS4 wide body electronic RF wireless SVN escutcheon, BLE / Mifare / DESFire push button privacy function, K lever, right handed, bright stainless steel finish, for use with 1 3/8" - 1 3/4" thick standard door | 1 |  | 1 Year | 923.85 | 0.15 | 785.2725
23818 | Salto | EB656K00IP38RWK | XS4 wide body electronic RF wireless SVN escutcheon, BLE / Mifare / DESFire push button privacy function, with keypad, K lever, right handed, bright stainless steel finish, for use with 1 3/8" - 1 3/4" thick standard door | 1 |  | 1 Year | 986.7 | 0.15 | 838.695
23819 | Salto | EB656K00IP48L-- | XS4 wide body electronic wire-free SVN escutcheon, BLE / Mifare / DESFire push button privacy function, K lever, left handed, bright stainless steel finish, for use with 1 3/4" - 2 1/4" thick door | 1 |  | 1 Year | 738.65 | 0.15 | 627.8525
23820 | Salto | EB656K00IP48LA- | XS4 wide body electronic AMOK wire-free SVN escutcheon, BLE / Mifare / DESFire push button privacy function, K lever, left handed, bright stainless steel finish, for use with 1 3/4" - 2 1/4" thick door | 1 |  | 1 Year | 867.65 | 0.15 | 737.5025
23821 | Salto | EB656K00IP48L-K | XS4 wide body electronic wire-free SVN escutcheon, BLE / Mifare / DESFire push button privacy function, with keypad, K lever, left handed, bright stainless steel finish, for use with 1 3/4" - 2 1/4" thick door | 1 |  | 1 Year | 801.5 | 0.15 | 681.275
23822 | Salto | EB656K00IP48LW- | XS4 wide body electronic RF wireless SVN escutcheon, BLE / Mifare / DESFire push button privacy function, K lever, left handed, bright stainless steel finish, for use with 1 3/4" - 2 1/4" thick door | 1 |  | 1 Year | 923.85 | 0.15 | 785.2725
23823 | Salto | EB656K00IP48LWK | XS4 wide body electronic RF wireless SVN escutcheon, BLE / Mifare / DESFire push button privacy function, with keypad, K lever, left handed, bright stainless steel finish, for use with 1 3/4" - 2 1/4" thick door | 1 |  | 1 Year | 986.7 | 0.15 | 838.695
23824 | Salto | EB656K00IP48R-- | XS4 wide body electronic wire-free SVN escutcheon, BLE / Mifare / DESFire push button privacy function, K lever, right handed, bright stainless steel finish, for use with 1 3/4" - 2 1/4" thick door | 1 |  | 1 Year | 738.65 | 0.15 | 627.8525
23825 | Salto | EB656K00IP48RA- | XS4 wide body electronic AMOK wire-free SVN escutcheon, BLE / Mifare / DESFire push button privacy function, K lever, right handed, bright stainless steel finish, for use with 1 3/4" - 2 1/4" thick door | 1 |  | 1 Year | 867.65 | 0.15 | 737.5025
23826 | Salto | EB656K00IP48R-K | XS4 wide body electronic wire-free SVN escutcheon, BLE / Mifare / DESFire push button privacy function, with keypad, K lever, right handed, bright stainless steel finish, for use with 1 3/4" - 2 1/4" thick door | 1 |  | 1 Year | 801.5 | 0.15 | 681.275
23827 | Salto | EB656K00IP48RW- | XS4 wide body electronic RF wireless SVN escutcheon, BLE / Mifare / DESFire push button privacy function, K lever, right handed, bright stainless steel finish, for use with 1 3/4" - 2 1/4" thick door | 1 |  | 1 Year | 923.85 | 0.15 | 785.2725
23828 | Salto | EB656K00IP48RWK | XS4 wide body electronic RF wireless SVN escutcheon, BLE / Mifare / DESFire push button privacy function, with keypad, K lever, right handed, bright stainless steel finish, for use with 1 3/4" - 2 1/4" thick door | 1 |  | 1 Year | 986.7 | 0.15 | 838.695
23829 | Salto | EB656K00PP38L-- | XS4 wide body electronic wire-free SVN escutcheon, BLE / Mifare / DESFire push button privacy function, K lever, left handed, bright brass finish, for use with 1 3/8" - 1 3/4" thick standard door | 1 |  | 1 Year | 738.65 | 0.15 | 627.8525
23830 | Salto | EB656K00PP38LA- | XS4 wide body electronic AMOK wire-free SVN escutcheon, BLE / Mifare / DESFire push button privacy function, K lever, left handed, bright brass finish, for use with 1 3/8" - 1 3/4" thick standard door | 1 |  | 1 Year | 867.65 | 0.15 | 737.5025
23831 | Salto | EB656K00PP38L-K | XS4 wide body electronic wire-free SVN escutcheon, BLE / Mifare / DESFire push button privacy function, with keypad, K lever, left handed, bright brass finish, for use with 1 3/8" - 1 3/4" thick standard door | 1 |  | 1 Year | 801.5 | 0.15 | 681.275
23832 | Salto | EB656K00PP38LW- | XS4 wide body electronic RF wireless SVN escutcheon, BLE / Mifare / DESFire push button privacy function, K lever, left handed, bright brass finish, for use with 1 3/8" - 1 3/4" thick standard door | 1 |  | 1 Year | 923.85 | 0.15 | 785.2725
23833 | Salto | EB656K00PP38LWK | XS4 wide body electronic RF wireless SVN escutcheon, BLE / Mifare / DESFire push button privacy function, with keypad, K lever, left handed, bright brass finish, for use with 1 3/8" - 1 3/4" thick standard door | 1 |  | 1 Year | 986.7 | 0.15 | 838.695
23834 | Salto | EB656K00PP38R-- | XS4 wide body electronic wire-free SVN escutcheon, BLE / Mifare / DESFire push button privacy function, K lever, right handed, bright brass finish, for use with 1 3/8" - 1 3/4" thick standard door | 1 |  | 1 Year | 738.65 | 0.15 | 627.8525
23835 | Salto | EB656K00PP38RA- | XS4 wide body electronic AMOK wire-free SVN escutcheon, BLE / Mifare / DESFire push button privacy function, K lever, right handed, bright brass finish, for use with 1 3/8" - 1 3/4" thick standard door | 1 |  | 1 Year | 867.65 | 0.15 | 737.5025
23836 | Salto | EB656K00PP38R-K | XS4 wide body electronic wire-free SVN escutcheon, BLE / Mifare / DESFire push button privacy function, with keypad, K lever, right handed, bright brass finish, for use with 1 3/8" - 1 3/4" thick standard door | 1 |  | 1 Year | 801.5 | 0.15 | 681.275
23837 | Salto | EB656K00PP38RW- | XS4 wide body electronic RF wireless SVN escutcheon, BLE / Mifare / DESFire push button privacy function, K lever, right handed, bright brass finish, for use with 1 3/8" - 1 3/4" thick standard door | 1 |  | 1 Year | 923.85 | 0.15 | 785.2725
23838 | Salto | EB656K00PP38RWK | XS4 wide body electronic RF wireless SVN escutcheon, BLE / Mifare / DESFire push button privacy function, with keypad, K lever, right handed, bright brass finish, for use with 1 3/8" - 1 3/4" thick standard door | 1 |  | 1 Year | 986.7 | 0.15 | 838.695
23839 | Salto | EB656K00PP48L-- | XS4 wide body electronic wire-free SVN escutcheon, BLE / Mifare / DESFire push button privacy function, K lever, left handed, bright brass finish, for use with 1 3/4" - 2 1/4" thick door | 1 |  | 1 Year | 738.65 | 0.15 | 627.8525
23840 | Salto | EB656K00PP48LA- | XS4 wide body electronic AMOK wire-free SVN escutcheon, BLE / Mifare / DESFire push button privacy function, K lever, left handed, bright brass finish, for use with 1 3/4" - 2 1/4" thick door | 1 |  | 1 Year | 867.65 | 0.15 | 737.5025
23841 | Salto | EB656K00PP48L-K | XS4 wide body electronic wire-free SVN escutcheon, BLE / Mifare / DESFire push button privacy function, with keypad, K lever, left handed, bright brass finish, for use with 1 3/4" - 2 1/4" thick door | 1 |  | 1 Year | 801.5 | 0.15 | 681.275
23842 | Salto | EB656K00PP48LW- | XS4 wide body electronic RF wireless SVN escutcheon, BLE / Mifare / DESFire push button privacy function, K lever, left handed, bright brass finish, for use with 1 3/4" - 2 1/4" thick door | 1 |  | 1 Year | 923.85 | 0.15 | 785.2725
23843 | Salto | EB656K00PP48LWK | XS4 wide body electronic RF wireless SVN escutcheon, BLE / Mifare / DESFire push button privacy function, with keypad, K lever, left handed, bright brass finish, for use with 1 3/4" - 2 1/4" thick door | 1 |  | 1 Year | 986.7 | 0.15 | 838.695
23844 | Salto | EB656K00PP48R-- | XS4 wide body electronic wire-free SVN escutcheon, BLE / Mifare / DESFire push button privacy function, K lever, right handed, bright brass finish, for use with 1 3/4" - 2 1/4" thick door | 1 |  | 1 Year | 738.65 | 0.15 | 627.8525
23845 | Salto | EB656K00PP48RA- | XS4 wide body electronic AMOK wire-free SVN escutcheon, BLE / Mifare / DESFire push button privacy function, K lever, right handed, bright brass finish, for use with 1 3/4" - 2 1/4" thick door | 1 |  | 1 Year | 867.65 | 0.15 | 737.5025
23846 | Salto | EB656K00PP48R-K | XS4 wide body electronic wire-free SVN escutcheon, BLE / Mifare / DESFire push button privacy function, with keypad, K lever, right handed, bright brass finish, for use with 1 3/4" - 2 1/4" thick door | 1 |  | 1 Year | 801.5 | 0.15 | 681.275
23847 | Salto | EB656K00PP48RW- | XS4 wide body electronic RF wireless SVN escutcheon, BLE / Mifare / DESFire push button privacy function, K lever, right handed, bright brass finish, for use with 1 3/4" - 2 1/4" thick door | 1 |  | 1 Year | 923.85 | 0.15 | 785.2725
23848 | Salto | EB656K00PP48RWK | XS4 wide body electronic RF wireless SVN escutcheon, BLE / Mifare / DESFire push button privacy function, with keypad, K lever, right handed, bright brass finish, for use with 1 3/4" - 2 1/4" thick door | 1 |  | 1 Year | 986.7 | 0.15 | 838.695
23849 | Salto | EB656L00BC38--- | XS4 wide body electronic wire-free SVN escutcheon, BLE / Mifare / DESFire push button privacy function, L lever, unhanded, BioCote antimicrobial finish, for use with 1 3/8" - 1 3/4" thick standard door | 1 |  | 1 Year | 764.15 | 0.15 | 649.5275
23850 | Salto | EB656L00BC38-A- | XS4 wide body electronic AMOK wire-free SVN escutcheon, BLE / Mifare / DESFire push button privacy function, L lever, unhanded, BioCote antimicrobial finish, for use with 1 3/8" - 1 3/4" thick standard door | 1 |  | 1 Year | 893.15 | 0.15 | 759.1775
23851 | Salto | EB656L00BC38--K | XS4 wide body electronic wire-free SVN escutcheon, BLE / Mifare / DESFire push button privacy function, with keypad, L lever, unhanded, BioCote antimicrobial finish, for use with 1 3/8" - 1 3/4" thick standard door | 1 |  | 1 Year | 827 | 0.15 | 702.95
23852 | Salto | EB656L00BC38-W- | XS4 wide body electronic RF wireless SVN escutcheon, BLE / Mifare / DESFire push button privacy function, L lever, unhanded, BioCote antimicrobial finish, for use with 1 3/8" - 1 3/4" thick standard door | 1 |  | 1 Year | 949.35 | 0.15 | 806.9475
23853 | Salto | EB656L00BC38-WK | XS4 wide body electronic RF wireless SVN escutcheon, BLE / Mifare / DESFire push button privacy function, with keypad, L lever, unhanded, BioCote antimicrobial finish, for use with 1 3/8" - 1 3/4" thick standard door | 1 |  | 1 Year | 1012.2 | 0.15 | 860.37
23854 | Salto | EB656L00BC48--- | XS4 wide body electronic wire-free SVN escutcheon, BLE / Mifare / DESFire push button privacy function, L lever, unhanded, BioCote antimicrobial finish, for use with 1 3/4" - 2 1/4" thick door | 1 |  | 1 Year | 764.15 | 0.15 | 649.5275
23855 | Salto | EB656L00BC48-A- | XS4 wide body electronic AMOK wire-free SVN escutcheon, BLE / Mifare / DESFire push button privacy function, L lever, unhanded, BioCote antimicrobial finish, for use with 1 3/4" - 2 1/4" thick door | 1 |  | 1 Year | 893.15 | 0.15 | 759.1775
23856 | Salto | EB656L00BC48--K | XS4 wide body electronic wire-free SVN escutcheon, BLE / Mifare / DESFire push button privacy function, with keypad, L lever, unhanded, BioCote antimicrobial finish, for use with 1 3/4" - 2 1/4" thick door | 1 |  | 1 Year | 827 | 0.15 | 702.95
23857 | Salto | EB656L00BC48-W- | XS4 wide body electronic RF wireless SVN escutcheon, BLE / Mifare / DESFire push button privacy function, L lever, unhanded, BioCote antimicrobial finish, for use with 1 3/4" - 2 1/4" thick door | 1 |  | 1 Year | 949.35 | 0.15 | 806.9475
23858 | Salto | EB656L00BC48-WK | XS4 wide body electronic RF wireless SVN escutcheon, BLE / Mifare / DESFire push button privacy function, with keypad, L lever, unhanded, BioCote antimicrobial finish, for use with 1 3/4" - 2 1/4" thick door | 1 |  | 1 Year | 1012.2 | 0.15 | 860.37
23859 | Salto | EB656L00IA38--- | XS4 wide body electronic wire-free SVN escutcheon, BLE / Mifare / DESFire push button privacy function, L lever, unhanded, antique brass finish, for use with 1 3/8" - 1 3/4" thick standard door | 1 |  | 1 Year | 764.15 | 0.15 | 649.5275
23860 | Salto | EB656L00IA38-A- | XS4 wide body electronic AMOK wire-free SVN escutcheon, BLE / Mifare / DESFire push button privacy function, L lever, unhanded, antique brass finish, for use with 1 3/8" - 1 3/4" thick standard door | 1 |  | 1 Year | 893.15 | 0.15 | 759.1775
23861 | Salto | EB656L00IA38--K | XS4 wide body electronic wire-free SVN escutcheon, BLE / Mifare / DESFire push button privacy function, with keypad, L lever, unhanded, antique brass finish, for use with 1 3/8" - 1 3/4" thick standard door | 1 |  | 1 Year | 827 | 0.15 | 702.95
23862 | Salto | EB656L00IA38-W- | XS4 wide body electronic RF wireless SVN escutcheon, BLE / Mifare / DESFire push button privacy function, L lever, unhanded, antique brass finish, for use with 1 3/8" - 1 3/4" thick standard door | 1 |  | 1 Year | 949.35 | 0.15 | 806.9475
23863 | Salto | EB656L00IA38-WK | XS4 wide body electronic RF wireless SVN escutcheon, BLE / Mifare / DESFire push button privacy function, with keypad, L lever, unhanded, antique brass finish, for use with 1 3/8" - 1 3/4" thick standard door | 1 |  | 1 Year | 1012.2 | 0.15 | 860.37
23864 | Salto | EB656L00IA48--- | XS4 wide body electronic wire-free SVN escutcheon, BLE / Mifare / DESFire push button privacy function, L lever, unhanded, antique brass finish, for use with 1 3/4" - 2 1/4" thick door | 1 |  | 1 Year | 764.15 | 0.15 | 649.5275
23865 | Salto | EB656L00IA48-A- | XS4 wide body electronic AMOK wire-free SVN escutcheon, BLE / Mifare / DESFire push button privacy function, L lever, unhanded, antique brass finish, for use with 1 3/4" - 2 1/4" thick door | 1 |  | 1 Year | 893.15 | 0.15 | 759.1775
23866 | Salto | EB656L00IA48--K | XS4 wide body electronic wire-free SVN escutcheon, BLE / Mifare / DESFire push button privacy function, with keypad, L lever, unhanded, antique brass finish, for use with 1 3/4" - 2 1/4" thick door | 1 |  | 1 Year | 827 | 0.15 | 702.95
23867 | Salto | EB656L00IA48-W- | XS4 wide body electronic RF wireless SVN escutcheon, BLE / Mifare / DESFire push button privacy function, L lever, unhanded, antique brass finish, for use with 1 3/4" - 2 1/4" thick door | 1 |  | 1 Year | 949.35 | 0.15 | 806.9475
23868 | Salto | EB656L00IA48-WK | XS4 wide body electronic RF wireless SVN escutcheon, BLE / Mifare / DESFire push button privacy function, with keypad, L lever, unhanded, antique brass finish, for use with 1 3/4" - 2 1/4" thick door | 1 |  | 1 Year | 1012.2 | 0.15 | 860.37
23869 | Salto | EB656L00IM38--- | XS4 wide body electronic wire-free SVN escutcheon, BLE / Mifare / DESFire push button privacy function, L lever, unhanded, satin stainless finish, for use with 1 3/8" - 1 3/4" thick standard door | 1 |  | 1 Year | 712.15 | 0.15 | 605.3275
23870 | Salto | EB656L00IM38-A- | XS4 wide body electronic AMOK wire-free SVN escutcheon, BLE / Mifare / DESFire push button privacy function, L lever, unhanded, satin stainless finish, for use with 1 3/8" - 1 3/4" thick standard door | 1 |  | 1 Year | 841.15 | 0.15 | 714.9775
23871 | Salto | EB656L00IM38--K | XS4 wide body electronic wire-free SVN escutcheon, BLE / Mifare / DESFire push button privacy function, with keypad, L lever, unhanded, satin stainless finish, for use with 1 3/8" - 1 3/4" thick standard door | 1 |  | 1 Year | 775 | 0.15 | 658.75
23872 | Salto | EB656L00IM38-W- | XS4 wide body electronic RF wireless SVN escutcheon, BLE / Mifare / DESFire push button privacy function, L lever, unhanded, satin stainless finish, for use with 1 3/8" - 1 3/4" thick standard door | 1 |  | 1 Year | 897.35 | 0.15 | 762.7475
23873 | Salto | EB656L00IM38-WK | XS4 wide body electronic RF wireless SVN escutcheon, BLE / Mifare / DESFire push button privacy function, with keypad, L lever, unhanded, satin stainless finish, for use with 1 3/8" - 1 3/4" thick standard door | 1 |  | 1 Year | 960.2 | 0.15 | 816.17
23874 | Salto | EB656L00IM48--- | XS4 wide body electronic wire-free SVN escutcheon, BLE / Mifare / DESFire push button privacy function, L lever, unhanded, satin stainless finish, for use with 1 3/4" - 2 1/4" thick door | 1 |  | 1 Year | 712.15 | 0.15 | 605.3275
23875 | Salto | EB656L00IM48-A- | XS4 wide body electronic AMOK wire-free SVN escutcheon, BLE / Mifare / DESFire push button privacy function, L lever, unhanded, satin stainless finish, for use with 1 3/4" - 2 1/4" thick door | 1 |  | 1 Year | 841.15 | 0.15 | 714.9775
23876 | Salto | EB656L00IM48--K | XS4 wide body electronic wire-free SVN escutcheon, BLE / Mifare / DESFire push button privacy function, with keypad, L lever, unhanded, satin stainless finish, for use with 1 3/4" - 2 1/4" thick door | 1 |  | 1 Year | 775 | 0.15 | 658.75
23877 | Salto | EB656L00IM48-W- | XS4 wide body electronic RF wireless SVN escutcheon, BLE / Mifare / DESFire push button privacy function, L lever, unhanded, satin stainless finish, for use with 1 3/4" - 2 1/4" thick door | 1 |  | 1 Year | 897.35 | 0.15 | 762.7475
23878 | Salto | EB656L00IM48-WK | XS4 wide body electronic RF wireless SVN escutcheon, BLE / Mifare / DESFire push button privacy function, with keypad, L lever, unhanded, satin stainless finish, for use with 1 3/4" - 2 1/4" thick door | 1 |  | 1 Year | 960.2 | 0.15 | 816.17
23879 | Salto | EB656L00IP38--- | XS4 wide body electronic wire-free SVN escutcheon, BLE / Mifare / DESFire push button privacy function, L lever, unhanded, bright stainless steel finish, for use with 1 3/8" - 1 3/4" thick standard door | 1 |  | 1 Year | 728.45 | 0.15 | 619.1825
23880 | Salto | EB656L00IP38-A- | XS4 wide body electronic AMOK wire-free SVN escutcheon, BLE / Mifare / DESFire push button privacy function, L lever, unhanded, bright stainless steel finish, for use with 1 3/8" - 1 3/4" thick standard door | 1 |  | 1 Year | 857.45 | 0.15 | 728.8325
23881 | Salto | EB656L00IP38--K | XS4 wide body electronic wire-free SVN escutcheon, BLE / Mifare / DESFire push button privacy function, with keypad, L lever, unhanded, bright stainless steel finish, for use with 1 3/8" - 1 3/4" thick standard door | 1 |  | 1 Year | 791.3 | 0.15 | 672.605
23882 | Salto | EB656L00IP38-W- | XS4 wide body electronic RF wireless SVN escutcheon, BLE / Mifare / DESFire push button privacy function, L lever, unhanded, bright stainless steel finish, for use with 1 3/8" - 1 3/4" thick standard door | 1 |  | 1 Year | 913.65 | 0.15 | 776.6025
23883 | Salto | EB656L00IP38-WK | XS4 wide body electronic RF wireless SVN escutcheon, BLE / Mifare / DESFire push button privacy function, with keypad, L lever, unhanded, bright stainless steel finish, for use with 1 3/8" - 1 3/4" thick standard door | 1 |  | 1 Year | 976.5 | 0.15 | 830.025
23884 | Salto | EB656L00IP48--- | XS4 wide body electronic wire-free SVN escutcheon, BLE / Mifare / DESFire push button privacy function, L lever, unhanded, bright stainless steel finish, for use with 1 3/4" - 2 1/4" thick door | 1 |  | 1 Year | 728.45 | 0.15 | 619.1825
23885 | Salto | EB656L00IP48-A- | XS4 wide body electronic AMOK wire-free SVN escutcheon, BLE / Mifare / DESFire push button privacy function, L lever, unhanded, bright stainless steel finish, for use with 1 3/4" - 2 1/4" thick door | 1 |  | 1 Year | 857.45 | 0.15 | 728.8325
23886 | Salto | EB656L00IP48--K | XS4 wide body electronic wire-free SVN escutcheon, BLE / Mifare / DESFire push button privacy function, with keypad, L lever, unhanded, bright stainless steel finish, for use with 1 3/4" - 2 1/4" thick door | 1 |  | 1 Year | 791.3 | 0.15 | 672.605
23887 | Salto | EB656L00IP48-W- | XS4 wide body electronic RF wireless SVN escutcheon, BLE / Mifare / DESFire push button privacy function, L lever, unhanded, bright stainless steel finish, for use with 1 3/4" - 2 1/4" thick door | 1 |  | 1 Year | 913.65 | 0.15 | 776.6025
23888 | Salto | EB656L00IP48-WK | XS4 wide body electronic RF wireless SVN escutcheon, BLE / Mifare / DESFire push button privacy function, with keypad, L lever, unhanded, bright stainless steel finish, for use with 1 3/4" - 2 1/4" thick door | 1 |  | 1 Year | 976.5 | 0.15 | 830.025
23889 | Salto | EB656L00NE38--- | XS4 wide body electronic wire-free SVN escutcheon, BLE / Mifare / DESFire push button privacy function, L lever, unhanded, black chromium finish, for use with 1 3/8" - 1 3/4" thick standard door | 1 |  | 1 Year | 746.85 | 0.15 | 634.8225
23890 | Salto | EB656L00NE38-A- | XS4 wide body electronic AMOK wire-free SVN escutcheon, BLE / Mifare / DESFire push button privacy function, L lever, unhanded, black chromium finish, for use with 1 3/8" - 1 3/4" thick standard door | 1 |  | 1 Year | 875.85 | 0.15 | 744.4725
23891 | Salto | EB656L00NE38--K | XS4 wide body electronic wire-free SVN escutcheon, BLE / Mifare / DESFire push button privacy function, with keypad, L lever, unhanded, black chromium finish, for use with 1 3/8" - 1 3/4" thick standard door | 1 |  | 1 Year | 809.7 | 0.15 | 688.245
23892 | Salto | EB656L00NE38-W- | XS4 wide body electronic RF wireless SVN escutcheon, BLE / Mifare / DESFire push button privacy function, L lever, unhanded, black chromium finish, for use with 1 3/8" - 1 3/4" thick standard door | 1 |  | 1 Year | 932.05 | 0.15 | 792.2425
23893 | Salto | EB656L00NE38-WK | XS4 wide body electronic RF wireless SVN escutcheon, BLE / Mifare / DESFire push button privacy function, with keypad, L lever, unhanded, black chromium finish, for use with 1 3/8" - 1 3/4" thick standard door | 1 |  | 1 Year | 994.9 | 0.15 | 845.665
23894 | Salto | EB656L00NE48--- | XS4 wide body electronic wire-free SVN escutcheon, BLE / Mifare / DESFire push button privacy function, L lever, unhanded, black chromium finish, for use with 1 3/4" - 2 1/4" thick door | 1 |  | 1 Year | 746.85 | 0.15 | 634.8225
23895 | Salto | EB656L00NE48-A- | XS4 wide body electronic AMOK wire-free SVN escutcheon, BLE / Mifare / DESFire push button privacy function, L lever, unhanded, black chromium finish, for use with 1 3/4" - 2 1/4" thick door | 1 |  | 1 Year | 875.85 | 0.15 | 744.4725
23896 | Salto | EB656L00NE48--K | XS4 wide body electronic wire-free SVN escutcheon, BLE / Mifare / DESFire push button privacy function, with keypad, L lever, unhanded, black chromium finish, for use with 1 3/4" - 2 1/4" thick door | 1 |  | 1 Year | 809.7 | 0.15 | 688.245
23897 | Salto | EB656L00NE48-W- | XS4 wide body electronic RF wireless SVN escutcheon, BLE / Mifare / DESFire push button privacy function, L lever, unhanded, black chromium finish, for use with 1 3/4" - 2 1/4" thick door | 1 |  | 1 Year | 932.05 | 0.15 | 792.2425
23898 | Salto | EB656L00NE48-WK | XS4 wide body electronic RF wireless SVN escutcheon, BLE / Mifare / DESFire push button privacy function, with keypad, L lever, unhanded, black chromium finish, for use with 1 3/4" - 2 1/4" thick door | 1 |  | 1 Year | 994.9 | 0.15 | 845.665
23899 | Salto | EB656L00PM38--- | XS4 wide body electronic wire-free SVN escutcheon, BLE / Mifare / DESFire push button privacy function, L lever, unhanded, satin brass finish, for use with 1 3/8" - 1 3/4" thick standard door | 1 |  | 1 Year | 712.15 | 0.15 | 605.3275
23900 | Salto | EB656L00PM38-A- | XS4 wide body electronic AMOK wire-free SVN escutcheon, BLE / Mifare / DESFire push button privacy function, L lever, unhanded, satin brass finish, for use with 1 3/8" - 1 3/4" thick standard door | 1 |  | 1 Year | 841.15 | 0.15 | 714.9775
23901 | Salto | EB656L00PM38--K | XS4 wide body electronic wire-free SVN escutcheon, BLE / Mifare / DESFire push button privacy function, with keypad, L lever, unhanded, satin brass finish, for use with 1 3/8" - 1 3/4" thick standard door | 1 |  | 1 Year | 775 | 0.15 | 658.75
23902 | Salto | EB656L00PM38-W- | XS4 wide body electronic RF wireless SVN escutcheon, BLE / Mifare / DESFire push button privacy function, L lever, unhanded, satin brass finish, for use with 1 3/8" - 1 3/4" thick standard door | 1 |  | 1 Year | 897.35 | 0.15 | 762.7475
23903 | Salto | EB656L00PM38-WK | XS4 wide body electronic RF wireless SVN escutcheon, BLE / Mifare / DESFire push button privacy function, with keypad, L lever, unhanded, satin brass finish, for use with 1 3/8" - 1 3/4" thick standard door | 1 |  | 1 Year | 960.2 | 0.15 | 816.17
23904 | Salto | EB656L00PM48--- | XS4 wide body electronic wire-free SVN escutcheon, BLE / Mifare / DESFire push button privacy function, L lever, unhanded, satin brass finish, for use with 1 3/4" - 2 1/4" thick door | 1 |  | 1 Year | 712.15 | 0.15 | 605.3275
23905 | Salto | EB656L00PM48-A- | XS4 wide body electronic AMOK wire-free SVN escutcheon, BLE / Mifare / DESFire push button privacy function, L lever, unhanded, satin brass finish, for use with 1 3/4" - 2 1/4" thick door | 1 |  | 1 Year | 841.15 | 0.15 | 714.9775
23906 | Salto | EB656L00PM48--K | XS4 wide body electronic wire-free SVN escutcheon, BLE / Mifare / DESFire push button privacy function, with keypad, L lever, unhanded, satin brass finish, for use with 1 3/4" - 2 1/4" thick door | 1 |  | 1 Year | 775 | 0.15 | 658.75
23907 | Salto | EB656L00PM48-W- | XS4 wide body electronic RF wireless SVN escutcheon, BLE / Mifare / DESFire push button privacy function, L lever, unhanded, satin brass finish, for use with 1 3/4" - 2 1/4" thick door | 1 |  | 1 Year | 897.35 | 0.15 | 762.7475
23908 | Salto | EB656L00PM48-WK | XS4 wide body electronic RF wireless SVN escutcheon, BLE / Mifare / DESFire push button privacy function, with keypad, L lever, unhanded, satin brass finish, for use with 1 3/4" - 2 1/4" thick door | 1 |  | 1 Year | 960.2 | 0.15 | 816.17
23909 | Salto | EB656L00PP38--- | XS4 wide body electronic wire-free SVN escutcheon, BLE / Mifare / DESFire push button privacy function, L lever, unhanded, bright brass finish, for use with 1 3/8" - 1 3/4" thick standard door | 1 |  | 1 Year | 728.45 | 0.15 | 619.1825
23910 | Salto | EB656L00PP38-A- | XS4 wide body electronic AMOK wire-free SVN escutcheon, BLE / Mifare / DESFire push button privacy function, L lever, unhanded, bright brass finish, for use with 1 3/8" - 1 3/4" thick standard door | 1 |  | 1 Year | 857.45 | 0.15 | 728.8325
23911 | Salto | EB656L00PP38--K | XS4 wide body electronic wire-free SVN escutcheon, BLE / Mifare / DESFire push button privacy function, with keypad, L lever, unhanded, bright brass finish, for use with 1 3/8" - 1 3/4" thick standard door | 1 |  | 1 Year | 791.3 | 0.15 | 672.605
23912 | Salto | EB656L00PP38-W- | XS4 wide body electronic RF wireless SVN escutcheon, BLE / Mifare / DESFire push button privacy function, L lever, unhanded, bright brass finish, for use with 1 3/8" - 1 3/4" thick standard door | 1 |  | 1 Year | 913.65 | 0.15 | 776.6025
23913 | Salto | EB656L00PP38-WK | XS4 wide body electronic RF wireless SVN escutcheon, BLE / Mifare / DESFire push button privacy function, with keypad, L lever, unhanded, bright brass finish, for use with 1 3/8" - 1 3/4" thick standard door | 1 |  | 1 Year | 976.5 | 0.15 | 830.025
23914 | Salto | EB656L00PP48--- | XS4 wide body electronic wire-free SVN escutcheon, BLE / Mifare / DESFire push button privacy function, L lever, unhanded, bright brass finish, for use with 1 3/4" - 2 1/4" thick door | 1 |  | 1 Year | 728.45 | 0.15 | 619.1825
23915 | Salto | EB656L00PP48-A- | XS4 wide body electronic AMOK wire-free SVN escutcheon, BLE / Mifare / DESFire push button privacy function, L lever, unhanded, bright brass finish, for use with 1 3/4" - 2 1/4" thick door | 1 |  | 1 Year | 857.45 | 0.15 | 728.8325
23916 | Salto | EB656L00PP48--K | XS4 wide body electronic wire-free SVN escutcheon, BLE / Mifare / DESFire push button privacy function, with keypad, L lever, unhanded, bright brass finish, for use with 1 3/4" - 2 1/4" thick door | 1 |  | 1 Year | 791.3 | 0.15 | 672.605
23917 | Salto | EB656L00PP48-W- | XS4 wide body electronic RF wireless SVN escutcheon, BLE / Mifare / DESFire push button privacy function, L lever, unhanded, bright brass finish, for use with 1 3/4" - 2 1/4" thick door | 1 |  | 1 Year | 913.65 | 0.15 | 776.6025
23918 | Salto | EB656L00PP48-WK | XS4 wide body electronic RF wireless SVN escutcheon, BLE / Mifare / DESFire push button privacy function, with keypad, L lever, unhanded, bright brass finish, for use with 1 3/4" - 2 1/4" thick door | 1 |  | 1 Year | 976.5 | 0.15 | 830.025
23919 | Salto | EB656N00BC38--- | XS4 wide body electronic wire-free SVN escutcheon, BLE / Mifare / DESFire push button privacy function, N lever, unhanded, BioCote antimicrobial finish, for use with 1 3/8" - 1 3/4" thick standard door | 1 |  | 1 Year | 764.15 | 0.15 | 649.5275
23920 | Salto | EB656N00BC38-A- | XS4 wide body electronic AMOK wire-free SVN escutcheon, BLE / Mifare / DESFire push button privacy function, N lever, unhanded, BioCote antimicrobial finish, for use with 1 3/8" - 1 3/4" thick standard door | 1 |  | 1 Year | 893.15 | 0.15 | 759.1775
23921 | Salto | EB656N00BC38--K | XS4 wide body electronic wire-free SVN escutcheon, BLE / Mifare / DESFire push button privacy function, with keypad, N lever, unhanded, BioCote antimicrobial finish, for use with 1 3/8" - 1 3/4" thick standard door | 1 |  | 1 Year | 827 | 0.15 | 702.95
23922 | Salto | EB656N00BC38-W- | XS4 wide body electronic RF wireless SVN escutcheon, BLE / Mifare / DESFire push button privacy function, N lever, unhanded, BioCote antimicrobial finish, for use with 1 3/8" - 1 3/4" thick standard door | 1 |  | 1 Year | 949.35 | 0.15 | 806.9475
23923 | Salto | EB656N00BC38-WK | XS4 wide body electronic RF wireless SVN escutcheon, BLE / Mifare / DESFire push button privacy function, with keypad, N lever, unhanded, BioCote antimicrobial finish, for use with 1 3/8" - 1 3/4" thick standard door | 1 |  | 1 Year | 1012.2 | 0.15 | 860.37
23924 | Salto | EB656N00BC48--- | XS4 wide body electronic wire-free SVN escutcheon, BLE / Mifare / DESFire push button privacy function, N lever, unhanded, BioCote antimicrobial finish, for use with 1 3/4" - 2 1/4" thick door | 1 |  | 1 Year | 764.15 | 0.15 | 649.5275
23925 | Salto | EB656N00BC48-A- | XS4 wide body electronic AMOK wire-free SVN escutcheon, BLE / Mifare / DESFire push button privacy function, N lever, unhanded, BioCote antimicrobial finish, for use with 1 3/4" - 2 1/4" thick door | 1 |  | 1 Year | 893.15 | 0.15 | 759.1775
23926 | Salto | EB656N00BC48--K | XS4 wide body electronic wire-free SVN escutcheon, BLE / Mifare / DESFire push button privacy function, with keypad, N lever, unhanded, BioCote antimicrobial finish, for use with 1 3/4" - 2 1/4" thick door | 1 |  | 1 Year | 827 | 0.15 | 702.95
23927 | Salto | EB656N00BC48-W- | XS4 wide body electronic RF wireless SVN escutcheon, BLE / Mifare / DESFire push button privacy function, N lever, unhanded, BioCote antimicrobial finish, for use with 1 3/4" - 2 1/4" thick door | 1 |  | 1 Year | 949.35 | 0.15 | 806.9475
23928 | Salto | EB656N00BC48-WK | XS4 wide body electronic RF wireless SVN escutcheon, BLE / Mifare / DESFire push button privacy function, with keypad, N lever, unhanded, BioCote antimicrobial finish, for use with 1 3/4" - 2 1/4" thick door | 1 |  | 1 Year | 1012.2 | 0.15 | 860.37
23929 | Salto | EB656N00IM38--- | XS4 wide body electronic wire-free SVN escutcheon, BLE / Mifare / DESFire push button privacy function, N lever, unhanded, satin stainless finish, for use with 1 3/8" - 1 3/4" thick standard door | 1 |  | 1 Year | 712.15 | 0.15 | 605.3275
23930 | Salto | EB656N00IM38-A- | XS4 wide body electronic AMOK wire-free SVN escutcheon, BLE / Mifare / DESFire push button privacy function, N lever, unhanded, satin stainless finish, for use with 1 3/8" - 1 3/4" thick standard door | 1 |  | 1 Year | 841.15 | 0.15 | 714.9775
23931 | Salto | EB656N00IM38--K | XS4 wide body electronic wire-free SVN escutcheon, BLE / Mifare / DESFire push button privacy function, with keypad, N lever, unhanded, satin stainless finish, for use with 1 3/8" - 1 3/4" thick standard door | 1 |  | 1 Year | 775 | 0.15 | 658.75
23932 | Salto | EB656N00IM38-W- | XS4 wide body electronic RF wireless SVN escutcheon, BLE / Mifare / DESFire push button privacy function, N lever, unhanded, satin stainless finish, for use with 1 3/8" - 1 3/4" thick standard door | 1 |  | 1 Year | 897.35 | 0.15 | 762.7475
23933 | Salto | EB656N00IM38-WK | XS4 wide body electronic RF wireless SVN escutcheon, BLE / Mifare / DESFire push button privacy function, with keypad, N lever, unhanded, satin stainless finish, for use with 1 3/8" - 1 3/4" thick standard door | 1 |  | 1 Year | 960.2 | 0.15 | 816.17
23934 | Salto | EB656N00IM48--- | XS4 wide body electronic wire-free SVN escutcheon, BLE / Mifare / DESFire push button privacy function, N lever, unhanded, satin stainless finish, for use with 1 3/4" - 2 1/4" thick door | 1 |  | 1 Year | 712.15 | 0.15 | 605.3275
23935 | Salto | EB656N00IM48-A- | XS4 wide body electronic AMOK wire-free SVN escutcheon, BLE / Mifare / DESFire push button privacy function, N lever, unhanded, satin stainless finish, for use with 1 3/4" - 2 1/4" thick door | 1 |  | 1 Year | 841.15 | 0.15 | 714.9775
23936 | Salto | EB656N00IM48--K | XS4 wide body electronic wire-free SVN escutcheon, BLE / Mifare / DESFire push button privacy function, with keypad, N lever, unhanded, satin stainless finish, for use with 1 3/4" - 2 1/4" thick door | 1 |  | 1 Year | 775 | 0.15 | 658.75
23937 | Salto | EB656N00IM48-W- | XS4 wide body electronic RF wireless SVN escutcheon, BLE / Mifare / DESFire push button privacy function, N lever, unhanded, satin stainless finish, for use with 1 3/4" - 2 1/4" thick door | 1 |  | 1 Year | 897.35 | 0.15 | 762.7475
23938 | Salto | EB656N00IM48-WK | XS4 wide body electronic RF wireless SVN escutcheon, BLE / Mifare / DESFire push button privacy function, with keypad, N lever, unhanded, satin stainless finish, for use with 1 3/4" - 2 1/4" thick door | 1 |  | 1 Year | 960.2 | 0.15 | 816.17
23939 | Salto | EB656N00PM38--- | XS4 wide body electronic wire-free SVN escutcheon, BLE / Mifare / DESFire push button privacy function, N lever, unhanded, satin brass finish, for use with 1 3/8" - 1 3/4" thick standard door | 1 |  | 1 Year | 712.15 | 0.15 | 605.3275
23940 | Salto | EB656N00PM38-A- | XS4 wide body electronic AMOK wire-free SVN escutcheon, BLE / Mifare / DESFire push button privacy function, N lever, unhanded, satin brass finish, for use with 1 3/8" - 1 3/4" thick standard door | 1 |  | 1 Year | 841.15 | 0.15 | 714.9775
23941 | Salto | EB656N00PM38--K | XS4 wide body electronic wire-free SVN escutcheon, BLE / Mifare / DESFire push button privacy function, with keypad, N lever, unhanded, satin brass finish, for use with 1 3/8" - 1 3/4" thick standard door | 1 |  | 1 Year | 775 | 0.15 | 658.75
23942 | Salto | EB656N00PM38-W- | XS4 wide body electronic RF wireless SVN escutcheon, BLE / Mifare / DESFire push button privacy function, N lever, unhanded, satin brass finish, for use with 1 3/8" - 1 3/4" thick standard door | 1 |  | 1 Year | 897.35 | 0.15 | 762.7475
23943 | Salto | EB656N00PM38-WK | XS4 wide body electronic RF wireless SVN escutcheon, BLE / Mifare / DESFire push button privacy function, with keypad, N lever, unhanded, satin brass finish, for use with 1 3/8" - 1 3/4" thick standard door | 1 |  | 1 Year | 960.2 | 0.15 | 816.17
23944 | Salto | EB656N00PM48--- | XS4 wide body electronic wire-free SVN escutcheon, BLE / Mifare / DESFire push button privacy function, N lever, unhanded, satin brass finish, for use with 1 3/4" - 2 1/4" thick door | 1 |  | 1 Year | 712.15 | 0.15 | 605.3275
23945 | Salto | EB656N00PM48-A- | XS4 wide body electronic AMOK wire-free SVN escutcheon, BLE / Mifare / DESFire push button privacy function, N lever, unhanded, satin brass finish, for use with 1 3/4" - 2 1/4" thick door | 1 |  | 1 Year | 841.15 | 0.15 | 714.9775
23946 | Salto | EB656N00PM48--K | XS4 wide body electronic wire-free SVN escutcheon, BLE / Mifare / DESFire push button privacy function, with keypad, N lever, unhanded, satin brass finish, for use with 1 3/4" - 2 1/4" thick door | 1 |  | 1 Year | 775 | 0.15 | 658.75
23947 | Salto | EB656N00PM48-W- | XS4 wide body electronic RF wireless SVN escutcheon, BLE / Mifare / DESFire push button privacy function, N lever, unhanded, satin brass finish, for use with 1 3/4" - 2 1/4" thick door | 1 |  | 1 Year | 897.35 | 0.15 | 762.7475
23948 | Salto | EB656N00PM48-WK | XS4 wide body electronic RF wireless SVN escutcheon, BLE / Mifare / DESFire push button privacy function, with keypad, N lever, unhanded, satin brass finish, for use with 1 3/4" - 2 1/4" thick door | 1 |  | 1 Year | 960.2 | 0.15 | 816.17
23949 | Salto | EB656O00IA38L-- | XS4 wide body electronic wire-free SVN escutcheon, BLE / Mifare / DESFire push button privacy function, O lever, left handed, antique brass finish, for use with 1 3/8" - 1 3/4" thick standard door | 1 |  | 1 Year | 774.35 | 0.15 | 658.1975
23950 | Salto | EB656O00IA38LA- | XS4 wide body electronic AMOK wire-free SVN escutcheon, BLE / Mifare / DESFire push button privacy function, O lever, left handed, antique brass finish, for use with 1 3/8" - 1 3/4" thick standard door | 1 |  | 1 Year | 903.35 | 0.15 | 767.8475
23951 | Salto | EB656O00IA38L-K | XS4 wide body electronic wire-free SVN escutcheon, BLE / Mifare / DESFire push button privacy function, with keypad, O lever, left handed, antique brass finish, for use with 1 3/8" - 1 3/4" thick standard door | 1 |  | 1 Year | 837.2 | 0.15 | 711.62
23952 | Salto | EB656O00IA38LW- | XS4 wide body electronic RF wireless SVN escutcheon, BLE / Mifare / DESFire push button privacy function, O lever, left handed, antique brass finish, for use with 1 3/8" - 1 3/4" thick standard door | 1 |  | 1 Year | 959.55 | 0.15 | 815.6175
23953 | Salto | EB656O00IA38LWK | XS4 wide body electronic RF wireless SVN escutcheon, BLE / Mifare / DESFire push button privacy function, with keypad, O lever, left handed, antique brass finish, for use with 1 3/8" - 1 3/4" thick standard door | 1 |  | 1 Year | 1022.4 | 0.15 | 869.04
23954 | Salto | EB656O00IA38R-- | XS4 wide body electronic wire-free SVN escutcheon, BLE / Mifare / DESFire push button privacy function, O lever, right handed, antique brass finish, for use with 1 3/8" - 1 3/4" thick standard door | 1 |  | 1 Year | 774.35 | 0.15 | 658.1975
23955 | Salto | EB656O00IA38RA- | XS4 wide body electronic AMOK wire-free SVN escutcheon, BLE / Mifare / DESFire push button privacy function, O lever, right handed, antique brass finish, for use with 1 3/8" - 1 3/4" thick standard door | 1 |  | 1 Year | 903.35 | 0.15 | 767.8475
23956 | Salto | EB656O00IA38R-K | XS4 wide body electronic wire-free SVN escutcheon, BLE / Mifare / DESFire push button privacy function, with keypad, O lever, right handed, antique brass finish, for use with 1 3/8" - 1 3/4" thick standard door | 1 |  | 1 Year | 837.2 | 0.15 | 711.62
23957 | Salto | EB656O00IA38RW- | XS4 wide body electronic RF wireless SVN escutcheon, BLE / Mifare / DESFire push button privacy function, O lever, right handed, antique brass finish, for use with 1 3/8" - 1 3/4" thick standard door | 1 |  | 1 Year | 959.55 | 0.15 | 815.6175
23958 | Salto | EB656O00IA38RWK | XS4 wide body electronic RF wireless SVN escutcheon, BLE / Mifare / DESFire push button privacy function, with keypad, O lever, right handed, antique brass finish, for use with 1 3/8" - 1 3/4" thick standard door | 1 |  | 1 Year | 1022.4 | 0.15 | 869.04
23959 | Salto | EB656O00IA48L-- | XS4 wide body electronic wire-free SVN escutcheon, BLE / Mifare / DESFire push button privacy function, O lever, left handed, antique brass finish, for use with 1 3/4" - 2 1/4" thick door | 1 |  | 1 Year | 774.35 | 0.15 | 658.1975
23960 | Salto | EB656O00IA48LA- | XS4 wide body electronic AMOK wire-free SVN escutcheon, BLE / Mifare / DESFire push button privacy function, O lever, left handed, antique brass finish, for use with 1 3/4" - 2 1/4" thick door | 1 |  | 1 Year | 903.35 | 0.15 | 767.8475
23961 | Salto | EB656O00IA48L-K | XS4 wide body electronic wire-free SVN escutcheon, BLE / Mifare / DESFire push button privacy function, with keypad, O lever, left handed, antique brass finish, for use with 1 3/4" - 2 1/4" thick door | 1 |  | 1 Year | 837.2 | 0.15 | 711.62
23962 | Salto | EB656O00IA48LW- | XS4 wide body electronic RF wireless SVN escutcheon, BLE / Mifare / DESFire push button privacy function, O lever, left handed, antique brass finish, for use with 1 3/4" - 2 1/4" thick door | 1 |  | 1 Year | 959.55 | 0.15 | 815.6175
23963 | Salto | EB656O00IA48LWK | XS4 wide body electronic RF wireless SVN escutcheon, BLE / Mifare / DESFire push button privacy function, with keypad, O lever, left handed, antique brass finish, for use with 1 3/4" - 2 1/4" thick door | 1 |  | 1 Year | 1022.4 | 0.15 | 869.04
23964 | Salto | EB656O00IA48R-- | XS4 wide body electronic wire-free SVN escutcheon, BLE / Mifare / DESFire push button privacy function, O lever, right handed, antique brass finish, for use with 1 3/4" - 2 1/4" thick door | 1 |  | 1 Year | 774.35 | 0.15 | 658.1975
23965 | Salto | EB656O00IA48RA- | XS4 wide body electronic AMOK wire-free SVN escutcheon, BLE / Mifare / DESFire push button privacy function, O lever, right handed, antique brass finish, for use with 1 3/4" - 2 1/4" thick door | 1 |  | 1 Year | 903.35 | 0.15 | 767.8475
23966 | Salto | EB656O00IA48R-K | XS4 wide body electronic wire-free SVN escutcheon, BLE / Mifare / DESFire push button privacy function, with keypad, O lever, right handed, antique brass finish, for use with 1 3/4" - 2 1/4" thick door | 1 |  | 1 Year | 837.2 | 0.15 | 711.62
23967 | Salto | EB656O00IA48RW- | XS4 wide body electronic RF wireless SVN escutcheon, BLE / Mifare / DESFire push button privacy function, O lever, right handed, antique brass finish, for use with 1 3/4" - 2 1/4" thick door | 1 |  | 1 Year | 959.55 | 0.15 | 815.6175
23968 | Salto | EB656O00IA48RWK | XS4 wide body electronic RF wireless SVN escutcheon, BLE / Mifare / DESFire push button privacy function, with keypad, O lever, right handed, antique brass finish, for use with 1 3/4" - 2 1/4" thick door | 1 |  | 1 Year | 1022.4 | 0.15 | 869.04
23969 | Salto | EB656O00IM38L-- | XS4 wide body electronic wire-free SVN escutcheon, BLE / Mifare / DESFire push button privacy function, O lever, left handed, satin stainless finish, for use with 1 3/8" - 1 3/4" thick standard door | 1 |  | 1 Year | 722.35 | 0.15 | 613.9975
23970 | Salto | EB656O00IM38LA- | XS4 wide body electronic AMOK wire-free SVN escutcheon, BLE / Mifare / DESFire push button privacy function, O lever, left handed, satin stainless finish, for use with 1 3/8" - 1 3/4" thick standard door | 1 |  | 1 Year | 851.35 | 0.15 | 723.6475
23971 | Salto | EB656O00IM38L-K | XS4 wide body electronic wire-free SVN escutcheon, BLE / Mifare / DESFire push button privacy function, with keypad, O lever, left handed, satin stainless finish, for use with 1 3/8" - 1 3/4" thick standard door | 1 |  | 1 Year | 785.2 | 0.15 | 667.42
23972 | Salto | EB656O00IM38LW- | XS4 wide body electronic RF wireless SVN escutcheon, BLE / Mifare / DESFire push button privacy function, O lever, left handed, satin stainless finish, for use with 1 3/8" - 1 3/4" thick standard door | 1 |  | 1 Year | 907.55 | 0.15 | 771.4175
23973 | Salto | EB656O00IM38LWK | XS4 wide body electronic RF wireless SVN escutcheon, BLE / Mifare / DESFire push button privacy function, with keypad, O lever, left handed, satin stainless finish, for use with 1 3/8" - 1 3/4" thick standard door | 1 |  | 1 Year | 970.4 | 0.15 | 824.84
23974 | Salto | EB656O00IM38R-- | XS4 wide body electronic wire-free SVN escutcheon, BLE / Mifare / DESFire push button privacy function, O lever, right handed, satin stainless finish, for use with 1 3/8" - 1 3/4" thick standard door | 1 |  | 1 Year | 722.35 | 0.15 | 613.9975
23975 | Salto | EB656O00IM38RA- | XS4 wide body electronic AMOK wire-free SVN escutcheon, BLE / Mifare / DESFire push button privacy function, O lever, right handed, satin stainless finish, for use with 1 3/8" - 1 3/4" thick standard door | 1 |  | 1 Year | 851.35 | 0.15 | 723.6475
23976 | Salto | EB656O00IM38R-K | XS4 wide body electronic wire-free SVN escutcheon, BLE / Mifare / DESFire push button privacy function, with keypad, O lever, right handed, satin stainless finish, for use with 1 3/8" - 1 3/4" thick standard door | 1 |  | 1 Year | 785.2 | 0.15 | 667.42
23977 | Salto | EB656O00IM38RW- | XS4 wide body electronic RF wireless SVN escutcheon, BLE / Mifare / DESFire push button privacy function, O lever, right handed, satin stainless finish, for use with 1 3/8" - 1 3/4" thick standard door | 1 |  | 1 Year | 907.55 | 0.15 | 771.4175
23978 | Salto | EB656O00IM38RWK | XS4 wide body electronic RF wireless SVN escutcheon, BLE / Mifare / DESFire push button privacy function, with keypad, O lever, right handed, satin stainless finish, for use with 1 3/8" - 1 3/4" thick standard door | 1 |  | 1 Year | 970.4 | 0.15 | 824.84
23979 | Salto | EB656O00IM48L-- | XS4 wide body electronic wire-free SVN escutcheon, BLE / Mifare / DESFire push button privacy function, O lever, left handed, satin stainless finish, for use with 1 3/4" - 2 1/4" thick door | 1 |  | 1 Year | 722.35 | 0.15 | 613.9975
23980 | Salto | EB656O00IM48LA- | XS4 wide body electronic AMOK wire-free SVN escutcheon, BLE / Mifare / DESFire push button privacy function, O lever, left handed, satin stainless finish, for use with 1 3/4" - 2 1/4" thick door | 1 |  | 1 Year | 851.35 | 0.15 | 723.6475
23981 | Salto | EB656O00IM48L-K | XS4 wide body electronic wire-free SVN escutcheon, BLE / Mifare / DESFire push button privacy function, with keypad, O lever, left handed, satin stainless finish, for use with 1 3/4" - 2 1/4" thick door | 1 |  | 1 Year | 785.2 | 0.15 | 667.42
23982 | Salto | EB656O00IM48LW- | XS4 wide body electronic RF wireless SVN escutcheon, BLE / Mifare / DESFire push button privacy function, O lever, left handed, satin stainless finish, for use with 1 3/4" - 2 1/4" thick door | 1 |  | 1 Year | 907.55 | 0.15 | 771.4175
23983 | Salto | EB656O00IM48LWK | XS4 wide body electronic RF wireless SVN escutcheon, BLE / Mifare / DESFire push button privacy function, with keypad, O lever, left handed, satin stainless finish, for use with 1 3/4" - 2 1/4" thick door | 1 |  | 1 Year | 970.4 | 0.15 | 824.84
23984 | Salto | EB656O00IM48R-- | XS4 wide body electronic wire-free SVN escutcheon, BLE / Mifare / DESFire push button privacy function, O lever, right handed, satin stainless finish, for use with 1 3/4" - 2 1/4" thick door | 1 |  | 1 Year | 722.35 | 0.15 | 613.9975
23985 | Salto | EB656O00IM48RA- | XS4 wide body electronic AMOK wire-free SVN escutcheon, BLE / Mifare / DESFire push button privacy function, O lever, right handed, satin stainless finish, for use with 1 3/4" - 2 1/4" thick door | 1 |  | 1 Year | 851.35 | 0.15 | 723.6475
23986 | Salto | EB656O00IM48R-K | XS4 wide body electronic wire-free SVN escutcheon, BLE / Mifare / DESFire push button privacy function, with keypad, O lever, right handed, satin stainless finish, for use with 1 3/4" - 2 1/4" thick door | 1 |  | 1 Year | 785.2 | 0.15 | 667.42
23987 | Salto | EB656O00IM48RW- | XS4 wide body electronic RF wireless SVN escutcheon, BLE / Mifare / DESFire push button privacy function, O lever, right handed, satin stainless finish, for use with 1 3/4" - 2 1/4" thick door | 1 |  | 1 Year | 907.55 | 0.15 | 771.4175
23988 | Salto | EB656O00IM48RWK | XS4 wide body electronic RF wireless SVN escutcheon, BLE / Mifare / DESFire push button privacy function, with keypad, O lever, right handed, satin stainless finish, for use with 1 3/4" - 2 1/4" thick door | 1 |  | 1 Year | 970.4 | 0.15 | 824.84
23989 | Salto | EB656O00IP38L-- | XS4 wide body electronic wire-free SVN escutcheon, BLE / Mifare / DESFire push button privacy function, O lever, left handed, bright stainless steel finish, for use with 1 3/8" - 1 3/4" thick standard door | 1 |  | 1 Year | 738.65 | 0.15 | 627.8525
23990 | Salto | EB656O00IP38LA- | XS4 wide body electronic AMOK wire-free SVN escutcheon, BLE / Mifare / DESFire push button privacy function, O lever, left handed, bright stainless steel finish, for use with 1 3/8" - 1 3/4" thick standard door | 1 |  | 1 Year | 867.65 | 0.15 | 737.5025
23991 | Salto | EB656O00IP38L-K | XS4 wide body electronic wire-free SVN escutcheon, BLE / Mifare / DESFire push button privacy function, with keypad, O lever, left handed, bright stainless steel finish, for use with 1 3/8" - 1 3/4" thick standard door | 1 |  | 1 Year | 801.5 | 0.15 | 681.275
23992 | Salto | EB656O00IP38LW- | XS4 wide body electronic RF wireless SVN escutcheon, BLE / Mifare / DESFire push button privacy function, O lever, left handed, bright stainless steel finish, for use with 1 3/8" - 1 3/4" thick standard door | 1 |  | 1 Year | 923.85 | 0.15 | 785.2725
23993 | Salto | EB656O00IP38LWK | XS4 wide body electronic RF wireless SVN escutcheon, BLE / Mifare / DESFire push button privacy function, with keypad, O lever, left handed, bright stainless steel finish, for use with 1 3/8" - 1 3/4" thick standard door | 1 |  | 1 Year | 986.7 | 0.15 | 838.695
23994 | Salto | EB656O00IP38R-- | XS4 wide body electronic wire-free SVN escutcheon, BLE / Mifare / DESFire push button privacy function, O lever, right handed, bright stainless steel finish, for use with 1 3/8" - 1 3/4" thick standard door | 1 |  | 1 Year | 738.65 | 0.15 | 627.8525
23995 | Salto | EB656O00IP38RA- | XS4 wide body electronic AMOK wire-free SVN escutcheon, BLE / Mifare / DESFire push button privacy function, O lever, right handed, bright stainless steel finish, for use with 1 3/8" - 1 3/4" thick standard door | 1 |  | 1 Year | 867.65 | 0.15 | 737.5025
23996 | Salto | EB656O00IP38R-K | XS4 wide body electronic wire-free SVN escutcheon, BLE / Mifare / DESFire push button privacy function, with keypad, O lever, right handed, bright stainless steel finish, for use with 1 3/8" - 1 3/4" thick standard door | 1 |  | 1 Year | 801.5 | 0.15 | 681.275
23997 | Salto | EB656O00IP38RW- | XS4 wide body electronic RF wireless SVN escutcheon, BLE / Mifare / DESFire push button privacy function, O lever, right handed, bright stainless steel finish, for use with 1 3/8" - 1 3/4" thick standard door | 1 |  | 1 Year | 923.85 | 0.15 | 785.2725
23998 | Salto | EB656O00IP38RWK | XS4 wide body electronic RF wireless SVN escutcheon, BLE / Mifare / DESFire push button privacy function, with keypad, O lever, right handed, bright stainless steel finish, for use with 1 3/8" - 1 3/4" thick standard door | 1 |  | 1 Year | 986.7 | 0.15 | 838.695
23999 | Salto | EB656O00IP48L-- | XS4 wide body electronic wire-free SVN escutcheon, BLE / Mifare / DESFire push button privacy function, O lever, left handed, bright stainless steel finish, for use with 1 3/4" - 2 1/4" thick door | 1 |  | 1 Year | 738.65 | 0.15 | 627.8525
24000 | Salto | EB656O00IP48LA- | XS4 wide body electronic AMOK wire-free SVN escutcheon, BLE / Mifare / DESFire push button privacy function, O lever, left handed, bright stainless steel finish, for use with 1 3/4" - 2 1/4" thick door | 1 |  | 1 Year | 867.65 | 0.15 | 737.5025
24001 | Salto | EB656O00IP48L-K | XS4 wide body electronic wire-free SVN escutcheon, BLE / Mifare / DESFire push button privacy function, with keypad, O lever, left handed, bright stainless steel finish, for use with 1 3/4" - 2 1/4" thick door | 1 |  | 1 Year | 801.5 | 0.15 | 681.275
24002 | Salto | EB656O00IP48LW- | XS4 wide body electronic RF wireless SVN escutcheon, BLE / Mifare / DESFire push button privacy function, O lever, left handed, bright stainless steel finish, for use with 1 3/4" - 2 1/4" thick door | 1 |  | 1 Year | 923.85 | 0.15 | 785.2725
24003 | Salto | EB656O00IP48LWK | XS4 wide body electronic RF wireless SVN escutcheon, BLE / Mifare / DESFire push button privacy function, with keypad, O lever, left handed, bright stainless steel finish, for use with 1 3/4" - 2 1/4" thick door | 1 |  | 1 Year | 986.7 | 0.15 | 838.695
24004 | Salto | EB656O00IP48R-- | XS4 wide body electronic wire-free SVN escutcheon, BLE / Mifare / DESFire push button privacy function, O lever, right handed, bright stainless steel finish, for use with 1 3/4" - 2 1/4" thick door | 1 |  | 1 Year | 738.65 | 0.15 | 627.8525
24005 | Salto | EB656O00IP48RA- | XS4 wide body electronic AMOK wire-free SVN escutcheon, BLE / Mifare / DESFire push button privacy function, O lever, right handed, bright stainless steel finish, for use with 1 3/4" - 2 1/4" thick door | 1 |  | 1 Year | 867.65 | 0.15 | 737.5025
24006 | Salto | EB656O00IP48R-K | XS4 wide body electronic wire-free SVN escutcheon, BLE / Mifare / DESFire push button privacy function, with keypad, O lever, right handed, bright stainless steel finish, for use with 1 3/4" - 2 1/4" thick door | 1 |  | 1 Year | 801.5 | 0.15 | 681.275
24007 | Salto | EB656O00IP48RW- | XS4 wide body electronic RF wireless SVN escutcheon, BLE / Mifare / DESFire push button privacy function, O lever, right handed, bright stainless steel finish, for use with 1 3/4" - 2 1/4" thick door | 1 |  | 1 Year | 923.85 | 0.15 | 785.2725
24008 | Salto | EB656O00IP48RWK | XS4 wide body electronic RF wireless SVN escutcheon, BLE / Mifare / DESFire push button privacy function, with keypad, O lever, right handed, bright stainless steel finish, for use with 1 3/4" - 2 1/4" thick door | 1 |  | 1 Year | 986.7 | 0.15 | 838.695
24009 | Salto | EB656O00NE38L-- | XS4 wide body electronic wire-free SVN escutcheon, BLE / Mifare / DESFire push button privacy function, O lever, left handed, black chromium finish, for use with 1 3/8" - 1 3/4" thick standard door | 1 |  | 1 Year | 757.05 | 0.15 | 643.4925
24010 | Salto | EB656O00NE38LA- | XS4 wide body electronic AMOK wire-free SVN escutcheon, BLE / Mifare / DESFire push button privacy function, O lever, left handed, black chromium finish, for use with 1 3/8" - 1 3/4" thick standard door | 1 |  | 1 Year | 886.05 | 0.15 | 753.1425
24011 | Salto | EB656O00NE38L-K | XS4 wide body electronic wire-free SVN escutcheon, BLE / Mifare / DESFire push button privacy function, with keypad, O lever, left handed, black chromium finish, for use with 1 3/8" - 1 3/4" thick standard door | 1 |  | 1 Year | 819.9 | 0.15 | 696.915
24012 | Salto | EB656O00NE38LW- | XS4 wide body electronic RF wireless SVN escutcheon, BLE / Mifare / DESFire push button privacy function, O lever, left handed, black chromium finish, for use with 1 3/8" - 1 3/4" thick standard door | 1 |  | 1 Year | 942.25 | 0.15 | 800.9125
24013 | Salto | EB656O00NE38LWK | XS4 wide body electronic RF wireless SVN escutcheon, BLE / Mifare / DESFire push button privacy function, with keypad, O lever, left handed, black chromium finish, for use with 1 3/8" - 1 3/4" thick standard door | 1 |  | 1 Year | 1005.1 | 0.15 | 854.335
24014 | Salto | EB656O00NE38R-- | XS4 wide body electronic wire-free SVN escutcheon, BLE / Mifare / DESFire push button privacy function, O lever, right handed, black chromium finish, for use with 1 3/8" - 1 3/4" thick standard door | 1 |  | 1 Year | 757.05 | 0.15 | 643.4925
24015 | Salto | EB656O00NE38RA- | XS4 wide body electronic AMOK wire-free SVN escutcheon, BLE / Mifare / DESFire push button privacy function, O lever, right handed, black chromium finish, for use with 1 3/8" - 1 3/4" thick standard door | 1 |  | 1 Year | 886.05 | 0.15 | 753.1425
24016 | Salto | EB656O00NE38R-K | XS4 wide body electronic wire-free SVN escutcheon, BLE / Mifare / DESFire push button privacy function, with keypad, O lever, right handed, black chromium finish, for use with 1 3/8" - 1 3/4" thick standard door | 1 |  | 1 Year | 819.9 | 0.15 | 696.915
24017 | Salto | EB656O00NE38RW- | XS4 wide body electronic RF wireless SVN escutcheon, BLE / Mifare / DESFire push button privacy function, O lever, right handed, black chromium finish, for use with 1 3/8" - 1 3/4" thick standard door | 1 |  | 1 Year | 942.25 | 0.15 | 800.9125
24018 | Salto | EB656O00NE38RWK | XS4 wide body electronic RF wireless SVN escutcheon, BLE / Mifare / DESFire push button privacy function, with keypad, O lever, right handed, black chromium finish, for use with 1 3/8" - 1 3/4" thick standard door | 1 |  | 1 Year | 1005.1 | 0.15 | 854.335
24019 | Salto | EB656O00NE48L-- | XS4 wide body electronic wire-free SVN escutcheon, BLE / Mifare / DESFire push button privacy function, O lever, left handed, black chromium finish, for use with 1 3/4" - 2 1/4" thick door | 1 |  | 1 Year | 757.05 | 0.15 | 643.4925
24020 | Salto | EB656O00NE48LA- | XS4 wide body electronic AMOK wire-free SVN escutcheon, BLE / Mifare / DESFire push button privacy function, O lever, left handed, black chromium finish, for use with 1 3/4" - 2 1/4" thick door | 1 |  | 1 Year | 886.05 | 0.15 | 753.1425
24021 | Salto | EB656O00NE48L-K | XS4 wide body electronic wire-free SVN escutcheon, BLE / Mifare / DESFire push button privacy function, with keypad, O lever, left handed, black chromium finish, for use with 1 3/4" - 2 1/4" thick door | 1 |  | 1 Year | 819.9 | 0.15 | 696.915
24022 | Salto | EB656O00NE48LW- | XS4 wide body electronic RF wireless SVN escutcheon, BLE / Mifare / DESFire push button privacy function, O lever, left handed, black chromium finish, for use with 1 3/4" - 2 1/4" thick door | 1 |  | 1 Year | 942.25 | 0.15 | 800.9125
24023 | Salto | EB656O00NE48LWK | XS4 wide body electronic RF wireless SVN escutcheon, BLE / Mifare / DESFire push button privacy function, with keypad, O lever, left handed, black chromium finish, for use with 1 3/4" - 2 1/4" thick door | 1 |  | 1 Year | 1005.1 | 0.15 | 854.335
24024 | Salto | EB656O00NE48R-- | XS4 wide body electronic wire-free SVN escutcheon, BLE / Mifare / DESFire push button privacy function, O lever, right handed, black chromium finish, for use with 1 3/4" - 2 1/4" thick door | 1 |  | 1 Year | 757.05 | 0.15 | 643.4925
24025 | Salto | EB656O00NE48RA- | XS4 wide body electronic AMOK wire-free SVN escutcheon, BLE / Mifare / DESFire push button privacy function, O lever, right handed, black chromium finish, for use with 1 3/4" - 2 1/4" thick door | 1 |  | 1 Year | 886.05 | 0.15 | 753.1425
24026 | Salto | EB656O00NE48R-K | XS4 wide body electronic wire-free SVN escutcheon, BLE / Mifare / DESFire push button privacy function, with keypad, O lever, right handed, black chromium finish, for use with 1 3/4" - 2 1/4" thick door | 1 |  | 1 Year | 819.9 | 0.15 | 696.915
24027 | Salto | EB656O00NE48RW- | XS4 wide body electronic RF wireless SVN escutcheon, BLE / Mifare / DESFire push button privacy function, O lever, right handed, black chromium finish, for use with 1 3/4" - 2 1/4" thick door | 1 |  | 1 Year | 942.25 | 0.15 | 800.9125
24028 | Salto | EB656O00NE48RWK | XS4 wide body electronic RF wireless SVN escutcheon, BLE / Mifare / DESFire push button privacy function, with keypad, O lever, right handed, black chromium finish, for use with 1 3/4" - 2 1/4" thick door | 1 |  | 1 Year | 1005.1 | 0.15 | 854.335
24029 | Salto | EB656O00PM38L-- | XS4 wide body electronic wire-free SVN escutcheon, BLE / Mifare / DESFire push button privacy function, O lever, left handed, satin brass finish, for use with 1 3/8" - 1 3/4" thick standard door | 1 |  | 1 Year | 722.35 | 0.15 | 613.9975
24030 | Salto | EB656O00PM38LA- | XS4 wide body electronic AMOK wire-free SVN escutcheon, BLE / Mifare / DESFire push button privacy function, O lever, left handed, satin brass finish, for use with 1 3/8" - 1 3/4" thick standard door | 1 |  | 1 Year | 851.35 | 0.15 | 723.6475
24031 | Salto | EB656O00PM38L-K | XS4 wide body electronic wire-free SVN escutcheon, BLE / Mifare / DESFire push button privacy function, with keypad, O lever, left handed, satin brass finish, for use with 1 3/8" - 1 3/4" thick standard door | 1 |  | 1 Year | 785.2 | 0.15 | 667.42
24032 | Salto | EB656O00PM38LW- | XS4 wide body electronic RF wireless SVN escutcheon, BLE / Mifare / DESFire push button privacy function, O lever, left handed, satin brass finish, for use with 1 3/8" - 1 3/4" thick standard door | 1 |  | 1 Year | 907.55 | 0.15 | 771.4175
24033 | Salto | EB656O00PM38LWK | XS4 wide body electronic RF wireless SVN escutcheon, BLE / Mifare / DESFire push button privacy function, with keypad, O lever, left handed, satin brass finish, for use with 1 3/8" - 1 3/4" thick standard door | 1 |  | 1 Year | 970.4 | 0.15 | 824.84
24034 | Salto | EB656O00PM38R-- | XS4 wide body electronic wire-free SVN escutcheon, BLE / Mifare / DESFire push button privacy function, O lever, right handed, satin brass finish, for use with 1 3/8" - 1 3/4" thick standard door | 1 |  | 1 Year | 722.35 | 0.15 | 613.9975
24035 | Salto | EB656O00PM38RA- | XS4 wide body electronic AMOK wire-free SVN escutcheon, BLE / Mifare / DESFire push button privacy function, O lever, right handed, satin brass finish, for use with 1 3/8" - 1 3/4" thick standard door | 1 |  | 1 Year | 851.35 | 0.15 | 723.6475
24036 | Salto | EB656O00PM38R-K | XS4 wide body electronic wire-free SVN escutcheon, BLE / Mifare / DESFire push button privacy function, with keypad, O lever, right handed, satin brass finish, for use with 1 3/8" - 1 3/4" thick standard door | 1 |  | 1 Year | 785.2 | 0.15 | 667.42
24037 | Salto | EB656O00PM38RW- | XS4 wide body electronic RF wireless SVN escutcheon, BLE / Mifare / DESFire push button privacy function, O lever, right handed, satin brass finish, for use with 1 3/8" - 1 3/4" thick standard door | 1 |  | 1 Year | 907.55 | 0.15 | 771.4175
24038 | Salto | EB656O00PM38RWK | XS4 wide body electronic RF wireless SVN escutcheon, BLE / Mifare / DESFire push button privacy function, with keypad, O lever, right handed, satin brass finish, for use with 1 3/8" - 1 3/4" thick standard door | 1 |  | 1 Year | 970.4 | 0.15 | 824.84
24039 | Salto | EB656O00PM48L-- | XS4 wide body electronic wire-free SVN escutcheon, BLE / Mifare / DESFire push button privacy function, O lever, left handed, satin brass finish, for use with 1 3/4" - 2 1/4" thick door | 1 |  | 1 Year | 722.35 | 0.15 | 613.9975
24040 | Salto | EB656O00PM48LA- | XS4 wide body electronic AMOK wire-free SVN escutcheon, BLE / Mifare / DESFire push button privacy function, O lever, left handed, satin brass finish, for use with 1 3/4" - 2 1/4" thick door | 1 |  | 1 Year | 851.35 | 0.15 | 723.6475
24041 | Salto | EB656O00PM48L-K | XS4 wide body electronic wire-free SVN escutcheon, BLE / Mifare / DESFire push button privacy function, with keypad, O lever, left handed, satin brass finish, for use with 1 3/4" - 2 1/4" thick door | 1 |  | 1 Year | 785.2 | 0.15 | 667.42
24042 | Salto | EB656O00PM48LW- | XS4 wide body electronic RF wireless SVN escutcheon, BLE / Mifare / DESFire push button privacy function, O lever, left handed, satin brass finish, for use with 1 3/4" - 2 1/4" thick door | 1 |  | 1 Year | 907.55 | 0.15 | 771.4175
24043 | Salto | EB656O00PM48LWK | XS4 wide body electronic RF wireless SVN escutcheon, BLE / Mifare / DESFire push button privacy function, with keypad, O lever, left handed, satin brass finish, for use with 1 3/4" - 2 1/4" thick door | 1 |  | 1 Year | 970.4 | 0.15 | 824.84
24044 | Salto | EB656O00PM48R-- | XS4 wide body electronic wire-free SVN escutcheon, BLE / Mifare / DESFire push button privacy function, O lever, right handed, satin brass finish, for use with 1 3/4" - 2 1/4" thick door | 1 |  | 1 Year | 722.35 | 0.15 | 613.9975
24045 | Salto | EB656O00PM48RA- | XS4 wide body electronic AMOK wire-free SVN escutcheon, BLE / Mifare / DESFire push button privacy function, O lever, right handed, satin brass finish, for use with 1 3/4" - 2 1/4" thick door | 1 |  | 1 Year | 851.35 | 0.15 | 723.6475
24046 | Salto | EB656O00PM48R-K | XS4 wide body electronic wire-free SVN escutcheon, BLE / Mifare / DESFire push button privacy function, with keypad, O lever, right handed, satin brass finish, for use with 1 3/4" - 2 1/4" thick door | 1 |  | 1 Year | 785.2 | 0.15 | 667.42
24047 | Salto | EB656O00PM48RW- | XS4 wide body electronic RF wireless SVN escutcheon, BLE / Mifare / DESFire push button privacy function, O lever, right handed, satin brass finish, for use with 1 3/4" - 2 1/4" thick door | 1 |  | 1 Year | 907.55 | 0.15 | 771.4175
24048 | Salto | EB656O00PM48RWK | XS4 wide body electronic RF wireless SVN escutcheon, BLE / Mifare / DESFire push button privacy function, with keypad, O lever, right handed, satin brass finish, for use with 1 3/4" - 2 1/4" thick door | 1 |  | 1 Year | 970.4 | 0.15 | 824.84
24049 | Salto | EB656O00PP38L-- | XS4 wide body electronic wire-free SVN escutcheon, BLE / Mifare / DESFire push button privacy function, O lever, left handed, bright brass finish, for use with 1 3/8" - 1 3/4" thick standard door | 1 |  | 1 Year | 738.65 | 0.15 | 627.8525
24050 | Salto | EB656O00PP38LA- | XS4 wide body electronic AMOK wire-free SVN escutcheon, BLE / Mifare / DESFire push button privacy function, O lever, left handed, bright brass finish, for use with 1 3/8" - 1 3/4" thick standard door | 1 |  | 1 Year | 867.65 | 0.15 | 737.5025
24051 | Salto | EB656O00PP38L-K | XS4 wide body electronic wire-free SVN escutcheon, BLE / Mifare / DESFire push button privacy function, with keypad, O lever, left handed, bright brass finish, for use with 1 3/8" - 1 3/4" thick standard door | 1 |  | 1 Year | 801.5 | 0.15 | 681.275
24052 | Salto | EB656O00PP38LW- | XS4 wide body electronic RF wireless SVN escutcheon, BLE / Mifare / DESFire push button privacy function, O lever, left handed, bright brass finish, for use with 1 3/8" - 1 3/4" thick standard door | 1 |  | 1 Year | 923.85 | 0.15 | 785.2725
24053 | Salto | EB656O00PP38LWK | XS4 wide body electronic RF wireless SVN escutcheon, BLE / Mifare / DESFire push button privacy function, with keypad, O lever, left handed, bright brass finish, for use with 1 3/8" - 1 3/4" thick standard door | 1 |  | 1 Year | 986.7 | 0.15 | 838.695
24054 | Salto | EB656O00PP38R-- | XS4 wide body electronic wire-free SVN escutcheon, BLE / Mifare / DESFire push button privacy function, O lever, right handed, bright brass finish, for use with 1 3/8" - 1 3/4" thick standard door | 1 |  | 1 Year | 738.65 | 0.15 | 627.8525
24055 | Salto | EB656O00PP38RA- | XS4 wide body electronic AMOK wire-free SVN escutcheon, BLE / Mifare / DESFire push button privacy function, O lever, right handed, bright brass finish, for use with 1 3/8" - 1 3/4" thick standard door | 1 |  | 1 Year | 867.65 | 0.15 | 737.5025
24056 | Salto | EB656O00PP38R-K | XS4 wide body electronic wire-free SVN escutcheon, BLE / Mifare / DESFire push button privacy function, with keypad, O lever, right handed, bright brass finish, for use with 1 3/8" - 1 3/4" thick standard door | 1 |  | 1 Year | 801.5 | 0.15 | 681.275
24057 | Salto | EB656O00PP38RW- | XS4 wide body electronic RF wireless SVN escutcheon, BLE / Mifare / DESFire push button privacy function, O lever, right handed, bright brass finish, for use with 1 3/8" - 1 3/4" thick standard door | 1 |  | 1 Year | 923.85 | 0.15 | 785.2725
24058 | Salto | EB656O00PP38RWK | XS4 wide body electronic RF wireless SVN escutcheon, BLE / Mifare / DESFire push button privacy function, with keypad, O lever, right handed, bright brass finish, for use with 1 3/8" - 1 3/4" thick standard door | 1 |  | 1 Year | 986.7 | 0.15 | 838.695
24059 | Salto | EB656O00PP48L-- | XS4 wide body electronic wire-free SVN escutcheon, BLE / Mifare / DESFire push button privacy function, O lever, left handed, bright brass finish, for use with 1 3/4" - 2 1/4" thick door | 1 |  | 1 Year | 738.65 | 0.15 | 627.8525
24060 | Salto | EB656O00PP48LA- | XS4 wide body electronic AMOK wire-free SVN escutcheon, BLE / Mifare / DESFire push button privacy function, O lever, left handed, bright brass finish, for use with 1 3/4" - 2 1/4" thick door | 1 |  | 1 Year | 867.65 | 0.15 | 737.5025
24061 | Salto | EB656O00PP48L-K | XS4 wide body electronic wire-free SVN escutcheon, BLE / Mifare / DESFire push button privacy function, with keypad, O lever, left handed, bright brass finish, for use with 1 3/4" - 2 1/4" thick door | 1 |  | 1 Year | 801.5 | 0.15 | 681.275
24062 | Salto | EB656O00PP48LW- | XS4 wide body electronic RF wireless SVN escutcheon, BLE / Mifare / DESFire push button privacy function, O lever, left handed, bright brass finish, for use with 1 3/4" - 2 1/4" thick door | 1 |  | 1 Year | 923.85 | 0.15 | 785.2725
24063 | Salto | EB656O00PP48LWK | XS4 wide body electronic RF wireless SVN escutcheon, BLE / Mifare / DESFire push button privacy function, with keypad, O lever, left handed, bright brass finish, for use with 1 3/4" - 2 1/4" thick door | 1 |  | 1 Year | 986.7 | 0.15 | 838.695
24064 | Salto | EB656O00PP48R-- | XS4 wide body electronic wire-free SVN escutcheon, BLE / Mifare / DESFire push button privacy function, O lever, right handed, bright brass finish, for use with 1 3/4" - 2 1/4" thick door | 1 |  | 1 Year | 738.65 | 0.15 | 627.8525
24065 | Salto | EB656O00PP48RA- | XS4 wide body electronic AMOK wire-free SVN escutcheon, BLE / Mifare / DESFire push button privacy function, O lever, right handed, bright brass finish, for use with 1 3/4" - 2 1/4" thick door | 1 |  | 1 Year | 867.65 | 0.15 | 737.5025
24066 | Salto | EB656O00PP48R-K | XS4 wide body electronic wire-free SVN escutcheon, BLE / Mifare / DESFire push button privacy function, with keypad, O lever, right handed, bright brass finish, for use with 1 3/4" - 2 1/4" thick door | 1 |  | 1 Year | 801.5 | 0.15 | 681.275
24067 | Salto | EB656O00PP48RW- | XS4 wide body electronic RF wireless SVN escutcheon, BLE / Mifare / DESFire push button privacy function, O lever, right handed, bright brass finish, for use with 1 3/4" - 2 1/4" thick door | 1 |  | 1 Year | 923.85 | 0.15 | 785.2725
24068 | Salto | EB656O00PP48RWK | XS4 wide body electronic RF wireless SVN escutcheon, BLE / Mifare / DESFire push button privacy function, with keypad, O lever, right handed, bright brass finish, for use with 1 3/4" - 2 1/4" thick door | 1 |  | 1 Year | 986.7 | 0.15 | 838.695
24069 | Salto | EB656W00BC38--- | XS4 wide body electronic wire-free SVN escutcheon, BLE / Mifare / DESFire push button privacy function, W lever, unhanded, BioCote antimicrobial finish, for use with 1 3/8" - 1 3/4" thick standard door | 1 |  | 1 Year | 764.15 | 0.15 | 649.5275
24070 | Salto | EB656W00BC38-A- | XS4 wide body electronic AMOK wire-free SVN escutcheon, BLE / Mifare / DESFire push button privacy function, W lever, unhanded, BioCote antimicrobial finish, for use with 1 3/8" - 1 3/4" thick standard door | 1 |  | 1 Year | 893.15 | 0.15 | 759.1775
24071 | Salto | EB656W00BC38--K | XS4 wide body electronic wire-free SVN escutcheon, BLE / Mifare / DESFire push button privacy function, with keypad, W lever, unhanded, BioCote antimicrobial finish, for use with 1 3/8" - 1 3/4" thick standard door | 1 |  | 1 Year | 827 | 0.15 | 702.95
24072 | Salto | EB656W00BC38-W- | XS4 wide body electronic RF wireless SVN escutcheon, BLE / Mifare / DESFire push button privacy function, W lever, unhanded, BioCote antimicrobial finish, for use with 1 3/8" - 1 3/4" thick standard door | 1 |  | 1 Year | 949.35 | 0.15 | 806.9475
24073 | Salto | EB656W00BC38-WK | XS4 wide body electronic RF wireless SVN escutcheon, BLE / Mifare / DESFire push button privacy function, with keypad, W lever, unhanded, BioCote antimicrobial finish, for use with 1 3/8" - 1 3/4" thick standard door | 1 |  | 1 Year | 1012.2 | 0.15 | 860.37
24074 | Salto | EB656W00BC48--- | XS4 wide body electronic wire-free SVN escutcheon, BLE / Mifare / DESFire push button privacy function, W lever, unhanded, BioCote antimicrobial finish, for use with 1 3/4" - 2 1/4" thick door | 1 |  | 1 Year | 764.15 | 0.15 | 649.5275
24075 | Salto | EB656W00BC48-A- | XS4 wide body electronic AMOK wire-free SVN escutcheon, BLE / Mifare / DESFire push button privacy function, W lever, unhanded, BioCote antimicrobial finish, for use with 1 3/4" - 2 1/4" thick door | 1 |  | 1 Year | 893.15 | 0.15 | 759.1775
24076 | Salto | EB656W00BC48--K | XS4 wide body electronic wire-free SVN escutcheon, BLE / Mifare / DESFire push button privacy function, with keypad, W lever, unhanded, BioCote antimicrobial finish, for use with 1 3/4" - 2 1/4" thick door | 1 |  | 1 Year | 827 | 0.15 | 702.95
24077 | Salto | EB656W00BC48-W- | XS4 wide body electronic RF wireless SVN escutcheon, BLE / Mifare / DESFire push button privacy function, W lever, unhanded, BioCote antimicrobial finish, for use with 1 3/4" - 2 1/4" thick door | 1 |  | 1 Year | 949.35 | 0.15 | 806.9475
24078 | Salto | EB656W00BC48-WK | XS4 wide body electronic RF wireless SVN escutcheon, BLE / Mifare / DESFire push button privacy function, with keypad, W lever, unhanded, BioCote antimicrobial finish, for use with 1 3/4" - 2 1/4" thick door | 1 |  | 1 Year | 1012.2 | 0.15 | 860.37
24079 | Salto | EB656W00IA38--- | XS4 wide body electronic wire-free SVN escutcheon, BLE / Mifare / DESFire push button privacy function, W lever, unhanded, antique brass finish, for use with 1 3/8" - 1 3/4" thick standard door | 1 |  | 1 Year | 764.15 | 0.15 | 649.5275
24080 | Salto | EB656W00IA38-A- | XS4 wide body electronic AMOK wire-free SVN escutcheon, BLE / Mifare / DESFire push button privacy function, W lever, unhanded, antique brass finish, for use with 1 3/8" - 1 3/4" thick standard door | 1 |  | 1 Year | 893.15 | 0.15 | 759.1775
24081 | Salto | EB656W00IA38--K | XS4 wide body electronic wire-free SVN escutcheon, BLE / Mifare / DESFire push button privacy function, with keypad, W lever, unhanded, antique brass finish, for use with 1 3/8" - 1 3/4" thick standard door | 1 |  | 1 Year | 827 | 0.15 | 702.95
24082 | Salto | EB656W00IA38-W- | XS4 wide body electronic RF wireless SVN escutcheon, BLE / Mifare / DESFire push button privacy function, W lever, unhanded, antique brass finish, for use with 1 3/8" - 1 3/4" thick standard door | 1 |  | 1 Year | 949.35 | 0.15 | 806.9475
24083 | Salto | EB656W00IA38-WK | XS4 wide body electronic RF wireless SVN escutcheon, BLE / Mifare / DESFire push button privacy function, with keypad, W lever, unhanded, antique brass finish, for use with 1 3/8" - 1 3/4" thick standard door | 1 |  | 1 Year | 1012.2 | 0.15 | 860.37
24084 | Salto | EB656W00IA48--- | XS4 wide body electronic wire-free SVN escutcheon, BLE / Mifare / DESFire push button privacy function, W lever, unhanded, antique brass finish, for use with 1 3/4" - 2 1/4" thick door | 1 |  | 1 Year | 764.15 | 0.15 | 649.5275
24085 | Salto | EB656W00IA48-A- | XS4 wide body electronic AMOK wire-free SVN escutcheon, BLE / Mifare / DESFire push button privacy function, W lever, unhanded, antique brass finish, for use with 1 3/4" - 2 1/4" thick door | 1 |  | 1 Year | 893.15 | 0.15 | 759.1775
24086 | Salto | EB656W00IA48--K | XS4 wide body electronic wire-free SVN escutcheon, BLE / Mifare / DESFire push button privacy function, with keypad, W lever, unhanded, antique brass finish, for use with 1 3/4" - 2 1/4" thick door | 1 |  | 1 Year | 827 | 0.15 | 702.95
24087 | Salto | EB656W00IA48-W- | XS4 wide body electronic RF wireless SVN escutcheon, BLE / Mifare / DESFire push button privacy function, W lever, unhanded, antique brass finish, for use with 1 3/4" - 2 1/4" thick door | 1 |  | 1 Year | 949.35 | 0.15 | 806.9475
24088 | Salto | EB656W00IA48-WK | XS4 wide body electronic RF wireless SVN escutcheon, BLE / Mifare / DESFire push button privacy function, with keypad, W lever, unhanded, antique brass finish, for use with 1 3/4" - 2 1/4" thick door | 1 |  | 1 Year | 1012.2 | 0.15 | 860.37
24089 | Salto | EB656W00IM38--- | XS4 wide body electronic wire-free SVN escutcheon, BLE / Mifare / DESFire push button privacy function, W lever, unhanded, satin stainless finish, for use with 1 3/8" - 1 3/4" thick standard door | 1 |  | 1 Year | 712.15 | 0.15 | 605.3275
24090 | Salto | EB656W00IM38-A- | XS4 wide body electronic AMOK wire-free SVN escutcheon, BLE / Mifare / DESFire push button privacy function, W lever, unhanded, satin stainless finish, for use with 1 3/8" - 1 3/4" thick standard door | 1 |  | 1 Year | 841.15 | 0.15 | 714.9775
24091 | Salto | EB656W00IM38--K | XS4 wide body electronic wire-free SVN escutcheon, BLE / Mifare / DESFire push button privacy function, with keypad, W lever, unhanded, satin stainless finish, for use with 1 3/8" - 1 3/4" thick standard door | 1 |  | 1 Year | 775 | 0.15 | 658.75
24092 | Salto | EB656W00IM38-W- | XS4 wide body electronic RF wireless SVN escutcheon, BLE / Mifare / DESFire push button privacy function, W lever, unhanded, satin stainless finish, for use with 1 3/8" - 1 3/4" thick standard door | 1 |  | 1 Year | 897.35 | 0.15 | 762.7475
24093 | Salto | EB656W00IM38-WK | XS4 wide body electronic RF wireless SVN escutcheon, BLE / Mifare / DESFire push button privacy function, with keypad, W lever, unhanded, satin stainless finish, for use with 1 3/8" - 1 3/4" thick standard door | 1 |  | 1 Year | 960.2 | 0.15 | 816.17
24094 | Salto | EB656W00IM48--- | XS4 wide body electronic wire-free SVN escutcheon, BLE / Mifare / DESFire push button privacy function, W lever, unhanded, satin stainless finish, for use with 1 3/4" - 2 1/4" thick door | 1 |  | 1 Year | 712.15 | 0.15 | 605.3275
24095 | Salto | EB656W00IM48-A- | XS4 wide body electronic AMOK wire-free SVN escutcheon, BLE / Mifare / DESFire push button privacy function, W lever, unhanded, satin stainless finish, for use with 1 3/4" - 2 1/4" thick door | 1 |  | 1 Year | 841.15 | 0.15 | 714.9775
24096 | Salto | EB656W00IM48--K | XS4 wide body electronic wire-free SVN escutcheon, BLE / Mifare / DESFire push button privacy function, with keypad, W lever, unhanded, satin stainless finish, for use with 1 3/4" - 2 1/4" thick door | 1 |  | 1 Year | 775 | 0.15 | 658.75
24097 | Salto | EB656W00IM48-W- | XS4 wide body electronic RF wireless SVN escutcheon, BLE / Mifare / DESFire push button privacy function, W lever, unhanded, satin stainless finish, for use with 1 3/4" - 2 1/4" thick door | 1 |  | 1 Year | 897.35 | 0.15 | 762.7475
24098 | Salto | EB656W00IM48-WK | XS4 wide body electronic RF wireless SVN escutcheon, BLE / Mifare / DESFire push button privacy function, with keypad, W lever, unhanded, satin stainless finish, for use with 1 3/4" - 2 1/4" thick door | 1 |  | 1 Year | 960.2 | 0.15 | 816.17
24099 | Salto | EB656W00IP38--- | XS4 wide body electronic wire-free SVN escutcheon, BLE / Mifare / DESFire push button privacy function, W lever, unhanded, bright stainless steel finish, for use with 1 3/8" - 1 3/4" thick standard door | 1 |  | 1 Year | 728.45 | 0.15 | 619.1825
24100 | Salto | EB656W00IP38-A- | XS4 wide body electronic AMOK wire-free SVN escutcheon, BLE / Mifare / DESFire push button privacy function, W lever, unhanded, bright stainless steel finish, for use with 1 3/8" - 1 3/4" thick standard door | 1 |  | 1 Year | 857.45 | 0.15 | 728.8325
24101 | Salto | EB656W00IP38--K | XS4 wide body electronic wire-free SVN escutcheon, BLE / Mifare / DESFire push button privacy function, with keypad, W lever, unhanded, bright stainless steel finish, for use with 1 3/8" - 1 3/4" thick standard door | 1 |  | 1 Year | 791.3 | 0.15 | 672.605
24102 | Salto | EB656W00IP38-W- | XS4 wide body electronic RF wireless SVN escutcheon, BLE / Mifare / DESFire push button privacy function, W lever, unhanded, bright stainless steel finish, for use with 1 3/8" - 1 3/4" thick standard door | 1 |  | 1 Year | 913.65 | 0.15 | 776.6025
24103 | Salto | EB656W00IP38-WK | XS4 wide body electronic RF wireless SVN escutcheon, BLE / Mifare / DESFire push button privacy function, with keypad, W lever, unhanded, bright stainless steel finish, for use with 1 3/8" - 1 3/4" thick standard door | 1 |  | 1 Year | 976.5 | 0.15 | 830.025
24104 | Salto | EB656W00IP48--- | XS4 wide body electronic wire-free SVN escutcheon, BLE / Mifare / DESFire push button privacy function, W lever, unhanded, bright stainless steel finish, for use with 1 3/4" - 2 1/4" thick door | 1 |  | 1 Year | 728.45 | 0.15 | 619.1825
24105 | Salto | EB656W00IP48-A- | XS4 wide body electronic AMOK wire-free SVN escutcheon, BLE / Mifare / DESFire push button privacy function, W lever, unhanded, bright stainless steel finish, for use with 1 3/4" - 2 1/4" thick door | 1 |  | 1 Year | 857.45 | 0.15 | 728.8325
24106 | Salto | EB656W00IP48--K | XS4 wide body electronic wire-free SVN escutcheon, BLE / Mifare / DESFire push button privacy function, with keypad, W lever, unhanded, bright stainless steel finish, for use with 1 3/4" - 2 1/4" thick door | 1 |  | 1 Year | 791.3 | 0.15 | 672.605
24107 | Salto | EB656W00IP48-W- | XS4 wide body electronic RF wireless SVN escutcheon, BLE / Mifare / DESFire push button privacy function, W lever, unhanded, bright stainless steel finish, for use with 1 3/4" - 2 1/4" thick door | 1 |  | 1 Year | 913.65 | 0.15 | 776.6025
24108 | Salto | EB656W00IP48-WK | XS4 wide body electronic RF wireless SVN escutcheon, BLE / Mifare / DESFire push button privacy function, with keypad, W lever, unhanded, bright stainless steel finish, for use with 1 3/4" - 2 1/4" thick door | 1 |  | 1 Year | 976.5 | 0.15 | 830.025
24109 | Salto | EB656W00NE38--- | XS4 wide body electronic wire-free SVN escutcheon, BLE / Mifare / DESFire push button privacy function, W lever, unhanded, black chromium finish, for use with 1 3/8" - 1 3/4" thick standard door | 1 |  | 1 Year | 746.85 | 0.15 | 634.8225
24110 | Salto | EB656W00NE38-A- | XS4 wide body electronic AMOK wire-free SVN escutcheon, BLE / Mifare / DESFire push button privacy function, W lever, unhanded, black chromium finish, for use with 1 3/8" - 1 3/4" thick standard door | 1 |  | 1 Year | 875.85 | 0.15 | 744.4725
24111 | Salto | EB656W00NE38--K | XS4 wide body electronic wire-free SVN escutcheon, BLE / Mifare / DESFire push button privacy function, with keypad, W lever, unhanded, black chromium finish, for use with 1 3/8" - 1 3/4" thick standard door | 1 |  | 1 Year | 809.7 | 0.15 | 688.245
24112 | Salto | EB656W00NE38-W- | XS4 wide body electronic RF wireless SVN escutcheon, BLE / Mifare / DESFire push button privacy function, W lever, unhanded, black chromium finish, for use with 1 3/8" - 1 3/4" thick standard door | 1 |  | 1 Year | 932.05 | 0.15 | 792.2425
24113 | Salto | EB656W00NE38-WK | XS4 wide body electronic RF wireless SVN escutcheon, BLE / Mifare / DESFire push button privacy function, with keypad, W lever, unhanded, black chromium finish, for use with 1 3/8" - 1 3/4" thick standard door | 1 |  | 1 Year | 994.9 | 0.15 | 845.665
24114 | Salto | EB656W00NE48--- | XS4 wide body electronic wire-free SVN escutcheon, BLE / Mifare / DESFire push button privacy function, W lever, unhanded, black chromium finish, for use with 1 3/4" - 2 1/4" thick door | 1 |  | 1 Year | 746.85 | 0.15 | 634.8225
24115 | Salto | EB656W00NE48-A- | XS4 wide body electronic AMOK wire-free SVN escutcheon, BLE / Mifare / DESFire push button privacy function, W lever, unhanded, black chromium finish, for use with 1 3/4" - 2 1/4" thick door | 1 |  | 1 Year | 875.85 | 0.15 | 744.4725
24116 | Salto | EB656W00NE48--K | XS4 wide body electronic wire-free SVN escutcheon, BLE / Mifare / DESFire push button privacy function, with keypad, W lever, unhanded, black chromium finish, for use with 1 3/4" - 2 1/4" thick door | 1 |  | 1 Year | 809.7 | 0.15 | 688.245
24117 | Salto | EB656W00NE48-W- | XS4 wide body electronic RF wireless SVN escutcheon, BLE / Mifare / DESFire push button privacy function, W lever, unhanded, black chromium finish, for use with 1 3/4" - 2 1/4" thick door | 1 |  | 1 Year | 932.05 | 0.15 | 792.2425
24118 | Salto | EB656W00NE48-WK | XS4 wide body electronic RF wireless SVN escutcheon, BLE / Mifare / DESFire push button privacy function, with keypad, W lever, unhanded, black chromium finish, for use with 1 3/4" - 2 1/4" thick door | 1 |  | 1 Year | 994.9 | 0.15 | 845.665
24119 | Salto | EB656W00PM38--- | XS4 wide body electronic wire-free SVN escutcheon, BLE / Mifare / DESFire push button privacy function, W lever, unhanded, satin brass finish, for use with 1 3/8" - 1 3/4" thick standard door | 1 |  | 1 Year | 712.15 | 0.15 | 605.3275
24120 | Salto | EB656W00PM38-A- | XS4 wide body electronic AMOK wire-free SVN escutcheon, BLE / Mifare / DESFire push button privacy function, W lever, unhanded, satin brass finish, for use with 1 3/8" - 1 3/4" thick standard door | 1 |  | 1 Year | 841.15 | 0.15 | 714.9775
24121 | Salto | EB656W00PM38--K | XS4 wide body electronic wire-free SVN escutcheon, BLE / Mifare / DESFire push button privacy function, with keypad, W lever, unhanded, satin brass finish, for use with 1 3/8" - 1 3/4" thick standard door | 1 |  | 1 Year | 775 | 0.15 | 658.75
24122 | Salto | EB656W00PM38-W- | XS4 wide body electronic RF wireless SVN escutcheon, BLE / Mifare / DESFire push button privacy function, W lever, unhanded, satin brass finish, for use with 1 3/8" - 1 3/4" thick standard door | 1 |  | 1 Year | 897.35 | 0.15 | 762.7475
24123 | Salto | EB656W00PM38-WK | XS4 wide body electronic RF wireless SVN escutcheon, BLE / Mifare / DESFire push button privacy function, with keypad, W lever, unhanded, satin brass finish, for use with 1 3/8" - 1 3/4" thick standard door | 1 |  | 1 Year | 960.2 | 0.15 | 816.17
24124 | Salto | EB656W00PM48--- | XS4 wide body electronic wire-free SVN escutcheon, BLE / Mifare / DESFire push button privacy function, W lever, unhanded, satin brass finish, for use with 1 3/4" - 2 1/4" thick door | 1 |  | 1 Year | 712.15 | 0.15 | 605.3275
24125 | Salto | EB656W00PM48-A- | XS4 wide body electronic AMOK wire-free SVN escutcheon, BLE / Mifare / DESFire push button privacy function, W lever, unhanded, satin brass finish, for use with 1 3/4" - 2 1/4" thick door | 1 |  | 1 Year | 841.15 | 0.15 | 714.9775
24126 | Salto | EB656W00PM48--K | XS4 wide body electronic wire-free SVN escutcheon, BLE / Mifare / DESFire push button privacy function, with keypad, W lever, unhanded, satin brass finish, for use with 1 3/4" - 2 1/4" thick door | 1 |  | 1 Year | 775 | 0.15 | 658.75
24127 | Salto | EB656W00PM48-W- | XS4 wide body electronic RF wireless SVN escutcheon, BLE / Mifare / DESFire push button privacy function, W lever, unhanded, satin brass finish, for use with 1 3/4" - 2 1/4" thick door | 1 |  | 1 Year | 897.35 | 0.15 | 762.7475
24128 | Salto | EB656W00PM48-WK | XS4 wide body electronic RF wireless SVN escutcheon, BLE / Mifare / DESFire push button privacy function, with keypad, W lever, unhanded, satin brass finish, for use with 1 3/4" - 2 1/4" thick door | 1 |  | 1 Year | 960.2 | 0.15 | 816.17
24129 | Salto | EB656W00PP38--- | XS4 wide body electronic wire-free SVN escutcheon, BLE / Mifare / DESFire push button privacy function, W lever, unhanded, bright brass finish, for use with 1 3/8" - 1 3/4" thick standard door | 1 |  | 1 Year | 728.45 | 0.15 | 619.1825
24130 | Salto | EB656W00PP38-A- | XS4 wide body electronic AMOK wire-free SVN escutcheon, BLE / Mifare / DESFire push button privacy function, W lever, unhanded, bright brass finish, for use with 1 3/8" - 1 3/4" thick standard door | 1 |  | 1 Year | 857.45 | 0.15 | 728.8325
24131 | Salto | EB656W00PP38--K | XS4 wide body electronic wire-free SVN escutcheon, BLE / Mifare / DESFire push button privacy function, with keypad, W lever, unhanded, bright brass finish, for use with 1 3/8" - 1 3/4" thick standard door | 1 |  | 1 Year | 791.3 | 0.15 | 672.605
24132 | Salto | EB656W00PP38-W- | XS4 wide body electronic RF wireless SVN escutcheon, BLE / Mifare / DESFire push button privacy function, W lever, unhanded, bright brass finish, for use with 1 3/8" - 1 3/4" thick standard door | 1 |  | 1 Year | 913.65 | 0.15 | 776.6025
24133 | Salto | EB656W00PP38-WK | XS4 wide body electronic RF wireless SVN escutcheon, BLE / Mifare / DESFire push button privacy function, with keypad, W lever, unhanded, bright brass finish, for use with 1 3/8" - 1 3/4" thick standard door | 1 |  | 1 Year | 976.5 | 0.15 | 830.025
24134 | Salto | EB656W00PP48--- | XS4 wide body electronic wire-free SVN escutcheon, BLE / Mifare / DESFire push button privacy function, W lever, unhanded, bright brass finish, for use with 1 3/4" - 2 1/4" thick door | 1 |  | 1 Year | 728.45 | 0.15 | 619.1825
24135 | Salto | EB656W00PP48-A- | XS4 wide body electronic AMOK wire-free SVN escutcheon, BLE / Mifare / DESFire push button privacy function, W lever, unhanded, bright brass finish, for use with 1 3/4" - 2 1/4" thick door | 1 |  | 1 Year | 857.45 | 0.15 | 728.8325
24136 | Salto | EB656W00PP48--K | XS4 wide body electronic wire-free SVN escutcheon, BLE / Mifare / DESFire push button privacy function, with keypad, W lever, unhanded, bright brass finish, for use with 1 3/4" - 2 1/4" thick door | 1 |  | 1 Year | 791.3 | 0.15 | 672.605
24137 | Salto | EB656W00PP48-W- | XS4 wide body electronic RF wireless SVN escutcheon, BLE / Mifare / DESFire push button privacy function, W lever, unhanded, bright brass finish, for use with 1 3/4" - 2 1/4" thick door | 1 |  | 1 Year | 913.65 | 0.15 | 776.6025
24138 | Salto | EB656W00PP48-WK | XS4 wide body electronic RF wireless SVN escutcheon, BLE / Mifare / DESFire push button privacy function, with keypad, W lever, unhanded, bright brass finish, for use with 1 3/4" - 2 1/4" thick door | 1 |  | 1 Year | 976.5 | 0.15 | 830.025
24139 | Salto | EB658261IM38--- | XS4 wide body electronic wire-free SVN escutcheon, BLE / Mifare / DESFire deadbolt privacy function, Columbo Robodue premium series lever, unhanded, satin stainless finish, for use with 1 3/8" - 1 3/4" thick standard door | 1 |  | 1 Year | 758.05 | 0.15 | 644.3425
24140 | Salto | EB658261IM38-A- | XS4 wide body electronic AMOK wire-free SVN escutcheon, BLE / Mifare / DESFire deadbolt privacy function, Columbo Robodue premium series lever, unhanded, satin stainless finish, for use with 1 3/8" - 1 3/4" thick standard door | 1 |  | 1 Year | 887.05 | 0.15 | 753.9925
24141 | Salto | EB658261IM38--K | XS4 wide body electronic wire-free SVN escutcheon, BLE / Mifare / DESFire deadbolt privacy function, with keypad, Columbo Robodue premium series lever, unhanded, satin stainless finish, for use with 1 3/8" - 1 3/4" thick standard door | 1 |  | 1 Year | 820.9 | 0.15 | 697.765
24142 | Salto | EB658261IM38-W- | XS4 wide body electronic RF wireless SVN escutcheon, BLE / Mifare / DESFire deadbolt privacy function, Columbo Robodue premium series lever, unhanded, satin stainless finish, for use with 1 3/8" - 1 3/4" thick standard door | 1 |  | 1 Year | 943.25 | 0.15 | 801.7625
24143 | Salto | EB658261IM38-WK | XS4 wide body electronic RF wireless SVN escutcheon, BLE / Mifare / DESFire deadbolt privacy function, with keypad, Columbo Robodue premium series lever, unhanded, satin stainless finish, for use with 1 3/8" - 1 3/4" thick standard door | 1 |  | 1 Year | 1006.1 | 0.15 | 855.185
24144 | Salto | EB658261IM48--- | XS4 wide body electronic wire-free SVN escutcheon, BLE / Mifare / DESFire deadbolt privacy function, Columbo Robodue premium series lever, unhanded, satin stainless finish, for use with 1 3/4" - 2 1/4" thick door | 1 |  | 1 Year | 758.05 | 0.15 | 644.3425
24145 | Salto | EB658261IM48-A- | XS4 wide body electronic AMOK wire-free SVN escutcheon, BLE / Mifare / DESFire deadbolt privacy function, Columbo Robodue premium series lever, unhanded, satin stainless finish, for use with 1 3/4" - 2 1/4" thick door | 1 |  | 1 Year | 887.05 | 0.15 | 753.9925
24146 | Salto | EB658261IM48--K | XS4 wide body electronic wire-free SVN escutcheon, BLE / Mifare / DESFire deadbolt privacy function, with keypad, Columbo Robodue premium series lever, unhanded, satin stainless finish, for use with 1 3/4" - 2 1/4" thick door | 1 |  | 1 Year | 820.9 | 0.15 | 697.765
24147 | Salto | EB658261IM48-W- | XS4 wide body electronic RF wireless SVN escutcheon, BLE / Mifare / DESFire deadbolt privacy function, Columbo Robodue premium series lever, unhanded, satin stainless finish, for use with 1 3/4" - 2 1/4" thick door | 1 |  | 1 Year | 943.25 | 0.15 | 801.7625
24148 | Salto | EB658261IM48-WK | XS4 wide body electronic RF wireless SVN escutcheon, BLE / Mifare / DESFire deadbolt privacy function, with keypad, Columbo Robodue premium series lever, unhanded, satin stainless finish, for use with 1 3/4" - 2 1/4" thick door | 1 |  | 1 Year | 1006.1 | 0.15 | 855.185
24149 | Salto | EB658261IP38--- | XS4 wide body electronic wire-free SVN escutcheon, BLE / Mifare / DESFire deadbolt privacy function, Columbo Robodue premium series lever, unhanded, bright stainless steel finish, for use with 1 3/8" - 1 3/4" thick standard door | 1 |  | 1 Year | 774.35 | 0.15 | 658.1975
24150 | Salto | EB658261IP38-A- | XS4 wide body electronic AMOK wire-free SVN escutcheon, BLE / Mifare / DESFire deadbolt privacy function, Columbo Robodue premium series lever, unhanded, bright stainless steel finish, for use with 1 3/8" - 1 3/4" thick standard door | 1 |  | 1 Year | 903.35 | 0.15 | 767.8475
24151 | Salto | EB658261IP38--K | XS4 wide body electronic wire-free SVN escutcheon, BLE / Mifare / DESFire deadbolt privacy function, with keypad, Columbo Robodue premium series lever, unhanded, bright stainless steel finish, for use with 1 3/8" - 1 3/4" thick standard door | 1 |  | 1 Year | 837.2 | 0.15 | 711.62
24152 | Salto | EB658261IP38-W- | XS4 wide body electronic RF wireless SVN escutcheon, BLE / Mifare / DESFire deadbolt privacy function, Columbo Robodue premium series lever, unhanded, bright stainless steel finish, for use with 1 3/8" - 1 3/4" thick standard door | 1 |  | 1 Year | 959.55 | 0.15 | 815.6175
24153 | Salto | EB658261IP38-WK | XS4 wide body electronic RF wireless SVN escutcheon, BLE / Mifare / DESFire deadbolt privacy function, with keypad, Columbo Robodue premium series lever, unhanded, bright stainless steel finish, for use with 1 3/8" - 1 3/4" thick standard door | 1 |  | 1 Year | 1022.4 | 0.15 | 869.04
24154 | Salto | EB658261IP48--- | XS4 wide body electronic wire-free SVN escutcheon, BLE / Mifare / DESFire deadbolt privacy function, Columbo Robodue premium series lever, unhanded, bright stainless steel finish, for use with 1 3/4" - 2 1/4" thick door | 1 |  | 1 Year | 774.35 | 0.15 | 658.1975
24155 | Salto | EB658261IP48-A- | XS4 wide body electronic AMOK wire-free SVN escutcheon, BLE / Mifare / DESFire deadbolt privacy function, Columbo Robodue premium series lever, unhanded, bright stainless steel finish, for use with 1 3/4" - 2 1/4" thick door | 1 |  | 1 Year | 903.35 | 0.15 | 767.8475
24156 | Salto | EB658261IP48--K | XS4 wide body electronic wire-free SVN escutcheon, BLE / Mifare / DESFire deadbolt privacy function, with keypad, Columbo Robodue premium series lever, unhanded, bright stainless steel finish, for use with 1 3/4" - 2 1/4" thick door | 1 |  | 1 Year | 837.2 | 0.15 | 711.62
24157 | Salto | EB658261IP48-W- | XS4 wide body electronic RF wireless SVN escutcheon, BLE / Mifare / DESFire deadbolt privacy function, Columbo Robodue premium series lever, unhanded, bright stainless steel finish, for use with 1 3/4" - 2 1/4" thick door | 1 |  | 1 Year | 959.55 | 0.15 | 815.6175
24158 | Salto | EB658261IP48-WK | XS4 wide body electronic RF wireless SVN escutcheon, BLE / Mifare / DESFire deadbolt privacy function, with keypad, Columbo Robodue premium series lever, unhanded, bright stainless steel finish, for use with 1 3/4" - 2 1/4" thick door | 1 |  | 1 Year | 1022.4 | 0.15 | 869.04
24159 | Salto | EB658261PP38--- | XS4 wide body electronic wire-free SVN escutcheon, BLE / Mifare / DESFire deadbolt privacy function, Columbo Robodue premium series lever, unhanded, bright brass finish, for use with 1 3/8" - 1 3/4" thick standard door | 1 |  | 1 Year | 774.35 | 0.15 | 658.1975
24160 | Salto | EB658261PP38-A- | XS4 wide body electronic AMOK wire-free SVN escutcheon, BLE / Mifare / DESFire deadbolt privacy function, Columbo Robodue premium series lever, unhanded, bright brass finish, for use with 1 3/8" - 1 3/4" thick standard door | 1 |  | 1 Year | 903.35 | 0.15 | 767.8475
24161 | Salto | EB658261PP38--K | XS4 wide body electronic wire-free SVN escutcheon, BLE / Mifare / DESFire deadbolt privacy function, with keypad, Columbo Robodue premium series lever, unhanded, bright brass finish, for use with 1 3/8" - 1 3/4" thick standard door | 1 |  | 1 Year | 837.2 | 0.15 | 711.62
24162 | Salto | EB658261PP38-W- | XS4 wide body electronic RF wireless SVN escutcheon, BLE / Mifare / DESFire deadbolt privacy function, Columbo Robodue premium series lever, unhanded, bright brass finish, for use with 1 3/8" - 1 3/4" thick standard door | 1 |  | 1 Year | 959.55 | 0.15 | 815.6175
24163 | Salto | EB658261PP38-WK | XS4 wide body electronic RF wireless SVN escutcheon, BLE / Mifare / DESFire deadbolt privacy function, with keypad, Columbo Robodue premium series lever, unhanded, bright brass finish, for use with 1 3/8" - 1 3/4" thick standard door | 1 |  | 1 Year | 1022.4 | 0.15 | 869.04
24164 | Salto | EB658261PP48--- | XS4 wide body electronic wire-free SVN escutcheon, BLE / Mifare / DESFire deadbolt privacy function, Columbo Robodue premium series lever, unhanded, bright brass finish, for use with 1 3/4" - 2 1/4" thick door | 1 |  | 1 Year | 774.35 | 0.15 | 658.1975
24165 | Salto | EB658261PP48-A- | XS4 wide body electronic AMOK wire-free SVN escutcheon, BLE / Mifare / DESFire deadbolt privacy function, Columbo Robodue premium series lever, unhanded, bright brass finish, for use with 1 3/4" - 2 1/4" thick door | 1 |  | 1 Year | 903.35 | 0.15 | 767.8475
24166 | Salto | EB658261PP48--K | XS4 wide body electronic wire-free SVN escutcheon, BLE / Mifare / DESFire deadbolt privacy function, with keypad, Columbo Robodue premium series lever, unhanded, bright brass finish, for use with 1 3/4" - 2 1/4" thick door | 1 |  | 1 Year | 837.2 | 0.15 | 711.62
24167 | Salto | EB658261PP48-W- | XS4 wide body electronic RF wireless SVN escutcheon, BLE / Mifare / DESFire deadbolt privacy function, Columbo Robodue premium series lever, unhanded, bright brass finish, for use with 1 3/4" - 2 1/4" thick door | 1 |  | 1 Year | 959.55 | 0.15 | 815.6175
24168 | Salto | EB658261PP48-WK | XS4 wide body electronic RF wireless SVN escutcheon, BLE / Mifare / DESFire deadbolt privacy function, with keypad, Columbo Robodue premium series lever, unhanded, bright brass finish, for use with 1 3/4" - 2 1/4" thick door | 1 |  | 1 Year | 1022.4 | 0.15 | 869.04
24169 | Salto | EB658262IM38--- | XS4 wide body electronic wire-free SVN escutcheon, BLE / Mifare / DESFire deadbolt privacy function, Columbo Robodue premium series lever, unhanded, satin stainless finish, for use with 1 3/8" - 1 3/4" thick standard door | 1 |  | 1 Year | 758.05 | 0.15 | 644.3425
24170 | Salto | EB658262IM38-A- | XS4 wide body electronic AMOK wire-free SVN escutcheon, BLE / Mifare / DESFire deadbolt privacy function, Columbo Robodue premium series lever, unhanded, satin stainless finish, for use with 1 3/8" - 1 3/4" thick standard door | 1 |  | 1 Year | 887.05 | 0.15 | 753.9925
24171 | Salto | EB658262IM38--K | XS4 wide body electronic wire-free SVN escutcheon, BLE / Mifare / DESFire deadbolt privacy function, with keypad, Columbo Robodue premium series lever, unhanded, satin stainless finish, for use with 1 3/8" - 1 3/4" thick standard door | 1 |  | 1 Year | 820.9 | 0.15 | 697.765
24172 | Salto | EB658262IM38-W- | XS4 wide body electronic RF wireless SVN escutcheon, BLE / Mifare / DESFire deadbolt privacy function, Columbo Robodue premium series lever, unhanded, satin stainless finish, for use with 1 3/8" - 1 3/4" thick standard door | 1 |  | 1 Year | 943.25 | 0.15 | 801.7625
24173 | Salto | EB658262IM38-WK | XS4 wide body electronic RF wireless SVN escutcheon, BLE / Mifare / DESFire deadbolt privacy function, with keypad, Columbo Robodue premium series lever, unhanded, satin stainless finish, for use with 1 3/8" - 1 3/4" thick standard door | 1 |  | 1 Year | 1006.1 | 0.15 | 855.185
24174 | Salto | EB658262IM48--- | XS4 wide body electronic wire-free SVN escutcheon, BLE / Mifare / DESFire deadbolt privacy function, Columbo Robodue premium series lever, unhanded, satin stainless finish, for use with 1 3/4" - 2 1/4" thick door | 1 |  | 1 Year | 758.05 | 0.15 | 644.3425
24175 | Salto | EB658262IM48-A- | XS4 wide body electronic AMOK wire-free SVN escutcheon, BLE / Mifare / DESFire deadbolt privacy function, Columbo Robodue premium series lever, unhanded, satin stainless finish, for use with 1 3/4" - 2 1/4" thick door | 1 |  | 1 Year | 887.05 | 0.15 | 753.9925
24176 | Salto | EB658262IM48--K | XS4 wide body electronic wire-free SVN escutcheon, BLE / Mifare / DESFire deadbolt privacy function, with keypad, Columbo Robodue premium series lever, unhanded, satin stainless finish, for use with 1 3/4" - 2 1/4" thick door | 1 |  | 1 Year | 820.9 | 0.15 | 697.765
24177 | Salto | EB658262IM48-W- | XS4 wide body electronic RF wireless SVN escutcheon, BLE / Mifare / DESFire deadbolt privacy function, Columbo Robodue premium series lever, unhanded, satin stainless finish, for use with 1 3/4" - 2 1/4" thick door | 1 |  | 1 Year | 943.25 | 0.15 | 801.7625
24178 | Salto | EB658262IM48-WK | XS4 wide body electronic RF wireless SVN escutcheon, BLE / Mifare / DESFire deadbolt privacy function, with keypad, Columbo Robodue premium series lever, unhanded, satin stainless finish, for use with 1 3/4" - 2 1/4" thick door | 1 |  | 1 Year | 1006.1 | 0.15 | 855.185
24179 | Salto | EB658262IP38--- | XS4 wide body electronic wire-free SVN escutcheon, BLE / Mifare / DESFire deadbolt privacy function, Columbo Robodue premium series lever, unhanded, bright stainless steel finish, for use with 1 3/8" - 1 3/4" thick standard door | 1 |  | 1 Year | 774.35 | 0.15 | 658.1975
24180 | Salto | EB658262IP38-A- | XS4 wide body electronic AMOK wire-free SVN escutcheon, BLE / Mifare / DESFire deadbolt privacy function, Columbo Robodue premium series lever, unhanded, bright stainless steel finish, for use with 1 3/8" - 1 3/4" thick standard door | 1 |  | 1 Year | 903.35 | 0.15 | 767.8475
24181 | Salto | EB658262IP38--K | XS4 wide body electronic wire-free SVN escutcheon, BLE / Mifare / DESFire deadbolt privacy function, with keypad, Columbo Robodue premium series lever, unhanded, bright stainless steel finish, for use with 1 3/8" - 1 3/4" thick standard door | 1 |  | 1 Year | 837.2 | 0.15 | 711.62
24182 | Salto | EB658262IP38-W- | XS4 wide body electronic RF wireless SVN escutcheon, BLE / Mifare / DESFire deadbolt privacy function, Columbo Robodue premium series lever, unhanded, bright stainless steel finish, for use with 1 3/8" - 1 3/4" thick standard door | 1 |  | 1 Year | 959.55 | 0.15 | 815.6175
24183 | Salto | EB658262IP38-WK | XS4 wide body electronic RF wireless SVN escutcheon, BLE / Mifare / DESFire deadbolt privacy function, with keypad, Columbo Robodue premium series lever, unhanded, bright stainless steel finish, for use with 1 3/8" - 1 3/4" thick standard door | 1 |  | 1 Year | 1022.4 | 0.15 | 869.04
24184 | Salto | EB658262IP48--- | XS4 wide body electronic wire-free SVN escutcheon, BLE / Mifare / DESFire deadbolt privacy function, Columbo Robodue premium series lever, unhanded, bright stainless steel finish, for use with 1 3/4" - 2 1/4" thick door | 1 |  | 1 Year | 774.35 | 0.15 | 658.1975
24185 | Salto | EB658262IP48-A- | XS4 wide body electronic AMOK wire-free SVN escutcheon, BLE / Mifare / DESFire deadbolt privacy function, Columbo Robodue premium series lever, unhanded, bright stainless steel finish, for use with 1 3/4" - 2 1/4" thick door | 1 |  | 1 Year | 903.35 | 0.15 | 767.8475
24186 | Salto | EB658262IP48--K | XS4 wide body electronic wire-free SVN escutcheon, BLE / Mifare / DESFire deadbolt privacy function, with keypad, Columbo Robodue premium series lever, unhanded, bright stainless steel finish, for use with 1 3/4" - 2 1/4" thick door | 1 |  | 1 Year | 837.2 | 0.15 | 711.62
24187 | Salto | EB658262IP48-W- | XS4 wide body electronic RF wireless SVN escutcheon, BLE / Mifare / DESFire deadbolt privacy function, Columbo Robodue premium series lever, unhanded, bright stainless steel finish, for use with 1 3/4" - 2 1/4" thick door | 1 |  | 1 Year | 959.55 | 0.15 | 815.6175
24188 | Salto | EB658262IP48-WK | XS4 wide body electronic RF wireless SVN escutcheon, BLE / Mifare / DESFire deadbolt privacy function, with keypad, Columbo Robodue premium series lever, unhanded, bright stainless steel finish, for use with 1 3/4" - 2 1/4" thick door | 1 |  | 1 Year | 1022.4 | 0.15 | 869.04
24189 | Salto | EB658262PP38--- | XS4 wide body electronic wire-free SVN escutcheon, BLE / Mifare / DESFire deadbolt privacy function, Columbo Robodue premium series lever, unhanded, bright brass finish, for use with 1 3/8" - 1 3/4" thick standard door | 1 |  | 1 Year | 774.35 | 0.15 | 658.1975
24190 | Salto | EB658262PP38-A- | XS4 wide body electronic AMOK wire-free SVN escutcheon, BLE / Mifare / DESFire deadbolt privacy function, Columbo Robodue premium series lever, unhanded, bright brass finish, for use with 1 3/8" - 1 3/4" thick standard door | 1 |  | 1 Year | 903.35 | 0.15 | 767.8475
24191 | Salto | EB658262PP38--K | XS4 wide body electronic wire-free SVN escutcheon, BLE / Mifare / DESFire deadbolt privacy function, with keypad, Columbo Robodue premium series lever, unhanded, bright brass finish, for use with 1 3/8" - 1 3/4" thick standard door | 1 |  | 1 Year | 837.2 | 0.15 | 711.62
24192 | Salto | EB658262PP38-W- | XS4 wide body electronic RF wireless SVN escutcheon, BLE / Mifare / DESFire deadbolt privacy function, Columbo Robodue premium series lever, unhanded, bright brass finish, for use with 1 3/8" - 1 3/4" thick standard door | 1 |  | 1 Year | 959.55 | 0.15 | 815.6175
24193 | Salto | EB658262PP38-WK | XS4 wide body electronic RF wireless SVN escutcheon, BLE / Mifare / DESFire deadbolt privacy function, with keypad, Columbo Robodue premium series lever, unhanded, bright brass finish, for use with 1 3/8" - 1 3/4" thick standard door | 1 |  | 1 Year | 1022.4 | 0.15 | 869.04
24194 | Salto | EB658262PP48--- | XS4 wide body electronic wire-free SVN escutcheon, BLE / Mifare / DESFire deadbolt privacy function, Columbo Robodue premium series lever, unhanded, bright brass finish, for use with 1 3/4" - 2 1/4" thick door | 1 |  | 1 Year | 774.35 | 0.15 | 658.1975
24195 | Salto | EB658262PP48-A- | XS4 wide body electronic AMOK wire-free SVN escutcheon, BLE / Mifare / DESFire deadbolt privacy function, Columbo Robodue premium series lever, unhanded, bright brass finish, for use with 1 3/4" - 2 1/4" thick door | 1 |  | 1 Year | 903.35 | 0.15 | 767.8475
24196 | Salto | EB658262PP48--K | XS4 wide body electronic wire-free SVN escutcheon, BLE / Mifare / DESFire deadbolt privacy function, with keypad, Columbo Robodue premium series lever, unhanded, bright brass finish, for use with 1 3/4" - 2 1/4" thick door | 1 |  | 1 Year | 837.2 | 0.15 | 711.62
24197 | Salto | EB658262PP48-W- | XS4 wide body electronic RF wireless SVN escutcheon, BLE / Mifare / DESFire deadbolt privacy function, Columbo Robodue premium series lever, unhanded, bright brass finish, for use with 1 3/4" - 2 1/4" thick door | 1 |  | 1 Year | 959.55 | 0.15 | 815.6175
24198 | Salto | EB658262PP48-WK | XS4 wide body electronic RF wireless SVN escutcheon, BLE / Mifare / DESFire deadbolt privacy function, with keypad, Columbo Robodue premium series lever, unhanded, bright brass finish, for use with 1 3/4" - 2 1/4" thick door | 1 |  | 1 Year | 1022.4 | 0.15 | 869.04
24199 | Salto | EB658263IM38--- | XS4 wide body electronic wire-free SVN escutcheon, BLE / Mifare / DESFire deadbolt privacy function, Columbo Robodue premium series lever, unhanded, satin stainless finish, for use with 1 3/8" - 1 3/4" thick standard door | 1 |  | 1 Year | 758.05 | 0.15 | 644.3425
24200 | Salto | EB658263IM38-A- | XS4 wide body electronic AMOK wire-free SVN escutcheon, BLE / Mifare / DESFire deadbolt privacy function, Columbo Robodue premium series lever, unhanded, satin stainless finish, for use with 1 3/8" - 1 3/4" thick standard door | 1 |  | 1 Year | 887.05 | 0.15 | 753.9925
24201 | Salto | EB658263IM38--K | XS4 wide body electronic wire-free SVN escutcheon, BLE / Mifare / DESFire deadbolt privacy function, with keypad, Columbo Robodue premium series lever, unhanded, satin stainless finish, for use with 1 3/8" - 1 3/4" thick standard door | 1 |  | 1 Year | 820.9 | 0.15 | 697.765
24202 | Salto | EB658263IM38-W- | XS4 wide body electronic RF wireless SVN escutcheon, BLE / Mifare / DESFire deadbolt privacy function, Columbo Robodue premium series lever, unhanded, satin stainless finish, for use with 1 3/8" - 1 3/4" thick standard door | 1 |  | 1 Year | 943.25 | 0.15 | 801.7625
24203 | Salto | EB658263IM38-WK | XS4 wide body electronic RF wireless SVN escutcheon, BLE / Mifare / DESFire deadbolt privacy function, with keypad, Columbo Robodue premium series lever, unhanded, satin stainless finish, for use with 1 3/8" - 1 3/4" thick standard door | 1 |  | 1 Year | 1006.1 | 0.15 | 855.185
24204 | Salto | EB658263IM48--- | XS4 wide body electronic wire-free SVN escutcheon, BLE / Mifare / DESFire deadbolt privacy function, Columbo Robodue premium series lever, unhanded, satin stainless finish, for use with 1 3/4" - 2 1/4" thick door | 1 |  | 1 Year | 758.05 | 0.15 | 644.3425
24205 | Salto | EB658263IM48-A- | XS4 wide body electronic AMOK wire-free SVN escutcheon, BLE / Mifare / DESFire deadbolt privacy function, Columbo Robodue premium series lever, unhanded, satin stainless finish, for use with 1 3/4" - 2 1/4" thick door | 1 |  | 1 Year | 887.05 | 0.15 | 753.9925
24206 | Salto | EB658263IM48--K | XS4 wide body electronic wire-free SVN escutcheon, BLE / Mifare / DESFire deadbolt privacy function, with keypad, Columbo Robodue premium series lever, unhanded, satin stainless finish, for use with 1 3/4" - 2 1/4" thick door | 1 |  | 1 Year | 820.9 | 0.15 | 697.765
24207 | Salto | EB658263IM48-W- | XS4 wide body electronic RF wireless SVN escutcheon, BLE / Mifare / DESFire deadbolt privacy function, Columbo Robodue premium series lever, unhanded, satin stainless finish, for use with 1 3/4" - 2 1/4" thick door | 1 |  | 1 Year | 943.25 | 0.15 | 801.7625
24208 | Salto | EB658263IM48-WK | XS4 wide body electronic RF wireless SVN escutcheon, BLE / Mifare / DESFire deadbolt privacy function, with keypad, Columbo Robodue premium series lever, unhanded, satin stainless finish, for use with 1 3/4" - 2 1/4" thick door | 1 |  | 1 Year | 1006.1 | 0.15 | 855.185
24209 | Salto | EB658263IP38--- | XS4 wide body electronic wire-free SVN escutcheon, BLE / Mifare / DESFire deadbolt privacy function, Columbo Robodue premium series lever, unhanded, bright stainless steel finish, for use with 1 3/8" - 1 3/4" thick standard door | 1 |  | 1 Year | 774.35 | 0.15 | 658.1975
24210 | Salto | EB658263IP38-A- | XS4 wide body electronic AMOK wire-free SVN escutcheon, BLE / Mifare / DESFire deadbolt privacy function, Columbo Robodue premium series lever, unhanded, bright stainless steel finish, for use with 1 3/8" - 1 3/4" thick standard door | 1 |  | 1 Year | 903.35 | 0.15 | 767.8475
24211 | Salto | EB658263IP38--K | XS4 wide body electronic wire-free SVN escutcheon, BLE / Mifare / DESFire deadbolt privacy function, with keypad, Columbo Robodue premium series lever, unhanded, bright stainless steel finish, for use with 1 3/8" - 1 3/4" thick standard door | 1 |  | 1 Year | 837.2 | 0.15 | 711.62
24212 | Salto | EB658263IP38-W- | XS4 wide body electronic RF wireless SVN escutcheon, BLE / Mifare / DESFire deadbolt privacy function, Columbo Robodue premium series lever, unhanded, bright stainless steel finish, for use with 1 3/8" - 1 3/4" thick standard door | 1 |  | 1 Year | 959.55 | 0.15 | 815.6175
24213 | Salto | EB658263IP38-WK | XS4 wide body electronic RF wireless SVN escutcheon, BLE / Mifare / DESFire deadbolt privacy function, with keypad, Columbo Robodue premium series lever, unhanded, bright stainless steel finish, for use with 1 3/8" - 1 3/4" thick standard door | 1 |  | 1 Year | 1022.4 | 0.15 | 869.04
24214 | Salto | EB658263IP48--- | XS4 wide body electronic wire-free SVN escutcheon, BLE / Mifare / DESFire deadbolt privacy function, Columbo Robodue premium series lever, unhanded, bright stainless steel finish, for use with 1 3/4" - 2 1/4" thick door | 1 |  | 1 Year | 774.35 | 0.15 | 658.1975
24215 | Salto | EB658263IP48-A- | XS4 wide body electronic AMOK wire-free SVN escutcheon, BLE / Mifare / DESFire deadbolt privacy function, Columbo Robodue premium series lever, unhanded, bright stainless steel finish, for use with 1 3/4" - 2 1/4" thick door | 1 |  | 1 Year | 903.35 | 0.15 | 767.8475
24216 | Salto | EB658263IP48--K | XS4 wide body electronic wire-free SVN escutcheon, BLE / Mifare / DESFire deadbolt privacy function, with keypad, Columbo Robodue premium series lever, unhanded, bright stainless steel finish, for use with 1 3/4" - 2 1/4" thick door | 1 |  | 1 Year | 837.2 | 0.15 | 711.62
24217 | Salto | EB658263IP48-W- | XS4 wide body electronic RF wireless SVN escutcheon, BLE / Mifare / DESFire deadbolt privacy function, Columbo Robodue premium series lever, unhanded, bright stainless steel finish, for use with 1 3/4" - 2 1/4" thick door | 1 |  | 1 Year | 959.55 | 0.15 | 815.6175
24218 | Salto | EB658263IP48-WK | XS4 wide body electronic RF wireless SVN escutcheon, BLE / Mifare / DESFire deadbolt privacy function, with keypad, Columbo Robodue premium series lever, unhanded, bright stainless steel finish, for use with 1 3/4" - 2 1/4" thick door | 1 |  | 1 Year | 1022.4 | 0.15 | 869.04
24219 | Salto | EB658263PP38--- | XS4 wide body electronic wire-free SVN escutcheon, BLE / Mifare / DESFire deadbolt privacy function, Columbo Robodue premium series lever, unhanded, bright brass finish, for use with 1 3/8" - 1 3/4" thick standard door | 1 |  | 1 Year | 774.35 | 0.15 | 658.1975
24220 | Salto | EB658263PP38-A- | XS4 wide body electronic AMOK wire-free SVN escutcheon, BLE / Mifare / DESFire deadbolt privacy function, Columbo Robodue premium series lever, unhanded, bright brass finish, for use with 1 3/8" - 1 3/4" thick standard door | 1 |  | 1 Year | 903.35 | 0.15 | 767.8475
24221 | Salto | EB658263PP38--K | XS4 wide body electronic wire-free SVN escutcheon, BLE / Mifare / DESFire deadbolt privacy function, with keypad, Columbo Robodue premium series lever, unhanded, bright brass finish, for use with 1 3/8" - 1 3/4" thick standard door | 1 |  | 1 Year | 837.2 | 0.15 | 711.62
24222 | Salto | EB658263PP38-W- | XS4 wide body electronic RF wireless SVN escutcheon, BLE / Mifare / DESFire deadbolt privacy function, Columbo Robodue premium series lever, unhanded, bright brass finish, for use with 1 3/8" - 1 3/4" thick standard door | 1 |  | 1 Year | 959.55 | 0.15 | 815.6175
24223 | Salto | EB658263PP38-WK | XS4 wide body electronic RF wireless SVN escutcheon, BLE / Mifare / DESFire deadbolt privacy function, with keypad, Columbo Robodue premium series lever, unhanded, bright brass finish, for use with 1 3/8" - 1 3/4" thick standard door | 1 |  | 1 Year | 1022.4 | 0.15 | 869.04
24224 | Salto | EB658263PP48--- | XS4 wide body electronic wire-free SVN escutcheon, BLE / Mifare / DESFire deadbolt privacy function, Columbo Robodue premium series lever, unhanded, bright brass finish, for use with 1 3/4" - 2 1/4" thick door | 1 |  | 1 Year | 774.35 | 0.15 | 658.1975
24225 | Salto | EB658263PP48-A- | XS4 wide body electronic AMOK wire-free SVN escutcheon, BLE / Mifare / DESFire deadbolt privacy function, Columbo Robodue premium series lever, unhanded, bright brass finish, for use with 1 3/4" - 2 1/4" thick door | 1 |  | 1 Year | 903.35 | 0.15 | 767.8475
24226 | Salto | EB658263PP48--K | XS4 wide body electronic wire-free SVN escutcheon, BLE / Mifare / DESFire deadbolt privacy function, with keypad, Columbo Robodue premium series lever, unhanded, bright brass finish, for use with 1 3/4" - 2 1/4" thick door | 1 |  | 1 Year | 837.2 | 0.15 | 711.62
24227 | Salto | EB658263PP48-W- | XS4 wide body electronic RF wireless SVN escutcheon, BLE / Mifare / DESFire deadbolt privacy function, Columbo Robodue premium series lever, unhanded, bright brass finish, for use with 1 3/4" - 2 1/4" thick door | 1 |  | 1 Year | 959.55 | 0.15 | 815.6175
24228 | Salto | EB658263PP48-WK | XS4 wide body electronic RF wireless SVN escutcheon, BLE / Mifare / DESFire deadbolt privacy function, with keypad, Columbo Robodue premium series lever, unhanded, bright brass finish, for use with 1 3/4" - 2 1/4" thick door | 1 |  | 1 Year | 1022.4 | 0.15 | 869.04
24229 | Salto | EB658361IM38--- | XS4 wide body electronic wire-free SVN escutcheon, BLE / Mifare / DESFire deadbolt privacy function, Columbo Robotre premium series lever, unhanded, satin stainless finish, for use with 1 3/8" - 1 3/4" thick standard door | 1 |  | 1 Year | 758.05 | 0.15 | 644.3425
24230 | Salto | EB658361IM38-A- | XS4 wide body electronic AMOK wire-free SVN escutcheon, BLE / Mifare / DESFire deadbolt privacy function, Columbo Robotre premium series lever, unhanded, satin stainless finish, for use with 1 3/8" - 1 3/4" thick standard door | 1 |  | 1 Year | 887.05 | 0.15 | 753.9925
24231 | Salto | EB658361IM38--K | XS4 wide body electronic wire-free SVN escutcheon, BLE / Mifare / DESFire deadbolt privacy function, with keypad, Columbo Robotre premium series lever, unhanded, satin stainless finish, for use with 1 3/8" - 1 3/4" thick standard door | 1 |  | 1 Year | 820.9 | 0.15 | 697.765
24232 | Salto | EB658361IM38-W- | XS4 wide body electronic RF wireless SVN escutcheon, BLE / Mifare / DESFire deadbolt privacy function, Columbo Robotre premium series lever, unhanded, satin stainless finish, for use with 1 3/8" - 1 3/4" thick standard door | 1 |  | 1 Year | 943.25 | 0.15 | 801.7625
24233 | Salto | EB658361IM38-WK | XS4 wide body electronic RF wireless SVN escutcheon, BLE / Mifare / DESFire deadbolt privacy function, with keypad, Columbo Robotre premium series lever, unhanded, satin stainless finish, for use with 1 3/8" - 1 3/4" thick standard door | 1 |  | 1 Year | 1006.1 | 0.15 | 855.185
24234 | Salto | EB658361IM48--- | XS4 wide body electronic wire-free SVN escutcheon, BLE / Mifare / DESFire deadbolt privacy function, Columbo Robotre premium series lever, unhanded, satin stainless finish, for use with 1 3/4" - 2 1/4" thick door | 1 |  | 1 Year | 758.05 | 0.15 | 644.3425
24235 | Salto | EB658361IM48-A- | XS4 wide body electronic AMOK wire-free SVN escutcheon, BLE / Mifare / DESFire deadbolt privacy function, Columbo Robotre premium series lever, unhanded, satin stainless finish, for use with 1 3/4" - 2 1/4" thick door | 1 |  | 1 Year | 887.05 | 0.15 | 753.9925
24236 | Salto | EB658361IM48--K | XS4 wide body electronic wire-free SVN escutcheon, BLE / Mifare / DESFire deadbolt privacy function, with keypad, Columbo Robotre premium series lever, unhanded, satin stainless finish, for use with 1 3/4" - 2 1/4" thick door | 1 |  | 1 Year | 820.9 | 0.15 | 697.765
24237 | Salto | EB658361IM48-W- | XS4 wide body electronic RF wireless SVN escutcheon, BLE / Mifare / DESFire deadbolt privacy function, Columbo Robotre premium series lever, unhanded, satin stainless finish, for use with 1 3/4" - 2 1/4" thick door | 1 |  | 1 Year | 943.25 | 0.15 | 801.7625
24238 | Salto | EB658361IM48-WK | XS4 wide body electronic RF wireless SVN escutcheon, BLE / Mifare / DESFire deadbolt privacy function, with keypad, Columbo Robotre premium series lever, unhanded, satin stainless finish, for use with 1 3/4" - 2 1/4" thick door | 1 |  | 1 Year | 1006.1 | 0.15 | 855.185
24239 | Salto | EB658361IP38--- | XS4 wide body electronic wire-free SVN escutcheon, BLE / Mifare / DESFire deadbolt privacy function, Columbo Robotre premium series lever, unhanded, bright stainless steel finish, for use with 1 3/8" - 1 3/4" thick standard door | 1 |  | 1 Year | 774.35 | 0.15 | 658.1975
24240 | Salto | EB658361IP38-A- | XS4 wide body electronic AMOK wire-free SVN escutcheon, BLE / Mifare / DESFire deadbolt privacy function, Columbo Robotre premium series lever, unhanded, bright stainless steel finish, for use with 1 3/8" - 1 3/4" thick standard door | 1 |  | 1 Year | 903.35 | 0.15 | 767.8475
24241 | Salto | EB658361IP38--K | XS4 wide body electronic wire-free SVN escutcheon, BLE / Mifare / DESFire deadbolt privacy function, with keypad, Columbo Robotre premium series lever, unhanded, bright stainless steel finish, for use with 1 3/8" - 1 3/4" thick standard door | 1 |  | 1 Year | 837.2 | 0.15 | 711.62
24242 | Salto | EB658361IP38-W- | XS4 wide body electronic RF wireless SVN escutcheon, BLE / Mifare / DESFire deadbolt privacy function, Columbo Robotre premium series lever, unhanded, bright stainless steel finish, for use with 1 3/8" - 1 3/4" thick standard door | 1 |  | 1 Year | 959.55 | 0.15 | 815.6175
24243 | Salto | EB658361IP38-WK | XS4 wide body electronic RF wireless SVN escutcheon, BLE / Mifare / DESFire deadbolt privacy function, with keypad, Columbo Robotre premium series lever, unhanded, bright stainless steel finish, for use with 1 3/8" - 1 3/4" thick standard door | 1 |  | 1 Year | 1022.4 | 0.15 | 869.04
24244 | Salto | EB658361IP48--- | XS4 wide body electronic wire-free SVN escutcheon, BLE / Mifare / DESFire deadbolt privacy function, Columbo Robotre premium series lever, unhanded, bright stainless steel finish, for use with 1 3/4" - 2 1/4" thick door | 1 |  | 1 Year | 774.35 | 0.15 | 658.1975
24245 | Salto | EB658361IP48-A- | XS4 wide body electronic AMOK wire-free SVN escutcheon, BLE / Mifare / DESFire deadbolt privacy function, Columbo Robotre premium series lever, unhanded, bright stainless steel finish, for use with 1 3/4" - 2 1/4" thick door | 1 |  | 1 Year | 903.35 | 0.15 | 767.8475
24246 | Salto | EB658361IP48--K | XS4 wide body electronic wire-free SVN escutcheon, BLE / Mifare / DESFire deadbolt privacy function, with keypad, Columbo Robotre premium series lever, unhanded, bright stainless steel finish, for use with 1 3/4" - 2 1/4" thick door | 1 |  | 1 Year | 837.2 | 0.15 | 711.62
24247 | Salto | EB658361IP48-W- | XS4 wide body electronic RF wireless SVN escutcheon, BLE / Mifare / DESFire deadbolt privacy function, Columbo Robotre premium series lever, unhanded, bright stainless steel finish, for use with 1 3/4" - 2 1/4" thick door | 1 |  | 1 Year | 959.55 | 0.15 | 815.6175
24248 | Salto | EB658361IP48-WK | XS4 wide body electronic RF wireless SVN escutcheon, BLE / Mifare / DESFire deadbolt privacy function, with keypad, Columbo Robotre premium series lever, unhanded, bright stainless steel finish, for use with 1 3/4" - 2 1/4" thick door | 1 |  | 1 Year | 1022.4 | 0.15 | 869.04
24249 | Salto | EB658361PP38--- | XS4 wide body electronic wire-free SVN escutcheon, BLE / Mifare / DESFire deadbolt privacy function, Columbo Robotre premium series lever, unhanded, bright brass finish, for use with 1 3/8" - 1 3/4" thick standard door | 1 |  | 1 Year | 774.35 | 0.15 | 658.1975
24250 | Salto | EB658361PP38-A- | XS4 wide body electronic AMOK wire-free SVN escutcheon, BLE / Mifare / DESFire deadbolt privacy function, Columbo Robotre premium series lever, unhanded, bright brass finish, for use with 1 3/8" - 1 3/4" thick standard door | 1 |  | 1 Year | 903.35 | 0.15 | 767.8475
24251 | Salto | EB658361PP38--K | XS4 wide body electronic wire-free SVN escutcheon, BLE / Mifare / DESFire deadbolt privacy function, with keypad, Columbo Robotre premium series lever, unhanded, bright brass finish, for use with 1 3/8" - 1 3/4" thick standard door | 1 |  | 1 Year | 837.2 | 0.15 | 711.62
24252 | Salto | EB658361PP38-W- | XS4 wide body electronic RF wireless SVN escutcheon, BLE / Mifare / DESFire deadbolt privacy function, Columbo Robotre premium series lever, unhanded, bright brass finish, for use with 1 3/8" - 1 3/4" thick standard door | 1 |  | 1 Year | 959.55 | 0.15 | 815.6175
24253 | Salto | EB658361PP38-WK | XS4 wide body electronic RF wireless SVN escutcheon, BLE / Mifare / DESFire deadbolt privacy function, with keypad, Columbo Robotre premium series lever, unhanded, bright brass finish, for use with 1 3/8" - 1 3/4" thick standard door | 1 |  | 1 Year | 1022.4 | 0.15 | 869.04
24254 | Salto | EB658361PP48--- | XS4 wide body electronic wire-free SVN escutcheon, BLE / Mifare / DESFire deadbolt privacy function, Columbo Robotre premium series lever, unhanded, bright brass finish, for use with 1 3/4" - 2 1/4" thick door | 1 |  | 1 Year | 774.35 | 0.15 | 658.1975
24255 | Salto | EB658361PP48-A- | XS4 wide body electronic AMOK wire-free SVN escutcheon, BLE / Mifare / DESFire deadbolt privacy function, Columbo Robotre premium series lever, unhanded, bright brass finish, for use with 1 3/4" - 2 1/4" thick door | 1 |  | 1 Year | 903.35 | 0.15 | 767.8475
24256 | Salto | EB658361PP48--K | XS4 wide body electronic wire-free SVN escutcheon, BLE / Mifare / DESFire deadbolt privacy function, with keypad, Columbo Robotre premium series lever, unhanded, bright brass finish, for use with 1 3/4" - 2 1/4" thick door | 1 |  | 1 Year | 837.2 | 0.15 | 711.62
24257 | Salto | EB658361PP48-W- | XS4 wide body electronic RF wireless SVN escutcheon, BLE / Mifare / DESFire deadbolt privacy function, Columbo Robotre premium series lever, unhanded, bright brass finish, for use with 1 3/4" - 2 1/4" thick door | 1 |  | 1 Year | 959.55 | 0.15 | 815.6175
24258 | Salto | EB658361PP48-WK | XS4 wide body electronic RF wireless SVN escutcheon, BLE / Mifare / DESFire deadbolt privacy function, with keypad, Columbo Robotre premium series lever, unhanded, bright brass finish, for use with 1 3/4" - 2 1/4" thick door | 1 |  | 1 Year | 1022.4 | 0.15 | 869.04
24259 | Salto | EB658362IM38--- | XS4 wide body electronic wire-free SVN escutcheon, BLE / Mifare / DESFire deadbolt privacy function, Columbo Robotre premium series lever, unhanded, satin stainless finish, for use with 1 3/8" - 1 3/4" thick standard door | 1 |  | 1 Year | 758.05 | 0.15 | 644.3425
24260 | Salto | EB658362IM38-A- | XS4 wide body electronic AMOK wire-free SVN escutcheon, BLE / Mifare / DESFire deadbolt privacy function, Columbo Robotre premium series lever, unhanded, satin stainless finish, for use with 1 3/8" - 1 3/4" thick standard door | 1 |  | 1 Year | 887.05 | 0.15 | 753.9925
24261 | Salto | EB658362IM38--K | XS4 wide body electronic wire-free SVN escutcheon, BLE / Mifare / DESFire deadbolt privacy function, with keypad, Columbo Robotre premium series lever, unhanded, satin stainless finish, for use with 1 3/8" - 1 3/4" thick standard door | 1 |  | 1 Year | 820.9 | 0.15 | 697.765
24262 | Salto | EB658362IM38-W- | XS4 wide body electronic RF wireless SVN escutcheon, BLE / Mifare / DESFire deadbolt privacy function, Columbo Robotre premium series lever, unhanded, satin stainless finish, for use with 1 3/8" - 1 3/4" thick standard door | 1 |  | 1 Year | 943.25 | 0.15 | 801.7625
24263 | Salto | EB658362IM38-WK | XS4 wide body electronic RF wireless SVN escutcheon, BLE / Mifare / DESFire deadbolt privacy function, with keypad, Columbo Robotre premium series lever, unhanded, satin stainless finish, for use with 1 3/8" - 1 3/4" thick standard door | 1 |  | 1 Year | 1006.1 | 0.15 | 855.185
24264 | Salto | EB658362IM48--- | XS4 wide body electronic wire-free SVN escutcheon, BLE / Mifare / DESFire deadbolt privacy function, Columbo Robotre premium series lever, unhanded, satin stainless finish, for use with 1 3/4" - 2 1/4" thick door | 1 |  | 1 Year | 758.05 | 0.15 | 644.3425
24265 | Salto | EB658362IM48-A- | XS4 wide body electronic AMOK wire-free SVN escutcheon, BLE / Mifare / DESFire deadbolt privacy function, Columbo Robotre premium series lever, unhanded, satin stainless finish, for use with 1 3/4" - 2 1/4" thick door | 1 |  | 1 Year | 887.05 | 0.15 | 753.9925
24266 | Salto | EB658362IM48--K | XS4 wide body electronic wire-free SVN escutcheon, BLE / Mifare / DESFire deadbolt privacy function, with keypad, Columbo Robotre premium series lever, unhanded, satin stainless finish, for use with 1 3/4" - 2 1/4" thick door | 1 |  | 1 Year | 820.9 | 0.15 | 697.765
24267 | Salto | EB658362IM48-W- | XS4 wide body electronic RF wireless SVN escutcheon, BLE / Mifare / DESFire deadbolt privacy function, Columbo Robotre premium series lever, unhanded, satin stainless finish, for use with 1 3/4" - 2 1/4" thick door | 1 |  | 1 Year | 943.25 | 0.15 | 801.7625
24268 | Salto | EB658362IM48-WK | XS4 wide body electronic RF wireless SVN escutcheon, BLE / Mifare / DESFire deadbolt privacy function, with keypad, Columbo Robotre premium series lever, unhanded, satin stainless finish, for use with 1 3/4" - 2 1/4" thick door | 1 |  | 1 Year | 1006.1 | 0.15 | 855.185
24269 | Salto | EB658362IP38--- | XS4 wide body electronic wire-free SVN escutcheon, BLE / Mifare / DESFire deadbolt privacy function, Columbo Robotre premium series lever, unhanded, bright stainless steel finish, for use with 1 3/8" - 1 3/4" thick standard door | 1 |  | 1 Year | 774.35 | 0.15 | 658.1975
24270 | Salto | EB658362IP38-A- | XS4 wide body electronic AMOK wire-free SVN escutcheon, BLE / Mifare / DESFire deadbolt privacy function, Columbo Robotre premium series lever, unhanded, bright stainless steel finish, for use with 1 3/8" - 1 3/4" thick standard door | 1 |  | 1 Year | 903.35 | 0.15 | 767.8475
24271 | Salto | EB658362IP38--K | XS4 wide body electronic wire-free SVN escutcheon, BLE / Mifare / DESFire deadbolt privacy function, with keypad, Columbo Robotre premium series lever, unhanded, bright stainless steel finish, for use with 1 3/8" - 1 3/4" thick standard door | 1 |  | 1 Year | 837.2 | 0.15 | 711.62
24272 | Salto | EB658362IP38-W- | XS4 wide body electronic RF wireless SVN escutcheon, BLE / Mifare / DESFire deadbolt privacy function, Columbo Robotre premium series lever, unhanded, bright stainless steel finish, for use with 1 3/8" - 1 3/4" thick standard door | 1 |  | 1 Year | 959.55 | 0.15 | 815.6175
24273 | Salto | EB658362IP38-WK | XS4 wide body electronic RF wireless SVN escutcheon, BLE / Mifare / DESFire deadbolt privacy function, with keypad, Columbo Robotre premium series lever, unhanded, bright stainless steel finish, for use with 1 3/8" - 1 3/4" thick standard door | 1 |  | 1 Year | 1022.4 | 0.15 | 869.04
24274 | Salto | EB658362IP48--- | XS4 wide body electronic wire-free SVN escutcheon, BLE / Mifare / DESFire deadbolt privacy function, Columbo Robotre premium series lever, unhanded, bright stainless steel finish, for use with 1 3/4" - 2 1/4" thick door | 1 |  | 1 Year | 774.35 | 0.15 | 658.1975
24275 | Salto | EB658362IP48-A- | XS4 wide body electronic AMOK wire-free SVN escutcheon, BLE / Mifare / DESFire deadbolt privacy function, Columbo Robotre premium series lever, unhanded, bright stainless steel finish, for use with 1 3/4" - 2 1/4" thick door | 1 |  | 1 Year | 903.35 | 0.15 | 767.8475
24276 | Salto | EB658362IP48--K | XS4 wide body electronic wire-free SVN escutcheon, BLE / Mifare / DESFire deadbolt privacy function, with keypad, Columbo Robotre premium series lever, unhanded, bright stainless steel finish, for use with 1 3/4" - 2 1/4" thick door | 1 |  | 1 Year | 837.2 | 0.15 | 711.62
24277 | Salto | EB658362IP48-W- | XS4 wide body electronic RF wireless SVN escutcheon, BLE / Mifare / DESFire deadbolt privacy function, Columbo Robotre premium series lever, unhanded, bright stainless steel finish, for use with 1 3/4" - 2 1/4" thick door | 1 |  | 1 Year | 959.55 | 0.15 | 815.6175
24278 | Salto | EB658362IP48-WK | XS4 wide body electronic RF wireless SVN escutcheon, BLE / Mifare / DESFire deadbolt privacy function, with keypad, Columbo Robotre premium series lever, unhanded, bright stainless steel finish, for use with 1 3/4" - 2 1/4" thick door | 1 |  | 1 Year | 1022.4 | 0.15 | 869.04
24279 | Salto | EB658362PP38--- | XS4 wide body electronic wire-free SVN escutcheon, BLE / Mifare / DESFire deadbolt privacy function, Columbo Robotre premium series lever, unhanded, bright brass finish, for use with 1 3/8" - 1 3/4" thick standard door | 1 |  | 1 Year | 774.35 | 0.15 | 658.1975
24280 | Salto | EB658362PP38-A- | XS4 wide body electronic AMOK wire-free SVN escutcheon, BLE / Mifare / DESFire deadbolt privacy function, Columbo Robotre premium series lever, unhanded, bright brass finish, for use with 1 3/8" - 1 3/4" thick standard door | 1 |  | 1 Year | 903.35 | 0.15 | 767.8475
24281 | Salto | EB658362PP38--K | XS4 wide body electronic wire-free SVN escutcheon, BLE / Mifare / DESFire deadbolt privacy function, with keypad, Columbo Robotre premium series lever, unhanded, bright brass finish, for use with 1 3/8" - 1 3/4" thick standard door | 1 |  | 1 Year | 837.2 | 0.15 | 711.62
24282 | Salto | EB658362PP38-W- | XS4 wide body electronic RF wireless SVN escutcheon, BLE / Mifare / DESFire deadbolt privacy function, Columbo Robotre premium series lever, unhanded, bright brass finish, for use with 1 3/8" - 1 3/4" thick standard door | 1 |  | 1 Year | 959.55 | 0.15 | 815.6175
24283 | Salto | EB658362PP38-WK | XS4 wide body electronic RF wireless SVN escutcheon, BLE / Mifare / DESFire deadbolt privacy function, with keypad, Columbo Robotre premium series lever, unhanded, bright brass finish, for use with 1 3/8" - 1 3/4" thick standard door | 1 |  | 1 Year | 1022.4 | 0.15 | 869.04
24284 | Salto | EB658362PP48--- | XS4 wide body electronic wire-free SVN escutcheon, BLE / Mifare / DESFire deadbolt privacy function, Columbo Robotre premium series lever, unhanded, bright brass finish, for use with 1 3/4" - 2 1/4" thick door | 1 |  | 1 Year | 774.35 | 0.15 | 658.1975
24285 | Salto | EB658362PP48-A- | XS4 wide body electronic AMOK wire-free SVN escutcheon, BLE / Mifare / DESFire deadbolt privacy function, Columbo Robotre premium series lever, unhanded, bright brass finish, for use with 1 3/4" - 2 1/4" thick door | 1 |  | 1 Year | 903.35 | 0.15 | 767.8475
24286 | Salto | EB658362PP48--K | XS4 wide body electronic wire-free SVN escutcheon, BLE / Mifare / DESFire deadbolt privacy function, with keypad, Columbo Robotre premium series lever, unhanded, bright brass finish, for use with 1 3/4" - 2 1/4" thick door | 1 |  | 1 Year | 837.2 | 0.15 | 711.62
24287 | Salto | EB658362PP48-W- | XS4 wide body electronic RF wireless SVN escutcheon, BLE / Mifare / DESFire deadbolt privacy function, Columbo Robotre premium series lever, unhanded, bright brass finish, for use with 1 3/4" - 2 1/4" thick door | 1 |  | 1 Year | 959.55 | 0.15 | 815.6175
24288 | Salto | EB658362PP48-WK | XS4 wide body electronic RF wireless SVN escutcheon, BLE / Mifare / DESFire deadbolt privacy function, with keypad, Columbo Robotre premium series lever, unhanded, bright brass finish, for use with 1 3/4" - 2 1/4" thick door | 1 |  | 1 Year | 1022.4 | 0.15 | 869.04
24289 | Salto | EB658363IM38--- | XS4 wide body electronic wire-free SVN escutcheon, BLE / Mifare / DESFire deadbolt privacy function, Columbo Robotre premium series lever, unhanded, satin stainless finish, for use with 1 3/8" - 1 3/4" thick standard door | 1 |  | 1 Year | 758.05 | 0.15 | 644.3425
24290 | Salto | EB658363IM38-A- | XS4 wide body electronic AMOK wire-free SVN escutcheon, BLE / Mifare / DESFire deadbolt privacy function, Columbo Robotre premium series lever, unhanded, satin stainless finish, for use with 1 3/8" - 1 3/4" thick standard door | 1 |  | 1 Year | 887.05 | 0.15 | 753.9925
24291 | Salto | EB658363IM38--K | XS4 wide body electronic wire-free SVN escutcheon, BLE / Mifare / DESFire deadbolt privacy function, with keypad, Columbo Robotre premium series lever, unhanded, satin stainless finish, for use with 1 3/8" - 1 3/4" thick standard door | 1 |  | 1 Year | 820.9 | 0.15 | 697.765
24292 | Salto | EB658363IM38-W- | XS4 wide body electronic RF wireless SVN escutcheon, BLE / Mifare / DESFire deadbolt privacy function, Columbo Robotre premium series lever, unhanded, satin stainless finish, for use with 1 3/8" - 1 3/4" thick standard door | 1 |  | 1 Year | 943.25 | 0.15 | 801.7625
24293 | Salto | EB658363IM38-WK | XS4 wide body electronic RF wireless SVN escutcheon, BLE / Mifare / DESFire deadbolt privacy function, with keypad, Columbo Robotre premium series lever, unhanded, satin stainless finish, for use with 1 3/8" - 1 3/4" thick standard door | 1 |  | 1 Year | 1006.1 | 0.15 | 855.185
24294 | Salto | EB658363IM48--- | XS4 wide body electronic wire-free SVN escutcheon, BLE / Mifare / DESFire deadbolt privacy function, Columbo Robotre premium series lever, unhanded, satin stainless finish, for use with 1 3/4" - 2 1/4" thick door | 1 |  | 1 Year | 758.05 | 0.15 | 644.3425
24295 | Salto | EB658363IM48-A- | XS4 wide body electronic AMOK wire-free SVN escutcheon, BLE / Mifare / DESFire deadbolt privacy function, Columbo Robotre premium series lever, unhanded, satin stainless finish, for use with 1 3/4" - 2 1/4" thick door | 1 |  | 1 Year | 887.05 | 0.15 | 753.9925
24296 | Salto | EB658363IM48--K | XS4 wide body electronic wire-free SVN escutcheon, BLE / Mifare / DESFire deadbolt privacy function, with keypad, Columbo Robotre premium series lever, unhanded, satin stainless finish, for use with 1 3/4" - 2 1/4" thick door | 1 |  | 1 Year | 820.9 | 0.15 | 697.765
24297 | Salto | EB658363IM48-W- | XS4 wide body electronic RF wireless SVN escutcheon, BLE / Mifare / DESFire deadbolt privacy function, Columbo Robotre premium series lever, unhanded, satin stainless finish, for use with 1 3/4" - 2 1/4" thick door | 1 |  | 1 Year | 943.25 | 0.15 | 801.7625
24298 | Salto | EB658363IM48-WK | XS4 wide body electronic RF wireless SVN escutcheon, BLE / Mifare / DESFire deadbolt privacy function, with keypad, Columbo Robotre premium series lever, unhanded, satin stainless finish, for use with 1 3/4" - 2 1/4" thick door | 1 |  | 1 Year | 1006.1 | 0.15 | 855.185
24299 | Salto | EB658363IP38--- | XS4 wide body electronic wire-free SVN escutcheon, BLE / Mifare / DESFire deadbolt privacy function, Columbo Robotre premium series lever, unhanded, bright stainless steel finish, for use with 1 3/8" - 1 3/4" thick standard door | 1 |  | 1 Year | 774.35 | 0.15 | 658.1975
24300 | Salto | EB658363IP38-A- | XS4 wide body electronic AMOK wire-free SVN escutcheon, BLE / Mifare / DESFire deadbolt privacy function, Columbo Robotre premium series lever, unhanded, bright stainless steel finish, for use with 1 3/8" - 1 3/4" thick standard door | 1 |  | 1 Year | 903.35 | 0.15 | 767.8475
24301 | Salto | EB658363IP38--K | XS4 wide body electronic wire-free SVN escutcheon, BLE / Mifare / DESFire deadbolt privacy function, with keypad, Columbo Robotre premium series lever, unhanded, bright stainless steel finish, for use with 1 3/8" - 1 3/4" thick standard door | 1 |  | 1 Year | 837.2 | 0.15 | 711.62
24302 | Salto | EB658363IP38-W- | XS4 wide body electronic RF wireless SVN escutcheon, BLE / Mifare / DESFire deadbolt privacy function, Columbo Robotre premium series lever, unhanded, bright stainless steel finish, for use with 1 3/8" - 1 3/4" thick standard door | 1 |  | 1 Year | 959.55 | 0.15 | 815.6175
24303 | Salto | EB658363IP38-WK | XS4 wide body electronic RF wireless SVN escutcheon, BLE / Mifare / DESFire deadbolt privacy function, with keypad, Columbo Robotre premium series lever, unhanded, bright stainless steel finish, for use with 1 3/8" - 1 3/4" thick standard door | 1 |  | 1 Year | 1022.4 | 0.15 | 869.04
24304 | Salto | EB658363IP48--- | XS4 wide body electronic wire-free SVN escutcheon, BLE / Mifare / DESFire deadbolt privacy function, Columbo Robotre premium series lever, unhanded, bright stainless steel finish, for use with 1 3/4" - 2 1/4" thick door | 1 |  | 1 Year | 774.35 | 0.15 | 658.1975
24305 | Salto | EB658363IP48-A- | XS4 wide body electronic AMOK wire-free SVN escutcheon, BLE / Mifare / DESFire deadbolt privacy function, Columbo Robotre premium series lever, unhanded, bright stainless steel finish, for use with 1 3/4" - 2 1/4" thick door | 1 |  | 1 Year | 903.35 | 0.15 | 767.8475
24306 | Salto | EB658363IP48--K | XS4 wide body electronic wire-free SVN escutcheon, BLE / Mifare / DESFire deadbolt privacy function, with keypad, Columbo Robotre premium series lever, unhanded, bright stainless steel finish, for use with 1 3/4" - 2 1/4" thick door | 1 |  | 1 Year | 837.2 | 0.15 | 711.62
24307 | Salto | EB658363IP48-W- | XS4 wide body electronic RF wireless SVN escutcheon, BLE / Mifare / DESFire deadbolt privacy function, Columbo Robotre premium series lever, unhanded, bright stainless steel finish, for use with 1 3/4" - 2 1/4" thick door | 1 |  | 1 Year | 959.55 | 0.15 | 815.6175
24308 | Salto | EB658363IP48-WK | XS4 wide body electronic RF wireless SVN escutcheon, BLE / Mifare / DESFire deadbolt privacy function, with keypad, Columbo Robotre premium series lever, unhanded, bright stainless steel finish, for use with 1 3/4" - 2 1/4" thick door | 1 |  | 1 Year | 1022.4 | 0.15 | 869.04
24309 | Salto | EB658363PP38--- | XS4 wide body electronic wire-free SVN escutcheon, BLE / Mifare / DESFire deadbolt privacy function, Columbo Robotre premium series lever, unhanded, bright brass finish, for use with 1 3/8" - 1 3/4" thick standard door | 1 |  | 1 Year | 774.35 | 0.15 | 658.1975
24310 | Salto | EB658363PP38-A- | XS4 wide body electronic AMOK wire-free SVN escutcheon, BLE / Mifare / DESFire deadbolt privacy function, Columbo Robotre premium series lever, unhanded, bright brass finish, for use with 1 3/8" - 1 3/4" thick standard door | 1 |  | 1 Year | 903.35 | 0.15 | 767.8475
24311 | Salto | EB658363PP38--K | XS4 wide body electronic wire-free SVN escutcheon, BLE / Mifare / DESFire deadbolt privacy function, with keypad, Columbo Robotre premium series lever, unhanded, bright brass finish, for use with 1 3/8" - 1 3/4" thick standard door | 1 |  | 1 Year | 837.2 | 0.15 | 711.62
24312 | Salto | EB658363PP38-W- | XS4 wide body electronic RF wireless SVN escutcheon, BLE / Mifare / DESFire deadbolt privacy function, Columbo Robotre premium series lever, unhanded, bright brass finish, for use with 1 3/8" - 1 3/4" thick standard door | 1 |  | 1 Year | 959.55 | 0.15 | 815.6175
24313 | Salto | EB658363PP38-WK | XS4 wide body electronic RF wireless SVN escutcheon, BLE / Mifare / DESFire deadbolt privacy function, with keypad, Columbo Robotre premium series lever, unhanded, bright brass finish, for use with 1 3/8" - 1 3/4" thick standard door | 1 |  | 1 Year | 1022.4 | 0.15 | 869.04
24314 | Salto | EB658363PP48--- | XS4 wide body electronic wire-free SVN escutcheon, BLE / Mifare / DESFire deadbolt privacy function, Columbo Robotre premium series lever, unhanded, bright brass finish, for use with 1 3/4" - 2 1/4" thick door | 1 |  | 1 Year | 774.35 | 0.15 | 658.1975
24315 | Salto | EB658363PP48-A- | XS4 wide body electronic AMOK wire-free SVN escutcheon, BLE / Mifare / DESFire deadbolt privacy function, Columbo Robotre premium series lever, unhanded, bright brass finish, for use with 1 3/4" - 2 1/4" thick door | 1 |  | 1 Year | 903.35 | 0.15 | 767.8475
24316 | Salto | EB658363PP48--K | XS4 wide body electronic wire-free SVN escutcheon, BLE / Mifare / DESFire deadbolt privacy function, with keypad, Columbo Robotre premium series lever, unhanded, bright brass finish, for use with 1 3/4" - 2 1/4" thick door | 1 |  | 1 Year | 837.2 | 0.15 | 711.62
24317 | Salto | EB658363PP48-W- | XS4 wide body electronic RF wireless SVN escutcheon, BLE / Mifare / DESFire deadbolt privacy function, Columbo Robotre premium series lever, unhanded, bright brass finish, for use with 1 3/4" - 2 1/4" thick door | 1 |  | 1 Year | 959.55 | 0.15 | 815.6175
24318 | Salto | EB658363PP48-WK | XS4 wide body electronic RF wireless SVN escutcheon, BLE / Mifare / DESFire deadbolt privacy function, with keypad, Columbo Robotre premium series lever, unhanded, bright brass finish, for use with 1 3/4" - 2 1/4" thick door | 1 |  | 1 Year | 1022.4 | 0.15 | 869.04
24319 | Salto | EB658461IM38--- | XS4 wide body electronic wire-free SVN escutcheon, BLE / Mifare / DESFire deadbolt privacy function, Columbo Roboquattro premium series lever, unhanded, satin stainless finish, for use with 1 3/8" - 1 3/4" thick standard door | 1 |  | 1 Year | 758.05 | 0.15 | 644.3425
24320 | Salto | EB658461IM38-A- | XS4 wide body electronic AMOK wire-free SVN escutcheon, BLE / Mifare / DESFire deadbolt privacy function, Columbo Roboquattro premium series lever, unhanded, satin stainless finish, for use with 1 3/8" - 1 3/4" thick standard door | 1 |  | 1 Year | 887.05 | 0.15 | 753.9925
24321 | Salto | EB658461IM38--K | XS4 wide body electronic wire-free SVN escutcheon, BLE / Mifare / DESFire deadbolt privacy function, with keypad, Columbo Roboquattro premium series lever, unhanded, satin stainless finish, for use with 1 3/8" - 1 3/4" thick standard door | 1 |  | 1 Year | 820.9 | 0.15 | 697.765
24322 | Salto | EB658461IM38-W- | XS4 wide body electronic RF wireless SVN escutcheon, BLE / Mifare / DESFire deadbolt privacy function, Columbo Roboquattro premium series lever, unhanded, satin stainless finish, for use with 1 3/8" - 1 3/4" thick standard door | 1 |  | 1 Year | 943.25 | 0.15 | 801.7625
24323 | Salto | EB658461IM38-WK | XS4 wide body electronic RF wireless SVN escutcheon, BLE / Mifare / DESFire deadbolt privacy function, with keypad, Columbo Roboquattro premium series lever, unhanded, satin stainless finish, for use with 1 3/8" - 1 3/4" thick standard door | 1 |  | 1 Year | 1006.1 | 0.15 | 855.185
24324 | Salto | EB658461IM48--- | XS4 wide body electronic wire-free SVN escutcheon, BLE / Mifare / DESFire deadbolt privacy function, Columbo Roboquattro premium series lever, unhanded, satin stainless finish, for use with 1 3/4" - 2 1/4" thick door | 1 |  | 1 Year | 758.05 | 0.15 | 644.3425
24325 | Salto | EB658461IM48-A- | XS4 wide body electronic AMOK wire-free SVN escutcheon, BLE / Mifare / DESFire deadbolt privacy function, Columbo Roboquattro premium series lever, unhanded, satin stainless finish, for use with 1 3/4" - 2 1/4" thick door | 1 |  | 1 Year | 887.05 | 0.15 | 753.9925
24326 | Salto | EB658461IM48--K | XS4 wide body electronic wire-free SVN escutcheon, BLE / Mifare / DESFire deadbolt privacy function, with keypad, Columbo Roboquattro premium series lever, unhanded, satin stainless finish, for use with 1 3/4" - 2 1/4" thick door | 1 |  | 1 Year | 820.9 | 0.15 | 697.765
24327 | Salto | EB658461IM48-W- | XS4 wide body electronic RF wireless SVN escutcheon, BLE / Mifare / DESFire deadbolt privacy function, Columbo Roboquattro premium series lever, unhanded, satin stainless finish, for use with 1 3/4" - 2 1/4" thick door | 1 |  | 1 Year | 943.25 | 0.15 | 801.7625
24328 | Salto | EB658461IM48-WK | XS4 wide body electronic RF wireless SVN escutcheon, BLE / Mifare / DESFire deadbolt privacy function, with keypad, Columbo Roboquattro premium series lever, unhanded, satin stainless finish, for use with 1 3/4" - 2 1/4" thick door | 1 |  | 1 Year | 1006.1 | 0.15 | 855.185
24329 | Salto | EB658461IP38--- | XS4 wide body electronic wire-free SVN escutcheon, BLE / Mifare / DESFire deadbolt privacy function, Columbo Roboquattro premium series lever, unhanded, bright stainless steel finish, for use with 1 3/8" - 1 3/4" thick standard door | 1 |  | 1 Year | 774.35 | 0.15 | 658.1975
24330 | Salto | EB658461IP38-A- | XS4 wide body electronic AMOK wire-free SVN escutcheon, BLE / Mifare / DESFire deadbolt privacy function, Columbo Roboquattro premium series lever, unhanded, bright stainless steel finish, for use with 1 3/8" - 1 3/4" thick standard door | 1 |  | 1 Year | 903.35 | 0.15 | 767.8475
24331 | Salto | EB658461IP38--K | XS4 wide body electronic wire-free SVN escutcheon, BLE / Mifare / DESFire deadbolt privacy function, with keypad, Columbo Roboquattro premium series lever, unhanded, bright stainless steel finish, for use with 1 3/8" - 1 3/4" thick standard door | 1 |  | 1 Year | 837.2 | 0.15 | 711.62
24332 | Salto | EB658461IP38-W- | XS4 wide body electronic RF wireless SVN escutcheon, BLE / Mifare / DESFire deadbolt privacy function, Columbo Roboquattro premium series lever, unhanded, bright stainless steel finish, for use with 1 3/8" - 1 3/4" thick standard door | 1 |  | 1 Year | 959.55 | 0.15 | 815.6175
24333 | Salto | EB658461IP38-WK | XS4 wide body electronic RF wireless SVN escutcheon, BLE / Mifare / DESFire deadbolt privacy function, with keypad, Columbo Roboquattro premium series lever, unhanded, bright stainless steel finish, for use with 1 3/8" - 1 3/4" thick standard door | 1 |  | 1 Year | 1022.4 | 0.15 | 869.04
24334 | Salto | EB658461IP48--- | XS4 wide body electronic wire-free SVN escutcheon, BLE / Mifare / DESFire deadbolt privacy function, Columbo Roboquattro premium series lever, unhanded, bright stainless steel finish, for use with 1 3/4" - 2 1/4" thick door | 1 |  | 1 Year | 774.35 | 0.15 | 658.1975
24335 | Salto | EB658461IP48-A- | XS4 wide body electronic AMOK wire-free SVN escutcheon, BLE / Mifare / DESFire deadbolt privacy function, Columbo Roboquattro premium series lever, unhanded, bright stainless steel finish, for use with 1 3/4" - 2 1/4" thick door | 1 |  | 1 Year | 903.35 | 0.15 | 767.8475
24336 | Salto | EB658461IP48--K | XS4 wide body electronic wire-free SVN escutcheon, BLE / Mifare / DESFire deadbolt privacy function, with keypad, Columbo Roboquattro premium series lever, unhanded, bright stainless steel finish, for use with 1 3/4" - 2 1/4" thick door | 1 |  | 1 Year | 837.2 | 0.15 | 711.62
24337 | Salto | EB658461IP48-W- | XS4 wide body electronic RF wireless SVN escutcheon, BLE / Mifare / DESFire deadbolt privacy function, Columbo Roboquattro premium series lever, unhanded, bright stainless steel finish, for use with 1 3/4" - 2 1/4" thick door | 1 |  | 1 Year | 959.55 | 0.15 | 815.6175
24338 | Salto | EB658461IP48-WK | XS4 wide body electronic RF wireless SVN escutcheon, BLE / Mifare / DESFire deadbolt privacy function, with keypad, Columbo Roboquattro premium series lever, unhanded, bright stainless steel finish, for use with 1 3/4" - 2 1/4" thick door | 1 |  | 1 Year | 1022.4 | 0.15 | 869.04
24339 | Salto | EB658461PP38--- | XS4 wide body electronic wire-free SVN escutcheon, BLE / Mifare / DESFire deadbolt privacy function, Columbo Roboquattro premium series lever, unhanded, bright brass finish, for use with 1 3/8" - 1 3/4" thick standard door | 1 |  | 1 Year | 774.35 | 0.15 | 658.1975
24340 | Salto | EB658461PP38-A- | XS4 wide body electronic AMOK wire-free SVN escutcheon, BLE / Mifare / DESFire deadbolt privacy function, Columbo Roboquattro premium series lever, unhanded, bright brass finish, for use with 1 3/8" - 1 3/4" thick standard door | 1 |  | 1 Year | 903.35 | 0.15 | 767.8475
24341 | Salto | EB658461PP38--K | XS4 wide body electronic wire-free SVN escutcheon, BLE / Mifare / DESFire deadbolt privacy function, with keypad, Columbo Roboquattro premium series lever, unhanded, bright brass finish, for use with 1 3/8" - 1 3/4" thick standard door | 1 |  | 1 Year | 837.2 | 0.15 | 711.62
24342 | Salto | EB658461PP38-W- | XS4 wide body electronic RF wireless SVN escutcheon, BLE / Mifare / DESFire deadbolt privacy function, Columbo Roboquattro premium series lever, unhanded, bright brass finish, for use with 1 3/8" - 1 3/4" thick standard door | 1 |  | 1 Year | 959.55 | 0.15 | 815.6175
24343 | Salto | EB658461PP38-WK | XS4 wide body electronic RF wireless SVN escutcheon, BLE / Mifare / DESFire deadbolt privacy function, with keypad, Columbo Roboquattro premium series lever, unhanded, bright brass finish, for use with 1 3/8" - 1 3/4" thick standard door | 1 |  | 1 Year | 1022.4 | 0.15 | 869.04
24344 | Salto | EB658461PP48--- | XS4 wide body electronic wire-free SVN escutcheon, BLE / Mifare / DESFire deadbolt privacy function, Columbo Roboquattro premium series lever, unhanded, bright brass finish, for use with 1 3/4" - 2 1/4" thick door | 1 |  | 1 Year | 774.35 | 0.15 | 658.1975
24345 | Salto | EB658461PP48-A- | XS4 wide body electronic AMOK wire-free SVN escutcheon, BLE / Mifare / DESFire deadbolt privacy function, Columbo Roboquattro premium series lever, unhanded, bright brass finish, for use with 1 3/4" - 2 1/4" thick door | 1 |  | 1 Year | 903.35 | 0.15 | 767.8475
24346 | Salto | EB658461PP48--K | XS4 wide body electronic wire-free SVN escutcheon, BLE / Mifare / DESFire deadbolt privacy function, with keypad, Columbo Roboquattro premium series lever, unhanded, bright brass finish, for use with 1 3/4" - 2 1/4" thick door | 1 |  | 1 Year | 837.2 | 0.15 | 711.62
24347 | Salto | EB658461PP48-W- | XS4 wide body electronic RF wireless SVN escutcheon, BLE / Mifare / DESFire deadbolt privacy function, Columbo Roboquattro premium series lever, unhanded, bright brass finish, for use with 1 3/4" - 2 1/4" thick door | 1 |  | 1 Year | 959.55 | 0.15 | 815.6175
24348 | Salto | EB658461PP48-WK | XS4 wide body electronic RF wireless SVN escutcheon, BLE / Mifare / DESFire deadbolt privacy function, with keypad, Columbo Roboquattro premium series lever, unhanded, bright brass finish, for use with 1 3/4" - 2 1/4" thick door | 1 |  | 1 Year | 1022.4 | 0.15 | 869.04
24349 | Salto | EB658462IM38--- | XS4 wide body electronic wire-free SVN escutcheon, BLE / Mifare / DESFire deadbolt privacy function, Columbo Roboquattro premium series lever, unhanded, satin stainless finish, for use with 1 3/8" - 1 3/4" thick standard door | 1 |  | 1 Year | 758.05 | 0.15 | 644.3425
24350 | Salto | EB658462IM38-A- | XS4 wide body electronic AMOK wire-free SVN escutcheon, BLE / Mifare / DESFire deadbolt privacy function, Columbo Roboquattro premium series lever, unhanded, satin stainless finish, for use with 1 3/8" - 1 3/4" thick standard door | 1 |  | 1 Year | 887.05 | 0.15 | 753.9925
24351 | Salto | EB658462IM38--K | XS4 wide body electronic wire-free SVN escutcheon, BLE / Mifare / DESFire deadbolt privacy function, with keypad, Columbo Roboquattro premium series lever, unhanded, satin stainless finish, for use with 1 3/8" - 1 3/4" thick standard door | 1 |  | 1 Year | 820.9 | 0.15 | 697.765
24352 | Salto | EB658462IM38-W- | XS4 wide body electronic RF wireless SVN escutcheon, BLE / Mifare / DESFire deadbolt privacy function, Columbo Roboquattro premium series lever, unhanded, satin stainless finish, for use with 1 3/8" - 1 3/4" thick standard door | 1 |  | 1 Year | 943.25 | 0.15 | 801.7625
24353 | Salto | EB658462IM38-WK | XS4 wide body electronic RF wireless SVN escutcheon, BLE / Mifare / DESFire deadbolt privacy function, with keypad, Columbo Roboquattro premium series lever, unhanded, satin stainless finish, for use with 1 3/8" - 1 3/4" thick standard door | 1 |  | 1 Year | 1006.1 | 0.15 | 855.185
24354 | Salto | EB658462IM48--- | XS4 wide body electronic wire-free SVN escutcheon, BLE / Mifare / DESFire deadbolt privacy function, Columbo Roboquattro premium series lever, unhanded, satin stainless finish, for use with 1 3/4" - 2 1/4" thick door | 1 |  | 1 Year | 758.05 | 0.15 | 644.3425
24355 | Salto | EB658462IM48-A- | XS4 wide body electronic AMOK wire-free SVN escutcheon, BLE / Mifare / DESFire deadbolt privacy function, Columbo Roboquattro premium series lever, unhanded, satin stainless finish, for use with 1 3/4" - 2 1/4" thick door | 1 |  | 1 Year | 887.05 | 0.15 | 753.9925
24356 | Salto | EB658462IM48--K | XS4 wide body electronic wire-free SVN escutcheon, BLE / Mifare / DESFire deadbolt privacy function, with keypad, Columbo Roboquattro premium series lever, unhanded, satin stainless finish, for use with 1 3/4" - 2 1/4" thick door | 1 |  | 1 Year | 820.9 | 0.15 | 697.765
24357 | Salto | EB658462IM48-W- | XS4 wide body electronic RF wireless SVN escutcheon, BLE / Mifare / DESFire deadbolt privacy function, Columbo Roboquattro premium series lever, unhanded, satin stainless finish, for use with 1 3/4" - 2 1/4" thick door | 1 |  | 1 Year | 943.25 | 0.15 | 801.7625
24358 | Salto | EB658462IM48-WK | XS4 wide body electronic RF wireless SVN escutcheon, BLE / Mifare / DESFire deadbolt privacy function, with keypad, Columbo Roboquattro premium series lever, unhanded, satin stainless finish, for use with 1 3/4" - 2 1/4" thick door | 1 |  | 1 Year | 1006.1 | 0.15 | 855.185
24359 | Salto | EB658462IP38--- | XS4 wide body electronic wire-free SVN escutcheon, BLE / Mifare / DESFire deadbolt privacy function, Columbo Roboquattro premium series lever, unhanded, bright stainless steel finish, for use with 1 3/8" - 1 3/4" thick standard door | 1 |  | 1 Year | 774.35 | 0.15 | 658.1975
24360 | Salto | EB658462IP38-A- | XS4 wide body electronic AMOK wire-free SVN escutcheon, BLE / Mifare / DESFire deadbolt privacy function, Columbo Roboquattro premium series lever, unhanded, bright stainless steel finish, for use with 1 3/8" - 1 3/4" thick standard door | 1 |  | 1 Year | 903.35 | 0.15 | 767.8475
24361 | Salto | EB658462IP38--K | XS4 wide body electronic wire-free SVN escutcheon, BLE / Mifare / DESFire deadbolt privacy function, with keypad, Columbo Roboquattro premium series lever, unhanded, bright stainless steel finish, for use with 1 3/8" - 1 3/4" thick standard door | 1 |  | 1 Year | 837.2 | 0.15 | 711.62
24362 | Salto | EB658462IP38-W- | XS4 wide body electronic RF wireless SVN escutcheon, BLE / Mifare / DESFire deadbolt privacy function, Columbo Roboquattro premium series lever, unhanded, bright stainless steel finish, for use with 1 3/8" - 1 3/4" thick standard door | 1 |  | 1 Year | 959.55 | 0.15 | 815.6175
24363 | Salto | EB658462IP38-WK | XS4 wide body electronic RF wireless SVN escutcheon, BLE / Mifare / DESFire deadbolt privacy function, with keypad, Columbo Roboquattro premium series lever, unhanded, bright stainless steel finish, for use with 1 3/8" - 1 3/4" thick standard door | 1 |  | 1 Year | 1022.4 | 0.15 | 869.04
24364 | Salto | EB658462IP48--- | XS4 wide body electronic wire-free SVN escutcheon, BLE / Mifare / DESFire deadbolt privacy function, Columbo Roboquattro premium series lever, unhanded, bright stainless steel finish, for use with 1 3/4" - 2 1/4" thick door | 1 |  | 1 Year | 774.35 | 0.15 | 658.1975
24365 | Salto | EB658462IP48-A- | XS4 wide body electronic AMOK wire-free SVN escutcheon, BLE / Mifare / DESFire deadbolt privacy function, Columbo Roboquattro premium series lever, unhanded, bright stainless steel finish, for use with 1 3/4" - 2 1/4" thick door | 1 |  | 1 Year | 903.35 | 0.15 | 767.8475
24366 | Salto | EB658462IP48--K | XS4 wide body electronic wire-free SVN escutcheon, BLE / Mifare / DESFire deadbolt privacy function, with keypad, Columbo Roboquattro premium series lever, unhanded, bright stainless steel finish, for use with 1 3/4" - 2 1/4" thick door | 1 |  | 1 Year | 837.2 | 0.15 | 711.62
24367 | Salto | EB658462IP48-W- | XS4 wide body electronic RF wireless SVN escutcheon, BLE / Mifare / DESFire deadbolt privacy function, Columbo Roboquattro premium series lever, unhanded, bright stainless steel finish, for use with 1 3/4" - 2 1/4" thick door | 1 |  | 1 Year | 959.55 | 0.15 | 815.6175
24368 | Salto | EB658462IP48-WK | XS4 wide body electronic RF wireless SVN escutcheon, BLE / Mifare / DESFire deadbolt privacy function, with keypad, Columbo Roboquattro premium series lever, unhanded, bright stainless steel finish, for use with 1 3/4" - 2 1/4" thick door | 1 |  | 1 Year | 1022.4 | 0.15 | 869.04
24369 | Salto | EB658462PP38--- | XS4 wide body electronic wire-free SVN escutcheon, BLE / Mifare / DESFire deadbolt privacy function, Columbo Roboquattro premium series lever, unhanded, bright brass finish, for use with 1 3/8" - 1 3/4" thick standard door | 1 |  | 1 Year | 774.35 | 0.15 | 658.1975
24370 | Salto | EB658462PP38-A- | XS4 wide body electronic AMOK wire-free SVN escutcheon, BLE / Mifare / DESFire deadbolt privacy function, Columbo Roboquattro premium series lever, unhanded, bright brass finish, for use with 1 3/8" - 1 3/4" thick standard door | 1 |  | 1 Year | 903.35 | 0.15 | 767.8475
24371 | Salto | EB658462PP38--K | XS4 wide body electronic wire-free SVN escutcheon, BLE / Mifare / DESFire deadbolt privacy function, with keypad, Columbo Roboquattro premium series lever, unhanded, bright brass finish, for use with 1 3/8" - 1 3/4" thick standard door | 1 |  | 1 Year | 837.2 | 0.15 | 711.62
24372 | Salto | EB658462PP38-W- | XS4 wide body electronic RF wireless SVN escutcheon, BLE / Mifare / DESFire deadbolt privacy function, Columbo Roboquattro premium series lever, unhanded, bright brass finish, for use with 1 3/8" - 1 3/4" thick standard door | 1 |  | 1 Year | 959.55 | 0.15 | 815.6175
24373 | Salto | EB658462PP38-WK | XS4 wide body electronic RF wireless SVN escutcheon, BLE / Mifare / DESFire deadbolt privacy function, with keypad, Columbo Roboquattro premium series lever, unhanded, bright brass finish, for use with 1 3/8" - 1 3/4" thick standard door | 1 |  | 1 Year | 1022.4 | 0.15 | 869.04
24374 | Salto | EB658462PP48--- | XS4 wide body electronic wire-free SVN escutcheon, BLE / Mifare / DESFire deadbolt privacy function, Columbo Roboquattro premium series lever, unhanded, bright brass finish, for use with 1 3/4" - 2 1/4" thick door | 1 |  | 1 Year | 774.35 | 0.15 | 658.1975
24375 | Salto | EB658462PP48-A- | XS4 wide body electronic AMOK wire-free SVN escutcheon, BLE / Mifare / DESFire deadbolt privacy function, Columbo Roboquattro premium series lever, unhanded, bright brass finish, for use with 1 3/4" - 2 1/4" thick door | 1 |  | 1 Year | 903.35 | 0.15 | 767.8475
24376 | Salto | EB658462PP48--K | XS4 wide body electronic wire-free SVN escutcheon, BLE / Mifare / DESFire deadbolt privacy function, with keypad, Columbo Roboquattro premium series lever, unhanded, bright brass finish, for use with 1 3/4" - 2 1/4" thick door | 1 |  | 1 Year | 837.2 | 0.15 | 711.62
24377 | Salto | EB658462PP48-W- | XS4 wide body electronic RF wireless SVN escutcheon, BLE / Mifare / DESFire deadbolt privacy function, Columbo Roboquattro premium series lever, unhanded, bright brass finish, for use with 1 3/4" - 2 1/4" thick door | 1 |  | 1 Year | 959.55 | 0.15 | 815.6175
24378 | Salto | EB658462PP48-WK | XS4 wide body electronic RF wireless SVN escutcheon, BLE / Mifare / DESFire deadbolt privacy function, with keypad, Columbo Roboquattro premium series lever, unhanded, bright brass finish, for use with 1 3/4" - 2 1/4" thick door | 1 |  | 1 Year | 1022.4 | 0.15 | 869.04
24379 | Salto | EB658463IM38--- | XS4 wide body electronic wire-free SVN escutcheon, BLE / Mifare / DESFire deadbolt privacy function, Columbo Roboquattro premium series lever, unhanded, satin stainless finish, for use with 1 3/8" - 1 3/4" thick standard door | 1 |  | 1 Year | 758.05 | 0.15 | 644.3425
24380 | Salto | EB658463IM38-A- | XS4 wide body electronic AMOK wire-free SVN escutcheon, BLE / Mifare / DESFire deadbolt privacy function, Columbo Roboquattro premium series lever, unhanded, satin stainless finish, for use with 1 3/8" - 1 3/4" thick standard door | 1 |  | 1 Year | 887.05 | 0.15 | 753.9925
24381 | Salto | EB658463IM38--K | XS4 wide body electronic wire-free SVN escutcheon, BLE / Mifare / DESFire deadbolt privacy function, with keypad, Columbo Roboquattro premium series lever, unhanded, satin stainless finish, for use with 1 3/8" - 1 3/4" thick standard door | 1 |  | 1 Year | 820.9 | 0.15 | 697.765
24382 | Salto | EB658463IM38-W- | XS4 wide body electronic RF wireless SVN escutcheon, BLE / Mifare / DESFire deadbolt privacy function, Columbo Roboquattro premium series lever, unhanded, satin stainless finish, for use with 1 3/8" - 1 3/4" thick standard door | 1 |  | 1 Year | 943.25 | 0.15 | 801.7625
24383 | Salto | EB658463IM38-WK | XS4 wide body electronic RF wireless SVN escutcheon, BLE / Mifare / DESFire deadbolt privacy function, with keypad, Columbo Roboquattro premium series lever, unhanded, satin stainless finish, for use with 1 3/8" - 1 3/4" thick standard door | 1 |  | 1 Year | 1006.1 | 0.15 | 855.185
24384 | Salto | EB658463IM48--- | XS4 wide body electronic wire-free SVN escutcheon, BLE / Mifare / DESFire deadbolt privacy function, Columbo Roboquattro premium series lever, unhanded, satin stainless finish, for use with 1 3/4" - 2 1/4" thick door | 1 |  | 1 Year | 758.05 | 0.15 | 644.3425
24385 | Salto | EB658463IM48-A- | XS4 wide body electronic AMOK wire-free SVN escutcheon, BLE / Mifare / DESFire deadbolt privacy function, Columbo Roboquattro premium series lever, unhanded, satin stainless finish, for use with 1 3/4" - 2 1/4" thick door | 1 |  | 1 Year | 887.05 | 0.15 | 753.9925
24386 | Salto | EB658463IM48--K | XS4 wide body electronic wire-free SVN escutcheon, BLE / Mifare / DESFire deadbolt privacy function, with keypad, Columbo Roboquattro premium series lever, unhanded, satin stainless finish, for use with 1 3/4" - 2 1/4" thick door | 1 |  | 1 Year | 820.9 | 0.15 | 697.765
24387 | Salto | EB658463IM48-W- | XS4 wide body electronic RF wireless SVN escutcheon, BLE / Mifare / DESFire deadbolt privacy function, Columbo Roboquattro premium series lever, unhanded, satin stainless finish, for use with 1 3/4" - 2 1/4" thick door | 1 |  | 1 Year | 943.25 | 0.15 | 801.7625
24388 | Salto | EB658463IM48-WK | XS4 wide body electronic RF wireless SVN escutcheon, BLE / Mifare / DESFire deadbolt privacy function, with keypad, Columbo Roboquattro premium series lever, unhanded, satin stainless finish, for use with 1 3/4" - 2 1/4" thick door | 1 |  | 1 Year | 1006.1 | 0.15 | 855.185
24389 | Salto | EB658463IP38--- | XS4 wide body electronic wire-free SVN escutcheon, BLE / Mifare / DESFire deadbolt privacy function, Columbo Roboquattro premium series lever, unhanded, bright stainless steel finish, for use with 1 3/8" - 1 3/4" thick standard door | 1 |  | 1 Year | 774.35 | 0.15 | 658.1975
24390 | Salto | EB658463IP38-A- | XS4 wide body electronic AMOK wire-free SVN escutcheon, BLE / Mifare / DESFire deadbolt privacy function, Columbo Roboquattro premium series lever, unhanded, bright stainless steel finish, for use with 1 3/8" - 1 3/4" thick standard door | 1 |  | 1 Year | 903.35 | 0.15 | 767.8475
24391 | Salto | EB658463IP38--K | XS4 wide body electronic wire-free SVN escutcheon, BLE / Mifare / DESFire deadbolt privacy function, with keypad, Columbo Roboquattro premium series lever, unhanded, bright stainless steel finish, for use with 1 3/8" - 1 3/4" thick standard door | 1 |  | 1 Year | 837.2 | 0.15 | 711.62
24392 | Salto | EB658463IP38-W- | XS4 wide body electronic RF wireless SVN escutcheon, BLE / Mifare / DESFire deadbolt privacy function, Columbo Roboquattro premium series lever, unhanded, bright stainless steel finish, for use with 1 3/8" - 1 3/4" thick standard door | 1 |  | 1 Year | 959.55 | 0.15 | 815.6175
24393 | Salto | EB658463IP38-WK | XS4 wide body electronic RF wireless SVN escutcheon, BLE / Mifare / DESFire deadbolt privacy function, with keypad, Columbo Roboquattro premium series lever, unhanded, bright stainless steel finish, for use with 1 3/8" - 1 3/4" thick standard door | 1 |  | 1 Year | 1022.4 | 0.15 | 869.04
24394 | Salto | EB658463IP48--- | XS4 wide body electronic wire-free SVN escutcheon, BLE / Mifare / DESFire deadbolt privacy function, Columbo Roboquattro premium series lever, unhanded, bright stainless steel finish, for use with 1 3/4" - 2 1/4" thick door | 1 |  | 1 Year | 774.35 | 0.15 | 658.1975
24395 | Salto | EB658463IP48-A- | XS4 wide body electronic AMOK wire-free SVN escutcheon, BLE / Mifare / DESFire deadbolt privacy function, Columbo Roboquattro premium series lever, unhanded, bright stainless steel finish, for use with 1 3/4" - 2 1/4" thick door | 1 |  | 1 Year | 903.35 | 0.15 | 767.8475
24396 | Salto | EB658463IP48--K | XS4 wide body electronic wire-free SVN escutcheon, BLE / Mifare / DESFire deadbolt privacy function, with keypad, Columbo Roboquattro premium series lever, unhanded, bright stainless steel finish, for use with 1 3/4" - 2 1/4" thick door | 1 |  | 1 Year | 837.2 | 0.15 | 711.62
24397 | Salto | EB658463IP48-W- | XS4 wide body electronic RF wireless SVN escutcheon, BLE / Mifare / DESFire deadbolt privacy function, Columbo Roboquattro premium series lever, unhanded, bright stainless steel finish, for use with 1 3/4" - 2 1/4" thick door | 1 |  | 1 Year | 959.55 | 0.15 | 815.6175
24398 | Salto | EB658463IP48-WK | XS4 wide body electronic RF wireless SVN escutcheon, BLE / Mifare / DESFire deadbolt privacy function, with keypad, Columbo Roboquattro premium series lever, unhanded, bright stainless steel finish, for use with 1 3/4" - 2 1/4" thick door | 1 |  | 1 Year | 1022.4 | 0.15 | 869.04
24399 | Salto | EB658463PP38--- | XS4 wide body electronic wire-free SVN escutcheon, BLE / Mifare / DESFire deadbolt privacy function, Columbo Roboquattro premium series lever, unhanded, bright brass finish, for use with 1 3/8" - 1 3/4" thick standard door | 1 |  | 1 Year | 774.35 | 0.15 | 658.1975
24400 | Salto | EB658463PP38-A- | XS4 wide body electronic AMOK wire-free SVN escutcheon, BLE / Mifare / DESFire deadbolt privacy function, Columbo Roboquattro premium series lever, unhanded, bright brass finish, for use with 1 3/8" - 1 3/4" thick standard door | 1 |  | 1 Year | 903.35 | 0.15 | 767.8475
24401 | Salto | EB658463PP38--K | XS4 wide body electronic wire-free SVN escutcheon, BLE / Mifare / DESFire deadbolt privacy function, with keypad, Columbo Roboquattro premium series lever, unhanded, bright brass finish, for use with 1 3/8" - 1 3/4" thick standard door | 1 |  | 1 Year | 837.2 | 0.15 | 711.62
24402 | Salto | EB658463PP38-W- | XS4 wide body electronic RF wireless SVN escutcheon, BLE / Mifare / DESFire deadbolt privacy function, Columbo Roboquattro premium series lever, unhanded, bright brass finish, for use with 1 3/8" - 1 3/4" thick standard door | 1 |  | 1 Year | 959.55 | 0.15 | 815.6175
24403 | Salto | EB658463PP38-WK | XS4 wide body electronic RF wireless SVN escutcheon, BLE / Mifare / DESFire deadbolt privacy function, with keypad, Columbo Roboquattro premium series lever, unhanded, bright brass finish, for use with 1 3/8" - 1 3/4" thick standard door | 1 |  | 1 Year | 1022.4 | 0.15 | 869.04
24404 | Salto | EB658463PP48--- | XS4 wide body electronic wire-free SVN escutcheon, BLE / Mifare / DESFire deadbolt privacy function, Columbo Roboquattro premium series lever, unhanded, bright brass finish, for use with 1 3/4" - 2 1/4" thick door | 1 |  | 1 Year | 774.35 | 0.15 | 658.1975
24405 | Salto | EB658463PP48-A- | XS4 wide body electronic AMOK wire-free SVN escutcheon, BLE / Mifare / DESFire deadbolt privacy function, Columbo Roboquattro premium series lever, unhanded, bright brass finish, for use with 1 3/4" - 2 1/4" thick door | 1 |  | 1 Year | 903.35 | 0.15 | 767.8475
24406 | Salto | EB658463PP48--K | XS4 wide body electronic wire-free SVN escutcheon, BLE / Mifare / DESFire deadbolt privacy function, with keypad, Columbo Roboquattro premium series lever, unhanded, bright brass finish, for use with 1 3/4" - 2 1/4" thick door | 1 |  | 1 Year | 837.2 | 0.15 | 711.62
24407 | Salto | EB658463PP48-W- | XS4 wide body electronic RF wireless SVN escutcheon, BLE / Mifare / DESFire deadbolt privacy function, Columbo Roboquattro premium series lever, unhanded, bright brass finish, for use with 1 3/4" - 2 1/4" thick door | 1 |  | 1 Year | 959.55 | 0.15 | 815.6175
24408 | Salto | EB658463PP48-WK | XS4 wide body electronic RF wireless SVN escutcheon, BLE / Mifare / DESFire deadbolt privacy function, with keypad, Columbo Roboquattro premium series lever, unhanded, bright brass finish, for use with 1 3/4" - 2 1/4" thick door | 1 |  | 1 Year | 1022.4 | 0.15 | 869.04
24409 | Salto | EB658761IM38--- | XS4 wide body electronic wire-free SVN escutcheon, BLE / Mifare / DESFire deadbolt privacy function, Columbo Mach premium series lever, unhanded, satin stainless finish, for use with 1 3/8" - 1 3/4" thick standard door | 1 |  | 1 Year | 758.05 | 0.15 | 644.3425
24410 | Salto | EB658761IM38-A- | XS4 wide body electronic AMOK wire-free SVN escutcheon, BLE / Mifare / DESFire deadbolt privacy function, Columbo Mach premium series lever, unhanded, satin stainless finish, for use with 1 3/8" - 1 3/4" thick standard door | 1 |  | 1 Year | 887.05 | 0.15 | 753.9925
24411 | Salto | EB658761IM38--K | XS4 wide body electronic wire-free SVN escutcheon, BLE / Mifare / DESFire deadbolt privacy function, with keypad, Columbo Mach premium series lever, unhanded, satin stainless finish, for use with 1 3/8" - 1 3/4" thick standard door | 1 |  | 1 Year | 820.9 | 0.15 | 697.765
24412 | Salto | EB658761IM38-W- | XS4 wide body electronic RF wireless SVN escutcheon, BLE / Mifare / DESFire deadbolt privacy function, Columbo Mach premium series lever, unhanded, satin stainless finish, for use with 1 3/8" - 1 3/4" thick standard door | 1 |  | 1 Year | 943.25 | 0.15 | 801.7625
24413 | Salto | EB658761IM38-WK | XS4 wide body electronic RF wireless SVN escutcheon, BLE / Mifare / DESFire deadbolt privacy function, with keypad, Columbo Mach premium series lever, unhanded, satin stainless finish, for use with 1 3/8" - 1 3/4" thick standard door | 1 |  | 1 Year | 1006.1 | 0.15 | 855.185
24414 | Salto | EB658761IM48--- | XS4 wide body electronic wire-free SVN escutcheon, BLE / Mifare / DESFire deadbolt privacy function, Columbo Mach premium series lever, unhanded, satin stainless finish, for use with 1 3/4" - 2 1/4" thick door | 1 |  | 1 Year | 758.05 | 0.15 | 644.3425
24415 | Salto | EB658761IM48-A- | XS4 wide body electronic AMOK wire-free SVN escutcheon, BLE / Mifare / DESFire deadbolt privacy function, Columbo Mach premium series lever, unhanded, satin stainless finish, for use with 1 3/4" - 2 1/4" thick door | 1 |  | 1 Year | 887.05 | 0.15 | 753.9925
24416 | Salto | EB658761IM48--K | XS4 wide body electronic wire-free SVN escutcheon, BLE / Mifare / DESFire deadbolt privacy function, with keypad, Columbo Mach premium series lever, unhanded, satin stainless finish, for use with 1 3/4" - 2 1/4" thick door | 1 |  | 1 Year | 820.9 | 0.15 | 697.765
24417 | Salto | EB658761IM48-W- | XS4 wide body electronic RF wireless SVN escutcheon, BLE / Mifare / DESFire deadbolt privacy function, Columbo Mach premium series lever, unhanded, satin stainless finish, for use with 1 3/4" - 2 1/4" thick door | 1 |  | 1 Year | 943.25 | 0.15 | 801.7625
24418 | Salto | EB658761IM48-WK | XS4 wide body electronic RF wireless SVN escutcheon, BLE / Mifare / DESFire deadbolt privacy function, with keypad, Columbo Mach premium series lever, unhanded, satin stainless finish, for use with 1 3/4" - 2 1/4" thick door | 1 |  | 1 Year | 1006.1 | 0.15 | 855.185
24419 | Salto | EB658761IP38--- | XS4 wide body electronic wire-free SVN escutcheon, BLE / Mifare / DESFire deadbolt privacy function, Columbo Mach premium series lever, unhanded, bright stainless steel finish, for use with 1 3/8" - 1 3/4" thick standard door | 1 |  | 1 Year | 774.35 | 0.15 | 658.1975
24420 | Salto | EB658761IP38-A- | XS4 wide body electronic AMOK wire-free SVN escutcheon, BLE / Mifare / DESFire deadbolt privacy function, Columbo Mach premium series lever, unhanded, bright stainless steel finish, for use with 1 3/8" - 1 3/4" thick standard door | 1 |  | 1 Year | 903.35 | 0.15 | 767.8475
24421 | Salto | EB658761IP38--K | XS4 wide body electronic wire-free SVN escutcheon, BLE / Mifare / DESFire deadbolt privacy function, with keypad, Columbo Mach premium series lever, unhanded, bright stainless steel finish, for use with 1 3/8" - 1 3/4" thick standard door | 1 |  | 1 Year | 837.2 | 0.15 | 711.62
24422 | Salto | EB658761IP38-W- | XS4 wide body electronic RF wireless SVN escutcheon, BLE / Mifare / DESFire deadbolt privacy function, Columbo Mach premium series lever, unhanded, bright stainless steel finish, for use with 1 3/8" - 1 3/4" thick standard door | 1 |  | 1 Year | 959.55 | 0.15 | 815.6175
24423 | Salto | EB658761IP38-WK | XS4 wide body electronic RF wireless SVN escutcheon, BLE / Mifare / DESFire deadbolt privacy function, with keypad, Columbo Mach premium series lever, unhanded, bright stainless steel finish, for use with 1 3/8" - 1 3/4" thick standard door | 1 |  | 1 Year | 1022.4 | 0.15 | 869.04
24424 | Salto | EB658761IP48--- | XS4 wide body electronic wire-free SVN escutcheon, BLE / Mifare / DESFire deadbolt privacy function, Columbo Mach premium series lever, unhanded, bright stainless steel finish, for use with 1 3/4" - 2 1/4" thick door | 1 |  | 1 Year | 774.35 | 0.15 | 658.1975
24425 | Salto | EB658761IP48-A- | XS4 wide body electronic AMOK wire-free SVN escutcheon, BLE / Mifare / DESFire deadbolt privacy function, Columbo Mach premium series lever, unhanded, bright stainless steel finish, for use with 1 3/4" - 2 1/4" thick door | 1 |  | 1 Year | 903.35 | 0.15 | 767.8475
24426 | Salto | EB658761IP48--K | XS4 wide body electronic wire-free SVN escutcheon, BLE / Mifare / DESFire deadbolt privacy function, with keypad, Columbo Mach premium series lever, unhanded, bright stainless steel finish, for use with 1 3/4" - 2 1/4" thick door | 1 |  | 1 Year | 837.2 | 0.15 | 711.62
24427 | Salto | EB658761IP48-W- | XS4 wide body electronic RF wireless SVN escutcheon, BLE / Mifare / DESFire deadbolt privacy function, Columbo Mach premium series lever, unhanded, bright stainless steel finish, for use with 1 3/4" - 2 1/4" thick door | 1 |  | 1 Year | 959.55 | 0.15 | 815.6175
24428 | Salto | EB658761IP48-WK | XS4 wide body electronic RF wireless SVN escutcheon, BLE / Mifare / DESFire deadbolt privacy function, with keypad, Columbo Mach premium series lever, unhanded, bright stainless steel finish, for use with 1 3/4" - 2 1/4" thick door | 1 |  | 1 Year | 1022.4 | 0.15 | 869.04
24429 | Salto | EB658761PP38--- | XS4 wide body electronic wire-free SVN escutcheon, BLE / Mifare / DESFire deadbolt privacy function, Columbo Mach premium series lever, unhanded, bright brass finish, for use with 1 3/8" - 1 3/4" thick standard door | 1 |  | 1 Year | 774.35 | 0.15 | 658.1975
24430 | Salto | EB658761PP38-A- | XS4 wide body electronic AMOK wire-free SVN escutcheon, BLE / Mifare / DESFire deadbolt privacy function, Columbo Mach premium series lever, unhanded, bright brass finish, for use with 1 3/8" - 1 3/4" thick standard door | 1 |  | 1 Year | 903.35 | 0.15 | 767.8475
24431 | Salto | EB658761PP38--K | XS4 wide body electronic wire-free SVN escutcheon, BLE / Mifare / DESFire deadbolt privacy function, with keypad, Columbo Mach premium series lever, unhanded, bright brass finish, for use with 1 3/8" - 1 3/4" thick standard door | 1 |  | 1 Year | 837.2 | 0.15 | 711.62
24432 | Salto | EB658761PP38-W- | XS4 wide body electronic RF wireless SVN escutcheon, BLE / Mifare / DESFire deadbolt privacy function, Columbo Mach premium series lever, unhanded, bright brass finish, for use with 1 3/8" - 1 3/4" thick standard door | 1 |  | 1 Year | 959.55 | 0.15 | 815.6175
24433 | Salto | EB658761PP38-WK | XS4 wide body electronic RF wireless SVN escutcheon, BLE / Mifare / DESFire deadbolt privacy function, with keypad, Columbo Mach premium series lever, unhanded, bright brass finish, for use with 1 3/8" - 1 3/4" thick standard door | 1 |  | 1 Year | 1022.4 | 0.15 | 869.04
24434 | Salto | EB658761PP48--- | XS4 wide body electronic wire-free SVN escutcheon, BLE / Mifare / DESFire deadbolt privacy function, Columbo Mach premium series lever, unhanded, bright brass finish, for use with 1 3/4" - 2 1/4" thick door | 1 |  | 1 Year | 774.35 | 0.15 | 658.1975
24435 | Salto | EB658761PP48-A- | XS4 wide body electronic AMOK wire-free SVN escutcheon, BLE / Mifare / DESFire deadbolt privacy function, Columbo Mach premium series lever, unhanded, bright brass finish, for use with 1 3/4" - 2 1/4" thick door | 1 |  | 1 Year | 903.35 | 0.15 | 767.8475
24436 | Salto | EB658761PP48--K | XS4 wide body electronic wire-free SVN escutcheon, BLE / Mifare / DESFire deadbolt privacy function, with keypad, Columbo Mach premium series lever, unhanded, bright brass finish, for use with 1 3/4" - 2 1/4" thick door | 1 |  | 1 Year | 837.2 | 0.15 | 711.62
24437 | Salto | EB658761PP48-W- | XS4 wide body electronic RF wireless SVN escutcheon, BLE / Mifare / DESFire deadbolt privacy function, Columbo Mach premium series lever, unhanded, bright brass finish, for use with 1 3/4" - 2 1/4" thick door | 1 |  | 1 Year | 959.55 | 0.15 | 815.6175
24438 | Salto | EB658761PP48-WK | XS4 wide body electronic RF wireless SVN escutcheon, BLE / Mifare / DESFire deadbolt privacy function, with keypad, Columbo Mach premium series lever, unhanded, bright brass finish, for use with 1 3/4" - 2 1/4" thick door | 1 |  | 1 Year | 1022.4 | 0.15 | 869.04
24439 | Salto | EB658762IM38--- | XS4 wide body electronic wire-free SVN escutcheon, BLE / Mifare / DESFire deadbolt privacy function, Columbo Mach premium series lever, unhanded, satin stainless finish, for use with 1 3/8" - 1 3/4" thick standard door | 1 |  | 1 Year | 758.05 | 0.15 | 644.3425
24440 | Salto | EB658762IM38-A- | XS4 wide body electronic AMOK wire-free SVN escutcheon, BLE / Mifare / DESFire deadbolt privacy function, Columbo Mach premium series lever, unhanded, satin stainless finish, for use with 1 3/8" - 1 3/4" thick standard door | 1 |  | 1 Year | 887.05 | 0.15 | 753.9925
24441 | Salto | EB658762IM38--K | XS4 wide body electronic wire-free SVN escutcheon, BLE / Mifare / DESFire deadbolt privacy function, with keypad, Columbo Mach premium series lever, unhanded, satin stainless finish, for use with 1 3/8" - 1 3/4" thick standard door | 1 |  | 1 Year | 820.9 | 0.15 | 697.765
24442 | Salto | EB658762IM38-W- | XS4 wide body electronic RF wireless SVN escutcheon, BLE / Mifare / DESFire deadbolt privacy function, Columbo Mach premium series lever, unhanded, satin stainless finish, for use with 1 3/8" - 1 3/4" thick standard door | 1 |  | 1 Year | 943.25 | 0.15 | 801.7625
24443 | Salto | EB658762IM38-WK | XS4 wide body electronic RF wireless SVN escutcheon, BLE / Mifare / DESFire deadbolt privacy function, with keypad, Columbo Mach premium series lever, unhanded, satin stainless finish, for use with 1 3/8" - 1 3/4" thick standard door | 1 |  | 1 Year | 1006.1 | 0.15 | 855.185
24444 | Salto | EB658762IM48--- | XS4 wide body electronic wire-free SVN escutcheon, BLE / Mifare / DESFire deadbolt privacy function, Columbo Mach premium series lever, unhanded, satin stainless finish, for use with 1 3/4" - 2 1/4" thick door | 1 |  | 1 Year | 758.05 | 0.15 | 644.3425
24445 | Salto | EB658762IM48-A- | XS4 wide body electronic AMOK wire-free SVN escutcheon, BLE / Mifare / DESFire deadbolt privacy function, Columbo Mach premium series lever, unhanded, satin stainless finish, for use with 1 3/4" - 2 1/4" thick door | 1 |  | 1 Year | 887.05 | 0.15 | 753.9925
24446 | Salto | EB658762IM48--K | XS4 wide body electronic wire-free SVN escutcheon, BLE / Mifare / DESFire deadbolt privacy function, with keypad, Columbo Mach premium series lever, unhanded, satin stainless finish, for use with 1 3/4" - 2 1/4" thick door | 1 |  | 1 Year | 820.9 | 0.15 | 697.765
24447 | Salto | EB658762IM48-W- | XS4 wide body electronic RF wireless SVN escutcheon, BLE / Mifare / DESFire deadbolt privacy function, Columbo Mach premium series lever, unhanded, satin stainless finish, for use with 1 3/4" - 2 1/4" thick door | 1 |  | 1 Year | 943.25 | 0.15 | 801.7625
24448 | Salto | EB658762IM48-WK | XS4 wide body electronic RF wireless SVN escutcheon, BLE / Mifare / DESFire deadbolt privacy function, with keypad, Columbo Mach premium series lever, unhanded, satin stainless finish, for use with 1 3/4" - 2 1/4" thick door | 1 |  | 1 Year | 1006.1 | 0.15 | 855.185
24449 | Salto | EB658762IP38--- | XS4 wide body electronic wire-free SVN escutcheon, BLE / Mifare / DESFire deadbolt privacy function, Columbo Mach premium series lever, unhanded, bright stainless steel finish, for use with 1 3/8" - 1 3/4" thick standard door | 1 |  | 1 Year | 774.35 | 0.15 | 658.1975
24450 | Salto | EB658762IP38-A- | XS4 wide body electronic AMOK wire-free SVN escutcheon, BLE / Mifare / DESFire deadbolt privacy function, Columbo Mach premium series lever, unhanded, bright stainless steel finish, for use with 1 3/8" - 1 3/4" thick standard door | 1 |  | 1 Year | 903.35 | 0.15 | 767.8475
24451 | Salto | EB658762IP38--K | XS4 wide body electronic wire-free SVN escutcheon, BLE / Mifare / DESFire deadbolt privacy function, with keypad, Columbo Mach premium series lever, unhanded, bright stainless steel finish, for use with 1 3/8" - 1 3/4" thick standard door | 1 |  | 1 Year | 837.2 | 0.15 | 711.62
24452 | Salto | EB658762IP38-W- | XS4 wide body electronic RF wireless SVN escutcheon, BLE / Mifare / DESFire deadbolt privacy function, Columbo Mach premium series lever, unhanded, bright stainless steel finish, for use with 1 3/8" - 1 3/4" thick standard door | 1 |  | 1 Year | 959.55 | 0.15 | 815.6175
24453 | Salto | EB658762IP38-WK | XS4 wide body electronic RF wireless SVN escutcheon, BLE / Mifare / DESFire deadbolt privacy function, with keypad, Columbo Mach premium series lever, unhanded, bright stainless steel finish, for use with 1 3/8" - 1 3/4" thick standard door | 1 |  | 1 Year | 1022.4 | 0.15 | 869.04
24454 | Salto | EB658762IP48--- | XS4 wide body electronic wire-free SVN escutcheon, BLE / Mifare / DESFire deadbolt privacy function, Columbo Mach premium series lever, unhanded, bright stainless steel finish, for use with 1 3/4" - 2 1/4" thick door | 1 |  | 1 Year | 774.35 | 0.15 | 658.1975
24455 | Salto | EB658762IP48-A- | XS4 wide body electronic AMOK wire-free SVN escutcheon, BLE / Mifare / DESFire deadbolt privacy function, Columbo Mach premium series lever, unhanded, bright stainless steel finish, for use with 1 3/4" - 2 1/4" thick door | 1 |  | 1 Year | 903.35 | 0.15 | 767.8475
24456 | Salto | EB658762IP48--K | XS4 wide body electronic wire-free SVN escutcheon, BLE / Mifare / DESFire deadbolt privacy function, with keypad, Columbo Mach premium series lever, unhanded, bright stainless steel finish, for use with 1 3/4" - 2 1/4" thick door | 1 |  | 1 Year | 837.2 | 0.15 | 711.62
24457 | Salto | EB658762IP48-W- | XS4 wide body electronic RF wireless SVN escutcheon, BLE / Mifare / DESFire deadbolt privacy function, Columbo Mach premium series lever, unhanded, bright stainless steel finish, for use with 1 3/4" - 2 1/4" thick door | 1 |  | 1 Year | 959.55 | 0.15 | 815.6175
24458 | Salto | EB658762IP48-WK | XS4 wide body electronic RF wireless SVN escutcheon, BLE / Mifare / DESFire deadbolt privacy function, with keypad, Columbo Mach premium series lever, unhanded, bright stainless steel finish, for use with 1 3/4" - 2 1/4" thick door | 1 |  | 1 Year | 1022.4 | 0.15 | 869.04
24459 | Salto | EB658762PP38--- | XS4 wide body electronic wire-free SVN escutcheon, BLE / Mifare / DESFire deadbolt privacy function, Columbo Mach premium series lever, unhanded, bright brass finish, for use with 1 3/8" - 1 3/4" thick standard door | 1 |  | 1 Year | 774.35 | 0.15 | 658.1975
24460 | Salto | EB658762PP38-A- | XS4 wide body electronic AMOK wire-free SVN escutcheon, BLE / Mifare / DESFire deadbolt privacy function, Columbo Mach premium series lever, unhanded, bright brass finish, for use with 1 3/8" - 1 3/4" thick standard door | 1 |  | 1 Year | 903.35 | 0.15 | 767.8475
24461 | Salto | EB658762PP38--K | XS4 wide body electronic wire-free SVN escutcheon, BLE / Mifare / DESFire deadbolt privacy function, with keypad, Columbo Mach premium series lever, unhanded, bright brass finish, for use with 1 3/8" - 1 3/4" thick standard door | 1 |  | 1 Year | 837.2 | 0.15 | 711.62
24462 | Salto | EB658762PP38-W- | XS4 wide body electronic RF wireless SVN escutcheon, BLE / Mifare / DESFire deadbolt privacy function, Columbo Mach premium series lever, unhanded, bright brass finish, for use with 1 3/8" - 1 3/4" thick standard door | 1 |  | 1 Year | 959.55 | 0.15 | 815.6175
24463 | Salto | EB658762PP38-WK | XS4 wide body electronic RF wireless SVN escutcheon, BLE / Mifare / DESFire deadbolt privacy function, with keypad, Columbo Mach premium series lever, unhanded, bright brass finish, for use with 1 3/8" - 1 3/4" thick standard door | 1 |  | 1 Year | 1022.4 | 0.15 | 869.04
24464 | Salto | EB658762PP48--- | XS4 wide body electronic wire-free SVN escutcheon, BLE / Mifare / DESFire deadbolt privacy function, Columbo Mach premium series lever, unhanded, bright brass finish, for use with 1 3/4" - 2 1/4" thick door | 1 |  | 1 Year | 774.35 | 0.15 | 658.1975
24465 | Salto | EB658762PP48-A- | XS4 wide body electronic AMOK wire-free SVN escutcheon, BLE / Mifare / DESFire deadbolt privacy function, Columbo Mach premium series lever, unhanded, bright brass finish, for use with 1 3/4" - 2 1/4" thick door | 1 |  | 1 Year | 903.35 | 0.15 | 767.8475
24466 | Salto | EB658762PP48--K | XS4 wide body electronic wire-free SVN escutcheon, BLE / Mifare / DESFire deadbolt privacy function, with keypad, Columbo Mach premium series lever, unhanded, bright brass finish, for use with 1 3/4" - 2 1/4" thick door | 1 |  | 1 Year | 837.2 | 0.15 | 711.62
24467 | Salto | EB658762PP48-W- | XS4 wide body electronic RF wireless SVN escutcheon, BLE / Mifare / DESFire deadbolt privacy function, Columbo Mach premium series lever, unhanded, bright brass finish, for use with 1 3/4" - 2 1/4" thick door | 1 |  | 1 Year | 959.55 | 0.15 | 815.6175
24468 | Salto | EB658762PP48-WK | XS4 wide body electronic RF wireless SVN escutcheon, BLE / Mifare / DESFire deadbolt privacy function, with keypad, Columbo Mach premium series lever, unhanded, bright brass finish, for use with 1 3/4" - 2 1/4" thick door | 1 |  | 1 Year | 1022.4 | 0.15 | 869.04
24469 | Salto | EB658763IM38--- | XS4 wide body electronic wire-free SVN escutcheon, BLE / Mifare / DESFire deadbolt privacy function, Columbo Mach premium series lever, unhanded, satin stainless finish, for use with 1 3/8" - 1 3/4" thick standard door | 1 |  | 1 Year | 758.05 | 0.15 | 644.3425
24470 | Salto | EB658763IM38-A- | XS4 wide body electronic AMOK wire-free SVN escutcheon, BLE / Mifare / DESFire deadbolt privacy function, Columbo Mach premium series lever, unhanded, satin stainless finish, for use with 1 3/8" - 1 3/4" thick standard door | 1 |  | 1 Year | 887.05 | 0.15 | 753.9925
24471 | Salto | EB658763IM38--K | XS4 wide body electronic wire-free SVN escutcheon, BLE / Mifare / DESFire deadbolt privacy function, with keypad, Columbo Mach premium series lever, unhanded, satin stainless finish, for use with 1 3/8" - 1 3/4" thick standard door | 1 |  | 1 Year | 820.9 | 0.15 | 697.765
24472 | Salto | EB658763IM38-W- | XS4 wide body electronic RF wireless SVN escutcheon, BLE / Mifare / DESFire deadbolt privacy function, Columbo Mach premium series lever, unhanded, satin stainless finish, for use with 1 3/8" - 1 3/4" thick standard door | 1 |  | 1 Year | 943.25 | 0.15 | 801.7625
24473 | Salto | EB658763IM38-WK | XS4 wide body electronic RF wireless SVN escutcheon, BLE / Mifare / DESFire deadbolt privacy function, with keypad, Columbo Mach premium series lever, unhanded, satin stainless finish, for use with 1 3/8" - 1 3/4" thick standard door | 1 |  | 1 Year | 1006.1 | 0.15 | 855.185
24474 | Salto | EB658763IM48--- | XS4 wide body electronic wire-free SVN escutcheon, BLE / Mifare / DESFire deadbolt privacy function, Columbo Mach premium series lever, unhanded, satin stainless finish, for use with 1 3/4" - 2 1/4" thick door | 1 |  | 1 Year | 758.05 | 0.15 | 644.3425
24475 | Salto | EB658763IM48-A- | XS4 wide body electronic AMOK wire-free SVN escutcheon, BLE / Mifare / DESFire deadbolt privacy function, Columbo Mach premium series lever, unhanded, satin stainless finish, for use with 1 3/4" - 2 1/4" thick door | 1 |  | 1 Year | 887.05 | 0.15 | 753.9925
24476 | Salto | EB658763IM48--K | XS4 wide body electronic wire-free SVN escutcheon, BLE / Mifare / DESFire deadbolt privacy function, with keypad, Columbo Mach premium series lever, unhanded, satin stainless finish, for use with 1 3/4" - 2 1/4" thick door | 1 |  | 1 Year | 820.9 | 0.15 | 697.765
24477 | Salto | EB658763IM48-W- | XS4 wide body electronic RF wireless SVN escutcheon, BLE / Mifare / DESFire deadbolt privacy function, Columbo Mach premium series lever, unhanded, satin stainless finish, for use with 1 3/4" - 2 1/4" thick door | 1 |  | 1 Year | 943.25 | 0.15 | 801.7625
24478 | Salto | EB658763IM48-WK | XS4 wide body electronic RF wireless SVN escutcheon, BLE / Mifare / DESFire deadbolt privacy function, with keypad, Columbo Mach premium series lever, unhanded, satin stainless finish, for use with 1 3/4" - 2 1/4" thick door | 1 |  | 1 Year | 1006.1 | 0.15 | 855.185
24479 | Salto | EB658763IP38--- | XS4 wide body electronic wire-free SVN escutcheon, BLE / Mifare / DESFire deadbolt privacy function, Columbo Mach premium series lever, unhanded, bright stainless steel finish, for use with 1 3/8" - 1 3/4" thick standard door | 1 |  | 1 Year | 774.35 | 0.15 | 658.1975
24480 | Salto | EB658763IP38-A- | XS4 wide body electronic AMOK wire-free SVN escutcheon, BLE / Mifare / DESFire deadbolt privacy function, Columbo Mach premium series lever, unhanded, bright stainless steel finish, for use with 1 3/8" - 1 3/4" thick standard door | 1 |  | 1 Year | 903.35 | 0.15 | 767.8475
24481 | Salto | EB658763IP38--K | XS4 wide body electronic wire-free SVN escutcheon, BLE / Mifare / DESFire deadbolt privacy function, with keypad, Columbo Mach premium series lever, unhanded, bright stainless steel finish, for use with 1 3/8" - 1 3/4" thick standard door | 1 |  | 1 Year | 837.2 | 0.15 | 711.62
24482 | Salto | EB658763IP38-W- | XS4 wide body electronic RF wireless SVN escutcheon, BLE / Mifare / DESFire deadbolt privacy function, Columbo Mach premium series lever, unhanded, bright stainless steel finish, for use with 1 3/8" - 1 3/4" thick standard door | 1 |  | 1 Year | 959.55 | 0.15 | 815.6175
24483 | Salto | EB658763IP38-WK | XS4 wide body electronic RF wireless SVN escutcheon, BLE / Mifare / DESFire deadbolt privacy function, with keypad, Columbo Mach premium series lever, unhanded, bright stainless steel finish, for use with 1 3/8" - 1 3/4" thick standard door | 1 |  | 1 Year | 1022.4 | 0.15 | 869.04
24484 | Salto | EB658763IP48--- | XS4 wide body electronic wire-free SVN escutcheon, BLE / Mifare / DESFire deadbolt privacy function, Columbo Mach premium series lever, unhanded, bright stainless steel finish, for use with 1 3/4" - 2 1/4" thick door | 1 |  | 1 Year | 774.35 | 0.15 | 658.1975
24485 | Salto | EB658763IP48-A- | XS4 wide body electronic AMOK wire-free SVN escutcheon, BLE / Mifare / DESFire deadbolt privacy function, Columbo Mach premium series lever, unhanded, bright stainless steel finish, for use with 1 3/4" - 2 1/4" thick door | 1 |  | 1 Year | 903.35 | 0.15 | 767.8475
24486 | Salto | EB658763IP48--K | XS4 wide body electronic wire-free SVN escutcheon, BLE / Mifare / DESFire deadbolt privacy function, with keypad, Columbo Mach premium series lever, unhanded, bright stainless steel finish, for use with 1 3/4" - 2 1/4" thick door | 1 |  | 1 Year | 837.2 | 0.15 | 711.62
24487 | Salto | EB658763IP48-W- | XS4 wide body electronic RF wireless SVN escutcheon, BLE / Mifare / DESFire deadbolt privacy function, Columbo Mach premium series lever, unhanded, bright stainless steel finish, for use with 1 3/4" - 2 1/4" thick door | 1 |  | 1 Year | 959.55 | 0.15 | 815.6175
24488 | Salto | EB658763IP48-WK | XS4 wide body electronic RF wireless SVN escutcheon, BLE / Mifare / DESFire deadbolt privacy function, with keypad, Columbo Mach premium series lever, unhanded, bright stainless steel finish, for use with 1 3/4" - 2 1/4" thick door | 1 |  | 1 Year | 1022.4 | 0.15 | 869.04
24489 | Salto | EB658763PP38--- | XS4 wide body electronic wire-free SVN escutcheon, BLE / Mifare / DESFire deadbolt privacy function, Columbo Mach premium series lever, unhanded, bright brass finish, for use with 1 3/8" - 1 3/4" thick standard door | 1 |  | 1 Year | 774.35 | 0.15 | 658.1975
24490 | Salto | EB658763PP38-A- | XS4 wide body electronic AMOK wire-free SVN escutcheon, BLE / Mifare / DESFire deadbolt privacy function, Columbo Mach premium series lever, unhanded, bright brass finish, for use with 1 3/8" - 1 3/4" thick standard door | 1 |  | 1 Year | 903.35 | 0.15 | 767.8475
24491 | Salto | EB658763PP38--K | XS4 wide body electronic wire-free SVN escutcheon, BLE / Mifare / DESFire deadbolt privacy function, with keypad, Columbo Mach premium series lever, unhanded, bright brass finish, for use with 1 3/8" - 1 3/4" thick standard door | 1 |  | 1 Year | 837.2 | 0.15 | 711.62
24492 | Salto | EB658763PP38-W- | XS4 wide body electronic RF wireless SVN escutcheon, BLE / Mifare / DESFire deadbolt privacy function, Columbo Mach premium series lever, unhanded, bright brass finish, for use with 1 3/8" - 1 3/4" thick standard door | 1 |  | 1 Year | 959.55 | 0.15 | 815.6175
24493 | Salto | EB658763PP38-WK | XS4 wide body electronic RF wireless SVN escutcheon, BLE / Mifare / DESFire deadbolt privacy function, with keypad, Columbo Mach premium series lever, unhanded, bright brass finish, for use with 1 3/8" - 1 3/4" thick standard door | 1 |  | 1 Year | 1022.4 | 0.15 | 869.04
24494 | Salto | EB658763PP48--- | XS4 wide body electronic wire-free SVN escutcheon, BLE / Mifare / DESFire deadbolt privacy function, Columbo Mach premium series lever, unhanded, bright brass finish, for use with 1 3/4" - 2 1/4" thick door | 1 |  | 1 Year | 774.35 | 0.15 | 658.1975
24495 | Salto | EB658763PP48-A- | XS4 wide body electronic AMOK wire-free SVN escutcheon, BLE / Mifare / DESFire deadbolt privacy function, Columbo Mach premium series lever, unhanded, bright brass finish, for use with 1 3/4" - 2 1/4" thick door | 1 |  | 1 Year | 903.35 | 0.15 | 767.8475
24496 | Salto | EB658763PP48--K | XS4 wide body electronic wire-free SVN escutcheon, BLE / Mifare / DESFire deadbolt privacy function, with keypad, Columbo Mach premium series lever, unhanded, bright brass finish, for use with 1 3/4" - 2 1/4" thick door | 1 |  | 1 Year | 837.2 | 0.15 | 711.62
24497 | Salto | EB658763PP48-W- | XS4 wide body electronic RF wireless SVN escutcheon, BLE / Mifare / DESFire deadbolt privacy function, Columbo Mach premium series lever, unhanded, bright brass finish, for use with 1 3/4" - 2 1/4" thick door | 1 |  | 1 Year | 959.55 | 0.15 | 815.6175
24498 | Salto | EB658763PP48-WK | XS4 wide body electronic RF wireless SVN escutcheon, BLE / Mifare / DESFire deadbolt privacy function, with keypad, Columbo Mach premium series lever, unhanded, bright brass finish, for use with 1 3/4" - 2 1/4" thick door | 1 |  | 1 Year | 1022.4 | 0.15 | 869.04
24499 | Salto | EB658A61BC38--- | XS4 wide body electronic wire-free SVN escutcheon, BLE / Mifare / DESFire deadbolt privacy function, A lever, unhanded, BioCote antimicrobial finish, for use with 1 3/8" - 1 3/4" thick standard door | 1 |  | 1 Year | 764.15 | 0.15 | 649.5275
24500 | Salto | EB658A61BC38-A- | XS4 wide body electronic AMOK wire-free SVN escutcheon, BLE / Mifare / DESFire deadbolt privacy function, A lever, unhanded, BioCote antimicrobial finish, for use with 1 3/8" - 1 3/4" thick standard door | 1 |  | 1 Year | 893.15 | 0.15 | 759.1775
24501 | Salto | EB658A61BC38--K | XS4 wide body electronic wire-free SVN escutcheon, BLE / Mifare / DESFire deadbolt privacy function, with keypad, A lever, unhanded, BioCote antimicrobial finish, for use with 1 3/8" - 1 3/4" thick standard door | 1 |  | 1 Year | 827 | 0.15 | 702.95
24502 | Salto | EB658A61BC38-W- | XS4 wide body electronic RF wireless SVN escutcheon, BLE / Mifare / DESFire deadbolt privacy function, A lever, unhanded, BioCote antimicrobial finish, for use with 1 3/8" - 1 3/4" thick standard door | 1 |  | 1 Year | 949.35 | 0.15 | 806.9475
24503 | Salto | EB658A61BC38-WK | XS4 wide body electronic RF wireless SVN escutcheon, BLE / Mifare / DESFire deadbolt privacy function, with keypad, A lever, unhanded, BioCote antimicrobial finish, for use with 1 3/8" - 1 3/4" thick standard door | 1 |  | 1 Year | 1012.2 | 0.15 | 860.37
24504 | Salto | EB658A61BC48--- | XS4 wide body electronic wire-free SVN escutcheon, BLE / Mifare / DESFire deadbolt privacy function, A lever, unhanded, BioCote antimicrobial finish, for use with 1 3/4" - 2 1/4" thick door | 1 |  | 1 Year | 764.15 | 0.15 | 649.5275
24505 | Salto | EB658A61BC48-A- | XS4 wide body electronic AMOK wire-free SVN escutcheon, BLE / Mifare / DESFire deadbolt privacy function, A lever, unhanded, BioCote antimicrobial finish, for use with 1 3/4" - 2 1/4" thick door | 1 |  | 1 Year | 893.15 | 0.15 | 759.1775
24506 | Salto | EB658A61BC48--K | XS4 wide body electronic wire-free SVN escutcheon, BLE / Mifare / DESFire deadbolt privacy function, with keypad, A lever, unhanded, BioCote antimicrobial finish, for use with 1 3/4" - 2 1/4" thick door | 1 |  | 1 Year | 827 | 0.15 | 702.95
24507 | Salto | EB658A61BC48-W- | XS4 wide body electronic RF wireless SVN escutcheon, BLE / Mifare / DESFire deadbolt privacy function, A lever, unhanded, BioCote antimicrobial finish, for use with 1 3/4" - 2 1/4" thick door | 1 |  | 1 Year | 949.35 | 0.15 | 806.9475
24508 | Salto | EB658A61BC48-WK | XS4 wide body electronic RF wireless SVN escutcheon, BLE / Mifare / DESFire deadbolt privacy function, with keypad, A lever, unhanded, BioCote antimicrobial finish, for use with 1 3/4" - 2 1/4" thick door | 1 |  | 1 Year | 1012.2 | 0.15 | 860.37
24509 | Salto | EB658A61IA38--- | XS4 wide body electronic wire-free SVN escutcheon, BLE / Mifare / DESFire deadbolt privacy function, A lever, unhanded, antique brass finish, for use with 1 3/8" - 1 3/4" thick standard door | 1 |  | 1 Year | 764.15 | 0.15 | 649.5275
24510 | Salto | EB658A61IA38-A- | XS4 wide body electronic AMOK wire-free SVN escutcheon, BLE / Mifare / DESFire deadbolt privacy function, A lever, unhanded, antique brass finish, for use with 1 3/8" - 1 3/4" thick standard door | 1 |  | 1 Year | 893.15 | 0.15 | 759.1775
24511 | Salto | EB658A61IA38--K | XS4 wide body electronic wire-free SVN escutcheon, BLE / Mifare / DESFire deadbolt privacy function, with keypad, A lever, unhanded, antique brass finish, for use with 1 3/8" - 1 3/4" thick standard door | 1 |  | 1 Year | 827 | 0.15 | 702.95
24512 | Salto | EB658A61IA38-W- | XS4 wide body electronic RF wireless SVN escutcheon, BLE / Mifare / DESFire deadbolt privacy function, A lever, unhanded, antique brass finish, for use with 1 3/8" - 1 3/4" thick standard door | 1 |  | 1 Year | 949.35 | 0.15 | 806.9475
24513 | Salto | EB658A61IA38-WK | XS4 wide body electronic RF wireless SVN escutcheon, BLE / Mifare / DESFire deadbolt privacy function, with keypad, A lever, unhanded, antique brass finish, for use with 1 3/8" - 1 3/4" thick standard door | 1 |  | 1 Year | 1012.2 | 0.15 | 860.37
24514 | Salto | EB658A61IA48--- | XS4 wide body electronic wire-free SVN escutcheon, BLE / Mifare / DESFire deadbolt privacy function, A lever, unhanded, antique brass finish, for use with 1 3/4" - 2 1/4" thick door | 1 |  | 1 Year | 764.15 | 0.15 | 649.5275
24515 | Salto | EB658A61IA48-A- | XS4 wide body electronic AMOK wire-free SVN escutcheon, BLE / Mifare / DESFire deadbolt privacy function, A lever, unhanded, antique brass finish, for use with 1 3/4" - 2 1/4" thick door | 1 |  | 1 Year | 893.15 | 0.15 | 759.1775
24516 | Salto | EB658A61IA48--K | XS4 wide body electronic wire-free SVN escutcheon, BLE / Mifare / DESFire deadbolt privacy function, with keypad, A lever, unhanded, antique brass finish, for use with 1 3/4" - 2 1/4" thick door | 1 |  | 1 Year | 827 | 0.15 | 702.95
24517 | Salto | EB658A61IA48-W- | XS4 wide body electronic RF wireless SVN escutcheon, BLE / Mifare / DESFire deadbolt privacy function, A lever, unhanded, antique brass finish, for use with 1 3/4" - 2 1/4" thick door | 1 |  | 1 Year | 949.35 | 0.15 | 806.9475
24518 | Salto | EB658A61IA48-WK | XS4 wide body electronic RF wireless SVN escutcheon, BLE / Mifare / DESFire deadbolt privacy function, with keypad, A lever, unhanded, antique brass finish, for use with 1 3/4" - 2 1/4" thick door | 1 |  | 1 Year | 1012.2 | 0.15 | 860.37
24519 | Salto | EB658A61IM38--- | XS4 wide body electronic wire-free SVN escutcheon, BLE / Mifare / DESFire deadbolt privacy function, A lever, unhanded, satin stainless finish, for use with 1 3/8" - 1 3/4" thick standard door | 1 |  | 1 Year | 712.15 | 0.15 | 605.3275
24520 | Salto | EB658A61IM38-A- | XS4 wide body electronic AMOK wire-free SVN escutcheon, BLE / Mifare / DESFire deadbolt privacy function, A lever, unhanded, satin stainless finish, for use with 1 3/8" - 1 3/4" thick standard door | 1 |  | 1 Year | 841.15 | 0.15 | 714.9775
24521 | Salto | EB658A61IM38--K | XS4 wide body electronic wire-free SVN escutcheon, BLE / Mifare / DESFire deadbolt privacy function, with keypad, A lever, unhanded, satin stainless finish, for use with 1 3/8" - 1 3/4" thick standard door | 1 |  | 1 Year | 775 | 0.15 | 658.75
24522 | Salto | EB658A61IM38-W- | XS4 wide body electronic RF wireless SVN escutcheon, BLE / Mifare / DESFire deadbolt privacy function, A lever, unhanded, satin stainless finish, for use with 1 3/8" - 1 3/4" thick standard door | 1 |  | 1 Year | 897.35 | 0.15 | 762.7475
24523 | Salto | EB658A61IM38-WK | XS4 wide body electronic RF wireless SVN escutcheon, BLE / Mifare / DESFire deadbolt privacy function, with keypad, A lever, unhanded, satin stainless finish, for use with 1 3/8" - 1 3/4" thick standard door | 1 |  | 1 Year | 960.2 | 0.15 | 816.17
24524 | Salto | EB658A61IM48--- | XS4 wide body electronic wire-free SVN escutcheon, BLE / Mifare / DESFire deadbolt privacy function, A lever, unhanded, satin stainless finish, for use with 1 3/4" - 2 1/4" thick door | 1 |  | 1 Year | 712.15 | 0.15 | 605.3275
24525 | Salto | EB658A61IM48-A- | XS4 wide body electronic AMOK wire-free SVN escutcheon, BLE / Mifare / DESFire deadbolt privacy function, A lever, unhanded, satin stainless finish, for use with 1 3/4" - 2 1/4" thick door | 1 |  | 1 Year | 841.15 | 0.15 | 714.9775
24526 | Salto | EB658A61IM48--K | XS4 wide body electronic wire-free SVN escutcheon, BLE / Mifare / DESFire deadbolt privacy function, with keypad, A lever, unhanded, satin stainless finish, for use with 1 3/4" - 2 1/4" thick door | 1 |  | 1 Year | 775 | 0.15 | 658.75
24527 | Salto | EB658A61IM48-W- | XS4 wide body electronic RF wireless SVN escutcheon, BLE / Mifare / DESFire deadbolt privacy function, A lever, unhanded, satin stainless finish, for use with 1 3/4" - 2 1/4" thick door | 1 |  | 1 Year | 897.35 | 0.15 | 762.7475
24528 | Salto | EB658A61IM48-WK | XS4 wide body electronic RF wireless SVN escutcheon, BLE / Mifare / DESFire deadbolt privacy function, with keypad, A lever, unhanded, satin stainless finish, for use with 1 3/4" - 2 1/4" thick door | 1 |  | 1 Year | 960.2 | 0.15 | 816.17
24529 | Salto | EB658A61IP38--- | XS4 wide body electronic wire-free SVN escutcheon, BLE / Mifare / DESFire deadbolt privacy function, A lever, unhanded, bright stainless steel finish, for use with 1 3/8" - 1 3/4" thick standard door | 1 |  | 1 Year | 728.45 | 0.15 | 619.1825
24530 | Salto | EB658A61IP38-A- | XS4 wide body electronic AMOK wire-free SVN escutcheon, BLE / Mifare / DESFire deadbolt privacy function, A lever, unhanded, bright stainless steel finish, for use with 1 3/8" - 1 3/4" thick standard door | 1 |  | 1 Year | 857.45 | 0.15 | 728.8325
24531 | Salto | EB658A61IP38--K | XS4 wide body electronic wire-free SVN escutcheon, BLE / Mifare / DESFire deadbolt privacy function, with keypad, A lever, unhanded, bright stainless steel finish, for use with 1 3/8" - 1 3/4" thick standard door | 1 |  | 1 Year | 791.3 | 0.15 | 672.605
24532 | Salto | EB658A61IP38-W- | XS4 wide body electronic RF wireless SVN escutcheon, BLE / Mifare / DESFire deadbolt privacy function, A lever, unhanded, bright stainless steel finish, for use with 1 3/8" - 1 3/4" thick standard door | 1 |  | 1 Year | 913.65 | 0.15 | 776.6025
24533 | Salto | EB658A61IP38-WK | XS4 wide body electronic RF wireless SVN escutcheon, BLE / Mifare / DESFire deadbolt privacy function, with keypad, A lever, unhanded, bright stainless steel finish, for use with 1 3/8" - 1 3/4" thick standard door | 1 |  | 1 Year | 976.5 | 0.15 | 830.025
24534 | Salto | EB658A61IP48--- | XS4 wide body electronic wire-free SVN escutcheon, BLE / Mifare / DESFire deadbolt privacy function, A lever, unhanded, bright stainless steel finish, for use with 1 3/4" - 2 1/4" thick door | 1 |  | 1 Year | 728.45 | 0.15 | 619.1825
24535 | Salto | EB658A61IP48-A- | XS4 wide body electronic AMOK wire-free SVN escutcheon, BLE / Mifare / DESFire deadbolt privacy function, A lever, unhanded, bright stainless steel finish, for use with 1 3/4" - 2 1/4" thick door | 1 |  | 1 Year | 857.45 | 0.15 | 728.8325
24536 | Salto | EB658A61IP48--K | XS4 wide body electronic wire-free SVN escutcheon, BLE / Mifare / DESFire deadbolt privacy function, with keypad, A lever, unhanded, bright stainless steel finish, for use with 1 3/4" - 2 1/4" thick door | 1 |  | 1 Year | 791.3 | 0.15 | 672.605
24537 | Salto | EB658A61IP48-W- | XS4 wide body electronic RF wireless SVN escutcheon, BLE / Mifare / DESFire deadbolt privacy function, A lever, unhanded, bright stainless steel finish, for use with 1 3/4" - 2 1/4" thick door | 1 |  | 1 Year | 913.65 | 0.15 | 776.6025
24538 | Salto | EB658A61IP48-WK | XS4 wide body electronic RF wireless SVN escutcheon, BLE / Mifare / DESFire deadbolt privacy function, with keypad, A lever, unhanded, bright stainless steel finish, for use with 1 3/4" - 2 1/4" thick door | 1 |  | 1 Year | 976.5 | 0.15 | 830.025
24539 | Salto | EB658A61NE38--- | XS4 wide body electronic wire-free SVN escutcheon, BLE / Mifare / DESFire deadbolt privacy function, A lever, unhanded, black chromium finish, for use with 1 3/8" - 1 3/4" thick standard door | 1 |  | 1 Year | 746.85 | 0.15 | 634.8225
24540 | Salto | EB658A61NE38-A- | XS4 wide body electronic AMOK wire-free SVN escutcheon, BLE / Mifare / DESFire deadbolt privacy function, A lever, unhanded, black chromium finish, for use with 1 3/8" - 1 3/4" thick standard door | 1 |  | 1 Year | 875.85 | 0.15 | 744.4725
24541 | Salto | EB658A61NE38--K | XS4 wide body electronic wire-free SVN escutcheon, BLE / Mifare / DESFire deadbolt privacy function, with keypad, A lever, unhanded, black chromium finish, for use with 1 3/8" - 1 3/4" thick standard door | 1 |  | 1 Year | 809.7 | 0.15 | 688.245
24542 | Salto | EB658A61NE38-W- | XS4 wide body electronic RF wireless SVN escutcheon, BLE / Mifare / DESFire deadbolt privacy function, A lever, unhanded, black chromium finish, for use with 1 3/8" - 1 3/4" thick standard door | 1 |  | 1 Year | 932.05 | 0.15 | 792.2425
24543 | Salto | EB658A61NE38-WK | XS4 wide body electronic RF wireless SVN escutcheon, BLE / Mifare / DESFire deadbolt privacy function, with keypad, A lever, unhanded, black chromium finish, for use with 1 3/8" - 1 3/4" thick standard door | 1 |  | 1 Year | 994.9 | 0.15 | 845.665
24544 | Salto | EB658A61NE48--- | XS4 wide body electronic wire-free SVN escutcheon, BLE / Mifare / DESFire deadbolt privacy function, A lever, unhanded, black chromium finish, for use with 1 3/4" - 2 1/4" thick door | 1 |  | 1 Year | 746.85 | 0.15 | 634.8225
24545 | Salto | EB658A61NE48-A- | XS4 wide body electronic AMOK wire-free SVN escutcheon, BLE / Mifare / DESFire deadbolt privacy function, A lever, unhanded, black chromium finish, for use with 1 3/4" - 2 1/4" thick door | 1 |  | 1 Year | 875.85 | 0.15 | 744.4725
24546 | Salto | EB658A61NE48--K | XS4 wide body electronic wire-free SVN escutcheon, BLE / Mifare / DESFire deadbolt privacy function, with keypad, A lever, unhanded, black chromium finish, for use with 1 3/4" - 2 1/4" thick door | 1 |  | 1 Year | 809.7 | 0.15 | 688.245
24547 | Salto | EB658A61NE48-W- | XS4 wide body electronic RF wireless SVN escutcheon, BLE / Mifare / DESFire deadbolt privacy function, A lever, unhanded, black chromium finish, for use with 1 3/4" - 2 1/4" thick door | 1 |  | 1 Year | 932.05 | 0.15 | 792.2425
24548 | Salto | EB658A61NE48-WK | XS4 wide body electronic RF wireless SVN escutcheon, BLE / Mifare / DESFire deadbolt privacy function, with keypad, A lever, unhanded, black chromium finish, for use with 1 3/4" - 2 1/4" thick door | 1 |  | 1 Year | 994.9 | 0.15 | 845.665
24549 | Salto | EB658A61PM38--- | XS4 wide body electronic wire-free SVN escutcheon, BLE / Mifare / DESFire deadbolt privacy function, A lever, unhanded, satin brass finish, for use with 1 3/8" - 1 3/4" thick standard door | 1 |  | 1 Year | 712.15 | 0.15 | 605.3275
24550 | Salto | EB658A61PM38-A- | XS4 wide body electronic AMOK wire-free SVN escutcheon, BLE / Mifare / DESFire deadbolt privacy function, A lever, unhanded, satin brass finish, for use with 1 3/8" - 1 3/4" thick standard door | 1 |  | 1 Year | 841.15 | 0.15 | 714.9775
24551 | Salto | EB658A61PM38--K | XS4 wide body electronic wire-free SVN escutcheon, BLE / Mifare / DESFire deadbolt privacy function, with keypad, A lever, unhanded, satin brass finish, for use with 1 3/8" - 1 3/4" thick standard door | 1 |  | 1 Year | 775 | 0.15 | 658.75
24552 | Salto | EB658A61PM38-W- | XS4 wide body electronic RF wireless SVN escutcheon, BLE / Mifare / DESFire deadbolt privacy function, A lever, unhanded, satin brass finish, for use with 1 3/8" - 1 3/4" thick standard door | 1 |  | 1 Year | 897.35 | 0.15 | 762.7475
24553 | Salto | EB658A61PM38-WK | XS4 wide body electronic RF wireless SVN escutcheon, BLE / Mifare / DESFire deadbolt privacy function, with keypad, A lever, unhanded, satin brass finish, for use with 1 3/8" - 1 3/4" thick standard door | 1 |  | 1 Year | 960.2 | 0.15 | 816.17
24554 | Salto | EB658A61PM48--- | XS4 wide body electronic wire-free SVN escutcheon, BLE / Mifare / DESFire deadbolt privacy function, A lever, unhanded, satin brass finish, for use with 1 3/4" - 2 1/4" thick door | 1 |  | 1 Year | 712.15 | 0.15 | 605.3275
24555 | Salto | EB658A61PM48-A- | XS4 wide body electronic AMOK wire-free SVN escutcheon, BLE / Mifare / DESFire deadbolt privacy function, A lever, unhanded, satin brass finish, for use with 1 3/4" - 2 1/4" thick door | 1 |  | 1 Year | 841.15 | 0.15 | 714.9775
24556 | Salto | EB658A61PM48--K | XS4 wide body electronic wire-free SVN escutcheon, BLE / Mifare / DESFire deadbolt privacy function, with keypad, A lever, unhanded, satin brass finish, for use with 1 3/4" - 2 1/4" thick door | 1 |  | 1 Year | 775 | 0.15 | 658.75
24557 | Salto | EB658A61PM48-W- | XS4 wide body electronic RF wireless SVN escutcheon, BLE / Mifare / DESFire deadbolt privacy function, A lever, unhanded, satin brass finish, for use with 1 3/4" - 2 1/4" thick door | 1 |  | 1 Year | 897.35 | 0.15 | 762.7475
24558 | Salto | EB658A61PM48-WK | XS4 wide body electronic RF wireless SVN escutcheon, BLE / Mifare / DESFire deadbolt privacy function, with keypad, A lever, unhanded, satin brass finish, for use with 1 3/4" - 2 1/4" thick door | 1 |  | 1 Year | 960.2 | 0.15 | 816.17
24559 | Salto | EB658A61PP38--- | XS4 wide body electronic wire-free SVN escutcheon, BLE / Mifare / DESFire deadbolt privacy function, A lever, unhanded, bright brass finish, for use with 1 3/8" - 1 3/4" thick standard door | 1 |  | 1 Year | 728.45 | 0.15 | 619.1825
24560 | Salto | EB658A61PP38-A- | XS4 wide body electronic AMOK wire-free SVN escutcheon, BLE / Mifare / DESFire deadbolt privacy function, A lever, unhanded, bright brass finish, for use with 1 3/8" - 1 3/4" thick standard door | 1 |  | 1 Year | 857.45 | 0.15 | 728.8325
24561 | Salto | EB658A61PP38--K | XS4 wide body electronic wire-free SVN escutcheon, BLE / Mifare / DESFire deadbolt privacy function, with keypad, A lever, unhanded, bright brass finish, for use with 1 3/8" - 1 3/4" thick standard door | 1 |  | 1 Year | 791.3 | 0.15 | 672.605
24562 | Salto | EB658A61PP38-W- | XS4 wide body electronic RF wireless SVN escutcheon, BLE / Mifare / DESFire deadbolt privacy function, A lever, unhanded, bright brass finish, for use with 1 3/8" - 1 3/4" thick standard door | 1 |  | 1 Year | 913.65 | 0.15 | 776.6025
24563 | Salto | EB658A61PP38-WK | XS4 wide body electronic RF wireless SVN escutcheon, BLE / Mifare / DESFire deadbolt privacy function, with keypad, A lever, unhanded, bright brass finish, for use with 1 3/8" - 1 3/4" thick standard door | 1 |  | 1 Year | 976.5 | 0.15 | 830.025
24564 | Salto | EB658A61PP48--- | XS4 wide body electronic wire-free SVN escutcheon, BLE / Mifare / DESFire deadbolt privacy function, A lever, unhanded, bright brass finish, for use with 1 3/4" - 2 1/4" thick door | 1 |  | 1 Year | 728.45 | 0.15 | 619.1825
24565 | Salto | EB658A61PP48-A- | XS4 wide body electronic AMOK wire-free SVN escutcheon, BLE / Mifare / DESFire deadbolt privacy function, A lever, unhanded, bright brass finish, for use with 1 3/4" - 2 1/4" thick door | 1 |  | 1 Year | 857.45 | 0.15 | 728.8325
24566 | Salto | EB658A61PP48--K | XS4 wide body electronic wire-free SVN escutcheon, BLE / Mifare / DESFire deadbolt privacy function, with keypad, A lever, unhanded, bright brass finish, for use with 1 3/4" - 2 1/4" thick door | 1 |  | 1 Year | 791.3 | 0.15 | 672.605
24567 | Salto | EB658A61PP48-W- | XS4 wide body electronic RF wireless SVN escutcheon, BLE / Mifare / DESFire deadbolt privacy function, A lever, unhanded, bright brass finish, for use with 1 3/4" - 2 1/4" thick door | 1 |  | 1 Year | 913.65 | 0.15 | 776.6025
24568 | Salto | EB658A61PP48-WK | XS4 wide body electronic RF wireless SVN escutcheon, BLE / Mifare / DESFire deadbolt privacy function, with keypad, A lever, unhanded, bright brass finish, for use with 1 3/4" - 2 1/4" thick door | 1 |  | 1 Year | 976.5 | 0.15 | 830.025
24569 | Salto | EB658A62BC38--- | XS4 wide body electronic wire-free SVN escutcheon, BLE / Mifare / DESFire deadbolt privacy function, A lever, unhanded, BioCote antimicrobial finish, for use with 1 3/8" - 1 3/4" thick standard door | 1 |  | 1 Year | 764.15 | 0.15 | 649.5275
24570 | Salto | EB658A62BC38-A- | XS4 wide body electronic AMOK wire-free SVN escutcheon, BLE / Mifare / DESFire deadbolt privacy function, A lever, unhanded, BioCote antimicrobial finish, for use with 1 3/8" - 1 3/4" thick standard door | 1 |  | 1 Year | 893.15 | 0.15 | 759.1775
24571 | Salto | EB658A62BC38--K | XS4 wide body electronic wire-free SVN escutcheon, BLE / Mifare / DESFire deadbolt privacy function, with keypad, A lever, unhanded, BioCote antimicrobial finish, for use with 1 3/8" - 1 3/4" thick standard door | 1 |  | 1 Year | 827 | 0.15 | 702.95
24572 | Salto | EB658A62BC38-W- | XS4 wide body electronic RF wireless SVN escutcheon, BLE / Mifare / DESFire deadbolt privacy function, A lever, unhanded, BioCote antimicrobial finish, for use with 1 3/8" - 1 3/4" thick standard door | 1 |  | 1 Year | 949.35 | 0.15 | 806.9475
24573 | Salto | EB658A62BC38-WK | XS4 wide body electronic RF wireless SVN escutcheon, BLE / Mifare / DESFire deadbolt privacy function, with keypad, A lever, unhanded, BioCote antimicrobial finish, for use with 1 3/8" - 1 3/4" thick standard door | 1 |  | 1 Year | 1012.2 | 0.15 | 860.37
24574 | Salto | EB658A62BC48--- | XS4 wide body electronic wire-free SVN escutcheon, BLE / Mifare / DESFire deadbolt privacy function, A lever, unhanded, BioCote antimicrobial finish, for use with 1 3/4" - 2 1/4" thick door | 1 |  | 1 Year | 764.15 | 0.15 | 649.5275
24575 | Salto | EB658A62BC48-A- | XS4 wide body electronic AMOK wire-free SVN escutcheon, BLE / Mifare / DESFire deadbolt privacy function, A lever, unhanded, BioCote antimicrobial finish, for use with 1 3/4" - 2 1/4" thick door | 1 |  | 1 Year | 893.15 | 0.15 | 759.1775
24576 | Salto | EB658A62BC48--K | XS4 wide body electronic wire-free SVN escutcheon, BLE / Mifare / DESFire deadbolt privacy function, with keypad, A lever, unhanded, BioCote antimicrobial finish, for use with 1 3/4" - 2 1/4" thick door | 1 |  | 1 Year | 827 | 0.15 | 702.95
24577 | Salto | EB658A62BC48-W- | XS4 wide body electronic RF wireless SVN escutcheon, BLE / Mifare / DESFire deadbolt privacy function, A lever, unhanded, BioCote antimicrobial finish, for use with 1 3/4" - 2 1/4" thick door | 1 |  | 1 Year | 949.35 | 0.15 | 806.9475
24578 | Salto | EB658A62BC48-WK | XS4 wide body electronic RF wireless SVN escutcheon, BLE / Mifare / DESFire deadbolt privacy function, with keypad, A lever, unhanded, BioCote antimicrobial finish, for use with 1 3/4" - 2 1/4" thick door | 1 |  | 1 Year | 1012.2 | 0.15 | 860.37
24579 | Salto | EB658A62IA38--- | XS4 wide body electronic wire-free SVN escutcheon, BLE / Mifare / DESFire deadbolt privacy function, A lever, unhanded, antique brass finish, for use with 1 3/8" - 1 3/4" thick standard door | 1 |  | 1 Year | 764.15 | 0.15 | 649.5275
24580 | Salto | EB658A62IA38-A- | XS4 wide body electronic AMOK wire-free SVN escutcheon, BLE / Mifare / DESFire deadbolt privacy function, A lever, unhanded, antique brass finish, for use with 1 3/8" - 1 3/4" thick standard door | 1 |  | 1 Year | 893.15 | 0.15 | 759.1775
24581 | Salto | EB658A62IA38--K | XS4 wide body electronic wire-free SVN escutcheon, BLE / Mifare / DESFire deadbolt privacy function, with keypad, A lever, unhanded, antique brass finish, for use with 1 3/8" - 1 3/4" thick standard door | 1 |  | 1 Year | 827 | 0.15 | 702.95
24582 | Salto | EB658A62IA38-W- | XS4 wide body electronic RF wireless SVN escutcheon, BLE / Mifare / DESFire deadbolt privacy function, A lever, unhanded, antique brass finish, for use with 1 3/8" - 1 3/4" thick standard door | 1 |  | 1 Year | 949.35 | 0.15 | 806.9475
24583 | Salto | EB658A62IA38-WK | XS4 wide body electronic RF wireless SVN escutcheon, BLE / Mifare / DESFire deadbolt privacy function, with keypad, A lever, unhanded, antique brass finish, for use with 1 3/8" - 1 3/4" thick standard door | 1 |  | 1 Year | 1012.2 | 0.15 | 860.37
24584 | Salto | EB658A62IA48--- | XS4 wide body electronic wire-free SVN escutcheon, BLE / Mifare / DESFire deadbolt privacy function, A lever, unhanded, antique brass finish, for use with 1 3/4" - 2 1/4" thick door | 1 |  | 1 Year | 764.15 | 0.15 | 649.5275
24585 | Salto | EB658A62IA48-A- | XS4 wide body electronic AMOK wire-free SVN escutcheon, BLE / Mifare / DESFire deadbolt privacy function, A lever, unhanded, antique brass finish, for use with 1 3/4" - 2 1/4" thick door | 1 |  | 1 Year | 893.15 | 0.15 | 759.1775
24586 | Salto | EB658A62IA48--K | XS4 wide body electronic wire-free SVN escutcheon, BLE / Mifare / DESFire deadbolt privacy function, with keypad, A lever, unhanded, antique brass finish, for use with 1 3/4" - 2 1/4" thick door | 1 |  | 1 Year | 827 | 0.15 | 702.95
24587 | Salto | EB658A62IA48-W- | XS4 wide body electronic RF wireless SVN escutcheon, BLE / Mifare / DESFire deadbolt privacy function, A lever, unhanded, antique brass finish, for use with 1 3/4" - 2 1/4" thick door | 1 |  | 1 Year | 949.35 | 0.15 | 806.9475
24588 | Salto | EB658A62IA48-WK | XS4 wide body electronic RF wireless SVN escutcheon, BLE / Mifare / DESFire deadbolt privacy function, with keypad, A lever, unhanded, antique brass finish, for use with 1 3/4" - 2 1/4" thick door | 1 |  | 1 Year | 1012.2 | 0.15 | 860.37
24589 | Salto | EB658A62IM38--- | XS4 wide body electronic wire-free SVN escutcheon, BLE / Mifare / DESFire deadbolt privacy function, A lever, unhanded, satin stainless finish, for use with 1 3/8" - 1 3/4" thick standard door | 1 |  | 1 Year | 712.15 | 0.15 | 605.3275
24590 | Salto | EB658A62IM38-A- | XS4 wide body electronic AMOK wire-free SVN escutcheon, BLE / Mifare / DESFire deadbolt privacy function, A lever, unhanded, satin stainless finish, for use with 1 3/8" - 1 3/4" thick standard door | 1 |  | 1 Year | 841.15 | 0.15 | 714.9775
24591 | Salto | EB658A62IM38--K | XS4 wide body electronic wire-free SVN escutcheon, BLE / Mifare / DESFire deadbolt privacy function, with keypad, A lever, unhanded, satin stainless finish, for use with 1 3/8" - 1 3/4" thick standard door | 1 |  | 1 Year | 775 | 0.15 | 658.75
24592 | Salto | EB658A62IM38-W- | XS4 wide body electronic RF wireless SVN escutcheon, BLE / Mifare / DESFire deadbolt privacy function, A lever, unhanded, satin stainless finish, for use with 1 3/8" - 1 3/4" thick standard door | 1 |  | 1 Year | 897.35 | 0.15 | 762.7475
24593 | Salto | EB658A62IM38-WK | XS4 wide body electronic RF wireless SVN escutcheon, BLE / Mifare / DESFire deadbolt privacy function, with keypad, A lever, unhanded, satin stainless finish, for use with 1 3/8" - 1 3/4" thick standard door | 1 |  | 1 Year | 960.2 | 0.15 | 816.17
24594 | Salto | EB658A62IM48--- | XS4 wide body electronic wire-free SVN escutcheon, BLE / Mifare / DESFire deadbolt privacy function, A lever, unhanded, satin stainless finish, for use with 1 3/4" - 2 1/4" thick door | 1 |  | 1 Year | 712.15 | 0.15 | 605.3275
24595 | Salto | EB658A62IM48-A- | XS4 wide body electronic AMOK wire-free SVN escutcheon, BLE / Mifare / DESFire deadbolt privacy function, A lever, unhanded, satin stainless finish, for use with 1 3/4" - 2 1/4" thick door | 1 |  | 1 Year | 841.15 | 0.15 | 714.9775
24596 | Salto | EB658A62IM48--K | XS4 wide body electronic wire-free SVN escutcheon, BLE / Mifare / DESFire deadbolt privacy function, with keypad, A lever, unhanded, satin stainless finish, for use with 1 3/4" - 2 1/4" thick door | 1 |  | 1 Year | 775 | 0.15 | 658.75
24597 | Salto | EB658A62IM48-W- | XS4 wide body electronic RF wireless SVN escutcheon, BLE / Mifare / DESFire deadbolt privacy function, A lever, unhanded, satin stainless finish, for use with 1 3/4" - 2 1/4" thick door | 1 |  | 1 Year | 897.35 | 0.15 | 762.7475
24598 | Salto | EB658A62IM48-WK | XS4 wide body electronic RF wireless SVN escutcheon, BLE / Mifare / DESFire deadbolt privacy function, with keypad, A lever, unhanded, satin stainless finish, for use with 1 3/4" - 2 1/4" thick door | 1 |  | 1 Year | 960.2 | 0.15 | 816.17
24599 | Salto | EB658A62IP38--- | XS4 wide body electronic wire-free SVN escutcheon, BLE / Mifare / DESFire deadbolt privacy function, A lever, unhanded, bright stainless steel finish, for use with 1 3/8" - 1 3/4" thick standard door | 1 |  | 1 Year | 728.45 | 0.15 | 619.1825
24600 | Salto | EB658A62IP38-A- | XS4 wide body electronic AMOK wire-free SVN escutcheon, BLE / Mifare / DESFire deadbolt privacy function, A lever, unhanded, bright stainless steel finish, for use with 1 3/8" - 1 3/4" thick standard door | 1 |  | 1 Year | 857.45 | 0.15 | 728.8325
24601 | Salto | EB658A62IP38--K | XS4 wide body electronic wire-free SVN escutcheon, BLE / Mifare / DESFire deadbolt privacy function, with keypad, A lever, unhanded, bright stainless steel finish, for use with 1 3/8" - 1 3/4" thick standard door | 1 |  | 1 Year | 791.3 | 0.15 | 672.605
24602 | Salto | EB658A62IP38-W- | XS4 wide body electronic RF wireless SVN escutcheon, BLE / Mifare / DESFire deadbolt privacy function, A lever, unhanded, bright stainless steel finish, for use with 1 3/8" - 1 3/4" thick standard door | 1 |  | 1 Year | 913.65 | 0.15 | 776.6025
24603 | Salto | EB658A62IP38-WK | XS4 wide body electronic RF wireless SVN escutcheon, BLE / Mifare / DESFire deadbolt privacy function, with keypad, A lever, unhanded, bright stainless steel finish, for use with 1 3/8" - 1 3/4" thick standard door | 1 |  | 1 Year | 976.5 | 0.15 | 830.025
24604 | Salto | EB658A62IP48--- | XS4 wide body electronic wire-free SVN escutcheon, BLE / Mifare / DESFire deadbolt privacy function, A lever, unhanded, bright stainless steel finish, for use with 1 3/4" - 2 1/4" thick door | 1 |  | 1 Year | 728.45 | 0.15 | 619.1825
24605 | Salto | EB658A62IP48-A- | XS4 wide body electronic AMOK wire-free SVN escutcheon, BLE / Mifare / DESFire deadbolt privacy function, A lever, unhanded, bright stainless steel finish, for use with 1 3/4" - 2 1/4" thick door | 1 |  | 1 Year | 857.45 | 0.15 | 728.8325
24606 | Salto | EB658A62IP48--K | XS4 wide body electronic wire-free SVN escutcheon, BLE / Mifare / DESFire deadbolt privacy function, with keypad, A lever, unhanded, bright stainless steel finish, for use with 1 3/4" - 2 1/4" thick door | 1 |  | 1 Year | 791.3 | 0.15 | 672.605
24607 | Salto | EB658A62IP48-W- | XS4 wide body electronic RF wireless SVN escutcheon, BLE / Mifare / DESFire deadbolt privacy function, A lever, unhanded, bright stainless steel finish, for use with 1 3/4" - 2 1/4" thick door | 1 |  | 1 Year | 913.65 | 0.15 | 776.6025
24608 | Salto | EB658A62IP48-WK | XS4 wide body electronic RF wireless SVN escutcheon, BLE / Mifare / DESFire deadbolt privacy function, with keypad, A lever, unhanded, bright stainless steel finish, for use with 1 3/4" - 2 1/4" thick door | 1 |  | 1 Year | 976.5 | 0.15 | 830.025
24609 | Salto | EB658A62NE38--- | XS4 wide body electronic wire-free SVN escutcheon, BLE / Mifare / DESFire deadbolt privacy function, A lever, unhanded, black chromium finish, for use with 1 3/8" - 1 3/4" thick standard door | 1 |  | 1 Year | 746.85 | 0.15 | 634.8225
24610 | Salto | EB658A62NE38-A- | XS4 wide body electronic AMOK wire-free SVN escutcheon, BLE / Mifare / DESFire deadbolt privacy function, A lever, unhanded, black chromium finish, for use with 1 3/8" - 1 3/4" thick standard door | 1 |  | 1 Year | 875.85 | 0.15 | 744.4725
24611 | Salto | EB658A62NE38--K | XS4 wide body electronic wire-free SVN escutcheon, BLE / Mifare / DESFire deadbolt privacy function, with keypad, A lever, unhanded, black chromium finish, for use with 1 3/8" - 1 3/4" thick standard door | 1 |  | 1 Year | 809.7 | 0.15 | 688.245
24612 | Salto | EB658A62NE38-W- | XS4 wide body electronic RF wireless SVN escutcheon, BLE / Mifare / DESFire deadbolt privacy function, A lever, unhanded, black chromium finish, for use with 1 3/8" - 1 3/4" thick standard door | 1 |  | 1 Year | 932.05 | 0.15 | 792.2425
24613 | Salto | EB658A62NE38-WK | XS4 wide body electronic RF wireless SVN escutcheon, BLE / Mifare / DESFire deadbolt privacy function, with keypad, A lever, unhanded, black chromium finish, for use with 1 3/8" - 1 3/4" thick standard door | 1 |  | 1 Year | 994.9 | 0.15 | 845.665
24614 | Salto | EB658A62NE48--- | XS4 wide body electronic wire-free SVN escutcheon, BLE / Mifare / DESFire deadbolt privacy function, A lever, unhanded, black chromium finish, for use with 1 3/4" - 2 1/4" thick door | 1 |  | 1 Year | 746.85 | 0.15 | 634.8225
24615 | Salto | EB658A62NE48-A- | XS4 wide body electronic AMOK wire-free SVN escutcheon, BLE / Mifare / DESFire deadbolt privacy function, A lever, unhanded, black chromium finish, for use with 1 3/4" - 2 1/4" thick door | 1 |  | 1 Year | 875.85 | 0.15 | 744.4725
24616 | Salto | EB658A62NE48--K | XS4 wide body electronic wire-free SVN escutcheon, BLE / Mifare / DESFire deadbolt privacy function, with keypad, A lever, unhanded, black chromium finish, for use with 1 3/4" - 2 1/4" thick door | 1 |  | 1 Year | 809.7 | 0.15 | 688.245
24617 | Salto | EB658A62NE48-W- | XS4 wide body electronic RF wireless SVN escutcheon, BLE / Mifare / DESFire deadbolt privacy function, A lever, unhanded, black chromium finish, for use with 1 3/4" - 2 1/4" thick door | 1 |  | 1 Year | 932.05 | 0.15 | 792.2425
24618 | Salto | EB658A62NE48-WK | XS4 wide body electronic RF wireless SVN escutcheon, BLE / Mifare / DESFire deadbolt privacy function, with keypad, A lever, unhanded, black chromium finish, for use with 1 3/4" - 2 1/4" thick door | 1 |  | 1 Year | 994.9 | 0.15 | 845.665
24619 | Salto | EB658A62PM38--- | XS4 wide body electronic wire-free SVN escutcheon, BLE / Mifare / DESFire deadbolt privacy function, A lever, unhanded, satin brass finish, for use with 1 3/8" - 1 3/4" thick standard door | 1 |  | 1 Year | 712.15 | 0.15 | 605.3275
24620 | Salto | EB658A62PM38-A- | XS4 wide body electronic AMOK wire-free SVN escutcheon, BLE / Mifare / DESFire deadbolt privacy function, A lever, unhanded, satin brass finish, for use with 1 3/8" - 1 3/4" thick standard door | 1 |  | 1 Year | 841.15 | 0.15 | 714.9775
24621 | Salto | EB658A62PM38--K | XS4 wide body electronic wire-free SVN escutcheon, BLE / Mifare / DESFire deadbolt privacy function, with keypad, A lever, unhanded, satin brass finish, for use with 1 3/8" - 1 3/4" thick standard door | 1 |  | 1 Year | 775 | 0.15 | 658.75
24622 | Salto | EB658A62PM38-W- | XS4 wide body electronic RF wireless SVN escutcheon, BLE / Mifare / DESFire deadbolt privacy function, A lever, unhanded, satin brass finish, for use with 1 3/8" - 1 3/4" thick standard door | 1 |  | 1 Year | 897.35 | 0.15 | 762.7475
24623 | Salto | EB658A62PM38-WK | XS4 wide body electronic RF wireless SVN escutcheon, BLE / Mifare / DESFire deadbolt privacy function, with keypad, A lever, unhanded, satin brass finish, for use with 1 3/8" - 1 3/4" thick standard door | 1 |  | 1 Year | 960.2 | 0.15 | 816.17
24624 | Salto | EB658A62PM48--- | XS4 wide body electronic wire-free SVN escutcheon, BLE / Mifare / DESFire deadbolt privacy function, A lever, unhanded, satin brass finish, for use with 1 3/4" - 2 1/4" thick door | 1 |  | 1 Year | 712.15 | 0.15 | 605.3275
24625 | Salto | EB658A62PM48-A- | XS4 wide body electronic AMOK wire-free SVN escutcheon, BLE / Mifare / DESFire deadbolt privacy function, A lever, unhanded, satin brass finish, for use with 1 3/4" - 2 1/4" thick door | 1 |  | 1 Year | 841.15 | 0.15 | 714.9775
24626 | Salto | EB658A62PM48--K | XS4 wide body electronic wire-free SVN escutcheon, BLE / Mifare / DESFire deadbolt privacy function, with keypad, A lever, unhanded, satin brass finish, for use with 1 3/4" - 2 1/4" thick door | 1 |  | 1 Year | 775 | 0.15 | 658.75
24627 | Salto | EB658A62PM48-W- | XS4 wide body electronic RF wireless SVN escutcheon, BLE / Mifare / DESFire deadbolt privacy function, A lever, unhanded, satin brass finish, for use with 1 3/4" - 2 1/4" thick door | 1 |  | 1 Year | 897.35 | 0.15 | 762.7475
24628 | Salto | EB658A62PM48-WK | XS4 wide body electronic RF wireless SVN escutcheon, BLE / Mifare / DESFire deadbolt privacy function, with keypad, A lever, unhanded, satin brass finish, for use with 1 3/4" - 2 1/4" thick door | 1 |  | 1 Year | 960.2 | 0.15 | 816.17
24629 | Salto | EB658A62PP38--- | XS4 wide body electronic wire-free SVN escutcheon, BLE / Mifare / DESFire deadbolt privacy function, A lever, unhanded, bright brass finish, for use with 1 3/8" - 1 3/4" thick standard door | 1 |  | 1 Year | 728.45 | 0.15 | 619.1825
24630 | Salto | EB658A62PP38-A- | XS4 wide body electronic AMOK wire-free SVN escutcheon, BLE / Mifare / DESFire deadbolt privacy function, A lever, unhanded, bright brass finish, for use with 1 3/8" - 1 3/4" thick standard door | 1 |  | 1 Year | 857.45 | 0.15 | 728.8325
24631 | Salto | EB658A62PP38--K | XS4 wide body electronic wire-free SVN escutcheon, BLE / Mifare / DESFire deadbolt privacy function, with keypad, A lever, unhanded, bright brass finish, for use with 1 3/8" - 1 3/4" thick standard door | 1 |  | 1 Year | 791.3 | 0.15 | 672.605
24632 | Salto | EB658A62PP38-W- | XS4 wide body electronic RF wireless SVN escutcheon, BLE / Mifare / DESFire deadbolt privacy function, A lever, unhanded, bright brass finish, for use with 1 3/8" - 1 3/4" thick standard door | 1 |  | 1 Year | 913.65 | 0.15 | 776.6025
24633 | Salto | EB658A62PP38-WK | XS4 wide body electronic RF wireless SVN escutcheon, BLE / Mifare / DESFire deadbolt privacy function, with keypad, A lever, unhanded, bright brass finish, for use with 1 3/8" - 1 3/4" thick standard door | 1 |  | 1 Year | 976.5 | 0.15 | 830.025
24634 | Salto | EB658A62PP48--- | XS4 wide body electronic wire-free SVN escutcheon, BLE / Mifare / DESFire deadbolt privacy function, A lever, unhanded, bright brass finish, for use with 1 3/4" - 2 1/4" thick door | 1 |  | 1 Year | 728.45 | 0.15 | 619.1825
24635 | Salto | EB658A62PP48-A- | XS4 wide body electronic AMOK wire-free SVN escutcheon, BLE / Mifare / DESFire deadbolt privacy function, A lever, unhanded, bright brass finish, for use with 1 3/4" - 2 1/4" thick door | 1 |  | 1 Year | 857.45 | 0.15 | 728.8325
24636 | Salto | EB658A62PP48--K | XS4 wide body electronic wire-free SVN escutcheon, BLE / Mifare / DESFire deadbolt privacy function, with keypad, A lever, unhanded, bright brass finish, for use with 1 3/4" - 2 1/4" thick door | 1 |  | 1 Year | 791.3 | 0.15 | 672.605
24637 | Salto | EB658A62PP48-W- | XS4 wide body electronic RF wireless SVN escutcheon, BLE / Mifare / DESFire deadbolt privacy function, A lever, unhanded, bright brass finish, for use with 1 3/4" - 2 1/4" thick door | 1 |  | 1 Year | 913.65 | 0.15 | 776.6025
24638 | Salto | EB658A62PP48-WK | XS4 wide body electronic RF wireless SVN escutcheon, BLE / Mifare / DESFire deadbolt privacy function, with keypad, A lever, unhanded, bright brass finish, for use with 1 3/4" - 2 1/4" thick door | 1 |  | 1 Year | 976.5 | 0.15 | 830.025
24639 | Salto | EB658A63BC38--- | XS4 wide body electronic wire-free SVN escutcheon, BLE / Mifare / DESFire deadbolt privacy function, A lever, unhanded, BioCote antimicrobial finish, for use with 1 3/8" - 1 3/4" thick standard door | 1 |  | 1 Year | 764.15 | 0.15 | 649.5275
24640 | Salto | EB658A63BC38-A- | XS4 wide body electronic AMOK wire-free SVN escutcheon, BLE / Mifare / DESFire deadbolt privacy function, A lever, unhanded, BioCote antimicrobial finish, for use with 1 3/8" - 1 3/4" thick standard door | 1 |  | 1 Year | 893.15 | 0.15 | 759.1775
24641 | Salto | EB658A63BC38--K | XS4 wide body electronic wire-free SVN escutcheon, BLE / Mifare / DESFire deadbolt privacy function, with keypad, A lever, unhanded, BioCote antimicrobial finish, for use with 1 3/8" - 1 3/4" thick standard door | 1 |  | 1 Year | 827 | 0.15 | 702.95
24642 | Salto | EB658A63BC38-W- | XS4 wide body electronic RF wireless SVN escutcheon, BLE / Mifare / DESFire deadbolt privacy function, A lever, unhanded, BioCote antimicrobial finish, for use with 1 3/8" - 1 3/4" thick standard door | 1 |  | 1 Year | 949.35 | 0.15 | 806.9475
24643 | Salto | EB658A63BC38-WK | XS4 wide body electronic RF wireless SVN escutcheon, BLE / Mifare / DESFire deadbolt privacy function, with keypad, A lever, unhanded, BioCote antimicrobial finish, for use with 1 3/8" - 1 3/4" thick standard door | 1 |  | 1 Year | 1012.2 | 0.15 | 860.37
24644 | Salto | EB658A63BC48--- | XS4 wide body electronic wire-free SVN escutcheon, BLE / Mifare / DESFire deadbolt privacy function, A lever, unhanded, BioCote antimicrobial finish, for use with 1 3/4" - 2 1/4" thick door | 1 |  | 1 Year | 764.15 | 0.15 | 649.5275
24645 | Salto | EB658A63BC48-A- | XS4 wide body electronic AMOK wire-free SVN escutcheon, BLE / Mifare / DESFire deadbolt privacy function, A lever, unhanded, BioCote antimicrobial finish, for use with 1 3/4" - 2 1/4" thick door | 1 |  | 1 Year | 893.15 | 0.15 | 759.1775
24646 | Salto | EB658A63BC48--K | XS4 wide body electronic wire-free SVN escutcheon, BLE / Mifare / DESFire deadbolt privacy function, with keypad, A lever, unhanded, BioCote antimicrobial finish, for use with 1 3/4" - 2 1/4" thick door | 1 |  | 1 Year | 827 | 0.15 | 702.95
24647 | Salto | EB658A63BC48-W- | XS4 wide body electronic RF wireless SVN escutcheon, BLE / Mifare / DESFire deadbolt privacy function, A lever, unhanded, BioCote antimicrobial finish, for use with 1 3/4" - 2 1/4" thick door | 1 |  | 1 Year | 949.35 | 0.15 | 806.9475
24648 | Salto | EB658A63BC48-WK | XS4 wide body electronic RF wireless SVN escutcheon, BLE / Mifare / DESFire deadbolt privacy function, with keypad, A lever, unhanded, BioCote antimicrobial finish, for use with 1 3/4" - 2 1/4" thick door | 1 |  | 1 Year | 1012.2 | 0.15 | 860.37
24649 | Salto | EB658A63IA38--- | XS4 wide body electronic wire-free SVN escutcheon, BLE / Mifare / DESFire deadbolt privacy function, A lever, unhanded, antique brass finish, for use with 1 3/8" - 1 3/4" thick standard door | 1 |  | 1 Year | 764.15 | 0.15 | 649.5275
24650 | Salto | EB658A63IA38-A- | XS4 wide body electronic AMOK wire-free SVN escutcheon, BLE / Mifare / DESFire deadbolt privacy function, A lever, unhanded, antique brass finish, for use with 1 3/8" - 1 3/4" thick standard door | 1 |  | 1 Year | 893.15 | 0.15 | 759.1775
24651 | Salto | EB658A63IA38--K | XS4 wide body electronic wire-free SVN escutcheon, BLE / Mifare / DESFire deadbolt privacy function, with keypad, A lever, unhanded, antique brass finish, for use with 1 3/8" - 1 3/4" thick standard door | 1 |  | 1 Year | 827 | 0.15 | 702.95
24652 | Salto | EB658A63IA38-W- | XS4 wide body electronic RF wireless SVN escutcheon, BLE / Mifare / DESFire deadbolt privacy function, A lever, unhanded, antique brass finish, for use with 1 3/8" - 1 3/4" thick standard door | 1 |  | 1 Year | 949.35 | 0.15 | 806.9475
24653 | Salto | EB658A63IA38-WK | XS4 wide body electronic RF wireless SVN escutcheon, BLE / Mifare / DESFire deadbolt privacy function, with keypad, A lever, unhanded, antique brass finish, for use with 1 3/8" - 1 3/4" thick standard door | 1 |  | 1 Year | 1012.2 | 0.15 | 860.37
24654 | Salto | EB658A63IA48--- | XS4 wide body electronic wire-free SVN escutcheon, BLE / Mifare / DESFire deadbolt privacy function, A lever, unhanded, antique brass finish, for use with 1 3/4" - 2 1/4" thick door | 1 |  | 1 Year | 764.15 | 0.15 | 649.5275
24655 | Salto | EB658A63IA48-A- | XS4 wide body electronic AMOK wire-free SVN escutcheon, BLE / Mifare / DESFire deadbolt privacy function, A lever, unhanded, antique brass finish, for use with 1 3/4" - 2 1/4" thick door | 1 |  | 1 Year | 893.15 | 0.15 | 759.1775
24656 | Salto | EB658A63IA48--K | XS4 wide body electronic wire-free SVN escutcheon, BLE / Mifare / DESFire deadbolt privacy function, with keypad, A lever, unhanded, antique brass finish, for use with 1 3/4" - 2 1/4" thick door | 1 |  | 1 Year | 827 | 0.15 | 702.95
24657 | Salto | EB658A63IA48-W- | XS4 wide body electronic RF wireless SVN escutcheon, BLE / Mifare / DESFire deadbolt privacy function, A lever, unhanded, antique brass finish, for use with 1 3/4" - 2 1/4" thick door | 1 |  | 1 Year | 949.35 | 0.15 | 806.9475
24658 | Salto | EB658A63IA48-WK | XS4 wide body electronic RF wireless SVN escutcheon, BLE / Mifare / DESFire deadbolt privacy function, with keypad, A lever, unhanded, antique brass finish, for use with 1 3/4" - 2 1/4" thick door | 1 |  | 1 Year | 1012.2 | 0.15 | 860.37
24659 | Salto | EB658A63IM38--- | XS4 wide body electronic wire-free SVN escutcheon, BLE / Mifare / DESFire deadbolt privacy function, A lever, unhanded, satin stainless finish, for use with 1 3/8" - 1 3/4" thick standard door | 1 |  | 1 Year | 712.15 | 0.15 | 605.3275
24660 | Salto | EB658A63IM38-A- | XS4 wide body electronic AMOK wire-free SVN escutcheon, BLE / Mifare / DESFire deadbolt privacy function, A lever, unhanded, satin stainless finish, for use with 1 3/8" - 1 3/4" thick standard door | 1 |  | 1 Year | 841.15 | 0.15 | 714.9775
24661 | Salto | EB658A63IM38--K | XS4 wide body electronic wire-free SVN escutcheon, BLE / Mifare / DESFire deadbolt privacy function, with keypad, A lever, unhanded, satin stainless finish, for use with 1 3/8" - 1 3/4" thick standard door | 1 |  | 1 Year | 775 | 0.15 | 658.75
24662 | Salto | EB658A63IM38-W- | XS4 wide body electronic RF wireless SVN escutcheon, BLE / Mifare / DESFire deadbolt privacy function, A lever, unhanded, satin stainless finish, for use with 1 3/8" - 1 3/4" thick standard door | 1 |  | 1 Year | 897.35 | 0.15 | 762.7475
24663 | Salto | EB658A63IM38-WK | XS4 wide body electronic RF wireless SVN escutcheon, BLE / Mifare / DESFire deadbolt privacy function, with keypad, A lever, unhanded, satin stainless finish, for use with 1 3/8" - 1 3/4" thick standard door | 1 |  | 1 Year | 960.2 | 0.15 | 816.17
24664 | Salto | EB658A63IM48--- | XS4 wide body electronic wire-free SVN escutcheon, BLE / Mifare / DESFire deadbolt privacy function, A lever, unhanded, satin stainless finish, for use with 1 3/4" - 2 1/4" thick door | 1 |  | 1 Year | 712.15 | 0.15 | 605.3275
24665 | Salto | EB658A63IM48-A- | XS4 wide body electronic AMOK wire-free SVN escutcheon, BLE / Mifare / DESFire deadbolt privacy function, A lever, unhanded, satin stainless finish, for use with 1 3/4" - 2 1/4" thick door | 1 |  | 1 Year | 841.15 | 0.15 | 714.9775
24666 | Salto | EB658A63IM48--K | XS4 wide body electronic wire-free SVN escutcheon, BLE / Mifare / DESFire deadbolt privacy function, with keypad, A lever, unhanded, satin stainless finish, for use with 1 3/4" - 2 1/4" thick door | 1 |  | 1 Year | 775 | 0.15 | 658.75
24667 | Salto | EB658A63IM48-W- | XS4 wide body electronic RF wireless SVN escutcheon, BLE / Mifare / DESFire deadbolt privacy function, A lever, unhanded, satin stainless finish, for use with 1 3/4" - 2 1/4" thick door | 1 |  | 1 Year | 897.35 | 0.15 | 762.7475
24668 | Salto | EB658A63IM48-WK | XS4 wide body electronic RF wireless SVN escutcheon, BLE / Mifare / DESFire deadbolt privacy function, with keypad, A lever, unhanded, satin stainless finish, for use with 1 3/4" - 2 1/4" thick door | 1 |  | 1 Year | 960.2 | 0.15 | 816.17
24669 | Salto | EB658A63IP38--- | XS4 wide body electronic wire-free SVN escutcheon, BLE / Mifare / DESFire deadbolt privacy function, A lever, unhanded, bright stainless steel finish, for use with 1 3/8" - 1 3/4" thick standard door | 1 |  | 1 Year | 728.45 | 0.15 | 619.1825
24670 | Salto | EB658A63IP38-A- | XS4 wide body electronic AMOK wire-free SVN escutcheon, BLE / Mifare / DESFire deadbolt privacy function, A lever, unhanded, bright stainless steel finish, for use with 1 3/8" - 1 3/4" thick standard door | 1 |  | 1 Year | 857.45 | 0.15 | 728.8325
24671 | Salto | EB658A63IP38--K | XS4 wide body electronic wire-free SVN escutcheon, BLE / Mifare / DESFire deadbolt privacy function, with keypad, A lever, unhanded, bright stainless steel finish, for use with 1 3/8" - 1 3/4" thick standard door | 1 |  | 1 Year | 791.3 | 0.15 | 672.605
24672 | Salto | EB658A63IP38-W- | XS4 wide body electronic RF wireless SVN escutcheon, BLE / Mifare / DESFire deadbolt privacy function, A lever, unhanded, bright stainless steel finish, for use with 1 3/8" - 1 3/4" thick standard door | 1 |  | 1 Year | 913.65 | 0.15 | 776.6025
24673 | Salto | EB658A63IP38-WK | XS4 wide body electronic RF wireless SVN escutcheon, BLE / Mifare / DESFire deadbolt privacy function, with keypad, A lever, unhanded, bright stainless steel finish, for use with 1 3/8" - 1 3/4" thick standard door | 1 |  | 1 Year | 976.5 | 0.15 | 830.025
24674 | Salto | EB658A63IP48--- | XS4 wide body electronic wire-free SVN escutcheon, BLE / Mifare / DESFire deadbolt privacy function, A lever, unhanded, bright stainless steel finish, for use with 1 3/4" - 2 1/4" thick door | 1 |  | 1 Year | 728.45 | 0.15 | 619.1825
24675 | Salto | EB658A63IP48-A- | XS4 wide body electronic AMOK wire-free SVN escutcheon, BLE / Mifare / DESFire deadbolt privacy function, A lever, unhanded, bright stainless steel finish, for use with 1 3/4" - 2 1/4" thick door | 1 |  | 1 Year | 857.45 | 0.15 | 728.8325
24676 | Salto | EB658A63IP48--K | XS4 wide body electronic wire-free SVN escutcheon, BLE / Mifare / DESFire deadbolt privacy function, with keypad, A lever, unhanded, bright stainless steel finish, for use with 1 3/4" - 2 1/4" thick door | 1 |  | 1 Year | 791.3 | 0.15 | 672.605
24677 | Salto | EB658A63IP48-W- | XS4 wide body electronic RF wireless SVN escutcheon, BLE / Mifare / DESFire deadbolt privacy function, A lever, unhanded, bright stainless steel finish, for use with 1 3/4" - 2 1/4" thick door | 1 |  | 1 Year | 913.65 | 0.15 | 776.6025
24678 | Salto | EB658A63IP48-WK | XS4 wide body electronic RF wireless SVN escutcheon, BLE / Mifare / DESFire deadbolt privacy function, with keypad, A lever, unhanded, bright stainless steel finish, for use with 1 3/4" - 2 1/4" thick door | 1 |  | 1 Year | 976.5 | 0.15 | 830.025
24679 | Salto | EB658A63NE38--- | XS4 wide body electronic wire-free SVN escutcheon, BLE / Mifare / DESFire deadbolt privacy function, A lever, unhanded, black chromium finish, for use with 1 3/8" - 1 3/4" thick standard door | 1 |  | 1 Year | 746.85 | 0.15 | 634.8225
24680 | Salto | EB658A63NE38-A- | XS4 wide body electronic AMOK wire-free SVN escutcheon, BLE / Mifare / DESFire deadbolt privacy function, A lever, unhanded, black chromium finish, for use with 1 3/8" - 1 3/4" thick standard door | 1 |  | 1 Year | 875.85 | 0.15 | 744.4725
24681 | Salto | EB658A63NE38--K | XS4 wide body electronic wire-free SVN escutcheon, BLE / Mifare / DESFire deadbolt privacy function, with keypad, A lever, unhanded, black chromium finish, for use with 1 3/8" - 1 3/4" thick standard door | 1 |  | 1 Year | 809.7 | 0.15 | 688.245
24682 | Salto | EB658A63NE38-W- | XS4 wide body electronic RF wireless SVN escutcheon, BLE / Mifare / DESFire deadbolt privacy function, A lever, unhanded, black chromium finish, for use with 1 3/8" - 1 3/4" thick standard door | 1 |  | 1 Year | 932.05 | 0.15 | 792.2425
24683 | Salto | EB658A63NE38-WK | XS4 wide body electronic RF wireless SVN escutcheon, BLE / Mifare / DESFire deadbolt privacy function, with keypad, A lever, unhanded, black chromium finish, for use with 1 3/8" - 1 3/4" thick standard door | 1 |  | 1 Year | 994.9 | 0.15 | 845.665
24684 | Salto | EB658A63NE48--- | XS4 wide body electronic wire-free SVN escutcheon, BLE / Mifare / DESFire deadbolt privacy function, A lever, unhanded, black chromium finish, for use with 1 3/4" - 2 1/4" thick door | 1 |  | 1 Year | 746.85 | 0.15 | 634.8225
24685 | Salto | EB658A63NE48-A- | XS4 wide body electronic AMOK wire-free SVN escutcheon, BLE / Mifare / DESFire deadbolt privacy function, A lever, unhanded, black chromium finish, for use with 1 3/4" - 2 1/4" thick door | 1 |  | 1 Year | 875.85 | 0.15 | 744.4725
24686 | Salto | EB658A63NE48--K | XS4 wide body electronic wire-free SVN escutcheon, BLE / Mifare / DESFire deadbolt privacy function, with keypad, A lever, unhanded, black chromium finish, for use with 1 3/4" - 2 1/4" thick door | 1 |  | 1 Year | 809.7 | 0.15 | 688.245
24687 | Salto | EB658A63NE48-W- | XS4 wide body electronic RF wireless SVN escutcheon, BLE / Mifare / DESFire deadbolt privacy function, A lever, unhanded, black chromium finish, for use with 1 3/4" - 2 1/4" thick door | 1 |  | 1 Year | 932.05 | 0.15 | 792.2425
24688 | Salto | EB658A63NE48-WK | XS4 wide body electronic RF wireless SVN escutcheon, BLE / Mifare / DESFire deadbolt privacy function, with keypad, A lever, unhanded, black chromium finish, for use with 1 3/4" - 2 1/4" thick door | 1 |  | 1 Year | 994.9 | 0.15 | 845.665
24689 | Salto | EB658A63PM38--- | XS4 wide body electronic wire-free SVN escutcheon, BLE / Mifare / DESFire deadbolt privacy function, A lever, unhanded, satin brass finish, for use with 1 3/8" - 1 3/4" thick standard door | 1 |  | 1 Year | 712.15 | 0.15 | 605.3275
24690 | Salto | EB658A63PM38-A- | XS4 wide body electronic AMOK wire-free SVN escutcheon, BLE / Mifare / DESFire deadbolt privacy function, A lever, unhanded, satin brass finish, for use with 1 3/8" - 1 3/4" thick standard door | 1 |  | 1 Year | 841.15 | 0.15 | 714.9775
24691 | Salto | EB658A63PM38--K | XS4 wide body electronic wire-free SVN escutcheon, BLE / Mifare / DESFire deadbolt privacy function, with keypad, A lever, unhanded, satin brass finish, for use with 1 3/8" - 1 3/4" thick standard door | 1 |  | 1 Year | 775 | 0.15 | 658.75
24692 | Salto | EB658A63PM38-W- | XS4 wide body electronic RF wireless SVN escutcheon, BLE / Mifare / DESFire deadbolt privacy function, A lever, unhanded, satin brass finish, for use with 1 3/8" - 1 3/4" thick standard door | 1 |  | 1 Year | 897.35 | 0.15 | 762.7475
24693 | Salto | EB658A63PM38-WK | XS4 wide body electronic RF wireless SVN escutcheon, BLE / Mifare / DESFire deadbolt privacy function, with keypad, A lever, unhanded, satin brass finish, for use with 1 3/8" - 1 3/4" thick standard door | 1 |  | 1 Year | 960.2 | 0.15 | 816.17
24694 | Salto | EB658A63PM48--- | XS4 wide body electronic wire-free SVN escutcheon, BLE / Mifare / DESFire deadbolt privacy function, A lever, unhanded, satin brass finish, for use with 1 3/4" - 2 1/4" thick door | 1 |  | 1 Year | 712.15 | 0.15 | 605.3275
24695 | Salto | EB658A63PM48-A- | XS4 wide body electronic AMOK wire-free SVN escutcheon, BLE / Mifare / DESFire deadbolt privacy function, A lever, unhanded, satin brass finish, for use with 1 3/4" - 2 1/4" thick door | 1 |  | 1 Year | 841.15 | 0.15 | 714.9775
24696 | Salto | EB658A63PM48--K | XS4 wide body electronic wire-free SVN escutcheon, BLE / Mifare / DESFire deadbolt privacy function, with keypad, A lever, unhanded, satin brass finish, for use with 1 3/4" - 2 1/4" thick door | 1 |  | 1 Year | 775 | 0.15 | 658.75
24697 | Salto | EB658A63PM48-W- | XS4 wide body electronic RF wireless SVN escutcheon, BLE / Mifare / DESFire deadbolt privacy function, A lever, unhanded, satin brass finish, for use with 1 3/4" - 2 1/4" thick door | 1 |  | 1 Year | 897.35 | 0.15 | 762.7475
24698 | Salto | EB658A63PM48-WK | XS4 wide body electronic RF wireless SVN escutcheon, BLE / Mifare / DESFire deadbolt privacy function, with keypad, A lever, unhanded, satin brass finish, for use with 1 3/4" - 2 1/4" thick door | 1 |  | 1 Year | 960.2 | 0.15 | 816.17
24699 | Salto | EB658A63PP38--- | XS4 wide body electronic wire-free SVN escutcheon, BLE / Mifare / DESFire deadbolt privacy function, A lever, unhanded, bright brass finish, for use with 1 3/8" - 1 3/4" thick standard door | 1 |  | 1 Year | 728.45 | 0.15 | 619.1825
24700 | Salto | EB658A63PP38-A- | XS4 wide body electronic AMOK wire-free SVN escutcheon, BLE / Mifare / DESFire deadbolt privacy function, A lever, unhanded, bright brass finish, for use with 1 3/8" - 1 3/4" thick standard door | 1 |  | 1 Year | 857.45 | 0.15 | 728.8325
24701 | Salto | EB658A63PP38--K | XS4 wide body electronic wire-free SVN escutcheon, BLE / Mifare / DESFire deadbolt privacy function, with keypad, A lever, unhanded, bright brass finish, for use with 1 3/8" - 1 3/4" thick standard door | 1 |  | 1 Year | 791.3 | 0.15 | 672.605
24702 | Salto | EB658A63PP38-W- | XS4 wide body electronic RF wireless SVN escutcheon, BLE / Mifare / DESFire deadbolt privacy function, A lever, unhanded, bright brass finish, for use with 1 3/8" - 1 3/4" thick standard door | 1 |  | 1 Year | 913.65 | 0.15 | 776.6025
24703 | Salto | EB658A63PP38-WK | XS4 wide body electronic RF wireless SVN escutcheon, BLE / Mifare / DESFire deadbolt privacy function, with keypad, A lever, unhanded, bright brass finish, for use with 1 3/8" - 1 3/4" thick standard door | 1 |  | 1 Year | 976.5 | 0.15 | 830.025
24704 | Salto | EB658A63PP48--- | XS4 wide body electronic wire-free SVN escutcheon, BLE / Mifare / DESFire deadbolt privacy function, A lever, unhanded, bright brass finish, for use with 1 3/4" - 2 1/4" thick door | 1 |  | 1 Year | 728.45 | 0.15 | 619.1825
24705 | Salto | EB658A63PP48-A- | XS4 wide body electronic AMOK wire-free SVN escutcheon, BLE / Mifare / DESFire deadbolt privacy function, A lever, unhanded, bright brass finish, for use with 1 3/4" - 2 1/4" thick door | 1 |  | 1 Year | 857.45 | 0.15 | 728.8325
24706 | Salto | EB658A63PP48--K | XS4 wide body electronic wire-free SVN escutcheon, BLE / Mifare / DESFire deadbolt privacy function, with keypad, A lever, unhanded, bright brass finish, for use with 1 3/4" - 2 1/4" thick door | 1 |  | 1 Year | 791.3 | 0.15 | 672.605
24707 | Salto | EB658A63PP48-W- | XS4 wide body electronic RF wireless SVN escutcheon, BLE / Mifare / DESFire deadbolt privacy function, A lever, unhanded, bright brass finish, for use with 1 3/4" - 2 1/4" thick door | 1 |  | 1 Year | 913.65 | 0.15 | 776.6025
24708 | Salto | EB658A63PP48-WK | XS4 wide body electronic RF wireless SVN escutcheon, BLE / Mifare / DESFire deadbolt privacy function, with keypad, A lever, unhanded, bright brass finish, for use with 1 3/4" - 2 1/4" thick door | 1 |  | 1 Year | 976.5 | 0.15 | 830.025
24709 | Salto | EB658G61BC38--- | XS4 wide body electronic wire-free SVN escutcheon, BLE / Mifare / DESFire deadbolt privacy function, G lever, unhanded, BioCote antimicrobial finish, for use with 1 3/8" - 1 3/4" thick standard door | 1 |  | 1 Year | 764.15 | 0.15 | 649.5275
24710 | Salto | EB658G61BC38-A- | XS4 wide body electronic AMOK wire-free SVN escutcheon, BLE / Mifare / DESFire deadbolt privacy function, G lever, unhanded, BioCote antimicrobial finish, for use with 1 3/8" - 1 3/4" thick standard door | 1 |  | 1 Year | 893.15 | 0.15 | 759.1775
24711 | Salto | EB658G61BC38--K | XS4 wide body electronic wire-free SVN escutcheon, BLE / Mifare / DESFire deadbolt privacy function, with keypad, G lever, unhanded, BioCote antimicrobial finish, for use with 1 3/8" - 1 3/4" thick standard door | 1 |  | 1 Year | 827 | 0.15 | 702.95
24712 | Salto | EB658G61BC38-W- | XS4 wide body electronic RF wireless SVN escutcheon, BLE / Mifare / DESFire deadbolt privacy function, G lever, unhanded, BioCote antimicrobial finish, for use with 1 3/8" - 1 3/4" thick standard door | 1 |  | 1 Year | 949.35 | 0.15 | 806.9475
24713 | Salto | EB658G61BC38-WK | XS4 wide body electronic RF wireless SVN escutcheon, BLE / Mifare / DESFire deadbolt privacy function, with keypad, G lever, unhanded, BioCote antimicrobial finish, for use with 1 3/8" - 1 3/4" thick standard door | 1 |  | 1 Year | 1012.2 | 0.15 | 860.37
24714 | Salto | EB658G61BC48--- | XS4 wide body electronic wire-free SVN escutcheon, BLE / Mifare / DESFire deadbolt privacy function, G lever, unhanded, BioCote antimicrobial finish, for use with 1 3/4" - 2 1/4" thick door | 1 |  | 1 Year | 764.15 | 0.15 | 649.5275
24715 | Salto | EB658G61BC48-A- | XS4 wide body electronic AMOK wire-free SVN escutcheon, BLE / Mifare / DESFire deadbolt privacy function, G lever, unhanded, BioCote antimicrobial finish, for use with 1 3/4" - 2 1/4" thick door | 1 |  | 1 Year | 893.15 | 0.15 | 759.1775
24716 | Salto | EB658G61BC48--K | XS4 wide body electronic wire-free SVN escutcheon, BLE / Mifare / DESFire deadbolt privacy function, with keypad, G lever, unhanded, BioCote antimicrobial finish, for use with 1 3/4" - 2 1/4" thick door | 1 |  | 1 Year | 827 | 0.15 | 702.95
24717 | Salto | EB658G61BC48-W- | XS4 wide body electronic RF wireless SVN escutcheon, BLE / Mifare / DESFire deadbolt privacy function, G lever, unhanded, BioCote antimicrobial finish, for use with 1 3/4" - 2 1/4" thick door | 1 |  | 1 Year | 949.35 | 0.15 | 806.9475
24718 | Salto | EB658G61BC48-WK | XS4 wide body electronic RF wireless SVN escutcheon, BLE / Mifare / DESFire deadbolt privacy function, with keypad, G lever, unhanded, BioCote antimicrobial finish, for use with 1 3/4" - 2 1/4" thick door | 1 |  | 1 Year | 1012.2 | 0.15 | 860.37
24719 | Salto | EB658G61IM38--- | XS4 wide body electronic wire-free SVN escutcheon, BLE / Mifare / DESFire deadbolt privacy function, G lever, unhanded, satin stainless finish, for use with 1 3/8" - 1 3/4" thick standard door | 1 |  | 1 Year | 712.15 | 0.15 | 605.3275
24720 | Salto | EB658G61IM38-A- | XS4 wide body electronic AMOK wire-free SVN escutcheon, BLE / Mifare / DESFire deadbolt privacy function, G lever, unhanded, satin stainless finish, for use with 1 3/8" - 1 3/4" thick standard door | 1 |  | 1 Year | 841.15 | 0.15 | 714.9775
24721 | Salto | EB658G61IM38--K | XS4 wide body electronic wire-free SVN escutcheon, BLE / Mifare / DESFire deadbolt privacy function, with keypad, G lever, unhanded, satin stainless finish, for use with 1 3/8" - 1 3/4" thick standard door | 1 |  | 1 Year | 775 | 0.15 | 658.75
24722 | Salto | EB658G61IM38-W- | XS4 wide body electronic RF wireless SVN escutcheon, BLE / Mifare / DESFire deadbolt privacy function, G lever, unhanded, satin stainless finish, for use with 1 3/8" - 1 3/4" thick standard door | 1 |  | 1 Year | 897.35 | 0.15 | 762.7475
24723 | Salto | EB658G61IM38-WK | XS4 wide body electronic RF wireless SVN escutcheon, BLE / Mifare / DESFire deadbolt privacy function, with keypad, G lever, unhanded, satin stainless finish, for use with 1 3/8" - 1 3/4" thick standard door | 1 |  | 1 Year | 960.2 | 0.15 | 816.17
24724 | Salto | EB658G61IM48--- | XS4 wide body electronic wire-free SVN escutcheon, BLE / Mifare / DESFire deadbolt privacy function, G lever, unhanded, satin stainless finish, for use with 1 3/4" - 2 1/4" thick door | 1 |  | 1 Year | 712.15 | 0.15 | 605.3275
24725 | Salto | EB658G61IM48-A- | XS4 wide body electronic AMOK wire-free SVN escutcheon, BLE / Mifare / DESFire deadbolt privacy function, G lever, unhanded, satin stainless finish, for use with 1 3/4" - 2 1/4" thick door | 1 |  | 1 Year | 841.15 | 0.15 | 714.9775
24726 | Salto | EB658G61IM48--K | XS4 wide body electronic wire-free SVN escutcheon, BLE / Mifare / DESFire deadbolt privacy function, with keypad, G lever, unhanded, satin stainless finish, for use with 1 3/4" - 2 1/4" thick door | 1 |  | 1 Year | 775 | 0.15 | 658.75
24727 | Salto | EB658G61IM48-W- | XS4 wide body electronic RF wireless SVN escutcheon, BLE / Mifare / DESFire deadbolt privacy function, G lever, unhanded, satin stainless finish, for use with 1 3/4" - 2 1/4" thick door | 1 |  | 1 Year | 897.35 | 0.15 | 762.7475
24728 | Salto | EB658G61IM48-WK | XS4 wide body electronic RF wireless SVN escutcheon, BLE / Mifare / DESFire deadbolt privacy function, with keypad, G lever, unhanded, satin stainless finish, for use with 1 3/4" - 2 1/4" thick door | 1 |  | 1 Year | 960.2 | 0.15 | 816.17
24729 | Salto | EB658G61PM38--- | XS4 wide body electronic wire-free SVN escutcheon, BLE / Mifare / DESFire deadbolt privacy function, G lever, unhanded, satin brass finish, for use with 1 3/8" - 1 3/4" thick standard door | 1 |  | 1 Year | 712.15 | 0.15 | 605.3275
24730 | Salto | EB658G61PM38-A- | XS4 wide body electronic AMOK wire-free SVN escutcheon, BLE / Mifare / DESFire deadbolt privacy function, G lever, unhanded, satin brass finish, for use with 1 3/8" - 1 3/4" thick standard door | 1 |  | 1 Year | 841.15 | 0.15 | 714.9775
24731 | Salto | EB658G61PM38--K | XS4 wide body electronic wire-free SVN escutcheon, BLE / Mifare / DESFire deadbolt privacy function, with keypad, G lever, unhanded, satin brass finish, for use with 1 3/8" - 1 3/4" thick standard door | 1 |  | 1 Year | 775 | 0.15 | 658.75
24732 | Salto | EB658G61PM38-W- | XS4 wide body electronic RF wireless SVN escutcheon, BLE / Mifare / DESFire deadbolt privacy function, G lever, unhanded, satin brass finish, for use with 1 3/8" - 1 3/4" thick standard door | 1 |  | 1 Year | 897.35 | 0.15 | 762.7475
24733 | Salto | EB658G61PM38-WK | XS4 wide body electronic RF wireless SVN escutcheon, BLE / Mifare / DESFire deadbolt privacy function, with keypad, G lever, unhanded, satin brass finish, for use with 1 3/8" - 1 3/4" thick standard door | 1 |  | 1 Year | 960.2 | 0.15 | 816.17
24734 | Salto | EB658G61PM48--- | XS4 wide body electronic wire-free SVN escutcheon, BLE / Mifare / DESFire deadbolt privacy function, G lever, unhanded, satin brass finish, for use with 1 3/4" - 2 1/4" thick door | 1 |  | 1 Year | 712.15 | 0.15 | 605.3275
24735 | Salto | EB658G61PM48-A- | XS4 wide body electronic AMOK wire-free SVN escutcheon, BLE / Mifare / DESFire deadbolt privacy function, G lever, unhanded, satin brass finish, for use with 1 3/4" - 2 1/4" thick door | 1 |  | 1 Year | 841.15 | 0.15 | 714.9775
24736 | Salto | EB658G61PM48--K | XS4 wide body electronic wire-free SVN escutcheon, BLE / Mifare / DESFire deadbolt privacy function, with keypad, G lever, unhanded, satin brass finish, for use with 1 3/4" - 2 1/4" thick door | 1 |  | 1 Year | 775 | 0.15 | 658.75
24737 | Salto | EB658G61PM48-W- | XS4 wide body electronic RF wireless SVN escutcheon, BLE / Mifare / DESFire deadbolt privacy function, G lever, unhanded, satin brass finish, for use with 1 3/4" - 2 1/4" thick door | 1 |  | 1 Year | 897.35 | 0.15 | 762.7475
24738 | Salto | EB658G61PM48-WK | XS4 wide body electronic RF wireless SVN escutcheon, BLE / Mifare / DESFire deadbolt privacy function, with keypad, G lever, unhanded, satin brass finish, for use with 1 3/4" - 2 1/4" thick door | 1 |  | 1 Year | 960.2 | 0.15 | 816.17
24739 | Salto | EB658G62BC38--- | XS4 wide body electronic wire-free SVN escutcheon, BLE / Mifare / DESFire deadbolt privacy function, G lever, unhanded, BioCote antimicrobial finish, for use with 1 3/8" - 1 3/4" thick standard door | 1 |  | 1 Year | 764.15 | 0.15 | 649.5275
24740 | Salto | EB658G62BC38-A- | XS4 wide body electronic AMOK wire-free SVN escutcheon, BLE / Mifare / DESFire deadbolt privacy function, G lever, unhanded, BioCote antimicrobial finish, for use with 1 3/8" - 1 3/4" thick standard door | 1 |  | 1 Year | 893.15 | 0.15 | 759.1775
24741 | Salto | EB658G62BC38--K | XS4 wide body electronic wire-free SVN escutcheon, BLE / Mifare / DESFire deadbolt privacy function, with keypad, G lever, unhanded, BioCote antimicrobial finish, for use with 1 3/8" - 1 3/4" thick standard door | 1 |  | 1 Year | 827 | 0.15 | 702.95
24742 | Salto | EB658G62BC38-W- | XS4 wide body electronic RF wireless SVN escutcheon, BLE / Mifare / DESFire deadbolt privacy function, G lever, unhanded, BioCote antimicrobial finish, for use with 1 3/8" - 1 3/4" thick standard door | 1 |  | 1 Year | 949.35 | 0.15 | 806.9475
24743 | Salto | EB658G62BC38-WK | XS4 wide body electronic RF wireless SVN escutcheon, BLE / Mifare / DESFire deadbolt privacy function, with keypad, G lever, unhanded, BioCote antimicrobial finish, for use with 1 3/8" - 1 3/4" thick standard door | 1 |  | 1 Year | 1012.2 | 0.15 | 860.37
24744 | Salto | EB658G62BC48--- | XS4 wide body electronic wire-free SVN escutcheon, BLE / Mifare / DESFire deadbolt privacy function, G lever, unhanded, BioCote antimicrobial finish, for use with 1 3/4" - 2 1/4" thick door | 1 |  | 1 Year | 764.15 | 0.15 | 649.5275
24745 | Salto | EB658G62BC48-A- | XS4 wide body electronic AMOK wire-free SVN escutcheon, BLE / Mifare / DESFire deadbolt privacy function, G lever, unhanded, BioCote antimicrobial finish, for use with 1 3/4" - 2 1/4" thick door | 1 |  | 1 Year | 893.15 | 0.15 | 759.1775
24746 | Salto | EB658G62BC48--K | XS4 wide body electronic wire-free SVN escutcheon, BLE / Mifare / DESFire deadbolt privacy function, with keypad, G lever, unhanded, BioCote antimicrobial finish, for use with 1 3/4" - 2 1/4" thick door | 1 |  | 1 Year | 827 | 0.15 | 702.95
24747 | Salto | EB658G62BC48-W- | XS4 wide body electronic RF wireless SVN escutcheon, BLE / Mifare / DESFire deadbolt privacy function, G lever, unhanded, BioCote antimicrobial finish, for use with 1 3/4" - 2 1/4" thick door | 1 |  | 1 Year | 949.35 | 0.15 | 806.9475
24748 | Salto | EB658G62BC48-WK | XS4 wide body electronic RF wireless SVN escutcheon, BLE / Mifare / DESFire deadbolt privacy function, with keypad, G lever, unhanded, BioCote antimicrobial finish, for use with 1 3/4" - 2 1/4" thick door | 1 |  | 1 Year | 1012.2 | 0.15 | 860.37
24749 | Salto | EB658G62IM38--- | XS4 wide body electronic wire-free SVN escutcheon, BLE / Mifare / DESFire deadbolt privacy function, G lever, unhanded, satin stainless finish, for use with 1 3/8" - 1 3/4" thick standard door | 1 |  | 1 Year | 712.15 | 0.15 | 605.3275
24750 | Salto | EB658G62IM38-A- | XS4 wide body electronic AMOK wire-free SVN escutcheon, BLE / Mifare / DESFire deadbolt privacy function, G lever, unhanded, satin stainless finish, for use with 1 3/8" - 1 3/4" thick standard door | 1 |  | 1 Year | 841.15 | 0.15 | 714.9775
24751 | Salto | EB658G62IM38--K | XS4 wide body electronic wire-free SVN escutcheon, BLE / Mifare / DESFire deadbolt privacy function, with keypad, G lever, unhanded, satin stainless finish, for use with 1 3/8" - 1 3/4" thick standard door | 1 |  | 1 Year | 775 | 0.15 | 658.75
24752 | Salto | EB658G62IM38-W- | XS4 wide body electronic RF wireless SVN escutcheon, BLE / Mifare / DESFire deadbolt privacy function, G lever, unhanded, satin stainless finish, for use with 1 3/8" - 1 3/4" thick standard door | 1 |  | 1 Year | 897.35 | 0.15 | 762.7475
24753 | Salto | EB658G62IM38-WK | XS4 wide body electronic RF wireless SVN escutcheon, BLE / Mifare / DESFire deadbolt privacy function, with keypad, G lever, unhanded, satin stainless finish, for use with 1 3/8" - 1 3/4" thick standard door | 1 |  | 1 Year | 960.2 | 0.15 | 816.17
24754 | Salto | EB658G62IM48--- | XS4 wide body electronic wire-free SVN escutcheon, BLE / Mifare / DESFire deadbolt privacy function, G lever, unhanded, satin stainless finish, for use with 1 3/4" - 2 1/4" thick door | 1 |  | 1 Year | 712.15 | 0.15 | 605.3275
24755 | Salto | EB658G62IM48-A- | XS4 wide body electronic AMOK wire-free SVN escutcheon, BLE / Mifare / DESFire deadbolt privacy function, G lever, unhanded, satin stainless finish, for use with 1 3/4" - 2 1/4" thick door | 1 |  | 1 Year | 841.15 | 0.15 | 714.9775
24756 | Salto | EB658G62IM48--K | XS4 wide body electronic wire-free SVN escutcheon, BLE / Mifare / DESFire deadbolt privacy function, with keypad, G lever, unhanded, satin stainless finish, for use with 1 3/4" - 2 1/4" thick door | 1 |  | 1 Year | 775 | 0.15 | 658.75
24757 | Salto | EB658G62IM48-W- | XS4 wide body electronic RF wireless SVN escutcheon, BLE / Mifare / DESFire deadbolt privacy function, G lever, unhanded, satin stainless finish, for use with 1 3/4" - 2 1/4" thick door | 1 |  | 1 Year | 897.35 | 0.15 | 762.7475
24758 | Salto | EB658G62IM48-WK | XS4 wide body electronic RF wireless SVN escutcheon, BLE / Mifare / DESFire deadbolt privacy function, with keypad, G lever, unhanded, satin stainless finish, for use with 1 3/4" - 2 1/4" thick door | 1 |  | 1 Year | 960.2 | 0.15 | 816.17
24759 | Salto | EB658G62PM38--- | XS4 wide body electronic wire-free SVN escutcheon, BLE / Mifare / DESFire deadbolt privacy function, G lever, unhanded, satin brass finish, for use with 1 3/8" - 1 3/4" thick standard door | 1 |  | 1 Year | 712.15 | 0.15 | 605.3275
24760 | Salto | EB658G62PM38-A- | XS4 wide body electronic AMOK wire-free SVN escutcheon, BLE / Mifare / DESFire deadbolt privacy function, G lever, unhanded, satin brass finish, for use with 1 3/8" - 1 3/4" thick standard door | 1 |  | 1 Year | 841.15 | 0.15 | 714.9775
24761 | Salto | EB658G62PM38--K | XS4 wide body electronic wire-free SVN escutcheon, BLE / Mifare / DESFire deadbolt privacy function, with keypad, G lever, unhanded, satin brass finish, for use with 1 3/8" - 1 3/4" thick standard door | 1 |  | 1 Year | 775 | 0.15 | 658.75
24762 | Salto | EB658G62PM38-W- | XS4 wide body electronic RF wireless SVN escutcheon, BLE / Mifare / DESFire deadbolt privacy function, G lever, unhanded, satin brass finish, for use with 1 3/8" - 1 3/4" thick standard door | 1 |  | 1 Year | 897.35 | 0.15 | 762.7475
24763 | Salto | EB658G62PM38-WK | XS4 wide body electronic RF wireless SVN escutcheon, BLE / Mifare / DESFire deadbolt privacy function, with keypad, G lever, unhanded, satin brass finish, for use with 1 3/8" - 1 3/4" thick standard door | 1 |  | 1 Year | 960.2 | 0.15 | 816.17
24764 | Salto | EB658G62PM48--- | XS4 wide body electronic wire-free SVN escutcheon, BLE / Mifare / DESFire deadbolt privacy function, G lever, unhanded, satin brass finish, for use with 1 3/4" - 2 1/4" thick door | 1 |  | 1 Year | 712.15 | 0.15 | 605.3275
24765 | Salto | EB658G62PM48-A- | XS4 wide body electronic AMOK wire-free SVN escutcheon, BLE / Mifare / DESFire deadbolt privacy function, G lever, unhanded, satin brass finish, for use with 1 3/4" - 2 1/4" thick door | 1 |  | 1 Year | 841.15 | 0.15 | 714.9775
24766 | Salto | EB658G62PM48--K | XS4 wide body electronic wire-free SVN escutcheon, BLE / Mifare / DESFire deadbolt privacy function, with keypad, G lever, unhanded, satin brass finish, for use with 1 3/4" - 2 1/4" thick door | 1 |  | 1 Year | 775 | 0.15 | 658.75
24767 | Salto | EB658G62PM48-W- | XS4 wide body electronic RF wireless SVN escutcheon, BLE / Mifare / DESFire deadbolt privacy function, G lever, unhanded, satin brass finish, for use with 1 3/4" - 2 1/4" thick door | 1 |  | 1 Year | 897.35 | 0.15 | 762.7475
24768 | Salto | EB658G62PM48-WK | XS4 wide body electronic RF wireless SVN escutcheon, BLE / Mifare / DESFire deadbolt privacy function, with keypad, G lever, unhanded, satin brass finish, for use with 1 3/4" - 2 1/4" thick door | 1 |  | 1 Year | 960.2 | 0.15 | 816.17
24769 | Salto | EB658G63BC38--- | XS4 wide body electronic wire-free SVN escutcheon, BLE / Mifare / DESFire deadbolt privacy function, G lever, unhanded, BioCote antimicrobial finish, for use with 1 3/8" - 1 3/4" thick standard door | 1 |  | 1 Year | 764.15 | 0.15 | 649.5275
24770 | Salto | EB658G63BC38-A- | XS4 wide body electronic AMOK wire-free SVN escutcheon, BLE / Mifare / DESFire deadbolt privacy function, G lever, unhanded, BioCote antimicrobial finish, for use with 1 3/8" - 1 3/4" thick standard door | 1 |  | 1 Year | 893.15 | 0.15 | 759.1775
24771 | Salto | EB658G63BC38--K | XS4 wide body electronic wire-free SVN escutcheon, BLE / Mifare / DESFire deadbolt privacy function, with keypad, G lever, unhanded, BioCote antimicrobial finish, for use with 1 3/8" - 1 3/4" thick standard door | 1 |  | 1 Year | 827 | 0.15 | 702.95
24772 | Salto | EB658G63BC38-W- | XS4 wide body electronic RF wireless SVN escutcheon, BLE / Mifare / DESFire deadbolt privacy function, G lever, unhanded, BioCote antimicrobial finish, for use with 1 3/8" - 1 3/4" thick standard door | 1 |  | 1 Year | 949.35 | 0.15 | 806.9475
24773 | Salto | EB658G63BC38-WK | XS4 wide body electronic RF wireless SVN escutcheon, BLE / Mifare / DESFire deadbolt privacy function, with keypad, G lever, unhanded, BioCote antimicrobial finish, for use with 1 3/8" - 1 3/4" thick standard door | 1 |  | 1 Year | 1012.2 | 0.15 | 860.37
24774 | Salto | EB658G63BC48--- | XS4 wide body electronic wire-free SVN escutcheon, BLE / Mifare / DESFire deadbolt privacy function, G lever, unhanded, BioCote antimicrobial finish, for use with 1 3/4" - 2 1/4" thick door | 1 |  | 1 Year | 764.15 | 0.15 | 649.5275
24775 | Salto | EB658G63BC48-A- | XS4 wide body electronic AMOK wire-free SVN escutcheon, BLE / Mifare / DESFire deadbolt privacy function, G lever, unhanded, BioCote antimicrobial finish, for use with 1 3/4" - 2 1/4" thick door | 1 |  | 1 Year | 893.15 | 0.15 | 759.1775
24776 | Salto | EB658G63BC48--K | XS4 wide body electronic wire-free SVN escutcheon, BLE / Mifare / DESFire deadbolt privacy function, with keypad, G lever, unhanded, BioCote antimicrobial finish, for use with 1 3/4" - 2 1/4" thick door | 1 |  | 1 Year | 827 | 0.15 | 702.95
24777 | Salto | EB658G63BC48-W- | XS4 wide body electronic RF wireless SVN escutcheon, BLE / Mifare / DESFire deadbolt privacy function, G lever, unhanded, BioCote antimicrobial finish, for use with 1 3/4" - 2 1/4" thick door | 1 |  | 1 Year | 949.35 | 0.15 | 806.9475
24778 | Salto | EB658G63BC48-WK | XS4 wide body electronic RF wireless SVN escutcheon, BLE / Mifare / DESFire deadbolt privacy function, with keypad, G lever, unhanded, BioCote antimicrobial finish, for use with 1 3/4" - 2 1/4" thick door | 1 |  | 1 Year | 1012.2 | 0.15 | 860.37
24779 | Salto | EB658G63IM38--- | XS4 wide body electronic wire-free SVN escutcheon, BLE / Mifare / DESFire deadbolt privacy function, G lever, unhanded, satin stainless finish, for use with 1 3/8" - 1 3/4" thick standard door | 1 |  | 1 Year | 712.15 | 0.15 | 605.3275
24780 | Salto | EB658G63IM38-A- | XS4 wide body electronic AMOK wire-free SVN escutcheon, BLE / Mifare / DESFire deadbolt privacy function, G lever, unhanded, satin stainless finish, for use with 1 3/8" - 1 3/4" thick standard door | 1 |  | 1 Year | 841.15 | 0.15 | 714.9775
24781 | Salto | EB658G63IM38--K | XS4 wide body electronic wire-free SVN escutcheon, BLE / Mifare / DESFire deadbolt privacy function, with keypad, G lever, unhanded, satin stainless finish, for use with 1 3/8" - 1 3/4" thick standard door | 1 |  | 1 Year | 775 | 0.15 | 658.75
24782 | Salto | EB658G63IM38-W- | XS4 wide body electronic RF wireless SVN escutcheon, BLE / Mifare / DESFire deadbolt privacy function, G lever, unhanded, satin stainless finish, for use with 1 3/8" - 1 3/4" thick standard door | 1 |  | 1 Year | 897.35 | 0.15 | 762.7475
24783 | Salto | EB658G63IM38-WK | XS4 wide body electronic RF wireless SVN escutcheon, BLE / Mifare / DESFire deadbolt privacy function, with keypad, G lever, unhanded, satin stainless finish, for use with 1 3/8" - 1 3/4" thick standard door | 1 |  | 1 Year | 960.2 | 0.15 | 816.17
24784 | Salto | EB658G63IM48--- | XS4 wide body electronic wire-free SVN escutcheon, BLE / Mifare / DESFire deadbolt privacy function, G lever, unhanded, satin stainless finish, for use with 1 3/4" - 2 1/4" thick door | 1 |  | 1 Year | 712.15 | 0.15 | 605.3275
24785 | Salto | EB658G63IM48-A- | XS4 wide body electronic AMOK wire-free SVN escutcheon, BLE / Mifare / DESFire deadbolt privacy function, G lever, unhanded, satin stainless finish, for use with 1 3/4" - 2 1/4" thick door | 1 |  | 1 Year | 841.15 | 0.15 | 714.9775
24786 | Salto | EB658G63IM48--K | XS4 wide body electronic wire-free SVN escutcheon, BLE / Mifare / DESFire deadbolt privacy function, with keypad, G lever, unhanded, satin stainless finish, for use with 1 3/4" - 2 1/4" thick door | 1 |  | 1 Year | 775 | 0.15 | 658.75
24787 | Salto | EB658G63IM48-W- | XS4 wide body electronic RF wireless SVN escutcheon, BLE / Mifare / DESFire deadbolt privacy function, G lever, unhanded, satin stainless finish, for use with 1 3/4" - 2 1/4" thick door | 1 |  | 1 Year | 897.35 | 0.15 | 762.7475
24788 | Salto | EB658G63IM48-WK | XS4 wide body electronic RF wireless SVN escutcheon, BLE / Mifare / DESFire deadbolt privacy function, with keypad, G lever, unhanded, satin stainless finish, for use with 1 3/4" - 2 1/4" thick door | 1 |  | 1 Year | 960.2 | 0.15 | 816.17
24789 | Salto | EB658G63PM38--- | XS4 wide body electronic wire-free SVN escutcheon, BLE / Mifare / DESFire deadbolt privacy function, G lever, unhanded, satin brass finish, for use with 1 3/8" - 1 3/4" thick standard door | 1 |  | 1 Year | 712.15 | 0.15 | 605.3275
24790 | Salto | EB658G63PM38-A- | XS4 wide body electronic AMOK wire-free SVN escutcheon, BLE / Mifare / DESFire deadbolt privacy function, G lever, unhanded, satin brass finish, for use with 1 3/8" - 1 3/4" thick standard door | 1 |  | 1 Year | 841.15 | 0.15 | 714.9775
24791 | Salto | EB658G63PM38--K | XS4 wide body electronic wire-free SVN escutcheon, BLE / Mifare / DESFire deadbolt privacy function, with keypad, G lever, unhanded, satin brass finish, for use with 1 3/8" - 1 3/4" thick standard door | 1 |  | 1 Year | 775 | 0.15 | 658.75
24792 | Salto | EB658G63PM38-W- | XS4 wide body electronic RF wireless SVN escutcheon, BLE / Mifare / DESFire deadbolt privacy function, G lever, unhanded, satin brass finish, for use with 1 3/8" - 1 3/4" thick standard door | 1 |  | 1 Year | 897.35 | 0.15 | 762.7475
24793 | Salto | EB658G63PM38-WK | XS4 wide body electronic RF wireless SVN escutcheon, BLE / Mifare / DESFire deadbolt privacy function, with keypad, G lever, unhanded, satin brass finish, for use with 1 3/8" - 1 3/4" thick standard door | 1 |  | 1 Year | 960.2 | 0.15 | 816.17
24794 | Salto | EB658G63PM48--- | XS4 wide body electronic wire-free SVN escutcheon, BLE / Mifare / DESFire deadbolt privacy function, G lever, unhanded, satin brass finish, for use with 1 3/4" - 2 1/4" thick door | 1 |  | 1 Year | 712.15 | 0.15 | 605.3275
24795 | Salto | EB658G63PM48-A- | XS4 wide body electronic AMOK wire-free SVN escutcheon, BLE / Mifare / DESFire deadbolt privacy function, G lever, unhanded, satin brass finish, for use with 1 3/4" - 2 1/4" thick door | 1 |  | 1 Year | 841.15 | 0.15 | 714.9775
24796 | Salto | EB658G63PM48--K | XS4 wide body electronic wire-free SVN escutcheon, BLE / Mifare / DESFire deadbolt privacy function, with keypad, G lever, unhanded, satin brass finish, for use with 1 3/4" - 2 1/4" thick door | 1 |  | 1 Year | 775 | 0.15 | 658.75
24797 | Salto | EB658G63PM48-W- | XS4 wide body electronic RF wireless SVN escutcheon, BLE / Mifare / DESFire deadbolt privacy function, G lever, unhanded, satin brass finish, for use with 1 3/4" - 2 1/4" thick door | 1 |  | 1 Year | 897.35 | 0.15 | 762.7475
24798 | Salto | EB658G63PM48-WK | XS4 wide body electronic RF wireless SVN escutcheon, BLE / Mifare / DESFire deadbolt privacy function, with keypad, G lever, unhanded, satin brass finish, for use with 1 3/4" - 2 1/4" thick door | 1 |  | 1 Year | 960.2 | 0.15 | 816.17
24799 | Salto | EB658J61BC38--- | XS4 wide body electronic wire-free SVN escutcheon, BLE / Mifare / DESFire deadbolt privacy function, J lever, unhanded, BioCote antimicrobial finish, for use with 1 3/8" - 1 3/4" thick standard door | 1 |  | 1 Year | 774.35 | 0.15 | 658.1975
24800 | Salto | EB658J61BC38-A- | XS4 wide body electronic AMOK wire-free SVN escutcheon, BLE / Mifare / DESFire deadbolt privacy function, J lever, unhanded, BioCote antimicrobial finish, for use with 1 3/8" - 1 3/4" thick standard door | 1 |  | 1 Year | 903.35 | 0.15 | 767.8475
24801 | Salto | EB658J61BC38--K | XS4 wide body electronic wire-free SVN escutcheon, BLE / Mifare / DESFire deadbolt privacy function, with keypad, J lever, unhanded, BioCote antimicrobial finish, for use with 1 3/8" - 1 3/4" thick standard door | 1 |  | 1 Year | 837.2 | 0.15 | 711.62
24802 | Salto | EB658J61BC38-W- | XS4 wide body electronic RF wireless SVN escutcheon, BLE / Mifare / DESFire deadbolt privacy function, J lever, unhanded, BioCote antimicrobial finish, for use with 1 3/8" - 1 3/4" thick standard door | 1 |  | 1 Year | 959.55 | 0.15 | 815.6175
24803 | Salto | EB658J61BC38-WK | XS4 wide body electronic RF wireless SVN escutcheon, BLE / Mifare / DESFire deadbolt privacy function, with keypad, J lever, unhanded, BioCote antimicrobial finish, for use with 1 3/8" - 1 3/4" thick standard door | 1 |  | 1 Year | 1022.4 | 0.15 | 869.04
24804 | Salto | EB658J61BC48--- | XS4 wide body electronic wire-free SVN escutcheon, BLE / Mifare / DESFire deadbolt privacy function, J lever, unhanded, BioCote antimicrobial finish, for use with 1 3/4" - 2 1/4" thick door | 1 |  | 1 Year | 774.35 | 0.15 | 658.1975
24805 | Salto | EB658J61BC48-A- | XS4 wide body electronic AMOK wire-free SVN escutcheon, BLE / Mifare / DESFire deadbolt privacy function, J lever, unhanded, BioCote antimicrobial finish, for use with 1 3/4" - 2 1/4" thick door | 1 |  | 1 Year | 903.35 | 0.15 | 767.8475
24806 | Salto | EB658J61BC48--K | XS4 wide body electronic wire-free SVN escutcheon, BLE / Mifare / DESFire deadbolt privacy function, with keypad, J lever, unhanded, BioCote antimicrobial finish, for use with 1 3/4" - 2 1/4" thick door | 1 |  | 1 Year | 837.2 | 0.15 | 711.62
24807 | Salto | EB658J61BC48-W- | XS4 wide body electronic RF wireless SVN escutcheon, BLE / Mifare / DESFire deadbolt privacy function, J lever, unhanded, BioCote antimicrobial finish, for use with 1 3/4" - 2 1/4" thick door | 1 |  | 1 Year | 959.55 | 0.15 | 815.6175
24808 | Salto | EB658J61BC48-WK | XS4 wide body electronic RF wireless SVN escutcheon, BLE / Mifare / DESFire deadbolt privacy function, with keypad, J lever, unhanded, BioCote antimicrobial finish, for use with 1 3/4" - 2 1/4" thick door | 1 |  | 1 Year | 1022.4 | 0.15 | 869.04
24809 | Salto | EB658J61IA38--- | XS4 wide body electronic wire-free SVN escutcheon, BLE / Mifare / DESFire deadbolt privacy function, J lever, unhanded, antique brass finish, for use with 1 3/8" - 1 3/4" thick standard door | 1 |  | 1 Year | 774.35 | 0.15 | 658.1975
24810 | Salto | EB658J61IA38-A- | XS4 wide body electronic AMOK wire-free SVN escutcheon, BLE / Mifare / DESFire deadbolt privacy function, J lever, unhanded, antique brass finish, for use with 1 3/8" - 1 3/4" thick standard door | 1 |  | 1 Year | 903.35 | 0.15 | 767.8475
24811 | Salto | EB658J61IA38--K | XS4 wide body electronic wire-free SVN escutcheon, BLE / Mifare / DESFire deadbolt privacy function, with keypad, J lever, unhanded, antique brass finish, for use with 1 3/8" - 1 3/4" thick standard door | 1 |  | 1 Year | 837.2 | 0.15 | 711.62
24812 | Salto | EB658J61IA38-W- | XS4 wide body electronic RF wireless SVN escutcheon, BLE / Mifare / DESFire deadbolt privacy function, J lever, unhanded, antique brass finish, for use with 1 3/8" - 1 3/4" thick standard door | 1 |  | 1 Year | 959.55 | 0.15 | 815.6175
24813 | Salto | EB658J61IA38-WK | XS4 wide body electronic RF wireless SVN escutcheon, BLE / Mifare / DESFire deadbolt privacy function, with keypad, J lever, unhanded, antique brass finish, for use with 1 3/8" - 1 3/4" thick standard door | 1 |  | 1 Year | 1022.4 | 0.15 | 869.04
24814 | Salto | EB658J61IA48--- | XS4 wide body electronic wire-free SVN escutcheon, BLE / Mifare / DESFire deadbolt privacy function, J lever, unhanded, antique brass finish, for use with 1 3/4" - 2 1/4" thick door | 1 |  | 1 Year | 774.35 | 0.15 | 658.1975
24815 | Salto | EB658J61IA48-A- | XS4 wide body electronic AMOK wire-free SVN escutcheon, BLE / Mifare / DESFire deadbolt privacy function, J lever, unhanded, antique brass finish, for use with 1 3/4" - 2 1/4" thick door | 1 |  | 1 Year | 903.35 | 0.15 | 767.8475
24816 | Salto | EB658J61IA48--K | XS4 wide body electronic wire-free SVN escutcheon, BLE / Mifare / DESFire deadbolt privacy function, with keypad, J lever, unhanded, antique brass finish, for use with 1 3/4" - 2 1/4" thick door | 1 |  | 1 Year | 837.2 | 0.15 | 711.62
24817 | Salto | EB658J61IA48-W- | XS4 wide body electronic RF wireless SVN escutcheon, BLE / Mifare / DESFire deadbolt privacy function, J lever, unhanded, antique brass finish, for use with 1 3/4" - 2 1/4" thick door | 1 |  | 1 Year | 959.55 | 0.15 | 815.6175
24818 | Salto | EB658J61IA48-WK | XS4 wide body electronic RF wireless SVN escutcheon, BLE / Mifare / DESFire deadbolt privacy function, with keypad, J lever, unhanded, antique brass finish, for use with 1 3/4" - 2 1/4" thick door | 1 |  | 1 Year | 1022.4 | 0.15 | 869.04
24819 | Salto | EB658J61IM38--- | XS4 wide body electronic wire-free SVN escutcheon, BLE / Mifare / DESFire deadbolt privacy function, J lever, unhanded, satin stainless finish, for use with 1 3/8" - 1 3/4" thick standard door | 1 |  | 1 Year | 722.35 | 0.15 | 613.9975
24820 | Salto | EB658J61IM38-A- | XS4 wide body electronic AMOK wire-free SVN escutcheon, BLE / Mifare / DESFire deadbolt privacy function, J lever, unhanded, satin stainless finish, for use with 1 3/8" - 1 3/4" thick standard door | 1 |  | 1 Year | 851.35 | 0.15 | 723.6475
24821 | Salto | EB658J61IM38--K | XS4 wide body electronic wire-free SVN escutcheon, BLE / Mifare / DESFire deadbolt privacy function, with keypad, J lever, unhanded, satin stainless finish, for use with 1 3/8" - 1 3/4" thick standard door | 1 |  | 1 Year | 785.2 | 0.15 | 667.42
24822 | Salto | EB658J61IM38-W- | XS4 wide body electronic RF wireless SVN escutcheon, BLE / Mifare / DESFire deadbolt privacy function, J lever, unhanded, satin stainless finish, for use with 1 3/8" - 1 3/4" thick standard door | 1 |  | 1 Year | 907.55 | 0.15 | 771.4175
24823 | Salto | EB658J61IM38-WK | XS4 wide body electronic RF wireless SVN escutcheon, BLE / Mifare / DESFire deadbolt privacy function, with keypad, J lever, unhanded, satin stainless finish, for use with 1 3/8" - 1 3/4" thick standard door | 1 |  | 1 Year | 970.4 | 0.15 | 824.84
24824 | Salto | EB658J61IM48--- | XS4 wide body electronic wire-free SVN escutcheon, BLE / Mifare / DESFire deadbolt privacy function, J lever, unhanded, satin stainless finish, for use with 1 3/4" - 2 1/4" thick door | 1 |  | 1 Year | 722.35 | 0.15 | 613.9975
24825 | Salto | EB658J61IM48-A- | XS4 wide body electronic AMOK wire-free SVN escutcheon, BLE / Mifare / DESFire deadbolt privacy function, J lever, unhanded, satin stainless finish, for use with 1 3/4" - 2 1/4" thick door | 1 |  | 1 Year | 851.35 | 0.15 | 723.6475
24826 | Salto | EB658J61IM48--K | XS4 wide body electronic wire-free SVN escutcheon, BLE / Mifare / DESFire deadbolt privacy function, with keypad, J lever, unhanded, satin stainless finish, for use with 1 3/4" - 2 1/4" thick door | 1 |  | 1 Year | 785.2 | 0.15 | 667.42
24827 | Salto | EB658J61IM48-W- | XS4 wide body electronic RF wireless SVN escutcheon, BLE / Mifare / DESFire deadbolt privacy function, J lever, unhanded, satin stainless finish, for use with 1 3/4" - 2 1/4" thick door | 1 |  | 1 Year | 907.55 | 0.15 | 771.4175
24828 | Salto | EB658J61IM48-WK | XS4 wide body electronic RF wireless SVN escutcheon, BLE / Mifare / DESFire deadbolt privacy function, with keypad, J lever, unhanded, satin stainless finish, for use with 1 3/4" - 2 1/4" thick door | 1 |  | 1 Year | 970.4 | 0.15 | 824.84
24829 | Salto | EB658J61NE38--- | XS4 wide body electronic wire-free SVN escutcheon, BLE / Mifare / DESFire deadbolt privacy function, J lever, unhanded, black chromium finish, for use with 1 3/8" - 1 3/4" thick standard door | 1 |  | 1 Year | 757.05 | 0.15 | 643.4925
24830 | Salto | EB658J61NE38-A- | XS4 wide body electronic AMOK wire-free SVN escutcheon, BLE / Mifare / DESFire deadbolt privacy function, J lever, unhanded, black chromium finish, for use with 1 3/8" - 1 3/4" thick standard door | 1 |  | 1 Year | 886.05 | 0.15 | 753.1425
24831 | Salto | EB658J61NE38--K | XS4 wide body electronic wire-free SVN escutcheon, BLE / Mifare / DESFire deadbolt privacy function, with keypad, J lever, unhanded, black chromium finish, for use with 1 3/8" - 1 3/4" thick standard door | 1 |  | 1 Year | 819.9 | 0.15 | 696.915
24832 | Salto | EB658J61NE38-W- | XS4 wide body electronic RF wireless SVN escutcheon, BLE / Mifare / DESFire deadbolt privacy function, J lever, unhanded, black chromium finish, for use with 1 3/8" - 1 3/4" thick standard door | 1 |  | 1 Year | 942.25 | 0.15 | 800.9125
24833 | Salto | EB658J61NE38-WK | XS4 wide body electronic RF wireless SVN escutcheon, BLE / Mifare / DESFire deadbolt privacy function, with keypad, J lever, unhanded, black chromium finish, for use with 1 3/8" - 1 3/4" thick standard door | 1 |  | 1 Year | 1005.1 | 0.15 | 854.335
24834 | Salto | EB658J61NE48--- | XS4 wide body electronic wire-free SVN escutcheon, BLE / Mifare / DESFire deadbolt privacy function, J lever, unhanded, black chromium finish, for use with 1 3/4" - 2 1/4" thick door | 1 |  | 1 Year | 757.05 | 0.15 | 643.4925
24835 | Salto | EB658J61NE48-A- | XS4 wide body electronic AMOK wire-free SVN escutcheon, BLE / Mifare / DESFire deadbolt privacy function, J lever, unhanded, black chromium finish, for use with 1 3/4" - 2 1/4" thick door | 1 |  | 1 Year | 886.05 | 0.15 | 753.1425
24836 | Salto | EB658J61NE48--K | XS4 wide body electronic wire-free SVN escutcheon, BLE / Mifare / DESFire deadbolt privacy function, with keypad, J lever, unhanded, black chromium finish, for use with 1 3/4" - 2 1/4" thick door | 1 |  | 1 Year | 819.9 | 0.15 | 696.915
24837 | Salto | EB658J61NE48-W- | XS4 wide body electronic RF wireless SVN escutcheon, BLE / Mifare / DESFire deadbolt privacy function, J lever, unhanded, black chromium finish, for use with 1 3/4" - 2 1/4" thick door | 1 |  | 1 Year | 942.25 | 0.15 | 800.9125
24838 | Salto | EB658J61NE48-WK | XS4 wide body electronic RF wireless SVN escutcheon, BLE / Mifare / DESFire deadbolt privacy function, with keypad, J lever, unhanded, black chromium finish, for use with 1 3/4" - 2 1/4" thick door | 1 |  | 1 Year | 1005.1 | 0.15 | 854.335
24839 | Salto | EB658J61PM38--- | XS4 wide body electronic wire-free SVN escutcheon, BLE / Mifare / DESFire deadbolt privacy function, J lever, unhanded, satin brass finish, for use with 1 3/8" - 1 3/4" thick standard door | 1 |  | 1 Year | 722.35 | 0.15 | 613.9975
24840 | Salto | EB658J61PM38-A- | XS4 wide body electronic AMOK wire-free SVN escutcheon, BLE / Mifare / DESFire deadbolt privacy function, J lever, unhanded, satin brass finish, for use with 1 3/8" - 1 3/4" thick standard door | 1 |  | 1 Year | 851.35 | 0.15 | 723.6475
24841 | Salto | EB658J61PM38--K | XS4 wide body electronic wire-free SVN escutcheon, BLE / Mifare / DESFire deadbolt privacy function, with keypad, J lever, unhanded, satin brass finish, for use with 1 3/8" - 1 3/4" thick standard door | 1 |  | 1 Year | 785.2 | 0.15 | 667.42
24842 | Salto | EB658J61PM38-W- | XS4 wide body electronic RF wireless SVN escutcheon, BLE / Mifare / DESFire deadbolt privacy function, J lever, unhanded, satin brass finish, for use with 1 3/8" - 1 3/4" thick standard door | 1 |  | 1 Year | 907.55 | 0.15 | 771.4175
24843 | Salto | EB658J61PM38-WK | XS4 wide body electronic RF wireless SVN escutcheon, BLE / Mifare / DESFire deadbolt privacy function, with keypad, J lever, unhanded, satin brass finish, for use with 1 3/8" - 1 3/4" thick standard door | 1 |  | 1 Year | 970.4 | 0.15 | 824.84
24844 | Salto | EB658J61PM48--- | XS4 wide body electronic wire-free SVN escutcheon, BLE / Mifare / DESFire deadbolt privacy function, J lever, unhanded, satin brass finish, for use with 1 3/4" - 2 1/4" thick door | 1 |  | 1 Year | 722.35 | 0.15 | 613.9975
24845 | Salto | EB658J61PM48-A- | XS4 wide body electronic AMOK wire-free SVN escutcheon, BLE / Mifare / DESFire deadbolt privacy function, J lever, unhanded, satin brass finish, for use with 1 3/4" - 2 1/4" thick door | 1 |  | 1 Year | 851.35 | 0.15 | 723.6475
24846 | Salto | EB658J61PM48--K | XS4 wide body electronic wire-free SVN escutcheon, BLE / Mifare / DESFire deadbolt privacy function, with keypad, J lever, unhanded, satin brass finish, for use with 1 3/4" - 2 1/4" thick door | 1 |  | 1 Year | 785.2 | 0.15 | 667.42
24847 | Salto | EB658J61PM48-W- | XS4 wide body electronic RF wireless SVN escutcheon, BLE / Mifare / DESFire deadbolt privacy function, J lever, unhanded, satin brass finish, for use with 1 3/4" - 2 1/4" thick door | 1 |  | 1 Year | 907.55 | 0.15 | 771.4175
24848 | Salto | EB658J61PM48-WK | XS4 wide body electronic RF wireless SVN escutcheon, BLE / Mifare / DESFire deadbolt privacy function, with keypad, J lever, unhanded, satin brass finish, for use with 1 3/4" - 2 1/4" thick door | 1 |  | 1 Year | 970.4 | 0.15 | 824.84
24849 | Salto | EB658J62BC38--- | XS4 wide body electronic wire-free SVN escutcheon, BLE / Mifare / DESFire deadbolt privacy function, J lever, unhanded, BioCote antimicrobial finish, for use with 1 3/8" - 1 3/4" thick standard door | 1 |  | 1 Year | 774.35 | 0.15 | 658.1975
24850 | Salto | EB658J62BC38-A- | XS4 wide body electronic AMOK wire-free SVN escutcheon, BLE / Mifare / DESFire deadbolt privacy function, J lever, unhanded, BioCote antimicrobial finish, for use with 1 3/8" - 1 3/4" thick standard door | 1 |  | 1 Year | 903.35 | 0.15 | 767.8475
24851 | Salto | EB658J62BC38--K | XS4 wide body electronic wire-free SVN escutcheon, BLE / Mifare / DESFire deadbolt privacy function, with keypad, J lever, unhanded, BioCote antimicrobial finish, for use with 1 3/8" - 1 3/4" thick standard door | 1 |  | 1 Year | 837.2 | 0.15 | 711.62
24852 | Salto | EB658J62BC38-W- | XS4 wide body electronic RF wireless SVN escutcheon, BLE / Mifare / DESFire deadbolt privacy function, J lever, unhanded, BioCote antimicrobial finish, for use with 1 3/8" - 1 3/4" thick standard door | 1 |  | 1 Year | 959.55 | 0.15 | 815.6175
24853 | Salto | EB658J62BC38-WK | XS4 wide body electronic RF wireless SVN escutcheon, BLE / Mifare / DESFire deadbolt privacy function, with keypad, J lever, unhanded, BioCote antimicrobial finish, for use with 1 3/8" - 1 3/4" thick standard door | 1 |  | 1 Year | 1022.4 | 0.15 | 869.04
24854 | Salto | EB658J62BC48--- | XS4 wide body electronic wire-free SVN escutcheon, BLE / Mifare / DESFire deadbolt privacy function, J lever, unhanded, BioCote antimicrobial finish, for use with 1 3/4" - 2 1/4" thick door | 1 |  | 1 Year | 774.35 | 0.15 | 658.1975
24855 | Salto | EB658J62BC48-A- | XS4 wide body electronic AMOK wire-free SVN escutcheon, BLE / Mifare / DESFire deadbolt privacy function, J lever, unhanded, BioCote antimicrobial finish, for use with 1 3/4" - 2 1/4" thick door | 1 |  | 1 Year | 903.35 | 0.15 | 767.8475
24856 | Salto | EB658J62BC48--K | XS4 wide body electronic wire-free SVN escutcheon, BLE / Mifare / DESFire deadbolt privacy function, with keypad, J lever, unhanded, BioCote antimicrobial finish, for use with 1 3/4" - 2 1/4" thick door | 1 |  | 1 Year | 837.2 | 0.15 | 711.62
24857 | Salto | EB658J62BC48-W- | XS4 wide body electronic RF wireless SVN escutcheon, BLE / Mifare / DESFire deadbolt privacy function, J lever, unhanded, BioCote antimicrobial finish, for use with 1 3/4" - 2 1/4" thick door | 1 |  | 1 Year | 959.55 | 0.15 | 815.6175
24858 | Salto | EB658J62BC48-WK | XS4 wide body electronic RF wireless SVN escutcheon, BLE / Mifare / DESFire deadbolt privacy function, with keypad, J lever, unhanded, BioCote antimicrobial finish, for use with 1 3/4" - 2 1/4" thick door | 1 |  | 1 Year | 1022.4 | 0.15 | 869.04
24859 | Salto | EB658J62IA38--- | XS4 wide body electronic wire-free SVN escutcheon, BLE / Mifare / DESFire deadbolt privacy function, J lever, unhanded, antique brass finish, for use with 1 3/8" - 1 3/4" thick standard door | 1 |  | 1 Year | 774.35 | 0.15 | 658.1975
24860 | Salto | EB658J62IA38-A- | XS4 wide body electronic AMOK wire-free SVN escutcheon, BLE / Mifare / DESFire deadbolt privacy function, J lever, unhanded, antique brass finish, for use with 1 3/8" - 1 3/4" thick standard door | 1 |  | 1 Year | 903.35 | 0.15 | 767.8475
24861 | Salto | EB658J62IA38--K | XS4 wide body electronic wire-free SVN escutcheon, BLE / Mifare / DESFire deadbolt privacy function, with keypad, J lever, unhanded, antique brass finish, for use with 1 3/8" - 1 3/4" thick standard door | 1 |  | 1 Year | 837.2 | 0.15 | 711.62
24862 | Salto | EB658J62IA38-W- | XS4 wide body electronic RF wireless SVN escutcheon, BLE / Mifare / DESFire deadbolt privacy function, J lever, unhanded, antique brass finish, for use with 1 3/8" - 1 3/4" thick standard door | 1 |  | 1 Year | 959.55 | 0.15 | 815.6175
24863 | Salto | EB658J62IA38-WK | XS4 wide body electronic RF wireless SVN escutcheon, BLE / Mifare / DESFire deadbolt privacy function, with keypad, J lever, unhanded, antique brass finish, for use with 1 3/8" - 1 3/4" thick standard door | 1 |  | 1 Year | 1022.4 | 0.15 | 869.04
24864 | Salto | EB658J62IA48--- | XS4 wide body electronic wire-free SVN escutcheon, BLE / Mifare / DESFire deadbolt privacy function, J lever, unhanded, antique brass finish, for use with 1 3/4" - 2 1/4" thick door | 1 |  | 1 Year | 774.35 | 0.15 | 658.1975
24865 | Salto | EB658J62IA48-A- | XS4 wide body electronic AMOK wire-free SVN escutcheon, BLE / Mifare / DESFire deadbolt privacy function, J lever, unhanded, antique brass finish, for use with 1 3/4" - 2 1/4" thick door | 1 |  | 1 Year | 903.35 | 0.15 | 767.8475
24866 | Salto | EB658J62IA48--K | XS4 wide body electronic wire-free SVN escutcheon, BLE / Mifare / DESFire deadbolt privacy function, with keypad, J lever, unhanded, antique brass finish, for use with 1 3/4" - 2 1/4" thick door | 1 |  | 1 Year | 837.2 | 0.15 | 711.62
24867 | Salto | EB658J62IA48-W- | XS4 wide body electronic RF wireless SVN escutcheon, BLE / Mifare / DESFire deadbolt privacy function, J lever, unhanded, antique brass finish, for use with 1 3/4" - 2 1/4" thick door | 1 |  | 1 Year | 959.55 | 0.15 | 815.6175
24868 | Salto | EB658J62IA48-WK | XS4 wide body electronic RF wireless SVN escutcheon, BLE / Mifare / DESFire deadbolt privacy function, with keypad, J lever, unhanded, antique brass finish, for use with 1 3/4" - 2 1/4" thick door | 1 |  | 1 Year | 1022.4 | 0.15 | 869.04
24869 | Salto | EB658J62IM38--- | XS4 wide body electronic wire-free SVN escutcheon, BLE / Mifare / DESFire deadbolt privacy function, J lever, unhanded, satin stainless finish, for use with 1 3/8" - 1 3/4" thick standard door | 1 |  | 1 Year | 722.35 | 0.15 | 613.9975
24870 | Salto | EB658J62IM38-A- | XS4 wide body electronic AMOK wire-free SVN escutcheon, BLE / Mifare / DESFire deadbolt privacy function, J lever, unhanded, satin stainless finish, for use with 1 3/8" - 1 3/4" thick standard door | 1 |  | 1 Year | 851.35 | 0.15 | 723.6475
24871 | Salto | EB658J62IM38--K | XS4 wide body electronic wire-free SVN escutcheon, BLE / Mifare / DESFire deadbolt privacy function, with keypad, J lever, unhanded, satin stainless finish, for use with 1 3/8" - 1 3/4" thick standard door | 1 |  | 1 Year | 785.2 | 0.15 | 667.42
24872 | Salto | EB658J62IM38-W- | XS4 wide body electronic RF wireless SVN escutcheon, BLE / Mifare / DESFire deadbolt privacy function, J lever, unhanded, satin stainless finish, for use with 1 3/8" - 1 3/4" thick standard door | 1 |  | 1 Year | 907.55 | 0.15 | 771.4175
24873 | Salto | EB658J62IM38-WK | XS4 wide body electronic RF wireless SVN escutcheon, BLE / Mifare / DESFire deadbolt privacy function, with keypad, J lever, unhanded, satin stainless finish, for use with 1 3/8" - 1 3/4" thick standard door | 1 |  | 1 Year | 970.4 | 0.15 | 824.84
24874 | Salto | EB658J62IM48--- | XS4 wide body electronic wire-free SVN escutcheon, BLE / Mifare / DESFire deadbolt privacy function, J lever, unhanded, satin stainless finish, for use with 1 3/4" - 2 1/4" thick door | 1 |  | 1 Year | 722.35 | 0.15 | 613.9975
24875 | Salto | EB658J62IM48-A- | XS4 wide body electronic AMOK wire-free SVN escutcheon, BLE / Mifare / DESFire deadbolt privacy function, J lever, unhanded, satin stainless finish, for use with 1 3/4" - 2 1/4" thick door | 1 |  | 1 Year | 851.35 | 0.15 | 723.6475
24876 | Salto | EB658J62IM48--K | XS4 wide body electronic wire-free SVN escutcheon, BLE / Mifare / DESFire deadbolt privacy function, with keypad, J lever, unhanded, satin stainless finish, for use with 1 3/4" - 2 1/4" thick door | 1 |  | 1 Year | 785.2 | 0.15 | 667.42
24877 | Salto | EB658J62IM48-W- | XS4 wide body electronic RF wireless SVN escutcheon, BLE / Mifare / DESFire deadbolt privacy function, J lever, unhanded, satin stainless finish, for use with 1 3/4" - 2 1/4" thick door | 1 |  | 1 Year | 907.55 | 0.15 | 771.4175
24878 | Salto | EB658J62IM48-WK | XS4 wide body electronic RF wireless SVN escutcheon, BLE / Mifare / DESFire deadbolt privacy function, with keypad, J lever, unhanded, satin stainless finish, for use with 1 3/4" - 2 1/4" thick door | 1 |  | 1 Year | 970.4 | 0.15 | 824.84
24879 | Salto | EB658J62NE38--- | XS4 wide body electronic wire-free SVN escutcheon, BLE / Mifare / DESFire deadbolt privacy function, J lever, unhanded, black chromium finish, for use with 1 3/8" - 1 3/4" thick standard door | 1 |  | 1 Year | 757.05 | 0.15 | 643.4925
24880 | Salto | EB658J62NE38-A- | XS4 wide body electronic AMOK wire-free SVN escutcheon, BLE / Mifare / DESFire deadbolt privacy function, J lever, unhanded, black chromium finish, for use with 1 3/8" - 1 3/4" thick standard door | 1 |  | 1 Year | 886.05 | 0.15 | 753.1425
24881 | Salto | EB658J62NE38--K | XS4 wide body electronic wire-free SVN escutcheon, BLE / Mifare / DESFire deadbolt privacy function, with keypad, J lever, unhanded, black chromium finish, for use with 1 3/8" - 1 3/4" thick standard door | 1 |  | 1 Year | 819.9 | 0.15 | 696.915
24882 | Salto | EB658J62NE38-W- | XS4 wide body electronic RF wireless SVN escutcheon, BLE / Mifare / DESFire deadbolt privacy function, J lever, unhanded, black chromium finish, for use with 1 3/8" - 1 3/4" thick standard door | 1 |  | 1 Year | 942.25 | 0.15 | 800.9125
24883 | Salto | EB658J62NE38-WK | XS4 wide body electronic RF wireless SVN escutcheon, BLE / Mifare / DESFire deadbolt privacy function, with keypad, J lever, unhanded, black chromium finish, for use with 1 3/8" - 1 3/4" thick standard door | 1 |  | 1 Year | 1005.1 | 0.15 | 854.335
24884 | Salto | EB658J62NE48--- | XS4 wide body electronic wire-free SVN escutcheon, BLE / Mifare / DESFire deadbolt privacy function, J lever, unhanded, black chromium finish, for use with 1 3/4" - 2 1/4" thick door | 1 |  | 1 Year | 757.05 | 0.15 | 643.4925
24885 | Salto | EB658J62NE48-A- | XS4 wide body electronic AMOK wire-free SVN escutcheon, BLE / Mifare / DESFire deadbolt privacy function, J lever, unhanded, black chromium finish, for use with 1 3/4" - 2 1/4" thick door | 1 |  | 1 Year | 886.05 | 0.15 | 753.1425
24886 | Salto | EB658J62NE48--K | XS4 wide body electronic wire-free SVN escutcheon, BLE / Mifare / DESFire deadbolt privacy function, with keypad, J lever, unhanded, black chromium finish, for use with 1 3/4" - 2 1/4" thick door | 1 |  | 1 Year | 819.9 | 0.15 | 696.915
24887 | Salto | EB658J62NE48-W- | XS4 wide body electronic RF wireless SVN escutcheon, BLE / Mifare / DESFire deadbolt privacy function, J lever, unhanded, black chromium finish, for use with 1 3/4" - 2 1/4" thick door | 1 |  | 1 Year | 942.25 | 0.15 | 800.9125
24888 | Salto | EB658J62NE48-WK | XS4 wide body electronic RF wireless SVN escutcheon, BLE / Mifare / DESFire deadbolt privacy function, with keypad, J lever, unhanded, black chromium finish, for use with 1 3/4" - 2 1/4" thick door | 1 |  | 1 Year | 1005.1 | 0.15 | 854.335
24889 | Salto | EB658J62PM38--- | XS4 wide body electronic wire-free SVN escutcheon, BLE / Mifare / DESFire deadbolt privacy function, J lever, unhanded, satin brass finish, for use with 1 3/8" - 1 3/4" thick standard door | 1 |  | 1 Year | 722.35 | 0.15 | 613.9975
24890 | Salto | EB658J62PM38-A- | XS4 wide body electronic AMOK wire-free SVN escutcheon, BLE / Mifare / DESFire deadbolt privacy function, J lever, unhanded, satin brass finish, for use with 1 3/8" - 1 3/4" thick standard door | 1 |  | 1 Year | 851.35 | 0.15 | 723.6475
24891 | Salto | EB658J62PM38--K | XS4 wide body electronic wire-free SVN escutcheon, BLE / Mifare / DESFire deadbolt privacy function, with keypad, J lever, unhanded, satin brass finish, for use with 1 3/8" - 1 3/4" thick standard door | 1 |  | 1 Year | 785.2 | 0.15 | 667.42
24892 | Salto | EB658J62PM38-W- | XS4 wide body electronic RF wireless SVN escutcheon, BLE / Mifare / DESFire deadbolt privacy function, J lever, unhanded, satin brass finish, for use with 1 3/8" - 1 3/4" thick standard door | 1 |  | 1 Year | 907.55 | 0.15 | 771.4175
24893 | Salto | EB658J62PM38-WK | XS4 wide body electronic RF wireless SVN escutcheon, BLE / Mifare / DESFire deadbolt privacy function, with keypad, J lever, unhanded, satin brass finish, for use with 1 3/8" - 1 3/4" thick standard door | 1 |  | 1 Year | 970.4 | 0.15 | 824.84
24894 | Salto | EB658J62PM48--- | XS4 wide body electronic wire-free SVN escutcheon, BLE / Mifare / DESFire deadbolt privacy function, J lever, unhanded, satin brass finish, for use with 1 3/4" - 2 1/4" thick door | 1 |  | 1 Year | 722.35 | 0.15 | 613.9975
24895 | Salto | EB658J62PM48-A- | XS4 wide body electronic AMOK wire-free SVN escutcheon, BLE / Mifare / DESFire deadbolt privacy function, J lever, unhanded, satin brass finish, for use with 1 3/4" - 2 1/4" thick door | 1 |  | 1 Year | 851.35 | 0.15 | 723.6475
24896 | Salto | EB658J62PM48--K | XS4 wide body electronic wire-free SVN escutcheon, BLE / Mifare / DESFire deadbolt privacy function, with keypad, J lever, unhanded, satin brass finish, for use with 1 3/4" - 2 1/4" thick door | 1 |  | 1 Year | 785.2 | 0.15 | 667.42
24897 | Salto | EB658J62PM48-W- | XS4 wide body electronic RF wireless SVN escutcheon, BLE / Mifare / DESFire deadbolt privacy function, J lever, unhanded, satin brass finish, for use with 1 3/4" - 2 1/4" thick door | 1 |  | 1 Year | 907.55 | 0.15 | 771.4175
24898 | Salto | EB658J62PM48-WK | XS4 wide body electronic RF wireless SVN escutcheon, BLE / Mifare / DESFire deadbolt privacy function, with keypad, J lever, unhanded, satin brass finish, for use with 1 3/4" - 2 1/4" thick door | 1 |  | 1 Year | 970.4 | 0.15 | 824.84
24899 | Salto | EB658J63BC38--- | XS4 wide body electronic wire-free SVN escutcheon, BLE / Mifare / DESFire deadbolt privacy function, J lever, unhanded, BioCote antimicrobial finish, for use with 1 3/8" - 1 3/4" thick standard door | 1 |  | 1 Year | 774.35 | 0.15 | 658.1975
24900 | Salto | EB658J63BC38-A- | XS4 wide body electronic AMOK wire-free SVN escutcheon, BLE / Mifare / DESFire deadbolt privacy function, J lever, unhanded, BioCote antimicrobial finish, for use with 1 3/8" - 1 3/4" thick standard door | 1 |  | 1 Year | 903.35 | 0.15 | 767.8475
24901 | Salto | EB658J63BC38--K | XS4 wide body electronic wire-free SVN escutcheon, BLE / Mifare / DESFire deadbolt privacy function, with keypad, J lever, unhanded, BioCote antimicrobial finish, for use with 1 3/8" - 1 3/4" thick standard door | 1 |  | 1 Year | 837.2 | 0.15 | 711.62
24902 | Salto | EB658J63BC38-W- | XS4 wide body electronic RF wireless SVN escutcheon, BLE / Mifare / DESFire deadbolt privacy function, J lever, unhanded, BioCote antimicrobial finish, for use with 1 3/8" - 1 3/4" thick standard door | 1 |  | 1 Year | 959.55 | 0.15 | 815.6175
24903 | Salto | EB658J63BC38-WK | XS4 wide body electronic RF wireless SVN escutcheon, BLE / Mifare / DESFire deadbolt privacy function, with keypad, J lever, unhanded, BioCote antimicrobial finish, for use with 1 3/8" - 1 3/4" thick standard door | 1 |  | 1 Year | 1022.4 | 0.15 | 869.04
24904 | Salto | EB658J63BC48--- | XS4 wide body electronic wire-free SVN escutcheon, BLE / Mifare / DESFire deadbolt privacy function, J lever, unhanded, BioCote antimicrobial finish, for use with 1 3/4" - 2 1/4" thick door | 1 |  | 1 Year | 774.35 | 0.15 | 658.1975
24905 | Salto | EB658J63BC48-A- | XS4 wide body electronic AMOK wire-free SVN escutcheon, BLE / Mifare / DESFire deadbolt privacy function, J lever, unhanded, BioCote antimicrobial finish, for use with 1 3/4" - 2 1/4" thick door | 1 |  | 1 Year | 903.35 | 0.15 | 767.8475
24906 | Salto | EB658J63BC48--K | XS4 wide body electronic wire-free SVN escutcheon, BLE / Mifare / DESFire deadbolt privacy function, with keypad, J lever, unhanded, BioCote antimicrobial finish, for use with 1 3/4" - 2 1/4" thick door | 1 |  | 1 Year | 837.2 | 0.15 | 711.62
24907 | Salto | EB658J63BC48-W- | XS4 wide body electronic RF wireless SVN escutcheon, BLE / Mifare / DESFire deadbolt privacy function, J lever, unhanded, BioCote antimicrobial finish, for use with 1 3/4" - 2 1/4" thick door | 1 |  | 1 Year | 959.55 | 0.15 | 815.6175
24908 | Salto | EB658J63BC48-WK | XS4 wide body electronic RF wireless SVN escutcheon, BLE / Mifare / DESFire deadbolt privacy function, with keypad, J lever, unhanded, BioCote antimicrobial finish, for use with 1 3/4" - 2 1/4" thick door | 1 |  | 1 Year | 1022.4 | 0.15 | 869.04
24909 | Salto | EB658J63IA38--- | XS4 wide body electronic wire-free SVN escutcheon, BLE / Mifare / DESFire deadbolt privacy function, J lever, unhanded, antique brass finish, for use with 1 3/8" - 1 3/4" thick standard door | 1 |  | 1 Year | 774.35 | 0.15 | 658.1975
24910 | Salto | EB658J63IA38-A- | XS4 wide body electronic AMOK wire-free SVN escutcheon, BLE / Mifare / DESFire deadbolt privacy function, J lever, unhanded, antique brass finish, for use with 1 3/8" - 1 3/4" thick standard door | 1 |  | 1 Year | 903.35 | 0.15 | 767.8475
24911 | Salto | EB658J63IA38--K | XS4 wide body electronic wire-free SVN escutcheon, BLE / Mifare / DESFire deadbolt privacy function, with keypad, J lever, unhanded, antique brass finish, for use with 1 3/8" - 1 3/4" thick standard door | 1 |  | 1 Year | 837.2 | 0.15 | 711.62
24912 | Salto | EB658J63IA38-W- | XS4 wide body electronic RF wireless SVN escutcheon, BLE / Mifare / DESFire deadbolt privacy function, J lever, unhanded, antique brass finish, for use with 1 3/8" - 1 3/4" thick standard door | 1 |  | 1 Year | 959.55 | 0.15 | 815.6175
24913 | Salto | EB658J63IA38-WK | XS4 wide body electronic RF wireless SVN escutcheon, BLE / Mifare / DESFire deadbolt privacy function, with keypad, J lever, unhanded, antique brass finish, for use with 1 3/8" - 1 3/4" thick standard door | 1 |  | 1 Year | 1022.4 | 0.15 | 869.04
24914 | Salto | EB658J63IA48--- | XS4 wide body electronic wire-free SVN escutcheon, BLE / Mifare / DESFire deadbolt privacy function, J lever, unhanded, antique brass finish, for use with 1 3/4" - 2 1/4" thick door | 1 |  | 1 Year | 774.35 | 0.15 | 658.1975
24915 | Salto | EB658J63IA48-A- | XS4 wide body electronic AMOK wire-free SVN escutcheon, BLE / Mifare / DESFire deadbolt privacy function, J lever, unhanded, antique brass finish, for use with 1 3/4" - 2 1/4" thick door | 1 |  | 1 Year | 903.35 | 0.15 | 767.8475
24916 | Salto | EB658J63IA48--K | XS4 wide body electronic wire-free SVN escutcheon, BLE / Mifare / DESFire deadbolt privacy function, with keypad, J lever, unhanded, antique brass finish, for use with 1 3/4" - 2 1/4" thick door | 1 |  | 1 Year | 837.2 | 0.15 | 711.62
24917 | Salto | EB658J63IA48-W- | XS4 wide body electronic RF wireless SVN escutcheon, BLE / Mifare / DESFire deadbolt privacy function, J lever, unhanded, antique brass finish, for use with 1 3/4" - 2 1/4" thick door | 1 |  | 1 Year | 959.55 | 0.15 | 815.6175
24918 | Salto | EB658J63IA48-WK | XS4 wide body electronic RF wireless SVN escutcheon, BLE / Mifare / DESFire deadbolt privacy function, with keypad, J lever, unhanded, antique brass finish, for use with 1 3/4" - 2 1/4" thick door | 1 |  | 1 Year | 1022.4 | 0.15 | 869.04
24919 | Salto | EB658J63IM38--- | XS4 wide body electronic wire-free SVN escutcheon, BLE / Mifare / DESFire deadbolt privacy function, J lever, unhanded, satin stainless finish, for use with 1 3/8" - 1 3/4" thick standard door | 1 |  | 1 Year | 722.35 | 0.15 | 613.9975
24920 | Salto | EB658J63IM38-A- | XS4 wide body electronic AMOK wire-free SVN escutcheon, BLE / Mifare / DESFire deadbolt privacy function, J lever, unhanded, satin stainless finish, for use with 1 3/8" - 1 3/4" thick standard door | 1 |  | 1 Year | 851.35 | 0.15 | 723.6475
24921 | Salto | EB658J63IM38--K | XS4 wide body electronic wire-free SVN escutcheon, BLE / Mifare / DESFire deadbolt privacy function, with keypad, J lever, unhanded, satin stainless finish, for use with 1 3/8" - 1 3/4" thick standard door | 1 |  | 1 Year | 785.2 | 0.15 | 667.42
24922 | Salto | EB658J63IM38-W- | XS4 wide body electronic RF wireless SVN escutcheon, BLE / Mifare / DESFire deadbolt privacy function, J lever, unhanded, satin stainless finish, for use with 1 3/8" - 1 3/4" thick standard door | 1 |  | 1 Year | 907.55 | 0.15 | 771.4175
24923 | Salto | EB658J63IM38-WK | XS4 wide body electronic RF wireless SVN escutcheon, BLE / Mifare / DESFire deadbolt privacy function, with keypad, J lever, unhanded, satin stainless finish, for use with 1 3/8" - 1 3/4" thick standard door | 1 |  | 1 Year | 970.4 | 0.15 | 824.84
24924 | Salto | EB658J63IM48--- | XS4 wide body electronic wire-free SVN escutcheon, BLE / Mifare / DESFire deadbolt privacy function, J lever, unhanded, satin stainless finish, for use with 1 3/4" - 2 1/4" thick door | 1 |  | 1 Year | 722.35 | 0.15 | 613.9975
24925 | Salto | EB658J63IM48-A- | XS4 wide body electronic AMOK wire-free SVN escutcheon, BLE / Mifare / DESFire deadbolt privacy function, J lever, unhanded, satin stainless finish, for use with 1 3/4" - 2 1/4" thick door | 1 |  | 1 Year | 851.35 | 0.15 | 723.6475
24926 | Salto | EB658J63IM48--K | XS4 wide body electronic wire-free SVN escutcheon, BLE / Mifare / DESFire deadbolt privacy function, with keypad, J lever, unhanded, satin stainless finish, for use with 1 3/4" - 2 1/4" thick door | 1 |  | 1 Year | 785.2 | 0.15 | 667.42
24927 | Salto | EB658J63IM48-W- | XS4 wide body electronic RF wireless SVN escutcheon, BLE / Mifare / DESFire deadbolt privacy function, J lever, unhanded, satin stainless finish, for use with 1 3/4" - 2 1/4" thick door | 1 |  | 1 Year | 907.55 | 0.15 | 771.4175
24928 | Salto | EB658J63IM48-WK | XS4 wide body electronic RF wireless SVN escutcheon, BLE / Mifare / DESFire deadbolt privacy function, with keypad, J lever, unhanded, satin stainless finish, for use with 1 3/4" - 2 1/4" thick door | 1 |  | 1 Year | 970.4 | 0.15 | 824.84
24929 | Salto | EB658J63NE38--- | XS4 wide body electronic wire-free SVN escutcheon, BLE / Mifare / DESFire deadbolt privacy function, J lever, unhanded, black chromium finish, for use with 1 3/8" - 1 3/4" thick standard door | 1 |  | 1 Year | 757.05 | 0.15 | 643.4925
24930 | Salto | EB658J63NE38-A- | XS4 wide body electronic AMOK wire-free SVN escutcheon, BLE / Mifare / DESFire deadbolt privacy function, J lever, unhanded, black chromium finish, for use with 1 3/8" - 1 3/4" thick standard door | 1 |  | 1 Year | 886.05 | 0.15 | 753.1425
24931 | Salto | EB658J63NE38--K | XS4 wide body electronic wire-free SVN escutcheon, BLE / Mifare / DESFire deadbolt privacy function, with keypad, J lever, unhanded, black chromium finish, for use with 1 3/8" - 1 3/4" thick standard door | 1 |  | 1 Year | 819.9 | 0.15 | 696.915
24932 | Salto | EB658J63NE38-W- | XS4 wide body electronic RF wireless SVN escutcheon, BLE / Mifare / DESFire deadbolt privacy function, J lever, unhanded, black chromium finish, for use with 1 3/8" - 1 3/4" thick standard door | 1 |  | 1 Year | 942.25 | 0.15 | 800.9125
24933 | Salto | EB658J63NE38-WK | XS4 wide body electronic RF wireless SVN escutcheon, BLE / Mifare / DESFire deadbolt privacy function, with keypad, J lever, unhanded, black chromium finish, for use with 1 3/8" - 1 3/4" thick standard door | 1 |  | 1 Year | 1005.1 | 0.15 | 854.335
24934 | Salto | EB658J63NE48--- | XS4 wide body electronic wire-free SVN escutcheon, BLE / Mifare / DESFire deadbolt privacy function, J lever, unhanded, black chromium finish, for use with 1 3/4" - 2 1/4" thick door | 1 |  | 1 Year | 757.05 | 0.15 | 643.4925
24935 | Salto | EB658J63NE48-A- | XS4 wide body electronic AMOK wire-free SVN escutcheon, BLE / Mifare / DESFire deadbolt privacy function, J lever, unhanded, black chromium finish, for use with 1 3/4" - 2 1/4" thick door | 1 |  | 1 Year | 886.05 | 0.15 | 753.1425
24936 | Salto | EB658J63NE48--K | XS4 wide body electronic wire-free SVN escutcheon, BLE / Mifare / DESFire deadbolt privacy function, with keypad, J lever, unhanded, black chromium finish, for use with 1 3/4" - 2 1/4" thick door | 1 |  | 1 Year | 819.9 | 0.15 | 696.915
24937 | Salto | EB658J63NE48-W- | XS4 wide body electronic RF wireless SVN escutcheon, BLE / Mifare / DESFire deadbolt privacy function, J lever, unhanded, black chromium finish, for use with 1 3/4" - 2 1/4" thick door | 1 |  | 1 Year | 942.25 | 0.15 | 800.9125
24938 | Salto | EB658J63NE48-WK | XS4 wide body electronic RF wireless SVN escutcheon, BLE / Mifare / DESFire deadbolt privacy function, with keypad, J lever, unhanded, black chromium finish, for use with 1 3/4" - 2 1/4" thick door | 1 |  | 1 Year | 1005.1 | 0.15 | 854.335
24939 | Salto | EB658J63PM38--- | XS4 wide body electronic wire-free SVN escutcheon, BLE / Mifare / DESFire deadbolt privacy function, J lever, unhanded, satin brass finish, for use with 1 3/8" - 1 3/4" thick standard door | 1 |  | 1 Year | 722.35 | 0.15 | 613.9975
24940 | Salto | EB658J63PM38-A- | XS4 wide body electronic AMOK wire-free SVN escutcheon, BLE / Mifare / DESFire deadbolt privacy function, J lever, unhanded, satin brass finish, for use with 1 3/8" - 1 3/4" thick standard door | 1 |  | 1 Year | 851.35 | 0.15 | 723.6475
24941 | Salto | EB658J63PM38--K | XS4 wide body electronic wire-free SVN escutcheon, BLE / Mifare / DESFire deadbolt privacy function, with keypad, J lever, unhanded, satin brass finish, for use with 1 3/8" - 1 3/4" thick standard door | 1 |  | 1 Year | 785.2 | 0.15 | 667.42
24942 | Salto | EB658J63PM38-W- | XS4 wide body electronic RF wireless SVN escutcheon, BLE / Mifare / DESFire deadbolt privacy function, J lever, unhanded, satin brass finish, for use with 1 3/8" - 1 3/4" thick standard door | 1 |  | 1 Year | 907.55 | 0.15 | 771.4175
24943 | Salto | EB658J63PM38-WK | XS4 wide body electronic RF wireless SVN escutcheon, BLE / Mifare / DESFire deadbolt privacy function, with keypad, J lever, unhanded, satin brass finish, for use with 1 3/8" - 1 3/4" thick standard door | 1 |  | 1 Year | 970.4 | 0.15 | 824.84
24944 | Salto | EB658J63PM48--- | XS4 wide body electronic wire-free SVN escutcheon, BLE / Mifare / DESFire deadbolt privacy function, J lever, unhanded, satin brass finish, for use with 1 3/4" - 2 1/4" thick door | 1 |  | 1 Year | 722.35 | 0.15 | 613.9975
24945 | Salto | EB658J63PM48-A- | XS4 wide body electronic AMOK wire-free SVN escutcheon, BLE / Mifare / DESFire deadbolt privacy function, J lever, unhanded, satin brass finish, for use with 1 3/4" - 2 1/4" thick door | 1 |  | 1 Year | 851.35 | 0.15 | 723.6475
24946 | Salto | EB658J63PM48--K | XS4 wide body electronic wire-free SVN escutcheon, BLE / Mifare / DESFire deadbolt privacy function, with keypad, J lever, unhanded, satin brass finish, for use with 1 3/4" - 2 1/4" thick door | 1 |  | 1 Year | 785.2 | 0.15 | 667.42
24947 | Salto | EB658J63PM48-W- | XS4 wide body electronic RF wireless SVN escutcheon, BLE / Mifare / DESFire deadbolt privacy function, J lever, unhanded, satin brass finish, for use with 1 3/4" - 2 1/4" thick door | 1 |  | 1 Year | 907.55 | 0.15 | 771.4175
24948 | Salto | EB658J63PM48-WK | XS4 wide body electronic RF wireless SVN escutcheon, BLE / Mifare / DESFire deadbolt privacy function, with keypad, J lever, unhanded, satin brass finish, for use with 1 3/4" - 2 1/4" thick door | 1 |  | 1 Year | 970.4 | 0.15 | 824.84
24949 | Salto | EB658K61IM38L-- | XS4 wide body electronic wire-free SVN escutcheon, BLE / Mifare / DESFire deadbolt privacy function, K lever, left handed, satin stainless finish, for use with 1 3/8" - 1 3/4" thick standard door | 1 |  | 1 Year | 722.35 | 0.15 | 613.9975
24950 | Salto | EB658K61IM38LA- | XS4 wide body electronic AMOK wire-free SVN escutcheon, BLE / Mifare / DESFire deadbolt privacy function, K lever, left handed, satin stainless finish, for use with 1 3/8" - 1 3/4" thick standard door | 1 |  | 1 Year | 851.35 | 0.15 | 723.6475
24951 | Salto | EB658K61IM38L-K | XS4 wide body electronic wire-free SVN escutcheon, BLE / Mifare / DESFire deadbolt privacy function, with keypad, K lever, left handed, satin stainless finish, for use with 1 3/8" - 1 3/4" thick standard door | 1 |  | 1 Year | 785.2 | 0.15 | 667.42
24952 | Salto | EB658K61IM38LW- | XS4 wide body electronic RF wireless SVN escutcheon, BLE / Mifare / DESFire deadbolt privacy function, K lever, left handed, satin stainless finish, for use with 1 3/8" - 1 3/4" thick standard door | 1 |  | 1 Year | 907.55 | 0.15 | 771.4175
24953 | Salto | EB658K61IM38LWK | XS4 wide body electronic RF wireless SVN escutcheon, BLE / Mifare / DESFire deadbolt privacy function, with keypad, K lever, left handed, satin stainless finish, for use with 1 3/8" - 1 3/4" thick standard door | 1 |  | 1 Year | 970.4 | 0.15 | 824.84
24954 | Salto | EB658K61IM38R-- | XS4 wide body electronic wire-free SVN escutcheon, BLE / Mifare / DESFire deadbolt privacy function, K lever, right handed, satin stainless finish, for use with 1 3/8" - 1 3/4" thick standard door | 1 |  | 1 Year | 722.35 | 0.15 | 613.9975
24955 | Salto | EB658K61IM38RA- | XS4 wide body electronic AMOK wire-free SVN escutcheon, BLE / Mifare / DESFire deadbolt privacy function, K lever, right handed, satin stainless finish, for use with 1 3/8" - 1 3/4" thick standard door | 1 |  | 1 Year | 851.35 | 0.15 | 723.6475
24956 | Salto | EB658K61IM38R-K | XS4 wide body electronic wire-free SVN escutcheon, BLE / Mifare / DESFire deadbolt privacy function, with keypad, K lever, right handed, satin stainless finish, for use with 1 3/8" - 1 3/4" thick standard door | 1 |  | 1 Year | 785.2 | 0.15 | 667.42
24957 | Salto | EB658K61IM38RW- | XS4 wide body electronic RF wireless SVN escutcheon, BLE / Mifare / DESFire deadbolt privacy function, K lever, right handed, satin stainless finish, for use with 1 3/8" - 1 3/4" thick standard door | 1 |  | 1 Year | 907.55 | 0.15 | 771.4175
24958 | Salto | EB658K61IM38RWK | XS4 wide body electronic RF wireless SVN escutcheon, BLE / Mifare / DESFire deadbolt privacy function, with keypad, K lever, right handed, satin stainless finish, for use with 1 3/8" - 1 3/4" thick standard door | 1 |  | 1 Year | 970.4 | 0.15 | 824.84
24959 | Salto | EB658K61IM48L-- | XS4 wide body electronic wire-free SVN escutcheon, BLE / Mifare / DESFire deadbolt privacy function, K lever, left handed, satin stainless finish, for use with 1 3/4" - 2 1/4" thick door | 1 |  | 1 Year | 722.35 | 0.15 | 613.9975
24960 | Salto | EB658K61IM48LA- | XS4 wide body electronic AMOK wire-free SVN escutcheon, BLE / Mifare / DESFire deadbolt privacy function, K lever, left handed, satin stainless finish, for use with 1 3/4" - 2 1/4" thick door | 1 |  | 1 Year | 851.35 | 0.15 | 723.6475
24961 | Salto | EB658K61IM48L-K | XS4 wide body electronic wire-free SVN escutcheon, BLE / Mifare / DESFire deadbolt privacy function, with keypad, K lever, left handed, satin stainless finish, for use with 1 3/4" - 2 1/4" thick door | 1 |  | 1 Year | 785.2 | 0.15 | 667.42
24962 | Salto | EB658K61IM48LW- | XS4 wide body electronic RF wireless SVN escutcheon, BLE / Mifare / DESFire deadbolt privacy function, K lever, left handed, satin stainless finish, for use with 1 3/4" - 2 1/4" thick door | 1 |  | 1 Year | 907.55 | 0.15 | 771.4175
24963 | Salto | EB658K61IM48LWK | XS4 wide body electronic RF wireless SVN escutcheon, BLE / Mifare / DESFire deadbolt privacy function, with keypad, K lever, left handed, satin stainless finish, for use with 1 3/4" - 2 1/4" thick door | 1 |  | 1 Year | 970.4 | 0.15 | 824.84
24964 | Salto | EB658K61IM48R-- | XS4 wide body electronic wire-free SVN escutcheon, BLE / Mifare / DESFire deadbolt privacy function, K lever, right handed, satin stainless finish, for use with 1 3/4" - 2 1/4" thick door | 1 |  | 1 Year | 722.35 | 0.15 | 613.9975
24965 | Salto | EB658K61IM48RA- | XS4 wide body electronic AMOK wire-free SVN escutcheon, BLE / Mifare / DESFire deadbolt privacy function, K lever, right handed, satin stainless finish, for use with 1 3/4" - 2 1/4" thick door | 1 |  | 1 Year | 851.35 | 0.15 | 723.6475
24966 | Salto | EB658K61IM48R-K | XS4 wide body electronic wire-free SVN escutcheon, BLE / Mifare / DESFire deadbolt privacy function, with keypad, K lever, right handed, satin stainless finish, for use with 1 3/4" - 2 1/4" thick door | 1 |  | 1 Year | 785.2 | 0.15 | 667.42
24967 | Salto | EB658K61IM48RW- | XS4 wide body electronic RF wireless SVN escutcheon, BLE / Mifare / DESFire deadbolt privacy function, K lever, right handed, satin stainless finish, for use with 1 3/4" - 2 1/4" thick door | 1 |  | 1 Year | 907.55 | 0.15 | 771.4175
24968 | Salto | EB658K61IM48RWK | XS4 wide body electronic RF wireless SVN escutcheon, BLE / Mifare / DESFire deadbolt privacy function, with keypad, K lever, right handed, satin stainless finish, for use with 1 3/4" - 2 1/4" thick door | 1 |  | 1 Year | 970.4 | 0.15 | 824.84
24969 | Salto | EB658K61IP38L-- | XS4 wide body electronic wire-free SVN escutcheon, BLE / Mifare / DESFire deadbolt privacy function, K lever, left handed, bright stainless steel finish, for use with 1 3/8" - 1 3/4" thick standard door | 1 |  | 1 Year | 738.65 | 0.15 | 627.8525
24970 | Salto | EB658K61IP38LA- | XS4 wide body electronic AMOK wire-free SVN escutcheon, BLE / Mifare / DESFire deadbolt privacy function, K lever, left handed, bright stainless steel finish, for use with 1 3/8" - 1 3/4" thick standard door | 1 |  | 1 Year | 867.65 | 0.15 | 737.5025
24971 | Salto | EB658K61IP38L-K | XS4 wide body electronic wire-free SVN escutcheon, BLE / Mifare / DESFire deadbolt privacy function, with keypad, K lever, left handed, bright stainless steel finish, for use with 1 3/8" - 1 3/4" thick standard door | 1 |  | 1 Year | 801.5 | 0.15 | 681.275
24972 | Salto | EB658K61IP38LW- | XS4 wide body electronic RF wireless SVN escutcheon, BLE / Mifare / DESFire deadbolt privacy function, K lever, left handed, bright stainless steel finish, for use with 1 3/8" - 1 3/4" thick standard door | 1 |  | 1 Year | 923.85 | 0.15 | 785.2725
24973 | Salto | EB658K61IP38LWK | XS4 wide body electronic RF wireless SVN escutcheon, BLE / Mifare / DESFire deadbolt privacy function, with keypad, K lever, left handed, bright stainless steel finish, for use with 1 3/8" - 1 3/4" thick standard door | 1 |  | 1 Year | 986.7 | 0.15 | 838.695
24974 | Salto | EB658K61IP38R-- | XS4 wide body electronic wire-free SVN escutcheon, BLE / Mifare / DESFire deadbolt privacy function, K lever, right handed, bright stainless steel finish, for use with 1 3/8" - 1 3/4" thick standard door | 1 |  | 1 Year | 738.65 | 0.15 | 627.8525
24975 | Salto | EB658K61IP38RA- | XS4 wide body electronic AMOK wire-free SVN escutcheon, BLE / Mifare / DESFire deadbolt privacy function, K lever, right handed, bright stainless steel finish, for use with 1 3/8" - 1 3/4" thick standard door | 1 |  | 1 Year | 867.65 | 0.15 | 737.5025
24976 | Salto | EB658K61IP38R-K | XS4 wide body electronic wire-free SVN escutcheon, BLE / Mifare / DESFire deadbolt privacy function, with keypad, K lever, right handed, bright stainless steel finish, for use with 1 3/8" - 1 3/4" thick standard door | 1 |  | 1 Year | 801.5 | 0.15 | 681.275
24977 | Salto | EB658K61IP38RW- | XS4 wide body electronic RF wireless SVN escutcheon, BLE / Mifare / DESFire deadbolt privacy function, K lever, right handed, bright stainless steel finish, for use with 1 3/8" - 1 3/4" thick standard door | 1 |  | 1 Year | 923.85 | 0.15 | 785.2725
24978 | Salto | EB658K61IP38RWK | XS4 wide body electronic RF wireless SVN escutcheon, BLE / Mifare / DESFire deadbolt privacy function, with keypad, K lever, right handed, bright stainless steel finish, for use with 1 3/8" - 1 3/4" thick standard door | 1 |  | 1 Year | 986.7 | 0.15 | 838.695
24979 | Salto | EB658K61IP48L-- | XS4 wide body electronic wire-free SVN escutcheon, BLE / Mifare / DESFire deadbolt privacy function, K lever, left handed, bright stainless steel finish, for use with 1 3/4" - 2 1/4" thick door | 1 |  | 1 Year | 738.65 | 0.15 | 627.8525
24980 | Salto | EB658K61IP48LA- | XS4 wide body electronic AMOK wire-free SVN escutcheon, BLE / Mifare / DESFire deadbolt privacy function, K lever, left handed, bright stainless steel finish, for use with 1 3/4" - 2 1/4" thick door | 1 |  | 1 Year | 867.65 | 0.15 | 737.5025
24981 | Salto | EB658K61IP48L-K | XS4 wide body electronic wire-free SVN escutcheon, BLE / Mifare / DESFire deadbolt privacy function, with keypad, K lever, left handed, bright stainless steel finish, for use with 1 3/4" - 2 1/4" thick door | 1 |  | 1 Year | 801.5 | 0.15 | 681.275
24982 | Salto | EB658K61IP48LW- | XS4 wide body electronic RF wireless SVN escutcheon, BLE / Mifare / DESFire deadbolt privacy function, K lever, left handed, bright stainless steel finish, for use with 1 3/4" - 2 1/4" thick door | 1 |  | 1 Year | 923.85 | 0.15 | 785.2725
24983 | Salto | EB658K61IP48LWK | XS4 wide body electronic RF wireless SVN escutcheon, BLE / Mifare / DESFire deadbolt privacy function, with keypad, K lever, left handed, bright stainless steel finish, for use with 1 3/4" - 2 1/4" thick door | 1 |  | 1 Year | 986.7 | 0.15 | 838.695
24984 | Salto | EB658K61IP48R-- | XS4 wide body electronic wire-free SVN escutcheon, BLE / Mifare / DESFire deadbolt privacy function, K lever, right handed, bright stainless steel finish, for use with 1 3/4" - 2 1/4" thick door | 1 |  | 1 Year | 738.65 | 0.15 | 627.8525
24985 | Salto | EB658K61IP48RA- | XS4 wide body electronic AMOK wire-free SVN escutcheon, BLE / Mifare / DESFire deadbolt privacy function, K lever, right handed, bright stainless steel finish, for use with 1 3/4" - 2 1/4" thick door | 1 |  | 1 Year | 867.65 | 0.15 | 737.5025
24986 | Salto | EB658K61IP48R-K | XS4 wide body electronic wire-free SVN escutcheon, BLE / Mifare / DESFire deadbolt privacy function, with keypad, K lever, right handed, bright stainless steel finish, for use with 1 3/4" - 2 1/4" thick door | 1 |  | 1 Year | 801.5 | 0.15 | 681.275
24987 | Salto | EB658K61IP48RW- | XS4 wide body electronic RF wireless SVN escutcheon, BLE / Mifare / DESFire deadbolt privacy function, K lever, right handed, bright stainless steel finish, for use with 1 3/4" - 2 1/4" thick door | 1 |  | 1 Year | 923.85 | 0.15 | 785.2725
24988 | Salto | EB658K61IP48RWK | XS4 wide body electronic RF wireless SVN escutcheon, BLE / Mifare / DESFire deadbolt privacy function, with keypad, K lever, right handed, bright stainless steel finish, for use with 1 3/4" - 2 1/4" thick door | 1 |  | 1 Year | 986.7 | 0.15 | 838.695
24989 | Salto | EB658K61PP38L-- | XS4 wide body electronic wire-free SVN escutcheon, BLE / Mifare / DESFire deadbolt privacy function, K lever, left handed, bright brass finish, for use with 1 3/8" - 1 3/4" thick standard door | 1 |  | 1 Year | 738.65 | 0.15 | 627.8525
24990 | Salto | EB658K61PP38LA- | XS4 wide body electronic AMOK wire-free SVN escutcheon, BLE / Mifare / DESFire deadbolt privacy function, K lever, left handed, bright brass finish, for use with 1 3/8" - 1 3/4" thick standard door | 1 |  | 1 Year | 867.65 | 0.15 | 737.5025
24991 | Salto | EB658K61PP38L-K | XS4 wide body electronic wire-free SVN escutcheon, BLE / Mifare / DESFire deadbolt privacy function, with keypad, K lever, left handed, bright brass finish, for use with 1 3/8" - 1 3/4" thick standard door | 1 |  | 1 Year | 801.5 | 0.15 | 681.275
24992 | Salto | EB658K61PP38LW- | XS4 wide body electronic RF wireless SVN escutcheon, BLE / Mifare / DESFire deadbolt privacy function, K lever, left handed, bright brass finish, for use with 1 3/8" - 1 3/4" thick standard door | 1 |  | 1 Year | 923.85 | 0.15 | 785.2725
24993 | Salto | EB658K61PP38LWK | XS4 wide body electronic RF wireless SVN escutcheon, BLE / Mifare / DESFire deadbolt privacy function, with keypad, K lever, left handed, bright brass finish, for use with 1 3/8" - 1 3/4" thick standard door | 1 |  | 1 Year | 986.7 | 0.15 | 838.695
24994 | Salto | EB658K61PP38R-- | XS4 wide body electronic wire-free SVN escutcheon, BLE / Mifare / DESFire deadbolt privacy function, K lever, right handed, bright brass finish, for use with 1 3/8" - 1 3/4" thick standard door | 1 |  | 1 Year | 738.65 | 0.15 | 627.8525
24995 | Salto | EB658K61PP38RA- | XS4 wide body electronic AMOK wire-free SVN escutcheon, BLE / Mifare / DESFire deadbolt privacy function, K lever, right handed, bright brass finish, for use with 1 3/8" - 1 3/4" thick standard door | 1 |  | 1 Year | 867.65 | 0.15 | 737.5025
24996 | Salto | EB658K61PP38R-K | XS4 wide body electronic wire-free SVN escutcheon, BLE / Mifare / DESFire deadbolt privacy function, with keypad, K lever, right handed, bright brass finish, for use with 1 3/8" - 1 3/4" thick standard door | 1 |  | 1 Year | 801.5 | 0.15 | 681.275
24997 | Salto | EB658K61PP38RW- | XS4 wide body electronic RF wireless SVN escutcheon, BLE / Mifare / DESFire deadbolt privacy function, K lever, right handed, bright brass finish, for use with 1 3/8" - 1 3/4" thick standard door | 1 |  | 1 Year | 923.85 | 0.15 | 785.2725
24998 | Salto | EB658K61PP38RWK | XS4 wide body electronic RF wireless SVN escutcheon, BLE / Mifare / DESFire deadbolt privacy function, with keypad, K lever, right handed, bright brass finish, for use with 1 3/8" - 1 3/4" thick standard door | 1 |  | 1 Year | 986.7 | 0.15 | 838.695
24999 | Salto | EB658K61PP48L-- | XS4 wide body electronic wire-free SVN escutcheon, BLE / Mifare / DESFire deadbolt privacy function, K lever, left handed, bright brass finish, for use with 1 3/4" - 2 1/4" thick door | 1 |  | 1 Year | 738.65 | 0.15 | 627.8525
25000 | Salto | EB658K61PP48LA- | XS4 wide body electronic AMOK wire-free SVN escutcheon, BLE / Mifare / DESFire deadbolt privacy function, K lever, left handed, bright brass finish, for use with 1 3/4" - 2 1/4" thick door | 1 |  | 1 Year | 867.65 | 0.15 | 737.5025
25001 | Salto | EB658K61PP48L-K | XS4 wide body electronic wire-free SVN escutcheon, BLE / Mifare / DESFire deadbolt privacy function, with keypad, K lever, left handed, bright brass finish, for use with 1 3/4" - 2 1/4" thick door | 1 |  | 1 Year | 801.5 | 0.15 | 681.275
25002 | Salto | EB658K61PP48LW- | XS4 wide body electronic RF wireless SVN escutcheon, BLE / Mifare / DESFire deadbolt privacy function, K lever, left handed, bright brass finish, for use with 1 3/4" - 2 1/4" thick door | 1 |  | 1 Year | 923.85 | 0.15 | 785.2725
25003 | Salto | EB658K61PP48LWK | XS4 wide body electronic RF wireless SVN escutcheon, BLE / Mifare / DESFire deadbolt privacy function, with keypad, K lever, left handed, bright brass finish, for use with 1 3/4" - 2 1/4" thick door | 1 |  | 1 Year | 986.7 | 0.15 | 838.695
25004 | Salto | EB658K61PP48R-- | XS4 wide body electronic wire-free SVN escutcheon, BLE / Mifare / DESFire deadbolt privacy function, K lever, right handed, bright brass finish, for use with 1 3/4" - 2 1/4" thick door | 1 |  | 1 Year | 738.65 | 0.15 | 627.8525
25005 | Salto | EB658K61PP48RA- | XS4 wide body electronic AMOK wire-free SVN escutcheon, BLE / Mifare / DESFire deadbolt privacy function, K lever, right handed, bright brass finish, for use with 1 3/4" - 2 1/4" thick door | 1 |  | 1 Year | 867.65 | 0.15 | 737.5025
25006 | Salto | EB658K61PP48R-K | XS4 wide body electronic wire-free SVN escutcheon, BLE / Mifare / DESFire deadbolt privacy function, with keypad, K lever, right handed, bright brass finish, for use with 1 3/4" - 2 1/4" thick door | 1 |  | 1 Year | 801.5 | 0.15 | 681.275
25007 | Salto | EB658K61PP48RW- | XS4 wide body electronic RF wireless SVN escutcheon, BLE / Mifare / DESFire deadbolt privacy function, K lever, right handed, bright brass finish, for use with 1 3/4" - 2 1/4" thick door | 1 |  | 1 Year | 923.85 | 0.15 | 785.2725
25008 | Salto | EB658K61PP48RWK | XS4 wide body electronic RF wireless SVN escutcheon, BLE / Mifare / DESFire deadbolt privacy function, with keypad, K lever, right handed, bright brass finish, for use with 1 3/4" - 2 1/4" thick door | 1 |  | 1 Year | 986.7 | 0.15 | 838.695
25009 | Salto | EB658K62IM38L-- | XS4 wide body electronic wire-free SVN escutcheon, BLE / Mifare / DESFire deadbolt privacy function, K lever, left handed, satin stainless finish, for use with 1 3/8" - 1 3/4" thick standard door | 1 |  | 1 Year | 722.35 | 0.15 | 613.9975
25010 | Salto | EB658K62IM38LA- | XS4 wide body electronic AMOK wire-free SVN escutcheon, BLE / Mifare / DESFire deadbolt privacy function, K lever, left handed, satin stainless finish, for use with 1 3/8" - 1 3/4" thick standard door | 1 |  | 1 Year | 851.35 | 0.15 | 723.6475
25011 | Salto | EB658K62IM38L-K | XS4 wide body electronic wire-free SVN escutcheon, BLE / Mifare / DESFire deadbolt privacy function, with keypad, K lever, left handed, satin stainless finish, for use with 1 3/8" - 1 3/4" thick standard door | 1 |  | 1 Year | 785.2 | 0.15 | 667.42
25012 | Salto | EB658K62IM38LW- | XS4 wide body electronic RF wireless SVN escutcheon, BLE / Mifare / DESFire deadbolt privacy function, K lever, left handed, satin stainless finish, for use with 1 3/8" - 1 3/4" thick standard door | 1 |  | 1 Year | 907.55 | 0.15 | 771.4175
25013 | Salto | EB658K62IM38LWK | XS4 wide body electronic RF wireless SVN escutcheon, BLE / Mifare / DESFire deadbolt privacy function, with keypad, K lever, left handed, satin stainless finish, for use with 1 3/8" - 1 3/4" thick standard door | 1 |  | 1 Year | 970.4 | 0.15 | 824.84
25014 | Salto | EB658K62IM38R-- | XS4 wide body electronic wire-free SVN escutcheon, BLE / Mifare / DESFire deadbolt privacy function, K lever, right handed, satin stainless finish, for use with 1 3/8" - 1 3/4" thick standard door | 1 |  | 1 Year | 722.35 | 0.15 | 613.9975
25015 | Salto | EB658K62IM38RA- | XS4 wide body electronic AMOK wire-free SVN escutcheon, BLE / Mifare / DESFire deadbolt privacy function, K lever, right handed, satin stainless finish, for use with 1 3/8" - 1 3/4" thick standard door | 1 |  | 1 Year | 851.35 | 0.15 | 723.6475
25016 | Salto | EB658K62IM38R-K | XS4 wide body electronic wire-free SVN escutcheon, BLE / Mifare / DESFire deadbolt privacy function, with keypad, K lever, right handed, satin stainless finish, for use with 1 3/8" - 1 3/4" thick standard door | 1 |  | 1 Year | 785.2 | 0.15 | 667.42
25017 | Salto | EB658K62IM38RW- | XS4 wide body electronic RF wireless SVN escutcheon, BLE / Mifare / DESFire deadbolt privacy function, K lever, right handed, satin stainless finish, for use with 1 3/8" - 1 3/4" thick standard door | 1 |  | 1 Year | 907.55 | 0.15 | 771.4175
25018 | Salto | EB658K62IM38RWK | XS4 wide body electronic RF wireless SVN escutcheon, BLE / Mifare / DESFire deadbolt privacy function, with keypad, K lever, right handed, satin stainless finish, for use with 1 3/8" - 1 3/4" thick standard door | 1 |  | 1 Year | 970.4 | 0.15 | 824.84
25019 | Salto | EB658K62IM48L-- | XS4 wide body electronic wire-free SVN escutcheon, BLE / Mifare / DESFire deadbolt privacy function, K lever, left handed, satin stainless finish, for use with 1 3/4" - 2 1/4" thick door | 1 |  | 1 Year | 722.35 | 0.15 | 613.9975
25020 | Salto | EB658K62IM48LA- | XS4 wide body electronic AMOK wire-free SVN escutcheon, BLE / Mifare / DESFire deadbolt privacy function, K lever, left handed, satin stainless finish, for use with 1 3/4" - 2 1/4" thick door | 1 |  | 1 Year | 851.35 | 0.15 | 723.6475
25021 | Salto | EB658K62IM48L-K | XS4 wide body electronic wire-free SVN escutcheon, BLE / Mifare / DESFire deadbolt privacy function, with keypad, K lever, left handed, satin stainless finish, for use with 1 3/4" - 2 1/4" thick door | 1 |  | 1 Year | 785.2 | 0.15 | 667.42
25022 | Salto | EB658K62IM48LW- | XS4 wide body electronic RF wireless SVN escutcheon, BLE / Mifare / DESFire deadbolt privacy function, K lever, left handed, satin stainless finish, for use with 1 3/4" - 2 1/4" thick door | 1 |  | 1 Year | 907.55 | 0.15 | 771.4175
25023 | Salto | EB658K62IM48LWK | XS4 wide body electronic RF wireless SVN escutcheon, BLE / Mifare / DESFire deadbolt privacy function, with keypad, K lever, left handed, satin stainless finish, for use with 1 3/4" - 2 1/4" thick door | 1 |  | 1 Year | 970.4 | 0.15 | 824.84
25024 | Salto | EB658K62IM48R-- | XS4 wide body electronic wire-free SVN escutcheon, BLE / Mifare / DESFire deadbolt privacy function, K lever, right handed, satin stainless finish, for use with 1 3/4" - 2 1/4" thick door | 1 |  | 1 Year | 722.35 | 0.15 | 613.9975
25025 | Salto | EB658K62IM48RA- | XS4 wide body electronic AMOK wire-free SVN escutcheon, BLE / Mifare / DESFire deadbolt privacy function, K lever, right handed, satin stainless finish, for use with 1 3/4" - 2 1/4" thick door | 1 |  | 1 Year | 851.35 | 0.15 | 723.6475
25026 | Salto | EB658K62IM48R-K | XS4 wide body electronic wire-free SVN escutcheon, BLE / Mifare / DESFire deadbolt privacy function, with keypad, K lever, right handed, satin stainless finish, for use with 1 3/4" - 2 1/4" thick door | 1 |  | 1 Year | 785.2 | 0.15 | 667.42
25027 | Salto | EB658K62IM48RW- | XS4 wide body electronic RF wireless SVN escutcheon, BLE / Mifare / DESFire deadbolt privacy function, K lever, right handed, satin stainless finish, for use with 1 3/4" - 2 1/4" thick door | 1 |  | 1 Year | 907.55 | 0.15 | 771.4175
25028 | Salto | EB658K62IM48RWK | XS4 wide body electronic RF wireless SVN escutcheon, BLE / Mifare / DESFire deadbolt privacy function, with keypad, K lever, right handed, satin stainless finish, for use with 1 3/4" - 2 1/4" thick door | 1 |  | 1 Year | 970.4 | 0.15 | 824.84
25029 | Salto | EB658K62IP38L-- | XS4 wide body electronic wire-free SVN escutcheon, BLE / Mifare / DESFire deadbolt privacy function, K lever, left handed, bright stainless steel finish, for use with 1 3/8" - 1 3/4" thick standard door | 1 |  | 1 Year | 738.65 | 0.15 | 627.8525
25030 | Salto | EB658K62IP38LA- | XS4 wide body electronic AMOK wire-free SVN escutcheon, BLE / Mifare / DESFire deadbolt privacy function, K lever, left handed, bright stainless steel finish, for use with 1 3/8" - 1 3/4" thick standard door | 1 |  | 1 Year | 867.65 | 0.15 | 737.5025
25031 | Salto | EB658K62IP38L-K | XS4 wide body electronic wire-free SVN escutcheon, BLE / Mifare / DESFire deadbolt privacy function, with keypad, K lever, left handed, bright stainless steel finish, for use with 1 3/8" - 1 3/4" thick standard door | 1 |  | 1 Year | 801.5 | 0.15 | 681.275
25032 | Salto | EB658K62IP38LW- | XS4 wide body electronic RF wireless SVN escutcheon, BLE / Mifare / DESFire deadbolt privacy function, K lever, left handed, bright stainless steel finish, for use with 1 3/8" - 1 3/4" thick standard door | 1 |  | 1 Year | 923.85 | 0.15 | 785.2725
25033 | Salto | EB658K62IP38LWK | XS4 wide body electronic RF wireless SVN escutcheon, BLE / Mifare / DESFire deadbolt privacy function, with keypad, K lever, left handed, bright stainless steel finish, for use with 1 3/8" - 1 3/4" thick standard door | 1 |  | 1 Year | 986.7 | 0.15 | 838.695
25034 | Salto | EB658K62IP38R-- | XS4 wide body electronic wire-free SVN escutcheon, BLE / Mifare / DESFire deadbolt privacy function, K lever, right handed, bright stainless steel finish, for use with 1 3/8" - 1 3/4" thick standard door | 1 |  | 1 Year | 738.65 | 0.15 | 627.8525
25035 | Salto | EB658K62IP38RA- | XS4 wide body electronic AMOK wire-free SVN escutcheon, BLE / Mifare / DESFire deadbolt privacy function, K lever, right handed, bright stainless steel finish, for use with 1 3/8" - 1 3/4" thick standard door | 1 |  | 1 Year | 867.65 | 0.15 | 737.5025
25036 | Salto | EB658K62IP38R-K | XS4 wide body electronic wire-free SVN escutcheon, BLE / Mifare / DESFire deadbolt privacy function, with keypad, K lever, right handed, bright stainless steel finish, for use with 1 3/8" - 1 3/4" thick standard door | 1 |  | 1 Year | 801.5 | 0.15 | 681.275
25037 | Salto | EB658K62IP38RW- | XS4 wide body electronic RF wireless SVN escutcheon, BLE / Mifare / DESFire deadbolt privacy function, K lever, right handed, bright stainless steel finish, for use with 1 3/8" - 1 3/4" thick standard door | 1 |  | 1 Year | 923.85 | 0.15 | 785.2725
25038 | Salto | EB658K62IP38RWK | XS4 wide body electronic RF wireless SVN escutcheon, BLE / Mifare / DESFire deadbolt privacy function, with keypad, K lever, right handed, bright stainless steel finish, for use with 1 3/8" - 1 3/4" thick standard door | 1 |  | 1 Year | 986.7 | 0.15 | 838.695
25039 | Salto | EB658K62IP48L-- | XS4 wide body electronic wire-free SVN escutcheon, BLE / Mifare / DESFire deadbolt privacy function, K lever, left handed, bright stainless steel finish, for use with 1 3/4" - 2 1/4" thick door | 1 |  | 1 Year | 738.65 | 0.15 | 627.8525
25040 | Salto | EB658K62IP48LA- | XS4 wide body electronic AMOK wire-free SVN escutcheon, BLE / Mifare / DESFire deadbolt privacy function, K lever, left handed, bright stainless steel finish, for use with 1 3/4" - 2 1/4" thick door | 1 |  | 1 Year | 867.65 | 0.15 | 737.5025
25041 | Salto | EB658K62IP48L-K | XS4 wide body electronic wire-free SVN escutcheon, BLE / Mifare / DESFire deadbolt privacy function, with keypad, K lever, left handed, bright stainless steel finish, for use with 1 3/4" - 2 1/4" thick door | 1 |  | 1 Year | 801.5 | 0.15 | 681.275
25042 | Salto | EB658K62IP48LW- | XS4 wide body electronic RF wireless SVN escutcheon, BLE / Mifare / DESFire deadbolt privacy function, K lever, left handed, bright stainless steel finish, for use with 1 3/4" - 2 1/4" thick door | 1 |  | 1 Year | 923.85 | 0.15 | 785.2725
25043 | Salto | EB658K62IP48LWK | XS4 wide body electronic RF wireless SVN escutcheon, BLE / Mifare / DESFire deadbolt privacy function, with keypad, K lever, left handed, bright stainless steel finish, for use with 1 3/4" - 2 1/4" thick door | 1 |  | 1 Year | 986.7 | 0.15 | 838.695
25044 | Salto | EB658K62IP48R-- | XS4 wide body electronic wire-free SVN escutcheon, BLE / Mifare / DESFire deadbolt privacy function, K lever, right handed, bright stainless steel finish, for use with 1 3/4" - 2 1/4" thick door | 1 |  | 1 Year | 738.65 | 0.15 | 627.8525
25045 | Salto | EB658K62IP48RA- | XS4 wide body electronic AMOK wire-free SVN escutcheon, BLE / Mifare / DESFire deadbolt privacy function, K lever, right handed, bright stainless steel finish, for use with 1 3/4" - 2 1/4" thick door | 1 |  | 1 Year | 867.65 | 0.15 | 737.5025
25046 | Salto | EB658K62IP48R-K | XS4 wide body electronic wire-free SVN escutcheon, BLE / Mifare / DESFire deadbolt privacy function, with keypad, K lever, right handed, bright stainless steel finish, for use with 1 3/4" - 2 1/4" thick door | 1 |  | 1 Year | 801.5 | 0.15 | 681.275
25047 | Salto | EB658K62IP48RW- | XS4 wide body electronic RF wireless SVN escutcheon, BLE / Mifare / DESFire deadbolt privacy function, K lever, right handed, bright stainless steel finish, for use with 1 3/4" - 2 1/4" thick door | 1 |  | 1 Year | 923.85 | 0.15 | 785.2725
25048 | Salto | EB658K62IP48RWK | XS4 wide body electronic RF wireless SVN escutcheon, BLE / Mifare / DESFire deadbolt privacy function, with keypad, K lever, right handed, bright stainless steel finish, for use with 1 3/4" - 2 1/4" thick door | 1 |  | 1 Year | 986.7 | 0.15 | 838.695
25049 | Salto | EB658K62PP38L-- | XS4 wide body electronic wire-free SVN escutcheon, BLE / Mifare / DESFire deadbolt privacy function, K lever, left handed, bright brass finish, for use with 1 3/8" - 1 3/4" thick standard door | 1 |  | 1 Year | 738.65 | 0.15 | 627.8525
25050 | Salto | EB658K62PP38LA- | XS4 wide body electronic AMOK wire-free SVN escutcheon, BLE / Mifare / DESFire deadbolt privacy function, K lever, left handed, bright brass finish, for use with 1 3/8" - 1 3/4" thick standard door | 1 |  | 1 Year | 867.65 | 0.15 | 737.5025
25051 | Salto | EB658K62PP38L-K | XS4 wide body electronic wire-free SVN escutcheon, BLE / Mifare / DESFire deadbolt privacy function, with keypad, K lever, left handed, bright brass finish, for use with 1 3/8" - 1 3/4" thick standard door | 1 |  | 1 Year | 801.5 | 0.15 | 681.275
25052 | Salto | EB658K62PP38LW- | XS4 wide body electronic RF wireless SVN escutcheon, BLE / Mifare / DESFire deadbolt privacy function, K lever, left handed, bright brass finish, for use with 1 3/8" - 1 3/4" thick standard door | 1 |  | 1 Year | 923.85 | 0.15 | 785.2725
25053 | Salto | EB658K62PP38LWK | XS4 wide body electronic RF wireless SVN escutcheon, BLE / Mifare / DESFire deadbolt privacy function, with keypad, K lever, left handed, bright brass finish, for use with 1 3/8" - 1 3/4" thick standard door | 1 |  | 1 Year | 986.7 | 0.15 | 838.695
25054 | Salto | EB658K62PP38R-- | XS4 wide body electronic wire-free SVN escutcheon, BLE / Mifare / DESFire deadbolt privacy function, K lever, right handed, bright brass finish, for use with 1 3/8" - 1 3/4" thick standard door | 1 |  | 1 Year | 738.65 | 0.15 | 627.8525
25055 | Salto | EB658K62PP38RA- | XS4 wide body electronic AMOK wire-free SVN escutcheon, BLE / Mifare / DESFire deadbolt privacy function, K lever, right handed, bright brass finish, for use with 1 3/8" - 1 3/4" thick standard door | 1 |  | 1 Year | 867.65 | 0.15 | 737.5025
25056 | Salto | EB658K62PP38R-K | XS4 wide body electronic wire-free SVN escutcheon, BLE / Mifare / DESFire deadbolt privacy function, with keypad, K lever, right handed, bright brass finish, for use with 1 3/8" - 1 3/4" thick standard door | 1 |  | 1 Year | 801.5 | 0.15 | 681.275
25057 | Salto | EB658K62PP38RW- | XS4 wide body electronic RF wireless SVN escutcheon, BLE / Mifare / DESFire deadbolt privacy function, K lever, right handed, bright brass finish, for use with 1 3/8" - 1 3/4" thick standard door | 1 |  | 1 Year | 923.85 | 0.15 | 785.2725
25058 | Salto | EB658K62PP38RWK | XS4 wide body electronic RF wireless SVN escutcheon, BLE / Mifare / DESFire deadbolt privacy function, with keypad, K lever, right handed, bright brass finish, for use with 1 3/8" - 1 3/4" thick standard door | 1 |  | 1 Year | 986.7 | 0.15 | 838.695
25059 | Salto | EB658K62PP48L-- | XS4 wide body electronic wire-free SVN escutcheon, BLE / Mifare / DESFire deadbolt privacy function, K lever, left handed, bright brass finish, for use with 1 3/4" - 2 1/4" thick door | 1 |  | 1 Year | 738.65 | 0.15 | 627.8525
25060 | Salto | EB658K62PP48LA- | XS4 wide body electronic AMOK wire-free SVN escutcheon, BLE / Mifare / DESFire deadbolt privacy function, K lever, left handed, bright brass finish, for use with 1 3/4" - 2 1/4" thick door | 1 |  | 1 Year | 867.65 | 0.15 | 737.5025
25061 | Salto | EB658K62PP48L-K | XS4 wide body electronic wire-free SVN escutcheon, BLE / Mifare / DESFire deadbolt privacy function, with keypad, K lever, left handed, bright brass finish, for use with 1 3/4" - 2 1/4" thick door | 1 |  | 1 Year | 801.5 | 0.15 | 681.275
25062 | Salto | EB658K62PP48LW- | XS4 wide body electronic RF wireless SVN escutcheon, BLE / Mifare / DESFire deadbolt privacy function, K lever, left handed, bright brass finish, for use with 1 3/4" - 2 1/4" thick door | 1 |  | 1 Year | 923.85 | 0.15 | 785.2725
25063 | Salto | EB658K62PP48LWK | XS4 wide body electronic RF wireless SVN escutcheon, BLE / Mifare / DESFire deadbolt privacy function, with keypad, K lever, left handed, bright brass finish, for use with 1 3/4" - 2 1/4" thick door | 1 |  | 1 Year | 986.7 | 0.15 | 838.695
25064 | Salto | EB658K62PP48R-- | XS4 wide body electronic wire-free SVN escutcheon, BLE / Mifare / DESFire deadbolt privacy function, K lever, right handed, bright brass finish, for use with 1 3/4" - 2 1/4" thick door | 1 |  | 1 Year | 738.65 | 0.15 | 627.8525
25065 | Salto | EB658K62PP48RA- | XS4 wide body electronic AMOK wire-free SVN escutcheon, BLE / Mifare / DESFire deadbolt privacy function, K lever, right handed, bright brass finish, for use with 1 3/4" - 2 1/4" thick door | 1 |  | 1 Year | 867.65 | 0.15 | 737.5025
25066 | Salto | EB658K62PP48R-K | XS4 wide body electronic wire-free SVN escutcheon, BLE / Mifare / DESFire deadbolt privacy function, with keypad, K lever, right handed, bright brass finish, for use with 1 3/4" - 2 1/4" thick door | 1 |  | 1 Year | 801.5 | 0.15 | 681.275
25067 | Salto | EB658K62PP48RW- | XS4 wide body electronic RF wireless SVN escutcheon, BLE / Mifare / DESFire deadbolt privacy function, K lever, right handed, bright brass finish, for use with 1 3/4" - 2 1/4" thick door | 1 |  | 1 Year | 923.85 | 0.15 | 785.2725
25068 | Salto | EB658K62PP48RWK | XS4 wide body electronic RF wireless SVN escutcheon, BLE / Mifare / DESFire deadbolt privacy function, with keypad, K lever, right handed, bright brass finish, for use with 1 3/4" - 2 1/4" thick door | 1 |  | 1 Year | 986.7 | 0.15 | 838.695
25069 | Salto | EB658K63IM38L-- | XS4 wide body electronic wire-free SVN escutcheon, BLE / Mifare / DESFire deadbolt privacy function, K lever, left handed, satin stainless finish, for use with 1 3/8" - 1 3/4" thick standard door | 1 |  | 1 Year | 722.35 | 0.15 | 613.9975
25070 | Salto | EB658K63IM38LA- | XS4 wide body electronic AMOK wire-free SVN escutcheon, BLE / Mifare / DESFire deadbolt privacy function, K lever, left handed, satin stainless finish, for use with 1 3/8" - 1 3/4" thick standard door | 1 |  | 1 Year | 851.35 | 0.15 | 723.6475
25071 | Salto | EB658K63IM38L-K | XS4 wide body electronic wire-free SVN escutcheon, BLE / Mifare / DESFire deadbolt privacy function, with keypad, K lever, left handed, satin stainless finish, for use with 1 3/8" - 1 3/4" thick standard door | 1 |  | 1 Year | 785.2 | 0.15 | 667.42
25072 | Salto | EB658K63IM38LW- | XS4 wide body electronic RF wireless SVN escutcheon, BLE / Mifare / DESFire deadbolt privacy function, K lever, left handed, satin stainless finish, for use with 1 3/8" - 1 3/4" thick standard door | 1 |  | 1 Year | 907.55 | 0.15 | 771.4175
25073 | Salto | EB658K63IM38LWK | XS4 wide body electronic RF wireless SVN escutcheon, BLE / Mifare / DESFire deadbolt privacy function, with keypad, K lever, left handed, satin stainless finish, for use with 1 3/8" - 1 3/4" thick standard door | 1 |  | 1 Year | 970.4 | 0.15 | 824.84
25074 | Salto | EB658K63IM38R-- | XS4 wide body electronic wire-free SVN escutcheon, BLE / Mifare / DESFire deadbolt privacy function, K lever, right handed, satin stainless finish, for use with 1 3/8" - 1 3/4" thick standard door | 1 |  | 1 Year | 722.35 | 0.15 | 613.9975
25075 | Salto | EB658K63IM38RA- | XS4 wide body electronic AMOK wire-free SVN escutcheon, BLE / Mifare / DESFire deadbolt privacy function, K lever, right handed, satin stainless finish, for use with 1 3/8" - 1 3/4" thick standard door | 1 |  | 1 Year | 851.35 | 0.15 | 723.6475
25076 | Salto | EB658K63IM38R-K | XS4 wide body electronic wire-free SVN escutcheon, BLE / Mifare / DESFire deadbolt privacy function, with keypad, K lever, right handed, satin stainless finish, for use with 1 3/8" - 1 3/4" thick standard door | 1 |  | 1 Year | 785.2 | 0.15 | 667.42
25077 | Salto | EB658K63IM38RW- | XS4 wide body electronic RF wireless SVN escutcheon, BLE / Mifare / DESFire deadbolt privacy function, K lever, right handed, satin stainless finish, for use with 1 3/8" - 1 3/4" thick standard door | 1 |  | 1 Year | 907.55 | 0.15 | 771.4175
25078 | Salto | EB658K63IM38RWK | XS4 wide body electronic RF wireless SVN escutcheon, BLE / Mifare / DESFire deadbolt privacy function, with keypad, K lever, right handed, satin stainless finish, for use with 1 3/8" - 1 3/4" thick standard door | 1 |  | 1 Year | 970.4 | 0.15 | 824.84
25079 | Salto | EB658K63IM48L-- | XS4 wide body electronic wire-free SVN escutcheon, BLE / Mifare / DESFire deadbolt privacy function, K lever, left handed, satin stainless finish, for use with 1 3/4" - 2 1/4" thick door | 1 |  | 1 Year | 722.35 | 0.15 | 613.9975
25080 | Salto | EB658K63IM48LA- | XS4 wide body electronic AMOK wire-free SVN escutcheon, BLE / Mifare / DESFire deadbolt privacy function, K lever, left handed, satin stainless finish, for use with 1 3/4" - 2 1/4" thick door | 1 |  | 1 Year | 851.35 | 0.15 | 723.6475
25081 | Salto | EB658K63IM48L-K | XS4 wide body electronic wire-free SVN escutcheon, BLE / Mifare / DESFire deadbolt privacy function, with keypad, K lever, left handed, satin stainless finish, for use with 1 3/4" - 2 1/4" thick door | 1 |  | 1 Year | 785.2 | 0.15 | 667.42
25082 | Salto | EB658K63IM48LW- | XS4 wide body electronic RF wireless SVN escutcheon, BLE / Mifare / DESFire deadbolt privacy function, K lever, left handed, satin stainless finish, for use with 1 3/4" - 2 1/4" thick door | 1 |  | 1 Year | 907.55 | 0.15 | 771.4175
25083 | Salto | EB658K63IM48LWK | XS4 wide body electronic RF wireless SVN escutcheon, BLE / Mifare / DESFire deadbolt privacy function, with keypad, K lever, left handed, satin stainless finish, for use with 1 3/4" - 2 1/4" thick door | 1 |  | 1 Year | 970.4 | 0.15 | 824.84
25084 | Salto | EB658K63IM48R-- | XS4 wide body electronic wire-free SVN escutcheon, BLE / Mifare / DESFire deadbolt privacy function, K lever, right handed, satin stainless finish, for use with 1 3/4" - 2 1/4" thick door | 1 |  | 1 Year | 722.35 | 0.15 | 613.9975
25085 | Salto | EB658K63IM48RA- | XS4 wide body electronic AMOK wire-free SVN escutcheon, BLE / Mifare / DESFire deadbolt privacy function, K lever, right handed, satin stainless finish, for use with 1 3/4" - 2 1/4" thick door | 1 |  | 1 Year | 851.35 | 0.15 | 723.6475
25086 | Salto | EB658K63IM48R-K | XS4 wide body electronic wire-free SVN escutcheon, BLE / Mifare / DESFire deadbolt privacy function, with keypad, K lever, right handed, satin stainless finish, for use with 1 3/4" - 2 1/4" thick door | 1 |  | 1 Year | 785.2 | 0.15 | 667.42
25087 | Salto | EB658K63IM48RW- | XS4 wide body electronic RF wireless SVN escutcheon, BLE / Mifare / DESFire deadbolt privacy function, K lever, right handed, satin stainless finish, for use with 1 3/4" - 2 1/4" thick door | 1 |  | 1 Year | 907.55 | 0.15 | 771.4175
25088 | Salto | EB658K63IM48RWK | XS4 wide body electronic RF wireless SVN escutcheon, BLE / Mifare / DESFire deadbolt privacy function, with keypad, K lever, right handed, satin stainless finish, for use with 1 3/4" - 2 1/4" thick door | 1 |  | 1 Year | 970.4 | 0.15 | 824.84
25089 | Salto | EB658K63IP38L-- | XS4 wide body electronic wire-free SVN escutcheon, BLE / Mifare / DESFire deadbolt privacy function, K lever, left handed, bright stainless steel finish, for use with 1 3/8" - 1 3/4" thick standard door | 1 |  | 1 Year | 738.65 | 0.15 | 627.8525
25090 | Salto | EB658K63IP38LA- | XS4 wide body electronic AMOK wire-free SVN escutcheon, BLE / Mifare / DESFire deadbolt privacy function, K lever, left handed, bright stainless steel finish, for use with 1 3/8" - 1 3/4" thick standard door | 1 |  | 1 Year | 867.65 | 0.15 | 737.5025
25091 | Salto | EB658K63IP38L-K | XS4 wide body electronic wire-free SVN escutcheon, BLE / Mifare / DESFire deadbolt privacy function, with keypad, K lever, left handed, bright stainless steel finish, for use with 1 3/8" - 1 3/4" thick standard door | 1 |  | 1 Year | 801.5 | 0.15 | 681.275
25092 | Salto | EB658K63IP38LW- | XS4 wide body electronic RF wireless SVN escutcheon, BLE / Mifare / DESFire deadbolt privacy function, K lever, left handed, bright stainless steel finish, for use with 1 3/8" - 1 3/4" thick standard door | 1 |  | 1 Year | 923.85 | 0.15 | 785.2725
25093 | Salto | EB658K63IP38LWK | XS4 wide body electronic RF wireless SVN escutcheon, BLE / Mifare / DESFire deadbolt privacy function, with keypad, K lever, left handed, bright stainless steel finish, for use with 1 3/8" - 1 3/4" thick standard door | 1 |  | 1 Year | 986.7 | 0.15 | 838.695
25094 | Salto | EB658K63IP38R-- | XS4 wide body electronic wire-free SVN escutcheon, BLE / Mifare / DESFire deadbolt privacy function, K lever, right handed, bright stainless steel finish, for use with 1 3/8" - 1 3/4" thick standard door | 1 |  | 1 Year | 738.65 | 0.15 | 627.8525
25095 | Salto | EB658K63IP38RA- | XS4 wide body electronic AMOK wire-free SVN escutcheon, BLE / Mifare / DESFire deadbolt privacy function, K lever, right handed, bright stainless steel finish, for use with 1 3/8" - 1 3/4" thick standard door | 1 |  | 1 Year | 867.65 | 0.15 | 737.5025
25096 | Salto | EB658K63IP38R-K | XS4 wide body electronic wire-free SVN escutcheon, BLE / Mifare / DESFire deadbolt privacy function, with keypad, K lever, right handed, bright stainless steel finish, for use with 1 3/8" - 1 3/4" thick standard door | 1 |  | 1 Year | 801.5 | 0.15 | 681.275
25097 | Salto | EB658K63IP38RW- | XS4 wide body electronic RF wireless SVN escutcheon, BLE / Mifare / DESFire deadbolt privacy function, K lever, right handed, bright stainless steel finish, for use with 1 3/8" - 1 3/4" thick standard door | 1 |  | 1 Year | 923.85 | 0.15 | 785.2725
25098 | Salto | EB658K63IP38RWK | XS4 wide body electronic RF wireless SVN escutcheon, BLE / Mifare / DESFire deadbolt privacy function, with keypad, K lever, right handed, bright stainless steel finish, for use with 1 3/8" - 1 3/4" thick standard door | 1 |  | 1 Year | 986.7 | 0.15 | 838.695
25099 | Salto | EB658K63IP48L-- | XS4 wide body electronic wire-free SVN escutcheon, BLE / Mifare / DESFire deadbolt privacy function, K lever, left handed, bright stainless steel finish, for use with 1 3/4" - 2 1/4" thick door | 1 |  | 1 Year | 738.65 | 0.15 | 627.8525
25100 | Salto | EB658K63IP48LA- | XS4 wide body electronic AMOK wire-free SVN escutcheon, BLE / Mifare / DESFire deadbolt privacy function, K lever, left handed, bright stainless steel finish, for use with 1 3/4" - 2 1/4" thick door | 1 |  | 1 Year | 867.65 | 0.15 | 737.5025
25101 | Salto | EB658K63IP48L-K | XS4 wide body electronic wire-free SVN escutcheon, BLE / Mifare / DESFire deadbolt privacy function, with keypad, K lever, left handed, bright stainless steel finish, for use with 1 3/4" - 2 1/4" thick door | 1 |  | 1 Year | 801.5 | 0.15 | 681.275
25102 | Salto | EB658K63IP48LW- | XS4 wide body electronic RF wireless SVN escutcheon, BLE / Mifare / DESFire deadbolt privacy function, K lever, left handed, bright stainless steel finish, for use with 1 3/4" - 2 1/4" thick door | 1 |  | 1 Year | 923.85 | 0.15 | 785.2725
25103 | Salto | EB658K63IP48LWK | XS4 wide body electronic RF wireless SVN escutcheon, BLE / Mifare / DESFire deadbolt privacy function, with keypad, K lever, left handed, bright stainless steel finish, for use with 1 3/4" - 2 1/4" thick door | 1 |  | 1 Year | 986.7 | 0.15 | 838.695
25104 | Salto | EB658K63IP48R-- | XS4 wide body electronic wire-free SVN escutcheon, BLE / Mifare / DESFire deadbolt privacy function, K lever, right handed, bright stainless steel finish, for use with 1 3/4" - 2 1/4" thick door | 1 |  | 1 Year | 738.65 | 0.15 | 627.8525
25105 | Salto | EB658K63IP48RA- | XS4 wide body electronic AMOK wire-free SVN escutcheon, BLE / Mifare / DESFire deadbolt privacy function, K lever, right handed, bright stainless steel finish, for use with 1 3/4" - 2 1/4" thick door | 1 |  | 1 Year | 867.65 | 0.15 | 737.5025
25106 | Salto | EB658K63IP48R-K | XS4 wide body electronic wire-free SVN escutcheon, BLE / Mifare / DESFire deadbolt privacy function, with keypad, K lever, right handed, bright stainless steel finish, for use with 1 3/4" - 2 1/4" thick door | 1 |  | 1 Year | 801.5 | 0.15 | 681.275
25107 | Salto | EB658K63IP48RW- | XS4 wide body electronic RF wireless SVN escutcheon, BLE / Mifare / DESFire deadbolt privacy function, K lever, right handed, bright stainless steel finish, for use with 1 3/4" - 2 1/4" thick door | 1 |  | 1 Year | 923.85 | 0.15 | 785.2725
25108 | Salto | EB658K63IP48RWK | XS4 wide body electronic RF wireless SVN escutcheon, BLE / Mifare / DESFire deadbolt privacy function, with keypad, K lever, right handed, bright stainless steel finish, for use with 1 3/4" - 2 1/4" thick door | 1 |  | 1 Year | 986.7 | 0.15 | 838.695
25109 | Salto | EB658K63PP38L-- | XS4 wide body electronic wire-free SVN escutcheon, BLE / Mifare / DESFire deadbolt privacy function, K lever, left handed, bright brass finish, for use with 1 3/8" - 1 3/4" thick standard door | 1 |  | 1 Year | 738.65 | 0.15 | 627.8525
25110 | Salto | EB658K63PP38LA- | XS4 wide body electronic AMOK wire-free SVN escutcheon, BLE / Mifare / DESFire deadbolt privacy function, K lever, left handed, bright brass finish, for use with 1 3/8" - 1 3/4" thick standard door | 1 |  | 1 Year | 867.65 | 0.15 | 737.5025
25111 | Salto | EB658K63PP38L-K | XS4 wide body electronic wire-free SVN escutcheon, BLE / Mifare / DESFire deadbolt privacy function, with keypad, K lever, left handed, bright brass finish, for use with 1 3/8" - 1 3/4" thick standard door | 1 |  | 1 Year | 801.5 | 0.15 | 681.275
25112 | Salto | EB658K63PP38LW- | XS4 wide body electronic RF wireless SVN escutcheon, BLE / Mifare / DESFire deadbolt privacy function, K lever, left handed, bright brass finish, for use with 1 3/8" - 1 3/4" thick standard door | 1 |  | 1 Year | 923.85 | 0.15 | 785.2725
25113 | Salto | EB658K63PP38LWK | XS4 wide body electronic RF wireless SVN escutcheon, BLE / Mifare / DESFire deadbolt privacy function, with keypad, K lever, left handed, bright brass finish, for use with 1 3/8" - 1 3/4" thick standard door | 1 |  | 1 Year | 986.7 | 0.15 | 838.695
25114 | Salto | EB658K63PP38R-- | XS4 wide body electronic wire-free SVN escutcheon, BLE / Mifare / DESFire deadbolt privacy function, K lever, right handed, bright brass finish, for use with 1 3/8" - 1 3/4" thick standard door | 1 |  | 1 Year | 738.65 | 0.15 | 627.8525
25115 | Salto | EB658K63PP38RA- | XS4 wide body electronic AMOK wire-free SVN escutcheon, BLE / Mifare / DESFire deadbolt privacy function, K lever, right handed, bright brass finish, for use with 1 3/8" - 1 3/4" thick standard door | 1 |  | 1 Year | 867.65 | 0.15 | 737.5025
25116 | Salto | EB658K63PP38R-K | XS4 wide body electronic wire-free SVN escutcheon, BLE / Mifare / DESFire deadbolt privacy function, with keypad, K lever, right handed, bright brass finish, for use with 1 3/8" - 1 3/4" thick standard door | 1 |  | 1 Year | 801.5 | 0.15 | 681.275
25117 | Salto | EB658K63PP38RW- | XS4 wide body electronic RF wireless SVN escutcheon, BLE / Mifare / DESFire deadbolt privacy function, K lever, right handed, bright brass finish, for use with 1 3/8" - 1 3/4" thick standard door | 1 |  | 1 Year | 923.85 | 0.15 | 785.2725
25118 | Salto | EB658K63PP38RWK | XS4 wide body electronic RF wireless SVN escutcheon, BLE / Mifare / DESFire deadbolt privacy function, with keypad, K lever, right handed, bright brass finish, for use with 1 3/8" - 1 3/4" thick standard door | 1 |  | 1 Year | 986.7 | 0.15 | 838.695
25119 | Salto | EB658K63PP48L-- | XS4 wide body electronic wire-free SVN escutcheon, BLE / Mifare / DESFire deadbolt privacy function, K lever, left handed, bright brass finish, for use with 1 3/4" - 2 1/4" thick door | 1 |  | 1 Year | 738.65 | 0.15 | 627.8525
25120 | Salto | EB658K63PP48LA- | XS4 wide body electronic AMOK wire-free SVN escutcheon, BLE / Mifare / DESFire deadbolt privacy function, K lever, left handed, bright brass finish, for use with 1 3/4" - 2 1/4" thick door | 1 |  | 1 Year | 867.65 | 0.15 | 737.5025
25121 | Salto | EB658K63PP48L-K | XS4 wide body electronic wire-free SVN escutcheon, BLE / Mifare / DESFire deadbolt privacy function, with keypad, K lever, left handed, bright brass finish, for use with 1 3/4" - 2 1/4" thick door | 1 |  | 1 Year | 801.5 | 0.15 | 681.275
25122 | Salto | EB658K63PP48LW- | XS4 wide body electronic RF wireless SVN escutcheon, BLE / Mifare / DESFire deadbolt privacy function, K lever, left handed, bright brass finish, for use with 1 3/4" - 2 1/4" thick door | 1 |  | 1 Year | 923.85 | 0.15 | 785.2725
25123 | Salto | EB658K63PP48LWK | XS4 wide body electronic RF wireless SVN escutcheon, BLE / Mifare / DESFire deadbolt privacy function, with keypad, K lever, left handed, bright brass finish, for use with 1 3/4" - 2 1/4" thick door | 1 |  | 1 Year | 986.7 | 0.15 | 838.695
25124 | Salto | EB658K63PP48R-- | XS4 wide body electronic wire-free SVN escutcheon, BLE / Mifare / DESFire deadbolt privacy function, K lever, right handed, bright brass finish, for use with 1 3/4" - 2 1/4" thick door | 1 |  | 1 Year | 738.65 | 0.15 | 627.8525
25125 | Salto | EB658K63PP48RA- | XS4 wide body electronic AMOK wire-free SVN escutcheon, BLE / Mifare / DESFire deadbolt privacy function, K lever, right handed, bright brass finish, for use with 1 3/4" - 2 1/4" thick door | 1 |  | 1 Year | 867.65 | 0.15 | 737.5025
25126 | Salto | EB658K63PP48R-K | XS4 wide body electronic wire-free SVN escutcheon, BLE / Mifare / DESFire deadbolt privacy function, with keypad, K lever, right handed, bright brass finish, for use with 1 3/4" - 2 1/4" thick door | 1 |  | 1 Year | 801.5 | 0.15 | 681.275
25127 | Salto | EB658K63PP48RW- | XS4 wide body electronic RF wireless SVN escutcheon, BLE / Mifare / DESFire deadbolt privacy function, K lever, right handed, bright brass finish, for use with 1 3/4" - 2 1/4" thick door | 1 |  | 1 Year | 923.85 | 0.15 | 785.2725
25128 | Salto | EB658K63PP48RWK | XS4 wide body electronic RF wireless SVN escutcheon, BLE / Mifare / DESFire deadbolt privacy function, with keypad, K lever, right handed, bright brass finish, for use with 1 3/4" - 2 1/4" thick door | 1 |  | 1 Year | 986.7 | 0.15 | 838.695
25129 | Salto | EB658L61BC38--- | XS4 wide body electronic wire-free SVN escutcheon, BLE / Mifare / DESFire deadbolt privacy function, L lever, unhanded, BioCote antimicrobial finish, for use with 1 3/8" - 1 3/4" thick standard door | 1 |  | 1 Year | 764.15 | 0.15 | 649.5275
25130 | Salto | EB658L61BC38-A- | XS4 wide body electronic AMOK wire-free SVN escutcheon, BLE / Mifare / DESFire deadbolt privacy function, L lever, unhanded, BioCote antimicrobial finish, for use with 1 3/8" - 1 3/4" thick standard door | 1 |  | 1 Year | 893.15 | 0.15 | 759.1775
25131 | Salto | EB658L61BC38--K | XS4 wide body electronic wire-free SVN escutcheon, BLE / Mifare / DESFire deadbolt privacy function, with keypad, L lever, unhanded, BioCote antimicrobial finish, for use with 1 3/8" - 1 3/4" thick standard door | 1 |  | 1 Year | 827 | 0.15 | 702.95
25132 | Salto | EB658L61BC38-W- | XS4 wide body electronic RF wireless SVN escutcheon, BLE / Mifare / DESFire deadbolt privacy function, L lever, unhanded, BioCote antimicrobial finish, for use with 1 3/8" - 1 3/4" thick standard door | 1 |  | 1 Year | 949.35 | 0.15 | 806.9475
25133 | Salto | EB658L61BC38-WK | XS4 wide body electronic RF wireless SVN escutcheon, BLE / Mifare / DESFire deadbolt privacy function, with keypad, L lever, unhanded, BioCote antimicrobial finish, for use with 1 3/8" - 1 3/4" thick standard door | 1 |  | 1 Year | 1012.2 | 0.15 | 860.37
25134 | Salto | EB658L61BC48--- | XS4 wide body electronic wire-free SVN escutcheon, BLE / Mifare / DESFire deadbolt privacy function, L lever, unhanded, BioCote antimicrobial finish, for use with 1 3/4" - 2 1/4" thick door | 1 |  | 1 Year | 764.15 | 0.15 | 649.5275
25135 | Salto | EB658L61BC48-A- | XS4 wide body electronic AMOK wire-free SVN escutcheon, BLE / Mifare / DESFire deadbolt privacy function, L lever, unhanded, BioCote antimicrobial finish, for use with 1 3/4" - 2 1/4" thick door | 1 |  | 1 Year | 893.15 | 0.15 | 759.1775
25136 | Salto | EB658L61BC48--K | XS4 wide body electronic wire-free SVN escutcheon, BLE / Mifare / DESFire deadbolt privacy function, with keypad, L lever, unhanded, BioCote antimicrobial finish, for use with 1 3/4" - 2 1/4" thick door | 1 |  | 1 Year | 827 | 0.15 | 702.95
25137 | Salto | EB658L61BC48-W- | XS4 wide body electronic RF wireless SVN escutcheon, BLE / Mifare / DESFire deadbolt privacy function, L lever, unhanded, BioCote antimicrobial finish, for use with 1 3/4" - 2 1/4" thick door | 1 |  | 1 Year | 949.35 | 0.15 | 806.9475
25138 | Salto | EB658L61BC48-WK | XS4 wide body electronic RF wireless SVN escutcheon, BLE / Mifare / DESFire deadbolt privacy function, with keypad, L lever, unhanded, BioCote antimicrobial finish, for use with 1 3/4" - 2 1/4" thick door | 1 |  | 1 Year | 1012.2 | 0.15 | 860.37
25139 | Salto | EB658L61IA38--- | XS4 wide body electronic wire-free SVN escutcheon, BLE / Mifare / DESFire deadbolt privacy function, L lever, unhanded, antique brass finish, for use with 1 3/8" - 1 3/4" thick standard door | 1 |  | 1 Year | 764.15 | 0.15 | 649.5275
25140 | Salto | EB658L61IA38-A- | XS4 wide body electronic AMOK wire-free SVN escutcheon, BLE / Mifare / DESFire deadbolt privacy function, L lever, unhanded, antique brass finish, for use with 1 3/8" - 1 3/4" thick standard door | 1 |  | 1 Year | 893.15 | 0.15 | 759.1775
25141 | Salto | EB658L61IA38--K | XS4 wide body electronic wire-free SVN escutcheon, BLE / Mifare / DESFire deadbolt privacy function, with keypad, L lever, unhanded, antique brass finish, for use with 1 3/8" - 1 3/4" thick standard door | 1 |  | 1 Year | 827 | 0.15 | 702.95
25142 | Salto | EB658L61IA38-W- | XS4 wide body electronic RF wireless SVN escutcheon, BLE / Mifare / DESFire deadbolt privacy function, L lever, unhanded, antique brass finish, for use with 1 3/8" - 1 3/4" thick standard door | 1 |  | 1 Year | 949.35 | 0.15 | 806.9475
25143 | Salto | EB658L61IA38-WK | XS4 wide body electronic RF wireless SVN escutcheon, BLE / Mifare / DESFire deadbolt privacy function, with keypad, L lever, unhanded, antique brass finish, for use with 1 3/8" - 1 3/4" thick standard door | 1 |  | 1 Year | 1012.2 | 0.15 | 860.37
25144 | Salto | EB658L61IA48--- | XS4 wide body electronic wire-free SVN escutcheon, BLE / Mifare / DESFire deadbolt privacy function, L lever, unhanded, antique brass finish, for use with 1 3/4" - 2 1/4" thick door | 1 |  | 1 Year | 764.15 | 0.15 | 649.5275
25145 | Salto | EB658L61IA48-A- | XS4 wide body electronic AMOK wire-free SVN escutcheon, BLE / Mifare / DESFire deadbolt privacy function, L lever, unhanded, antique brass finish, for use with 1 3/4" - 2 1/4" thick door | 1 |  | 1 Year | 893.15 | 0.15 | 759.1775
25146 | Salto | EB658L61IA48--K | XS4 wide body electronic wire-free SVN escutcheon, BLE / Mifare / DESFire deadbolt privacy function, with keypad, L lever, unhanded, antique brass finish, for use with 1 3/4" - 2 1/4" thick door | 1 |  | 1 Year | 827 | 0.15 | 702.95
25147 | Salto | EB658L61IA48-W- | XS4 wide body electronic RF wireless SVN escutcheon, BLE / Mifare / DESFire deadbolt privacy function, L lever, unhanded, antique brass finish, for use with 1 3/4" - 2 1/4" thick door | 1 |  | 1 Year | 949.35 | 0.15 | 806.9475
25148 | Salto | EB658L61IA48-WK | XS4 wide body electronic RF wireless SVN escutcheon, BLE / Mifare / DESFire deadbolt privacy function, with keypad, L lever, unhanded, antique brass finish, for use with 1 3/4" - 2 1/4" thick door | 1 |  | 1 Year | 1012.2 | 0.15 | 860.37
25149 | Salto | EB658L61IM38--- | XS4 wide body electronic wire-free SVN escutcheon, BLE / Mifare / DESFire deadbolt privacy function, L lever, unhanded, satin stainless finish, for use with 1 3/8" - 1 3/4" thick standard door | 1 |  | 1 Year | 712.15 | 0.15 | 605.3275
25150 | Salto | EB658L61IM38-A- | XS4 wide body electronic AMOK wire-free SVN escutcheon, BLE / Mifare / DESFire deadbolt privacy function, L lever, unhanded, satin stainless finish, for use with 1 3/8" - 1 3/4" thick standard door | 1 |  | 1 Year | 841.15 | 0.15 | 714.9775
25151 | Salto | EB658L61IM38--K | XS4 wide body electronic wire-free SVN escutcheon, BLE / Mifare / DESFire deadbolt privacy function, with keypad, L lever, unhanded, satin stainless finish, for use with 1 3/8" - 1 3/4" thick standard door | 1 |  | 1 Year | 775 | 0.15 | 658.75
25152 | Salto | EB658L61IM38-W- | XS4 wide body electronic RF wireless SVN escutcheon, BLE / Mifare / DESFire deadbolt privacy function, L lever, unhanded, satin stainless finish, for use with 1 3/8" - 1 3/4" thick standard door | 1 |  | 1 Year | 897.35 | 0.15 | 762.7475
25153 | Salto | EB658L61IM38-WK | XS4 wide body electronic RF wireless SVN escutcheon, BLE / Mifare / DESFire deadbolt privacy function, with keypad, L lever, unhanded, satin stainless finish, for use with 1 3/8" - 1 3/4" thick standard door | 1 |  | 1 Year | 960.2 | 0.15 | 816.17
25154 | Salto | EB658L61IM48--- | XS4 wide body electronic wire-free SVN escutcheon, BLE / Mifare / DESFire deadbolt privacy function, L lever, unhanded, satin stainless finish, for use with 1 3/4" - 2 1/4" thick door | 1 |  | 1 Year | 712.15 | 0.15 | 605.3275
25155 | Salto | EB658L61IM48-A- | XS4 wide body electronic AMOK wire-free SVN escutcheon, BLE / Mifare / DESFire deadbolt privacy function, L lever, unhanded, satin stainless finish, for use with 1 3/4" - 2 1/4" thick door | 1 |  | 1 Year | 841.15 | 0.15 | 714.9775
25156 | Salto | EB658L61IM48--K | XS4 wide body electronic wire-free SVN escutcheon, BLE / Mifare / DESFire deadbolt privacy function, with keypad, L lever, unhanded, satin stainless finish, for use with 1 3/4" - 2 1/4" thick door | 1 |  | 1 Year | 775 | 0.15 | 658.75
25157 | Salto | EB658L61IM48-W- | XS4 wide body electronic RF wireless SVN escutcheon, BLE / Mifare / DESFire deadbolt privacy function, L lever, unhanded, satin stainless finish, for use with 1 3/4" - 2 1/4" thick door | 1 |  | 1 Year | 897.35 | 0.15 | 762.7475
25158 | Salto | EB658L61IM48-WK | XS4 wide body electronic RF wireless SVN escutcheon, BLE / Mifare / DESFire deadbolt privacy function, with keypad, L lever, unhanded, satin stainless finish, for use with 1 3/4" - 2 1/4" thick door | 1 |  | 1 Year | 960.2 | 0.15 | 816.17
25159 | Salto | EB658L61IP38--- | XS4 wide body electronic wire-free SVN escutcheon, BLE / Mifare / DESFire deadbolt privacy function, L lever, unhanded, bright stainless steel finish, for use with 1 3/8" - 1 3/4" thick standard door | 1 |  | 1 Year | 728.45 | 0.15 | 619.1825
25160 | Salto | EB658L61IP38-A- | XS4 wide body electronic AMOK wire-free SVN escutcheon, BLE / Mifare / DESFire deadbolt privacy function, L lever, unhanded, bright stainless steel finish, for use with 1 3/8" - 1 3/4" thick standard door | 1 |  | 1 Year | 857.45 | 0.15 | 728.8325
25161 | Salto | EB658L61IP38--K | XS4 wide body electronic wire-free SVN escutcheon, BLE / Mifare / DESFire deadbolt privacy function, with keypad, L lever, unhanded, bright stainless steel finish, for use with 1 3/8" - 1 3/4" thick standard door | 1 |  | 1 Year | 791.3 | 0.15 | 672.605
25162 | Salto | EB658L61IP38-W- | XS4 wide body electronic RF wireless SVN escutcheon, BLE / Mifare / DESFire deadbolt privacy function, L lever, unhanded, bright stainless steel finish, for use with 1 3/8" - 1 3/4" thick standard door | 1 |  | 1 Year | 913.65 | 0.15 | 776.6025
25163 | Salto | EB658L61IP38-WK | XS4 wide body electronic RF wireless SVN escutcheon, BLE / Mifare / DESFire deadbolt privacy function, with keypad, L lever, unhanded, bright stainless steel finish, for use with 1 3/8" - 1 3/4" thick standard door | 1 |  | 1 Year | 976.5 | 0.15 | 830.025
25164 | Salto | EB658L61IP48--- | XS4 wide body electronic wire-free SVN escutcheon, BLE / Mifare / DESFire deadbolt privacy function, L lever, unhanded, bright stainless steel finish, for use with 1 3/4" - 2 1/4" thick door | 1 |  | 1 Year | 728.45 | 0.15 | 619.1825
25165 | Salto | EB658L61IP48-A- | XS4 wide body electronic AMOK wire-free SVN escutcheon, BLE / Mifare / DESFire deadbolt privacy function, L lever, unhanded, bright stainless steel finish, for use with 1 3/4" - 2 1/4" thick door | 1 |  | 1 Year | 857.45 | 0.15 | 728.8325
25166 | Salto | EB658L61IP48--K | XS4 wide body electronic wire-free SVN escutcheon, BLE / Mifare / DESFire deadbolt privacy function, with keypad, L lever, unhanded, bright stainless steel finish, for use with 1 3/4" - 2 1/4" thick door | 1 |  | 1 Year | 791.3 | 0.15 | 672.605
25167 | Salto | EB658L61IP48-W- | XS4 wide body electronic RF wireless SVN escutcheon, BLE / Mifare / DESFire deadbolt privacy function, L lever, unhanded, bright stainless steel finish, for use with 1 3/4" - 2 1/4" thick door | 1 |  | 1 Year | 913.65 | 0.15 | 776.6025
25168 | Salto | EB658L61IP48-WK | XS4 wide body electronic RF wireless SVN escutcheon, BLE / Mifare / DESFire deadbolt privacy function, with keypad, L lever, unhanded, bright stainless steel finish, for use with 1 3/4" - 2 1/4" thick door | 1 |  | 1 Year | 976.5 | 0.15 | 830.025
25169 | Salto | EB658L61NE38--- | XS4 wide body electronic wire-free SVN escutcheon, BLE / Mifare / DESFire deadbolt privacy function, L lever, unhanded, black chromium finish, for use with 1 3/8" - 1 3/4" thick standard door | 1 |  | 1 Year | 746.85 | 0.15 | 634.8225
25170 | Salto | EB658L61NE38-A- | XS4 wide body electronic AMOK wire-free SVN escutcheon, BLE / Mifare / DESFire deadbolt privacy function, L lever, unhanded, black chromium finish, for use with 1 3/8" - 1 3/4" thick standard door | 1 |  | 1 Year | 875.85 | 0.15 | 744.4725
25171 | Salto | EB658L61NE38--K | XS4 wide body electronic wire-free SVN escutcheon, BLE / Mifare / DESFire deadbolt privacy function, with keypad, L lever, unhanded, black chromium finish, for use with 1 3/8" - 1 3/4" thick standard door | 1 |  | 1 Year | 809.7 | 0.15 | 688.245
25172 | Salto | EB658L61NE38-W- | XS4 wide body electronic RF wireless SVN escutcheon, BLE / Mifare / DESFire deadbolt privacy function, L lever, unhanded, black chromium finish, for use with 1 3/8" - 1 3/4" thick standard door | 1 |  | 1 Year | 932.05 | 0.15 | 792.2425
25173 | Salto | EB658L61NE38-WK | XS4 wide body electronic RF wireless SVN escutcheon, BLE / Mifare / DESFire deadbolt privacy function, with keypad, L lever, unhanded, black chromium finish, for use with 1 3/8" - 1 3/4" thick standard door | 1 |  | 1 Year | 994.9 | 0.15 | 845.665
25174 | Salto | EB658L61NE48--- | XS4 wide body electronic wire-free SVN escutcheon, BLE / Mifare / DESFire deadbolt privacy function, L lever, unhanded, black chromium finish, for use with 1 3/4" - 2 1/4" thick door | 1 |  | 1 Year | 746.85 | 0.15 | 634.8225
25175 | Salto | EB658L61NE48-A- | XS4 wide body electronic AMOK wire-free SVN escutcheon, BLE / Mifare / DESFire deadbolt privacy function, L lever, unhanded, black chromium finish, for use with 1 3/4" - 2 1/4" thick door | 1 |  | 1 Year | 875.85 | 0.15 | 744.4725
25176 | Salto | EB658L61NE48--K | XS4 wide body electronic wire-free SVN escutcheon, BLE / Mifare / DESFire deadbolt privacy function, with keypad, L lever, unhanded, black chromium finish, for use with 1 3/4" - 2 1/4" thick door | 1 |  | 1 Year | 809.7 | 0.15 | 688.245
25177 | Salto | EB658L61NE48-W- | XS4 wide body electronic RF wireless SVN escutcheon, BLE / Mifare / DESFire deadbolt privacy function, L lever, unhanded, black chromium finish, for use with 1 3/4" - 2 1/4" thick door | 1 |  | 1 Year | 932.05 | 0.15 | 792.2425
25178 | Salto | EB658L61NE48-WK | XS4 wide body electronic RF wireless SVN escutcheon, BLE / Mifare / DESFire deadbolt privacy function, with keypad, L lever, unhanded, black chromium finish, for use with 1 3/4" - 2 1/4" thick door | 1 |  | 1 Year | 994.9 | 0.15 | 845.665
25179 | Salto | EB658L61PM38--- | XS4 wide body electronic wire-free SVN escutcheon, BLE / Mifare / DESFire deadbolt privacy function, L lever, unhanded, satin brass finish, for use with 1 3/8" - 1 3/4" thick standard door | 1 |  | 1 Year | 712.15 | 0.15 | 605.3275
25180 | Salto | EB658L61PM38-A- | XS4 wide body electronic AMOK wire-free SVN escutcheon, BLE / Mifare / DESFire deadbolt privacy function, L lever, unhanded, satin brass finish, for use with 1 3/8" - 1 3/4" thick standard door | 1 |  | 1 Year | 841.15 | 0.15 | 714.9775
25181 | Salto | EB658L61PM38--K | XS4 wide body electronic wire-free SVN escutcheon, BLE / Mifare / DESFire deadbolt privacy function, with keypad, L lever, unhanded, satin brass finish, for use with 1 3/8" - 1 3/4" thick standard door | 1 |  | 1 Year | 775 | 0.15 | 658.75
25182 | Salto | EB658L61PM38-W- | XS4 wide body electronic RF wireless SVN escutcheon, BLE / Mifare / DESFire deadbolt privacy function, L lever, unhanded, satin brass finish, for use with 1 3/8" - 1 3/4" thick standard door | 1 |  | 1 Year | 897.35 | 0.15 | 762.7475
25183 | Salto | EB658L61PM38-WK | XS4 wide body electronic RF wireless SVN escutcheon, BLE / Mifare / DESFire deadbolt privacy function, with keypad, L lever, unhanded, satin brass finish, for use with 1 3/8" - 1 3/4" thick standard door | 1 |  | 1 Year | 960.2 | 0.15 | 816.17
25184 | Salto | EB658L61PM48--- | XS4 wide body electronic wire-free SVN escutcheon, BLE / Mifare / DESFire deadbolt privacy function, L lever, unhanded, satin brass finish, for use with 1 3/4" - 2 1/4" thick door | 1 |  | 1 Year | 712.15 | 0.15 | 605.3275
25185 | Salto | EB658L61PM48-A- | XS4 wide body electronic AMOK wire-free SVN escutcheon, BLE / Mifare / DESFire deadbolt privacy function, L lever, unhanded, satin brass finish, for use with 1 3/4" - 2 1/4" thick door | 1 |  | 1 Year | 841.15 | 0.15 | 714.9775
25186 | Salto | EB658L61PM48--K | XS4 wide body electronic wire-free SVN escutcheon, BLE / Mifare / DESFire deadbolt privacy function, with keypad, L lever, unhanded, satin brass finish, for use with 1 3/4" - 2 1/4" thick door | 1 |  | 1 Year | 775 | 0.15 | 658.75
25187 | Salto | EB658L61PM48-W- | XS4 wide body electronic RF wireless SVN escutcheon, BLE / Mifare / DESFire deadbolt privacy function, L lever, unhanded, satin brass finish, for use with 1 3/4" - 2 1/4" thick door | 1 |  | 1 Year | 897.35 | 0.15 | 762.7475
25188 | Salto | EB658L61PM48-WK | XS4 wide body electronic RF wireless SVN escutcheon, BLE / Mifare / DESFire deadbolt privacy function, with keypad, L lever, unhanded, satin brass finish, for use with 1 3/4" - 2 1/4" thick door | 1 |  | 1 Year | 960.2 | 0.15 | 816.17
25189 | Salto | EB658L61PP38--- | XS4 wide body electronic wire-free SVN escutcheon, BLE / Mifare / DESFire deadbolt privacy function, L lever, unhanded, bright brass finish, for use with 1 3/8" - 1 3/4" thick standard door | 1 |  | 1 Year | 728.45 | 0.15 | 619.1825
25190 | Salto | EB658L61PP38-A- | XS4 wide body electronic AMOK wire-free SVN escutcheon, BLE / Mifare / DESFire deadbolt privacy function, L lever, unhanded, bright brass finish, for use with 1 3/8" - 1 3/4" thick standard door | 1 |  | 1 Year | 857.45 | 0.15 | 728.8325
25191 | Salto | EB658L61PP38--K | XS4 wide body electronic wire-free SVN escutcheon, BLE / Mifare / DESFire deadbolt privacy function, with keypad, L lever, unhanded, bright brass finish, for use with 1 3/8" - 1 3/4" thick standard door | 1 |  | 1 Year | 791.3 | 0.15 | 672.605
25192 | Salto | EB658L61PP38-W- | XS4 wide body electronic RF wireless SVN escutcheon, BLE / Mifare / DESFire deadbolt privacy function, L lever, unhanded, bright brass finish, for use with 1 3/8" - 1 3/4" thick standard door | 1 |  | 1 Year | 913.65 | 0.15 | 776.6025
25193 | Salto | EB658L61PP38-WK | XS4 wide body electronic RF wireless SVN escutcheon, BLE / Mifare / DESFire deadbolt privacy function, with keypad, L lever, unhanded, bright brass finish, for use with 1 3/8" - 1 3/4" thick standard door | 1 |  | 1 Year | 976.5 | 0.15 | 830.025
25194 | Salto | EB658L61PP48--- | XS4 wide body electronic wire-free SVN escutcheon, BLE / Mifare / DESFire deadbolt privacy function, L lever, unhanded, bright brass finish, for use with 1 3/4" - 2 1/4" thick door | 1 |  | 1 Year | 728.45 | 0.15 | 619.1825
25195 | Salto | EB658L61PP48-A- | XS4 wide body electronic AMOK wire-free SVN escutcheon, BLE / Mifare / DESFire deadbolt privacy function, L lever, unhanded, bright brass finish, for use with 1 3/4" - 2 1/4" thick door | 1 |  | 1 Year | 857.45 | 0.15 | 728.8325
25196 | Salto | EB658L61PP48--K | XS4 wide body electronic wire-free SVN escutcheon, BLE / Mifare / DESFire deadbolt privacy function, with keypad, L lever, unhanded, bright brass finish, for use with 1 3/4" - 2 1/4" thick door | 1 |  | 1 Year | 791.3 | 0.15 | 672.605
25197 | Salto | EB658L61PP48-W- | XS4 wide body electronic RF wireless SVN escutcheon, BLE / Mifare / DESFire deadbolt privacy function, L lever, unhanded, bright brass finish, for use with 1 3/4" - 2 1/4" thick door | 1 |  | 1 Year | 913.65 | 0.15 | 776.6025
25198 | Salto | EB658L61PP48-WK | XS4 wide body electronic RF wireless SVN escutcheon, BLE / Mifare / DESFire deadbolt privacy function, with keypad, L lever, unhanded, bright brass finish, for use with 1 3/4" - 2 1/4" thick door | 1 |  | 1 Year | 976.5 | 0.15 | 830.025
25199 | Salto | EB658L62BC38--- | XS4 wide body electronic wire-free SVN escutcheon, BLE / Mifare / DESFire deadbolt privacy function, L lever, unhanded, BioCote antimicrobial finish, for use with 1 3/8" - 1 3/4" thick standard door | 1 |  | 1 Year | 764.15 | 0.15 | 649.5275
25200 | Salto | EB658L62BC38-A- | XS4 wide body electronic AMOK wire-free SVN escutcheon, BLE / Mifare / DESFire deadbolt privacy function, L lever, unhanded, BioCote antimicrobial finish, for use with 1 3/8" - 1 3/4" thick standard door | 1 |  | 1 Year | 893.15 | 0.15 | 759.1775
25201 | Salto | EB658L62BC38--K | XS4 wide body electronic wire-free SVN escutcheon, BLE / Mifare / DESFire deadbolt privacy function, with keypad, L lever, unhanded, BioCote antimicrobial finish, for use with 1 3/8" - 1 3/4" thick standard door | 1 |  | 1 Year | 827 | 0.15 | 702.95
25202 | Salto | EB658L62BC38-W- | XS4 wide body electronic RF wireless SVN escutcheon, BLE / Mifare / DESFire deadbolt privacy function, L lever, unhanded, BioCote antimicrobial finish, for use with 1 3/8" - 1 3/4" thick standard door | 1 |  | 1 Year | 949.35 | 0.15 | 806.9475
25203 | Salto | EB658L62BC38-WK | XS4 wide body electronic RF wireless SVN escutcheon, BLE / Mifare / DESFire deadbolt privacy function, with keypad, L lever, unhanded, BioCote antimicrobial finish, for use with 1 3/8" - 1 3/4" thick standard door | 1 |  | 1 Year | 1012.2 | 0.15 | 860.37
25204 | Salto | EB658L62BC48--- | XS4 wide body electronic wire-free SVN escutcheon, BLE / Mifare / DESFire deadbolt privacy function, L lever, unhanded, BioCote antimicrobial finish, for use with 1 3/4" - 2 1/4" thick door | 1 |  | 1 Year | 764.15 | 0.15 | 649.5275
25205 | Salto | EB658L62BC48-A- | XS4 wide body electronic AMOK wire-free SVN escutcheon, BLE / Mifare / DESFire deadbolt privacy function, L lever, unhanded, BioCote antimicrobial finish, for use with 1 3/4" - 2 1/4" thick door | 1 |  | 1 Year | 893.15 | 0.15 | 759.1775
25206 | Salto | EB658L62BC48--K | XS4 wide body electronic wire-free SVN escutcheon, BLE / Mifare / DESFire deadbolt privacy function, with keypad, L lever, unhanded, BioCote antimicrobial finish, for use with 1 3/4" - 2 1/4" thick door | 1 |  | 1 Year | 827 | 0.15 | 702.95
25207 | Salto | EB658L62BC48-W- | XS4 wide body electronic RF wireless SVN escutcheon, BLE / Mifare / DESFire deadbolt privacy function, L lever, unhanded, BioCote antimicrobial finish, for use with 1 3/4" - 2 1/4" thick door | 1 |  | 1 Year | 949.35 | 0.15 | 806.9475
25208 | Salto | EB658L62BC48-WK | XS4 wide body electronic RF wireless SVN escutcheon, BLE / Mifare / DESFire deadbolt privacy function, with keypad, L lever, unhanded, BioCote antimicrobial finish, for use with 1 3/4" - 2 1/4" thick door | 1 |  | 1 Year | 1012.2 | 0.15 | 860.37
25209 | Salto | EB658L62IA38--- | XS4 wide body electronic wire-free SVN escutcheon, BLE / Mifare / DESFire deadbolt privacy function, L lever, unhanded, antique brass finish, for use with 1 3/8" - 1 3/4" thick standard door | 1 |  | 1 Year | 764.15 | 0.15 | 649.5275
25210 | Salto | EB658L62IA38-A- | XS4 wide body electronic AMOK wire-free SVN escutcheon, BLE / Mifare / DESFire deadbolt privacy function, L lever, unhanded, antique brass finish, for use with 1 3/8" - 1 3/4" thick standard door | 1 |  | 1 Year | 893.15 | 0.15 | 759.1775
25211 | Salto | EB658L62IA38--K | XS4 wide body electronic wire-free SVN escutcheon, BLE / Mifare / DESFire deadbolt privacy function, with keypad, L lever, unhanded, antique brass finish, for use with 1 3/8" - 1 3/4" thick standard door | 1 |  | 1 Year | 827 | 0.15 | 702.95
25212 | Salto | EB658L62IA38-W- | XS4 wide body electronic RF wireless SVN escutcheon, BLE / Mifare / DESFire deadbolt privacy function, L lever, unhanded, antique brass finish, for use with 1 3/8" - 1 3/4" thick standard door | 1 |  | 1 Year | 949.35 | 0.15 | 806.9475
25213 | Salto | EB658L62IA38-WK | XS4 wide body electronic RF wireless SVN escutcheon, BLE / Mifare / DESFire deadbolt privacy function, with keypad, L lever, unhanded, antique brass finish, for use with 1 3/8" - 1 3/4" thick standard door | 1 |  | 1 Year | 1012.2 | 0.15 | 860.37
25214 | Salto | EB658L62IA48--- | XS4 wide body electronic wire-free SVN escutcheon, BLE / Mifare / DESFire deadbolt privacy function, L lever, unhanded, antique brass finish, for use with 1 3/4" - 2 1/4" thick door | 1 |  | 1 Year | 764.15 | 0.15 | 649.5275
25215 | Salto | EB658L62IA48-A- | XS4 wide body electronic AMOK wire-free SVN escutcheon, BLE / Mifare / DESFire deadbolt privacy function, L lever, unhanded, antique brass finish, for use with 1 3/4" - 2 1/4" thick door | 1 |  | 1 Year | 893.15 | 0.15 | 759.1775
25216 | Salto | EB658L62IA48--K | XS4 wide body electronic wire-free SVN escutcheon, BLE / Mifare / DESFire deadbolt privacy function, with keypad, L lever, unhanded, antique brass finish, for use with 1 3/4" - 2 1/4" thick door | 1 |  | 1 Year | 827 | 0.15 | 702.95
25217 | Salto | EB658L62IA48-W- | XS4 wide body electronic RF wireless SVN escutcheon, BLE / Mifare / DESFire deadbolt privacy function, L lever, unhanded, antique brass finish, for use with 1 3/4" - 2 1/4" thick door | 1 |  | 1 Year | 949.35 | 0.15 | 806.9475
25218 | Salto | EB658L62IA48-WK | XS4 wide body electronic RF wireless SVN escutcheon, BLE / Mifare / DESFire deadbolt privacy function, with keypad, L lever, unhanded, antique brass finish, for use with 1 3/4" - 2 1/4" thick door | 1 |  | 1 Year | 1012.2 | 0.15 | 860.37
25219 | Salto | EB658L62IM38--- | XS4 wide body electronic wire-free SVN escutcheon, BLE / Mifare / DESFire deadbolt privacy function, L lever, unhanded, satin stainless finish, for use with 1 3/8" - 1 3/4" thick standard door | 1 |  | 1 Year | 712.15 | 0.15 | 605.3275
25220 | Salto | EB658L62IM38-A- | XS4 wide body electronic AMOK wire-free SVN escutcheon, BLE / Mifare / DESFire deadbolt privacy function, L lever, unhanded, satin stainless finish, for use with 1 3/8" - 1 3/4" thick standard door | 1 |  | 1 Year | 841.15 | 0.15 | 714.9775
25221 | Salto | EB658L62IM38--K | XS4 wide body electronic wire-free SVN escutcheon, BLE / Mifare / DESFire deadbolt privacy function, with keypad, L lever, unhanded, satin stainless finish, for use with 1 3/8" - 1 3/4" thick standard door | 1 |  | 1 Year | 775 | 0.15 | 658.75
25222 | Salto | EB658L62IM38-W- | XS4 wide body electronic RF wireless SVN escutcheon, BLE / Mifare / DESFire deadbolt privacy function, L lever, unhanded, satin stainless finish, for use with 1 3/8" - 1 3/4" thick standard door | 1 |  | 1 Year | 897.35 | 0.15 | 762.7475
25223 | Salto | EB658L62IM38-WK | XS4 wide body electronic RF wireless SVN escutcheon, BLE / Mifare / DESFire deadbolt privacy function, with keypad, L lever, unhanded, satin stainless finish, for use with 1 3/8" - 1 3/4" thick standard door | 1 |  | 1 Year | 960.2 | 0.15 | 816.17
25224 | Salto | EB658L62IM48--- | XS4 wide body electronic wire-free SVN escutcheon, BLE / Mifare / DESFire deadbolt privacy function, L lever, unhanded, satin stainless finish, for use with 1 3/4" - 2 1/4" thick door | 1 |  | 1 Year | 712.15 | 0.15 | 605.3275
25225 | Salto | EB658L62IM48-A- | XS4 wide body electronic AMOK wire-free SVN escutcheon, BLE / Mifare / DESFire deadbolt privacy function, L lever, unhanded, satin stainless finish, for use with 1 3/4" - 2 1/4" thick door | 1 |  | 1 Year | 841.15 | 0.15 | 714.9775
25226 | Salto | EB658L62IM48--K | XS4 wide body electronic wire-free SVN escutcheon, BLE / Mifare / DESFire deadbolt privacy function, with keypad, L lever, unhanded, satin stainless finish, for use with 1 3/4" - 2 1/4" thick door | 1 |  | 1 Year | 775 | 0.15 | 658.75
25227 | Salto | EB658L62IM48-W- | XS4 wide body electronic RF wireless SVN escutcheon, BLE / Mifare / DESFire deadbolt privacy function, L lever, unhanded, satin stainless finish, for use with 1 3/4" - 2 1/4" thick door | 1 |  | 1 Year | 897.35 | 0.15 | 762.7475
25228 | Salto | EB658L62IM48-WK | XS4 wide body electronic RF wireless SVN escutcheon, BLE / Mifare / DESFire deadbolt privacy function, with keypad, L lever, unhanded, satin stainless finish, for use with 1 3/4" - 2 1/4" thick door | 1 |  | 1 Year | 960.2 | 0.15 | 816.17
25229 | Salto | EB658L62IP38--- | XS4 wide body electronic wire-free SVN escutcheon, BLE / Mifare / DESFire deadbolt privacy function, L lever, unhanded, bright stainless steel finish, for use with 1 3/8" - 1 3/4" thick standard door | 1 |  | 1 Year | 728.45 | 0.15 | 619.1825
25230 | Salto | EB658L62IP38-A- | XS4 wide body electronic AMOK wire-free SVN escutcheon, BLE / Mifare / DESFire deadbolt privacy function, L lever, unhanded, bright stainless steel finish, for use with 1 3/8" - 1 3/4" thick standard door | 1 |  | 1 Year | 857.45 | 0.15 | 728.8325
25231 | Salto | EB658L62IP38--K | XS4 wide body electronic wire-free SVN escutcheon, BLE / Mifare / DESFire deadbolt privacy function, with keypad, L lever, unhanded, bright stainless steel finish, for use with 1 3/8" - 1 3/4" thick standard door | 1 |  | 1 Year | 791.3 | 0.15 | 672.605
25232 | Salto | EB658L62IP38-W- | XS4 wide body electronic RF wireless SVN escutcheon, BLE / Mifare / DESFire deadbolt privacy function, L lever, unhanded, bright stainless steel finish, for use with 1 3/8" - 1 3/4" thick standard door | 1 |  | 1 Year | 913.65 | 0.15 | 776.6025
25233 | Salto | EB658L62IP38-WK | XS4 wide body electronic RF wireless SVN escutcheon, BLE / Mifare / DESFire deadbolt privacy function, with keypad, L lever, unhanded, bright stainless steel finish, for use with 1 3/8" - 1 3/4" thick standard door | 1 |  | 1 Year | 976.5 | 0.15 | 830.025
25234 | Salto | EB658L62IP48--- | XS4 wide body electronic wire-free SVN escutcheon, BLE / Mifare / DESFire deadbolt privacy function, L lever, unhanded, bright stainless steel finish, for use with 1 3/4" - 2 1/4" thick door | 1 |  | 1 Year | 728.45 | 0.15 | 619.1825
25235 | Salto | EB658L62IP48-A- | XS4 wide body electronic AMOK wire-free SVN escutcheon, BLE / Mifare / DESFire deadbolt privacy function, L lever, unhanded, bright stainless steel finish, for use with 1 3/4" - 2 1/4" thick door | 1 |  | 1 Year | 857.45 | 0.15 | 728.8325
25236 | Salto | EB658L62IP48--K | XS4 wide body electronic wire-free SVN escutcheon, BLE / Mifare / DESFire deadbolt privacy function, with keypad, L lever, unhanded, bright stainless steel finish, for use with 1 3/4" - 2 1/4" thick door | 1 |  | 1 Year | 791.3 | 0.15 | 672.605
25237 | Salto | EB658L62IP48-W- | XS4 wide body electronic RF wireless SVN escutcheon, BLE / Mifare / DESFire deadbolt privacy function, L lever, unhanded, bright stainless steel finish, for use with 1 3/4" - 2 1/4" thick door | 1 |  | 1 Year | 913.65 | 0.15 | 776.6025
25238 | Salto | EB658L62IP48-WK | XS4 wide body electronic RF wireless SVN escutcheon, BLE / Mifare / DESFire deadbolt privacy function, with keypad, L lever, unhanded, bright stainless steel finish, for use with 1 3/4" - 2 1/4" thick door | 1 |  | 1 Year | 976.5 | 0.15 | 830.025
25239 | Salto | EB658L62NE38--- | XS4 wide body electronic wire-free SVN escutcheon, BLE / Mifare / DESFire deadbolt privacy function, L lever, unhanded, black chromium finish, for use with 1 3/8" - 1 3/4" thick standard door | 1 |  | 1 Year | 746.85 | 0.15 | 634.8225
25240 | Salto | EB658L62NE38-A- | XS4 wide body electronic AMOK wire-free SVN escutcheon, BLE / Mifare / DESFire deadbolt privacy function, L lever, unhanded, black chromium finish, for use with 1 3/8" - 1 3/4" thick standard door | 1 |  | 1 Year | 875.85 | 0.15 | 744.4725
25241 | Salto | EB658L62NE38--K | XS4 wide body electronic wire-free SVN escutcheon, BLE / Mifare / DESFire deadbolt privacy function, with keypad, L lever, unhanded, black chromium finish, for use with 1 3/8" - 1 3/4" thick standard door | 1 |  | 1 Year | 809.7 | 0.15 | 688.245
25242 | Salto | EB658L62NE38-W- | XS4 wide body electronic RF wireless SVN escutcheon, BLE / Mifare / DESFire deadbolt privacy function, L lever, unhanded, black chromium finish, for use with 1 3/8" - 1 3/4" thick standard door | 1 |  | 1 Year | 932.05 | 0.15 | 792.2425
25243 | Salto | EB658L62NE38-WK | XS4 wide body electronic RF wireless SVN escutcheon, BLE / Mifare / DESFire deadbolt privacy function, with keypad, L lever, unhanded, black chromium finish, for use with 1 3/8" - 1 3/4" thick standard door | 1 |  | 1 Year | 994.9 | 0.15 | 845.665
25244 | Salto | EB658L62NE48--- | XS4 wide body electronic wire-free SVN escutcheon, BLE / Mifare / DESFire deadbolt privacy function, L lever, unhanded, black chromium finish, for use with 1 3/4" - 2 1/4" thick door | 1 |  | 1 Year | 746.85 | 0.15 | 634.8225
25245 | Salto | EB658L62NE48-A- | XS4 wide body electronic AMOK wire-free SVN escutcheon, BLE / Mifare / DESFire deadbolt privacy function, L lever, unhanded, black chromium finish, for use with 1 3/4" - 2 1/4" thick door | 1 |  | 1 Year | 875.85 | 0.15 | 744.4725
25246 | Salto | EB658L62NE48--K | XS4 wide body electronic wire-free SVN escutcheon, BLE / Mifare / DESFire deadbolt privacy function, with keypad, L lever, unhanded, black chromium finish, for use with 1 3/4" - 2 1/4" thick door | 1 |  | 1 Year | 809.7 | 0.15 | 688.245
25247 | Salto | EB658L62NE48-W- | XS4 wide body electronic RF wireless SVN escutcheon, BLE / Mifare / DESFire deadbolt privacy function, L lever, unhanded, black chromium finish, for use with 1 3/4" - 2 1/4" thick door | 1 |  | 1 Year | 932.05 | 0.15 | 792.2425
25248 | Salto | EB658L62NE48-WK | XS4 wide body electronic RF wireless SVN escutcheon, BLE / Mifare / DESFire deadbolt privacy function, with keypad, L lever, unhanded, black chromium finish, for use with 1 3/4" - 2 1/4" thick door | 1 |  | 1 Year | 994.9 | 0.15 | 845.665
25249 | Salto | EB658L62PM38--- | XS4 wide body electronic wire-free SVN escutcheon, BLE / Mifare / DESFire deadbolt privacy function, L lever, unhanded, satin brass finish, for use with 1 3/8" - 1 3/4" thick standard door | 1 |  | 1 Year | 712.15 | 0.15 | 605.3275
25250 | Salto | EB658L62PM38-A- | XS4 wide body electronic AMOK wire-free SVN escutcheon, BLE / Mifare / DESFire deadbolt privacy function, L lever, unhanded, satin brass finish, for use with 1 3/8" - 1 3/4" thick standard door | 1 |  | 1 Year | 841.15 | 0.15 | 714.9775
25251 | Salto | EB658L62PM38--K | XS4 wide body electronic wire-free SVN escutcheon, BLE / Mifare / DESFire deadbolt privacy function, with keypad, L lever, unhanded, satin brass finish, for use with 1 3/8" - 1 3/4" thick standard door | 1 |  | 1 Year | 775 | 0.15 | 658.75
25252 | Salto | EB658L62PM38-W- | XS4 wide body electronic RF wireless SVN escutcheon, BLE / Mifare / DESFire deadbolt privacy function, L lever, unhanded, satin brass finish, for use with 1 3/8" - 1 3/4" thick standard door | 1 |  | 1 Year | 897.35 | 0.15 | 762.7475
25253 | Salto | EB658L62PM38-WK | XS4 wide body electronic RF wireless SVN escutcheon, BLE / Mifare / DESFire deadbolt privacy function, with keypad, L lever, unhanded, satin brass finish, for use with 1 3/8" - 1 3/4" thick standard door | 1 |  | 1 Year | 960.2 | 0.15 | 816.17
25254 | Salto | EB658L62PM48--- | XS4 wide body electronic wire-free SVN escutcheon, BLE / Mifare / DESFire deadbolt privacy function, L lever, unhanded, satin brass finish, for use with 1 3/4" - 2 1/4" thick door | 1 |  | 1 Year | 712.15 | 0.15 | 605.3275
25255 | Salto | EB658L62PM48-A- | XS4 wide body electronic AMOK wire-free SVN escutcheon, BLE / Mifare / DESFire deadbolt privacy function, L lever, unhanded, satin brass finish, for use with 1 3/4" - 2 1/4" thick door | 1 |  | 1 Year | 841.15 | 0.15 | 714.9775
25256 | Salto | EB658L62PM48--K | XS4 wide body electronic wire-free SVN escutcheon, BLE / Mifare / DESFire deadbolt privacy function, with keypad, L lever, unhanded, satin brass finish, for use with 1 3/4" - 2 1/4" thick door | 1 |  | 1 Year | 775 | 0.15 | 658.75
25257 | Salto | EB658L62PM48-W- | XS4 wide body electronic RF wireless SVN escutcheon, BLE / Mifare / DESFire deadbolt privacy function, L lever, unhanded, satin brass finish, for use with 1 3/4" - 2 1/4" thick door | 1 |  | 1 Year | 897.35 | 0.15 | 762.7475
25258 | Salto | EB658L62PM48-WK | XS4 wide body electronic RF wireless SVN escutcheon, BLE / Mifare / DESFire deadbolt privacy function, with keypad, L lever, unhanded, satin brass finish, for use with 1 3/4" - 2 1/4" thick door | 1 |  | 1 Year | 960.2 | 0.15 | 816.17
25259 | Salto | EB658L62PP38--- | XS4 wide body electronic wire-free SVN escutcheon, BLE / Mifare / DESFire deadbolt privacy function, L lever, unhanded, bright brass finish, for use with 1 3/8" - 1 3/4" thick standard door | 1 |  | 1 Year | 728.45 | 0.15 | 619.1825
25260 | Salto | EB658L62PP38-A- | XS4 wide body electronic AMOK wire-free SVN escutcheon, BLE / Mifare / DESFire deadbolt privacy function, L lever, unhanded, bright brass finish, for use with 1 3/8" - 1 3/4" thick standard door | 1 |  | 1 Year | 857.45 | 0.15 | 728.8325
25261 | Salto | EB658L62PP38--K | XS4 wide body electronic wire-free SVN escutcheon, BLE / Mifare / DESFire deadbolt privacy function, with keypad, L lever, unhanded, bright brass finish, for use with 1 3/8" - 1 3/4" thick standard door | 1 |  | 1 Year | 791.3 | 0.15 | 672.605
25262 | Salto | EB658L62PP38-W- | XS4 wide body electronic RF wireless SVN escutcheon, BLE / Mifare / DESFire deadbolt privacy function, L lever, unhanded, bright brass finish, for use with 1 3/8" - 1 3/4" thick standard door | 1 |  | 1 Year | 913.65 | 0.15 | 776.6025
25263 | Salto | EB658L62PP38-WK | XS4 wide body electronic RF wireless SVN escutcheon, BLE / Mifare / DESFire deadbolt privacy function, with keypad, L lever, unhanded, bright brass finish, for use with 1 3/8" - 1 3/4" thick standard door | 1 |  | 1 Year | 976.5 | 0.15 | 830.025
25264 | Salto | EB658L62PP48--- | XS4 wide body electronic wire-free SVN escutcheon, BLE / Mifare / DESFire deadbolt privacy function, L lever, unhanded, bright brass finish, for use with 1 3/4" - 2 1/4" thick door | 1 |  | 1 Year | 728.45 | 0.15 | 619.1825
25265 | Salto | EB658L62PP48-A- | XS4 wide body electronic AMOK wire-free SVN escutcheon, BLE / Mifare / DESFire deadbolt privacy function, L lever, unhanded, bright brass finish, for use with 1 3/4" - 2 1/4" thick door | 1 |  | 1 Year | 857.45 | 0.15 | 728.8325
25266 | Salto | EB658L62PP48--K | XS4 wide body electronic wire-free SVN escutcheon, BLE / Mifare / DESFire deadbolt privacy function, with keypad, L lever, unhanded, bright brass finish, for use with 1 3/4" - 2 1/4" thick door | 1 |  | 1 Year | 791.3 | 0.15 | 672.605
25267 | Salto | EB658L62PP48-W- | XS4 wide body electronic RF wireless SVN escutcheon, BLE / Mifare / DESFire deadbolt privacy function, L lever, unhanded, bright brass finish, for use with 1 3/4" - 2 1/4" thick door | 1 |  | 1 Year | 913.65 | 0.15 | 776.6025
25268 | Salto | EB658L62PP48-WK | XS4 wide body electronic RF wireless SVN escutcheon, BLE / Mifare / DESFire deadbolt privacy function, with keypad, L lever, unhanded, bright brass finish, for use with 1 3/4" - 2 1/4" thick door | 1 |  | 1 Year | 976.5 | 0.15 | 830.025
25269 | Salto | EB658L63BC38--- | XS4 wide body electronic wire-free SVN escutcheon, BLE / Mifare / DESFire deadbolt privacy function, L lever, unhanded, BioCote antimicrobial finish, for use with 1 3/8" - 1 3/4" thick standard door | 1 |  | 1 Year | 764.15 | 0.15 | 649.5275
25270 | Salto | EB658L63BC38-A- | XS4 wide body electronic AMOK wire-free SVN escutcheon, BLE / Mifare / DESFire deadbolt privacy function, L lever, unhanded, BioCote antimicrobial finish, for use with 1 3/8" - 1 3/4" thick standard door | 1 |  | 1 Year | 893.15 | 0.15 | 759.1775
25271 | Salto | EB658L63BC38--K | XS4 wide body electronic wire-free SVN escutcheon, BLE / Mifare / DESFire deadbolt privacy function, with keypad, L lever, unhanded, BioCote antimicrobial finish, for use with 1 3/8" - 1 3/4" thick standard door | 1 |  | 1 Year | 827 | 0.15 | 702.95
25272 | Salto | EB658L63BC38-W- | XS4 wide body electronic RF wireless SVN escutcheon, BLE / Mifare / DESFire deadbolt privacy function, L lever, unhanded, BioCote antimicrobial finish, for use with 1 3/8" - 1 3/4" thick standard door | 1 |  | 1 Year | 949.35 | 0.15 | 806.9475
25273 | Salto | EB658L63BC38-WK | XS4 wide body electronic RF wireless SVN escutcheon, BLE / Mifare / DESFire deadbolt privacy function, with keypad, L lever, unhanded, BioCote antimicrobial finish, for use with 1 3/8" - 1 3/4" thick standard door | 1 |  | 1 Year | 1012.2 | 0.15 | 860.37
25274 | Salto | EB658L63BC48--- | XS4 wide body electronic wire-free SVN escutcheon, BLE / Mifare / DESFire deadbolt privacy function, L lever, unhanded, BioCote antimicrobial finish, for use with 1 3/4" - 2 1/4" thick door | 1 |  | 1 Year | 764.15 | 0.15 | 649.5275
25275 | Salto | EB658L63BC48-A- | XS4 wide body electronic AMOK wire-free SVN escutcheon, BLE / Mifare / DESFire deadbolt privacy function, L lever, unhanded, BioCote antimicrobial finish, for use with 1 3/4" - 2 1/4" thick door | 1 |  | 1 Year | 893.15 | 0.15 | 759.1775
25276 | Salto | EB658L63BC48--K | XS4 wide body electronic wire-free SVN escutcheon, BLE / Mifare / DESFire deadbolt privacy function, with keypad, L lever, unhanded, BioCote antimicrobial finish, for use with 1 3/4" - 2 1/4" thick door | 1 |  | 1 Year | 827 | 0.15 | 702.95
25277 | Salto | EB658L63BC48-W- | XS4 wide body electronic RF wireless SVN escutcheon, BLE / Mifare / DESFire deadbolt privacy function, L lever, unhanded, BioCote antimicrobial finish, for use with 1 3/4" - 2 1/4" thick door | 1 |  | 1 Year | 949.35 | 0.15 | 806.9475
25278 | Salto | EB658L63BC48-WK | XS4 wide body electronic RF wireless SVN escutcheon, BLE / Mifare / DESFire deadbolt privacy function, with keypad, L lever, unhanded, BioCote antimicrobial finish, for use with 1 3/4" - 2 1/4" thick door | 1 |  | 1 Year | 1012.2 | 0.15 | 860.37
25279 | Salto | EB658L63IA38--- | XS4 wide body electronic wire-free SVN escutcheon, BLE / Mifare / DESFire deadbolt privacy function, L lever, unhanded, antique brass finish, for use with 1 3/8" - 1 3/4" thick standard door | 1 |  | 1 Year | 764.15 | 0.15 | 649.5275
25280 | Salto | EB658L63IA38-A- | XS4 wide body electronic AMOK wire-free SVN escutcheon, BLE / Mifare / DESFire deadbolt privacy function, L lever, unhanded, antique brass finish, for use with 1 3/8" - 1 3/4" thick standard door | 1 |  | 1 Year | 893.15 | 0.15 | 759.1775
25281 | Salto | EB658L63IA38--K | XS4 wide body electronic wire-free SVN escutcheon, BLE / Mifare / DESFire deadbolt privacy function, with keypad, L lever, unhanded, antique brass finish, for use with 1 3/8" - 1 3/4" thick standard door | 1 |  | 1 Year | 827 | 0.15 | 702.95
25282 | Salto | EB658L63IA38-W- | XS4 wide body electronic RF wireless SVN escutcheon, BLE / Mifare / DESFire deadbolt privacy function, L lever, unhanded, antique brass finish, for use with 1 3/8" - 1 3/4" thick standard door | 1 |  | 1 Year | 949.35 | 0.15 | 806.9475
25283 | Salto | EB658L63IA38-WK | XS4 wide body electronic RF wireless SVN escutcheon, BLE / Mifare / DESFire deadbolt privacy function, with keypad, L lever, unhanded, antique brass finish, for use with 1 3/8" - 1 3/4" thick standard door | 1 |  | 1 Year | 1012.2 | 0.15 | 860.37
25284 | Salto | EB658L63IA48--- | XS4 wide body electronic wire-free SVN escutcheon, BLE / Mifare / DESFire deadbolt privacy function, L lever, unhanded, antique brass finish, for use with 1 3/4" - 2 1/4" thick door | 1 |  | 1 Year | 764.15 | 0.15 | 649.5275
25285 | Salto | EB658L63IA48-A- | XS4 wide body electronic AMOK wire-free SVN escutcheon, BLE / Mifare / DESFire deadbolt privacy function, L lever, unhanded, antique brass finish, for use with 1 3/4" - 2 1/4" thick door | 1 |  | 1 Year | 893.15 | 0.15 | 759.1775
25286 | Salto | EB658L63IA48--K | XS4 wide body electronic wire-free SVN escutcheon, BLE / Mifare / DESFire deadbolt privacy function, with keypad, L lever, unhanded, antique brass finish, for use with 1 3/4" - 2 1/4" thick door | 1 |  | 1 Year | 827 | 0.15 | 702.95
25287 | Salto | EB658L63IA48-W- | XS4 wide body electronic RF wireless SVN escutcheon, BLE / Mifare / DESFire deadbolt privacy function, L lever, unhanded, antique brass finish, for use with 1 3/4" - 2 1/4" thick door | 1 |  | 1 Year | 949.35 | 0.15 | 806.9475
25288 | Salto | EB658L63IA48-WK | XS4 wide body electronic RF wireless SVN escutcheon, BLE / Mifare / DESFire deadbolt privacy function, with keypad, L lever, unhanded, antique brass finish, for use with 1 3/4" - 2 1/4" thick door | 1 |  | 1 Year | 1012.2 | 0.15 | 860.37
25289 | Salto | EB658L63IM38--- | XS4 wide body electronic wire-free SVN escutcheon, BLE / Mifare / DESFire deadbolt privacy function, L lever, unhanded, satin stainless finish, for use with 1 3/8" - 1 3/4" thick standard door | 1 |  | 1 Year | 712.15 | 0.15 | 605.3275
25290 | Salto | EB658L63IM38-A- | XS4 wide body electronic AMOK wire-free SVN escutcheon, BLE / Mifare / DESFire deadbolt privacy function, L lever, unhanded, satin stainless finish, for use with 1 3/8" - 1 3/4" thick standard door | 1 |  | 1 Year | 841.15 | 0.15 | 714.9775
25291 | Salto | EB658L63IM38--K | XS4 wide body electronic wire-free SVN escutcheon, BLE / Mifare / DESFire deadbolt privacy function, with keypad, L lever, unhanded, satin stainless finish, for use with 1 3/8" - 1 3/4" thick standard door | 1 |  | 1 Year | 775 | 0.15 | 658.75
25292 | Salto | EB658L63IM38-W- | XS4 wide body electronic RF wireless SVN escutcheon, BLE / Mifare / DESFire deadbolt privacy function, L lever, unhanded, satin stainless finish, for use with 1 3/8" - 1 3/4" thick standard door | 1 |  | 1 Year | 897.35 | 0.15 | 762.7475
25293 | Salto | EB658L63IM38-WK | XS4 wide body electronic RF wireless SVN escutcheon, BLE / Mifare / DESFire deadbolt privacy function, with keypad, L lever, unhanded, satin stainless finish, for use with 1 3/8" - 1 3/4" thick standard door | 1 |  | 1 Year | 960.2 | 0.15 | 816.17
25294 | Salto | EB658L63IM48--- | XS4 wide body electronic wire-free SVN escutcheon, BLE / Mifare / DESFire deadbolt privacy function, L lever, unhanded, satin stainless finish, for use with 1 3/4" - 2 1/4" thick door | 1 |  | 1 Year | 712.15 | 0.15 | 605.3275
25295 | Salto | EB658L63IM48-A- | XS4 wide body electronic AMOK wire-free SVN escutcheon, BLE / Mifare / DESFire deadbolt privacy function, L lever, unhanded, satin stainless finish, for use with 1 3/4" - 2 1/4" thick door | 1 |  | 1 Year | 841.15 | 0.15 | 714.9775
25296 | Salto | EB658L63IM48--K | XS4 wide body electronic wire-free SVN escutcheon, BLE / Mifare / DESFire deadbolt privacy function, with keypad, L lever, unhanded, satin stainless finish, for use with 1 3/4" - 2 1/4" thick door | 1 |  | 1 Year | 775 | 0.15 | 658.75
25297 | Salto | EB658L63IM48-W- | XS4 wide body electronic RF wireless SVN escutcheon, BLE / Mifare / DESFire deadbolt privacy function, L lever, unhanded, satin stainless finish, for use with 1 3/4" - 2 1/4" thick door | 1 |  | 1 Year | 897.35 | 0.15 | 762.7475
25298 | Salto | EB658L63IM48-WK | XS4 wide body electronic RF wireless SVN escutcheon, BLE / Mifare / DESFire deadbolt privacy function, with keypad, L lever, unhanded, satin stainless finish, for use with 1 3/4" - 2 1/4" thick door | 1 |  | 1 Year | 960.2 | 0.15 | 816.17
25299 | Salto | EB658L63IP38--- | XS4 wide body electronic wire-free SVN escutcheon, BLE / Mifare / DESFire deadbolt privacy function, L lever, unhanded, bright stainless steel finish, for use with 1 3/8" - 1 3/4" thick standard door | 1 |  | 1 Year | 728.45 | 0.15 | 619.1825
25300 | Salto | EB658L63IP38-A- | XS4 wide body electronic AMOK wire-free SVN escutcheon, BLE / Mifare / DESFire deadbolt privacy function, L lever, unhanded, bright stainless steel finish, for use with 1 3/8" - 1 3/4" thick standard door | 1 |  | 1 Year | 857.45 | 0.15 | 728.8325
25301 | Salto | EB658L63IP38--K | XS4 wide body electronic wire-free SVN escutcheon, BLE / Mifare / DESFire deadbolt privacy function, with keypad, L lever, unhanded, bright stainless steel finish, for use with 1 3/8" - 1 3/4" thick standard door | 1 |  | 1 Year | 791.3 | 0.15 | 672.605
25302 | Salto | EB658L63IP38-W- | XS4 wide body electronic RF wireless SVN escutcheon, BLE / Mifare / DESFire deadbolt privacy function, L lever, unhanded, bright stainless steel finish, for use with 1 3/8" - 1 3/4" thick standard door | 1 |  | 1 Year | 913.65 | 0.15 | 776.6025
25303 | Salto | EB658L63IP38-WK | XS4 wide body electronic RF wireless SVN escutcheon, BLE / Mifare / DESFire deadbolt privacy function, with keypad, L lever, unhanded, bright stainless steel finish, for use with 1 3/8" - 1 3/4" thick standard door | 1 |  | 1 Year | 976.5 | 0.15 | 830.025
25304 | Salto | EB658L63IP48--- | XS4 wide body electronic wire-free SVN escutcheon, BLE / Mifare / DESFire deadbolt privacy function, L lever, unhanded, bright stainless steel finish, for use with 1 3/4" - 2 1/4" thick door | 1 |  | 1 Year | 728.45 | 0.15 | 619.1825
25305 | Salto | EB658L63IP48-A- | XS4 wide body electronic AMOK wire-free SVN escutcheon, BLE / Mifare / DESFire deadbolt privacy function, L lever, unhanded, bright stainless steel finish, for use with 1 3/4" - 2 1/4" thick door | 1 |  | 1 Year | 857.45 | 0.15 | 728.8325
25306 | Salto | EB658L63IP48--K | XS4 wide body electronic wire-free SVN escutcheon, BLE / Mifare / DESFire deadbolt privacy function, with keypad, L lever, unhanded, bright stainless steel finish, for use with 1 3/4" - 2 1/4" thick door | 1 |  | 1 Year | 791.3 | 0.15 | 672.605
25307 | Salto | EB658L63IP48-W- | XS4 wide body electronic RF wireless SVN escutcheon, BLE / Mifare / DESFire deadbolt privacy function, L lever, unhanded, bright stainless steel finish, for use with 1 3/4" - 2 1/4" thick door | 1 |  | 1 Year | 913.65 | 0.15 | 776.6025
25308 | Salto | EB658L63IP48-WK | XS4 wide body electronic RF wireless SVN escutcheon, BLE / Mifare / DESFire deadbolt privacy function, with keypad, L lever, unhanded, bright stainless steel finish, for use with 1 3/4" - 2 1/4" thick door | 1 |  | 1 Year | 976.5 | 0.15 | 830.025
25309 | Salto | EB658L63NE38--- | XS4 wide body electronic wire-free SVN escutcheon, BLE / Mifare / DESFire deadbolt privacy function, L lever, unhanded, black chromium finish, for use with 1 3/8" - 1 3/4" thick standard door | 1 |  | 1 Year | 746.85 | 0.15 | 634.8225
25310 | Salto | EB658L63NE38-A- | XS4 wide body electronic AMOK wire-free SVN escutcheon, BLE / Mifare / DESFire deadbolt privacy function, L lever, unhanded, black chromium finish, for use with 1 3/8" - 1 3/4" thick standard door | 1 |  | 1 Year | 875.85 | 0.15 | 744.4725
25311 | Salto | EB658L63NE38--K | XS4 wide body electronic wire-free SVN escutcheon, BLE / Mifare / DESFire deadbolt privacy function, with keypad, L lever, unhanded, black chromium finish, for use with 1 3/8" - 1 3/4" thick standard door | 1 |  | 1 Year | 809.7 | 0.15 | 688.245
25312 | Salto | EB658L63NE38-W- | XS4 wide body electronic RF wireless SVN escutcheon, BLE / Mifare / DESFire deadbolt privacy function, L lever, unhanded, black chromium finish, for use with 1 3/8" - 1 3/4" thick standard door | 1 |  | 1 Year | 932.05 | 0.15 | 792.2425
25313 | Salto | EB658L63NE38-WK | XS4 wide body electronic RF wireless SVN escutcheon, BLE / Mifare / DESFire deadbolt privacy function, with keypad, L lever, unhanded, black chromium finish, for use with 1 3/8" - 1 3/4" thick standard door | 1 |  | 1 Year | 994.9 | 0.15 | 845.665
25314 | Salto | EB658L63NE48--- | XS4 wide body electronic wire-free SVN escutcheon, BLE / Mifare / DESFire deadbolt privacy function, L lever, unhanded, black chromium finish, for use with 1 3/4" - 2 1/4" thick door | 1 |  | 1 Year | 746.85 | 0.15 | 634.8225
25315 | Salto | EB658L63NE48-A- | XS4 wide body electronic AMOK wire-free SVN escutcheon, BLE / Mifare / DESFire deadbolt privacy function, L lever, unhanded, black chromium finish, for use with 1 3/4" - 2 1/4" thick door | 1 |  | 1 Year | 875.85 | 0.15 | 744.4725
25316 | Salto | EB658L63NE48--K | XS4 wide body electronic wire-free SVN escutcheon, BLE / Mifare / DESFire deadbolt privacy function, with keypad, L lever, unhanded, black chromium finish, for use with 1 3/4" - 2 1/4" thick door | 1 |  | 1 Year | 809.7 | 0.15 | 688.245
25317 | Salto | EB658L63NE48-W- | XS4 wide body electronic RF wireless SVN escutcheon, BLE / Mifare / DESFire deadbolt privacy function, L lever, unhanded, black chromium finish, for use with 1 3/4" - 2 1/4" thick door | 1 |  | 1 Year | 932.05 | 0.15 | 792.2425
25318 | Salto | EB658L63NE48-WK | XS4 wide body electronic RF wireless SVN escutcheon, BLE / Mifare / DESFire deadbolt privacy function, with keypad, L lever, unhanded, black chromium finish, for use with 1 3/4" - 2 1/4" thick door | 1 |  | 1 Year | 994.9 | 0.15 | 845.665
25319 | Salto | EB658L63PM38--- | XS4 wide body electronic wire-free SVN escutcheon, BLE / Mifare / DESFire deadbolt privacy function, L lever, unhanded, satin brass finish, for use with 1 3/8" - 1 3/4" thick standard door | 1 |  | 1 Year | 712.15 | 0.15 | 605.3275
25320 | Salto | EB658L63PM38-A- | XS4 wide body electronic AMOK wire-free SVN escutcheon, BLE / Mifare / DESFire deadbolt privacy function, L lever, unhanded, satin brass finish, for use with 1 3/8" - 1 3/4" thick standard door | 1 |  | 1 Year | 841.15 | 0.15 | 714.9775
25321 | Salto | EB658L63PM38--K | XS4 wide body electronic wire-free SVN escutcheon, BLE / Mifare / DESFire deadbolt privacy function, with keypad, L lever, unhanded, satin brass finish, for use with 1 3/8" - 1 3/4" thick standard door | 1 |  | 1 Year | 775 | 0.15 | 658.75
25322 | Salto | EB658L63PM38-W- | XS4 wide body electronic RF wireless SVN escutcheon, BLE / Mifare / DESFire deadbolt privacy function, L lever, unhanded, satin brass finish, for use with 1 3/8" - 1 3/4" thick standard door | 1 |  | 1 Year | 897.35 | 0.15 | 762.7475
25323 | Salto | EB658L63PM38-WK | XS4 wide body electronic RF wireless SVN escutcheon, BLE / Mifare / DESFire deadbolt privacy function, with keypad, L lever, unhanded, satin brass finish, for use with 1 3/8" - 1 3/4" thick standard door | 1 |  | 1 Year | 960.2 | 0.15 | 816.17
25324 | Salto | EB658L63PM48--- | XS4 wide body electronic wire-free SVN escutcheon, BLE / Mifare / DESFire deadbolt privacy function, L lever, unhanded, satin brass finish, for use with 1 3/4" - 2 1/4" thick door | 1 |  | 1 Year | 712.15 | 0.15 | 605.3275
25325 | Salto | EB658L63PM48-A- | XS4 wide body electronic AMOK wire-free SVN escutcheon, BLE / Mifare / DESFire deadbolt privacy function, L lever, unhanded, satin brass finish, for use with 1 3/4" - 2 1/4" thick door | 1 |  | 1 Year | 841.15 | 0.15 | 714.9775
25326 | Salto | EB658L63PM48--K | XS4 wide body electronic wire-free SVN escutcheon, BLE / Mifare / DESFire deadbolt privacy function, with keypad, L lever, unhanded, satin brass finish, for use with 1 3/4" - 2 1/4" thick door | 1 |  | 1 Year | 775 | 0.15 | 658.75
25327 | Salto | EB658L63PM48-W- | XS4 wide body electronic RF wireless SVN escutcheon, BLE / Mifare / DESFire deadbolt privacy function, L lever, unhanded, satin brass finish, for use with 1 3/4" - 2 1/4" thick door | 1 |  | 1 Year | 897.35 | 0.15 | 762.7475
25328 | Salto | EB658L63PM48-WK | XS4 wide body electronic RF wireless SVN escutcheon, BLE / Mifare / DESFire deadbolt privacy function, with keypad, L lever, unhanded, satin brass finish, for use with 1 3/4" - 2 1/4" thick door | 1 |  | 1 Year | 960.2 | 0.15 | 816.17
25329 | Salto | EB658L63PP38--- | XS4 wide body electronic wire-free SVN escutcheon, BLE / Mifare / DESFire deadbolt privacy function, L lever, unhanded, bright brass finish, for use with 1 3/8" - 1 3/4" thick standard door | 1 |  | 1 Year | 728.45 | 0.15 | 619.1825
25330 | Salto | EB658L63PP38-A- | XS4 wide body electronic AMOK wire-free SVN escutcheon, BLE / Mifare / DESFire deadbolt privacy function, L lever, unhanded, bright brass finish, for use with 1 3/8" - 1 3/4" thick standard door | 1 |  | 1 Year | 857.45 | 0.15 | 728.8325
25331 | Salto | EB658L63PP38--K | XS4 wide body electronic wire-free SVN escutcheon, BLE / Mifare / DESFire deadbolt privacy function, with keypad, L lever, unhanded, bright brass finish, for use with 1 3/8" - 1 3/4" thick standard door | 1 |  | 1 Year | 791.3 | 0.15 | 672.605
25332 | Salto | EB658L63PP38-W- | XS4 wide body electronic RF wireless SVN escutcheon, BLE / Mifare / DESFire deadbolt privacy function, L lever, unhanded, bright brass finish, for use with 1 3/8" - 1 3/4" thick standard door | 1 |  | 1 Year | 913.65 | 0.15 | 776.6025
25333 | Salto | EB658L63PP38-WK | XS4 wide body electronic RF wireless SVN escutcheon, BLE / Mifare / DESFire deadbolt privacy function, with keypad, L lever, unhanded, bright brass finish, for use with 1 3/8" - 1 3/4" thick standard door | 1 |  | 1 Year | 976.5 | 0.15 | 830.025
25334 | Salto | EB658L63PP48--- | XS4 wide body electronic wire-free SVN escutcheon, BLE / Mifare / DESFire deadbolt privacy function, L lever, unhanded, bright brass finish, for use with 1 3/4" - 2 1/4" thick door | 1 |  | 1 Year | 728.45 | 0.15 | 619.1825
25335 | Salto | EB658L63PP48-A- | XS4 wide body electronic AMOK wire-free SVN escutcheon, BLE / Mifare / DESFire deadbolt privacy function, L lever, unhanded, bright brass finish, for use with 1 3/4" - 2 1/4" thick door | 1 |  | 1 Year | 857.45 | 0.15 | 728.8325
25336 | Salto | EB658L63PP48--K | XS4 wide body electronic wire-free SVN escutcheon, BLE / Mifare / DESFire deadbolt privacy function, with keypad, L lever, unhanded, bright brass finish, for use with 1 3/4" - 2 1/4" thick door | 1 |  | 1 Year | 791.3 | 0.15 | 672.605
25337 | Salto | EB658L63PP48-W- | XS4 wide body electronic RF wireless SVN escutcheon, BLE / Mifare / DESFire deadbolt privacy function, L lever, unhanded, bright brass finish, for use with 1 3/4" - 2 1/4" thick door | 1 |  | 1 Year | 913.65 | 0.15 | 776.6025
25338 | Salto | EB658L63PP48-WK | XS4 wide body electronic RF wireless SVN escutcheon, BLE / Mifare / DESFire deadbolt privacy function, with keypad, L lever, unhanded, bright brass finish, for use with 1 3/4" - 2 1/4" thick door | 1 |  | 1 Year | 976.5 | 0.15 | 830.025
25339 | Salto | EB658N61BC38--- | XS4 wide body electronic wire-free SVN escutcheon, BLE / Mifare / DESFire deadbolt privacy function, N lever, unhanded, BioCote antimicrobial finish, for use with 1 3/8" - 1 3/4" thick standard door | 1 |  | 1 Year | 764.15 | 0.15 | 649.5275
25340 | Salto | EB658N61BC38-A- | XS4 wide body electronic AMOK wire-free SVN escutcheon, BLE / Mifare / DESFire deadbolt privacy function, N lever, unhanded, BioCote antimicrobial finish, for use with 1 3/8" - 1 3/4" thick standard door | 1 |  | 1 Year | 893.15 | 0.15 | 759.1775
25341 | Salto | EB658N61BC38--K | XS4 wide body electronic wire-free SVN escutcheon, BLE / Mifare / DESFire deadbolt privacy function, with keypad, N lever, unhanded, BioCote antimicrobial finish, for use with 1 3/8" - 1 3/4" thick standard door | 1 |  | 1 Year | 827 | 0.15 | 702.95
25342 | Salto | EB658N61BC38-W- | XS4 wide body electronic RF wireless SVN escutcheon, BLE / Mifare / DESFire deadbolt privacy function, N lever, unhanded, BioCote antimicrobial finish, for use with 1 3/8" - 1 3/4" thick standard door | 1 |  | 1 Year | 949.35 | 0.15 | 806.9475
25343 | Salto | EB658N61BC38-WK | XS4 wide body electronic RF wireless SVN escutcheon, BLE / Mifare / DESFire deadbolt privacy function, with keypad, N lever, unhanded, BioCote antimicrobial finish, for use with 1 3/8" - 1 3/4" thick standard door | 1 |  | 1 Year | 1012.2 | 0.15 | 860.37
25344 | Salto | EB658N61BC48--- | XS4 wide body electronic wire-free SVN escutcheon, BLE / Mifare / DESFire deadbolt privacy function, N lever, unhanded, BioCote antimicrobial finish, for use with 1 3/4" - 2 1/4" thick door | 1 |  | 1 Year | 764.15 | 0.15 | 649.5275
25345 | Salto | EB658N61BC48-A- | XS4 wide body electronic AMOK wire-free SVN escutcheon, BLE / Mifare / DESFire deadbolt privacy function, N lever, unhanded, BioCote antimicrobial finish, for use with 1 3/4" - 2 1/4" thick door | 1 |  | 1 Year | 893.15 | 0.15 | 759.1775
25346 | Salto | EB658N61BC48--K | XS4 wide body electronic wire-free SVN escutcheon, BLE / Mifare / DESFire deadbolt privacy function, with keypad, N lever, unhanded, BioCote antimicrobial finish, for use with 1 3/4" - 2 1/4" thick door | 1 |  | 1 Year | 827 | 0.15 | 702.95
25347 | Salto | EB658N61BC48-W- | XS4 wide body electronic RF wireless SVN escutcheon, BLE / Mifare / DESFire deadbolt privacy function, N lever, unhanded, BioCote antimicrobial finish, for use with 1 3/4" - 2 1/4" thick door | 1 |  | 1 Year | 949.35 | 0.15 | 806.9475
25348 | Salto | EB658N61BC48-WK | XS4 wide body electronic RF wireless SVN escutcheon, BLE / Mifare / DESFire deadbolt privacy function, with keypad, N lever, unhanded, BioCote antimicrobial finish, for use with 1 3/4" - 2 1/4" thick door | 1 |  | 1 Year | 1012.2 | 0.15 | 860.37
25349 | Salto | EB658N61IM38--- | XS4 wide body electronic wire-free SVN escutcheon, BLE / Mifare / DESFire deadbolt privacy function, N lever, unhanded, satin stainless finish, for use with 1 3/8" - 1 3/4" thick standard door | 1 |  | 1 Year | 712.15 | 0.15 | 605.3275
25350 | Salto | EB658N61IM38-A- | XS4 wide body electronic AMOK wire-free SVN escutcheon, BLE / Mifare / DESFire deadbolt privacy function, N lever, unhanded, satin stainless finish, for use with 1 3/8" - 1 3/4" thick standard door | 1 |  | 1 Year | 841.15 | 0.15 | 714.9775
25351 | Salto | EB658N61IM38--K | XS4 wide body electronic wire-free SVN escutcheon, BLE / Mifare / DESFire deadbolt privacy function, with keypad, N lever, unhanded, satin stainless finish, for use with 1 3/8" - 1 3/4" thick standard door | 1 |  | 1 Year | 775 | 0.15 | 658.75
25352 | Salto | EB658N61IM38-W- | XS4 wide body electronic RF wireless SVN escutcheon, BLE / Mifare / DESFire deadbolt privacy function, N lever, unhanded, satin stainless finish, for use with 1 3/8" - 1 3/4" thick standard door | 1 |  | 1 Year | 897.35 | 0.15 | 762.7475
25353 | Salto | EB658N61IM38-WK | XS4 wide body electronic RF wireless SVN escutcheon, BLE / Mifare / DESFire deadbolt privacy function, with keypad, N lever, unhanded, satin stainless finish, for use with 1 3/8" - 1 3/4" thick standard door | 1 |  | 1 Year | 960.2 | 0.15 | 816.17
25354 | Salto | EB658N61IM48--- | XS4 wide body electronic wire-free SVN escutcheon, BLE / Mifare / DESFire deadbolt privacy function, N lever, unhanded, satin stainless finish, for use with 1 3/4" - 2 1/4" thick door | 1 |  | 1 Year | 712.15 | 0.15 | 605.3275
25355 | Salto | EB658N61IM48-A- | XS4 wide body electronic AMOK wire-free SVN escutcheon, BLE / Mifare / DESFire deadbolt privacy function, N lever, unhanded, satin stainless finish, for use with 1 3/4" - 2 1/4" thick door | 1 |  | 1 Year | 841.15 | 0.15 | 714.9775
25356 | Salto | EB658N61IM48--K | XS4 wide body electronic wire-free SVN escutcheon, BLE / Mifare / DESFire deadbolt privacy function, with keypad, N lever, unhanded, satin stainless finish, for use with 1 3/4" - 2 1/4" thick door | 1 |  | 1 Year | 775 | 0.15 | 658.75
25357 | Salto | EB658N61IM48-W- | XS4 wide body electronic RF wireless SVN escutcheon, BLE / Mifare / DESFire deadbolt privacy function, N lever, unhanded, satin stainless finish, for use with 1 3/4" - 2 1/4" thick door | 1 |  | 1 Year | 897.35 | 0.15 | 762.7475
25358 | Salto | EB658N61IM48-WK | XS4 wide body electronic RF wireless SVN escutcheon, BLE / Mifare / DESFire deadbolt privacy function, with keypad, N lever, unhanded, satin stainless finish, for use with 1 3/4" - 2 1/4" thick door | 1 |  | 1 Year | 960.2 | 0.15 | 816.17
25359 | Salto | EB658N61PM38--- | XS4 wide body electronic wire-free SVN escutcheon, BLE / Mifare / DESFire deadbolt privacy function, N lever, unhanded, satin brass finish, for use with 1 3/8" - 1 3/4" thick standard door | 1 |  | 1 Year | 712.15 | 0.15 | 605.3275
25360 | Salto | EB658N61PM38-A- | XS4 wide body electronic AMOK wire-free SVN escutcheon, BLE / Mifare / DESFire deadbolt privacy function, N lever, unhanded, satin brass finish, for use with 1 3/8" - 1 3/4" thick standard door | 1 |  | 1 Year | 841.15 | 0.15 | 714.9775
25361 | Salto | EB658N61PM38--K | XS4 wide body electronic wire-free SVN escutcheon, BLE / Mifare / DESFire deadbolt privacy function, with keypad, N lever, unhanded, satin brass finish, for use with 1 3/8" - 1 3/4" thick standard door | 1 |  | 1 Year | 775 | 0.15 | 658.75
25362 | Salto | EB658N61PM38-W- | XS4 wide body electronic RF wireless SVN escutcheon, BLE / Mifare / DESFire deadbolt privacy function, N lever, unhanded, satin brass finish, for use with 1 3/8" - 1 3/4" thick standard door | 1 |  | 1 Year | 897.35 | 0.15 | 762.7475
25363 | Salto | EB658N61PM38-WK | XS4 wide body electronic RF wireless SVN escutcheon, BLE / Mifare / DESFire deadbolt privacy function, with keypad, N lever, unhanded, satin brass finish, for use with 1 3/8" - 1 3/4" thick standard door | 1 |  | 1 Year | 960.2 | 0.15 | 816.17
25364 | Salto | EB658N61PM48--- | XS4 wide body electronic wire-free SVN escutcheon, BLE / Mifare / DESFire deadbolt privacy function, N lever, unhanded, satin brass finish, for use with 1 3/4" - 2 1/4" thick door | 1 |  | 1 Year | 712.15 | 0.15 | 605.3275
25365 | Salto | EB658N61PM48-A- | XS4 wide body electronic AMOK wire-free SVN escutcheon, BLE / Mifare / DESFire deadbolt privacy function, N lever, unhanded, satin brass finish, for use with 1 3/4" - 2 1/4" thick door | 1 |  | 1 Year | 841.15 | 0.15 | 714.9775
25366 | Salto | EB658N61PM48--K | XS4 wide body electronic wire-free SVN escutcheon, BLE / Mifare / DESFire deadbolt privacy function, with keypad, N lever, unhanded, satin brass finish, for use with 1 3/4" - 2 1/4" thick door | 1 |  | 1 Year | 775 | 0.15 | 658.75
25367 | Salto | EB658N61PM48-W- | XS4 wide body electronic RF wireless SVN escutcheon, BLE / Mifare / DESFire deadbolt privacy function, N lever, unhanded, satin brass finish, for use with 1 3/4" - 2 1/4" thick door | 1 |  | 1 Year | 897.35 | 0.15 | 762.7475
25368 | Salto | EB658N61PM48-WK | XS4 wide body electronic RF wireless SVN escutcheon, BLE / Mifare / DESFire deadbolt privacy function, with keypad, N lever, unhanded, satin brass finish, for use with 1 3/4" - 2 1/4" thick door | 1 |  | 1 Year | 960.2 | 0.15 | 816.17
25369 | Salto | EB658N62BC38--- | XS4 wide body electronic wire-free SVN escutcheon, BLE / Mifare / DESFire deadbolt privacy function, N lever, unhanded, BioCote antimicrobial finish, for use with 1 3/8" - 1 3/4" thick standard door | 1 |  | 1 Year | 764.15 | 0.15 | 649.5275
25370 | Salto | EB658N62BC38-A- | XS4 wide body electronic AMOK wire-free SVN escutcheon, BLE / Mifare / DESFire deadbolt privacy function, N lever, unhanded, BioCote antimicrobial finish, for use with 1 3/8" - 1 3/4" thick standard door | 1 |  | 1 Year | 893.15 | 0.15 | 759.1775
25371 | Salto | EB658N62BC38--K | XS4 wide body electronic wire-free SVN escutcheon, BLE / Mifare / DESFire deadbolt privacy function, with keypad, N lever, unhanded, BioCote antimicrobial finish, for use with 1 3/8" - 1 3/4" thick standard door | 1 |  | 1 Year | 827 | 0.15 | 702.95
25372 | Salto | EB658N62BC38-W- | XS4 wide body electronic RF wireless SVN escutcheon, BLE / Mifare / DESFire deadbolt privacy function, N lever, unhanded, BioCote antimicrobial finish, for use with 1 3/8" - 1 3/4" thick standard door | 1 |  | 1 Year | 949.35 | 0.15 | 806.9475
25373 | Salto | EB658N62BC38-WK | XS4 wide body electronic RF wireless SVN escutcheon, BLE / Mifare / DESFire deadbolt privacy function, with keypad, N lever, unhanded, BioCote antimicrobial finish, for use with 1 3/8" - 1 3/4" thick standard door | 1 |  | 1 Year | 1012.2 | 0.15 | 860.37
25374 | Salto | EB658N62BC48--- | XS4 wide body electronic wire-free SVN escutcheon, BLE / Mifare / DESFire deadbolt privacy function, N lever, unhanded, BioCote antimicrobial finish, for use with 1 3/4" - 2 1/4" thick door | 1 |  | 1 Year | 764.15 | 0.15 | 649.5275
25375 | Salto | EB658N62BC48-A- | XS4 wide body electronic AMOK wire-free SVN escutcheon, BLE / Mifare / DESFire deadbolt privacy function, N lever, unhanded, BioCote antimicrobial finish, for use with 1 3/4" - 2 1/4" thick door | 1 |  | 1 Year | 893.15 | 0.15 | 759.1775
25376 | Salto | EB658N62BC48--K | XS4 wide body electronic wire-free SVN escutcheon, BLE / Mifare / DESFire deadbolt privacy function, with keypad, N lever, unhanded, BioCote antimicrobial finish, for use with 1 3/4" - 2 1/4" thick door | 1 |  | 1 Year | 827 | 0.15 | 702.95
25377 | Salto | EB658N62BC48-W- | XS4 wide body electronic RF wireless SVN escutcheon, BLE / Mifare / DESFire deadbolt privacy function, N lever, unhanded, BioCote antimicrobial finish, for use with 1 3/4" - 2 1/4" thick door | 1 |  | 1 Year | 949.35 | 0.15 | 806.9475
25378 | Salto | EB658N62BC48-WK | XS4 wide body electronic RF wireless SVN escutcheon, BLE / Mifare / DESFire deadbolt privacy function, with keypad, N lever, unhanded, BioCote antimicrobial finish, for use with 1 3/4" - 2 1/4" thick door | 1 |  | 1 Year | 1012.2 | 0.15 | 860.37
25379 | Salto | EB658N62IM38--- | XS4 wide body electronic wire-free SVN escutcheon, BLE / Mifare / DESFire deadbolt privacy function, N lever, unhanded, satin stainless finish, for use with 1 3/8" - 1 3/4" thick standard door | 1 |  | 1 Year | 712.15 | 0.15 | 605.3275
25380 | Salto | EB658N62IM38-A- | XS4 wide body electronic AMOK wire-free SVN escutcheon, BLE / Mifare / DESFire deadbolt privacy function, N lever, unhanded, satin stainless finish, for use with 1 3/8" - 1 3/4" thick standard door | 1 |  | 1 Year | 841.15 | 0.15 | 714.9775
25381 | Salto | EB658N62IM38--K | XS4 wide body electronic wire-free SVN escutcheon, BLE / Mifare / DESFire deadbolt privacy function, with keypad, N lever, unhanded, satin stainless finish, for use with 1 3/8" - 1 3/4" thick standard door | 1 |  | 1 Year | 775 | 0.15 | 658.75
25382 | Salto | EB658N62IM38-W- | XS4 wide body electronic RF wireless SVN escutcheon, BLE / Mifare / DESFire deadbolt privacy function, N lever, unhanded, satin stainless finish, for use with 1 3/8" - 1 3/4" thick standard door | 1 |  | 1 Year | 897.35 | 0.15 | 762.7475
25383 | Salto | EB658N62IM38-WK | XS4 wide body electronic RF wireless SVN escutcheon, BLE / Mifare / DESFire deadbolt privacy function, with keypad, N lever, unhanded, satin stainless finish, for use with 1 3/8" - 1 3/4" thick standard door | 1 |  | 1 Year | 960.2 | 0.15 | 816.17
25384 | Salto | EB658N62IM48--- | XS4 wide body electronic wire-free SVN escutcheon, BLE / Mifare / DESFire deadbolt privacy function, N lever, unhanded, satin stainless finish, for use with 1 3/4" - 2 1/4" thick door | 1 |  | 1 Year | 712.15 | 0.15 | 605.3275
25385 | Salto | EB658N62IM48-A- | XS4 wide body electronic AMOK wire-free SVN escutcheon, BLE / Mifare / DESFire deadbolt privacy function, N lever, unhanded, satin stainless finish, for use with 1 3/4" - 2 1/4" thick door | 1 |  | 1 Year | 841.15 | 0.15 | 714.9775
25386 | Salto | EB658N62IM48--K | XS4 wide body electronic wire-free SVN escutcheon, BLE / Mifare / DESFire deadbolt privacy function, with keypad, N lever, unhanded, satin stainless finish, for use with 1 3/4" - 2 1/4" thick door | 1 |  | 1 Year | 775 | 0.15 | 658.75
25387 | Salto | EB658N62IM48-W- | XS4 wide body electronic RF wireless SVN escutcheon, BLE / Mifare / DESFire deadbolt privacy function, N lever, unhanded, satin stainless finish, for use with 1 3/4" - 2 1/4" thick door | 1 |  | 1 Year | 897.35 | 0.15 | 762.7475
25388 | Salto | EB658N62IM48-WK | XS4 wide body electronic RF wireless SVN escutcheon, BLE / Mifare / DESFire deadbolt privacy function, with keypad, N lever, unhanded, satin stainless finish, for use with 1 3/4" - 2 1/4" thick door | 1 |  | 1 Year | 960.2 | 0.15 | 816.17
25389 | Salto | EB658N62PM38--- | XS4 wide body electronic wire-free SVN escutcheon, BLE / Mifare / DESFire deadbolt privacy function, N lever, unhanded, satin brass finish, for use with 1 3/8" - 1 3/4" thick standard door | 1 |  | 1 Year | 712.15 | 0.15 | 605.3275
25390 | Salto | EB658N62PM38-A- | XS4 wide body electronic AMOK wire-free SVN escutcheon, BLE / Mifare / DESFire deadbolt privacy function, N lever, unhanded, satin brass finish, for use with 1 3/8" - 1 3/4" thick standard door | 1 |  | 1 Year | 841.15 | 0.15 | 714.9775
25391 | Salto | EB658N62PM38--K | XS4 wide body electronic wire-free SVN escutcheon, BLE / Mifare / DESFire deadbolt privacy function, with keypad, N lever, unhanded, satin brass finish, for use with 1 3/8" - 1 3/4" thick standard door | 1 |  | 1 Year | 775 | 0.15 | 658.75
25392 | Salto | EB658N62PM38-W- | XS4 wide body electronic RF wireless SVN escutcheon, BLE / Mifare / DESFire deadbolt privacy function, N lever, unhanded, satin brass finish, for use with 1 3/8" - 1 3/4" thick standard door | 1 |  | 1 Year | 897.35 | 0.15 | 762.7475
25393 | Salto | EB658N62PM38-WK | XS4 wide body electronic RF wireless SVN escutcheon, BLE / Mifare / DESFire deadbolt privacy function, with keypad, N lever, unhanded, satin brass finish, for use with 1 3/8" - 1 3/4" thick standard door | 1 |  | 1 Year | 960.2 | 0.15 | 816.17
25394 | Salto | EB658N62PM48--- | XS4 wide body electronic wire-free SVN escutcheon, BLE / Mifare / DESFire deadbolt privacy function, N lever, unhanded, satin brass finish, for use with 1 3/4" - 2 1/4" thick door | 1 |  | 1 Year | 712.15 | 0.15 | 605.3275
25395 | Salto | EB658N62PM48-A- | XS4 wide body electronic AMOK wire-free SVN escutcheon, BLE / Mifare / DESFire deadbolt privacy function, N lever, unhanded, satin brass finish, for use with 1 3/4" - 2 1/4" thick door | 1 |  | 1 Year | 841.15 | 0.15 | 714.9775
25396 | Salto | EB658N62PM48--K | XS4 wide body electronic wire-free SVN escutcheon, BLE / Mifare / DESFire deadbolt privacy function, with keypad, N lever, unhanded, satin brass finish, for use with 1 3/4" - 2 1/4" thick door | 1 |  | 1 Year | 775 | 0.15 | 658.75
25397 | Salto | EB658N62PM48-W- | XS4 wide body electronic RF wireless SVN escutcheon, BLE / Mifare / DESFire deadbolt privacy function, N lever, unhanded, satin brass finish, for use with 1 3/4" - 2 1/4" thick door | 1 |  | 1 Year | 897.35 | 0.15 | 762.7475
25398 | Salto | EB658N62PM48-WK | XS4 wide body electronic RF wireless SVN escutcheon, BLE / Mifare / DESFire deadbolt privacy function, with keypad, N lever, unhanded, satin brass finish, for use with 1 3/4" - 2 1/4" thick door | 1 |  | 1 Year | 960.2 | 0.15 | 816.17
25399 | Salto | EB658N63BC38--- | XS4 wide body electronic wire-free SVN escutcheon, BLE / Mifare / DESFire deadbolt privacy function, N lever, unhanded, BioCote antimicrobial finish, for use with 1 3/8" - 1 3/4" thick standard door | 1 |  | 1 Year | 764.15 | 0.15 | 649.5275
25400 | Salto | EB658N63BC38-A- | XS4 wide body electronic AMOK wire-free SVN escutcheon, BLE / Mifare / DESFire deadbolt privacy function, N lever, unhanded, BioCote antimicrobial finish, for use with 1 3/8" - 1 3/4" thick standard door | 1 |  | 1 Year | 893.15 | 0.15 | 759.1775
25401 | Salto | EB658N63BC38--K | XS4 wide body electronic wire-free SVN escutcheon, BLE / Mifare / DESFire deadbolt privacy function, with keypad, N lever, unhanded, BioCote antimicrobial finish, for use with 1 3/8" - 1 3/4" thick standard door | 1 |  | 1 Year | 827 | 0.15 | 702.95
25402 | Salto | EB658N63BC38-W- | XS4 wide body electronic RF wireless SVN escutcheon, BLE / Mifare / DESFire deadbolt privacy function, N lever, unhanded, BioCote antimicrobial finish, for use with 1 3/8" - 1 3/4" thick standard door | 1 |  | 1 Year | 949.35 | 0.15 | 806.9475
25403 | Salto | EB658N63BC38-WK | XS4 wide body electronic RF wireless SVN escutcheon, BLE / Mifare / DESFire deadbolt privacy function, with keypad, N lever, unhanded, BioCote antimicrobial finish, for use with 1 3/8" - 1 3/4" thick standard door | 1 |  | 1 Year | 1012.2 | 0.15 | 860.37
25404 | Salto | EB658N63BC48--- | XS4 wide body electronic wire-free SVN escutcheon, BLE / Mifare / DESFire deadbolt privacy function, N lever, unhanded, BioCote antimicrobial finish, for use with 1 3/4" - 2 1/4" thick door | 1 |  | 1 Year | 764.15 | 0.15 | 649.5275
25405 | Salto | EB658N63BC48-A- | XS4 wide body electronic AMOK wire-free SVN escutcheon, BLE / Mifare / DESFire deadbolt privacy function, N lever, unhanded, BioCote antimicrobial finish, for use with 1 3/4" - 2 1/4" thick door | 1 |  | 1 Year | 893.15 | 0.15 | 759.1775
25406 | Salto | EB658N63BC48--K | XS4 wide body electronic wire-free SVN escutcheon, BLE / Mifare / DESFire deadbolt privacy function, with keypad, N lever, unhanded, BioCote antimicrobial finish, for use with 1 3/4" - 2 1/4" thick door | 1 |  | 1 Year | 827 | 0.15 | 702.95
25407 | Salto | EB658N63BC48-W- | XS4 wide body electronic RF wireless SVN escutcheon, BLE / Mifare / DESFire deadbolt privacy function, N lever, unhanded, BioCote antimicrobial finish, for use with 1 3/4" - 2 1/4" thick door | 1 |  | 1 Year | 949.35 | 0.15 | 806.9475
25408 | Salto | EB658N63BC48-WK | XS4 wide body electronic RF wireless SVN escutcheon, BLE / Mifare / DESFire deadbolt privacy function, with keypad, N lever, unhanded, BioCote antimicrobial finish, for use with 1 3/4" - 2 1/4" thick door | 1 |  | 1 Year | 1012.2 | 0.15 | 860.37
25409 | Salto | EB658N63IM38--- | XS4 wide body electronic wire-free SVN escutcheon, BLE / Mifare / DESFire deadbolt privacy function, N lever, unhanded, satin stainless finish, for use with 1 3/8" - 1 3/4" thick standard door | 1 |  | 1 Year | 712.15 | 0.15 | 605.3275
25410 | Salto | EB658N63IM38-A- | XS4 wide body electronic AMOK wire-free SVN escutcheon, BLE / Mifare / DESFire deadbolt privacy function, N lever, unhanded, satin stainless finish, for use with 1 3/8" - 1 3/4" thick standard door | 1 |  | 1 Year | 841.15 | 0.15 | 714.9775
25411 | Salto | EB658N63IM38--K | XS4 wide body electronic wire-free SVN escutcheon, BLE / Mifare / DESFire deadbolt privacy function, with keypad, N lever, unhanded, satin stainless finish, for use with 1 3/8" - 1 3/4" thick standard door | 1 |  | 1 Year | 775 | 0.15 | 658.75
25412 | Salto | EB658N63IM38-W- | XS4 wide body electronic RF wireless SVN escutcheon, BLE / Mifare / DESFire deadbolt privacy function, N lever, unhanded, satin stainless finish, for use with 1 3/8" - 1 3/4" thick standard door | 1 |  | 1 Year | 897.35 | 0.15 | 762.7475
25413 | Salto | EB658N63IM38-WK | XS4 wide body electronic RF wireless SVN escutcheon, BLE / Mifare / DESFire deadbolt privacy function, with keypad, N lever, unhanded, satin stainless finish, for use with 1 3/8" - 1 3/4" thick standard door | 1 |  | 1 Year | 960.2 | 0.15 | 816.17
25414 | Salto | EB658N63IM48--- | XS4 wide body electronic wire-free SVN escutcheon, BLE / Mifare / DESFire deadbolt privacy function, N lever, unhanded, satin stainless finish, for use with 1 3/4" - 2 1/4" thick door | 1 |  | 1 Year | 712.15 | 0.15 | 605.3275
25415 | Salto | EB658N63IM48-A- | XS4 wide body electronic AMOK wire-free SVN escutcheon, BLE / Mifare / DESFire deadbolt privacy function, N lever, unhanded, satin stainless finish, for use with 1 3/4" - 2 1/4" thick door | 1 |  | 1 Year | 841.15 | 0.15 | 714.9775
25416 | Salto | EB658N63IM48--K | XS4 wide body electronic wire-free SVN escutcheon, BLE / Mifare / DESFire deadbolt privacy function, with keypad, N lever, unhanded, satin stainless finish, for use with 1 3/4" - 2 1/4" thick door | 1 |  | 1 Year | 775 | 0.15 | 658.75
25417 | Salto | EB658N63IM48-W- | XS4 wide body electronic RF wireless SVN escutcheon, BLE / Mifare / DESFire deadbolt privacy function, N lever, unhanded, satin stainless finish, for use with 1 3/4" - 2 1/4" thick door | 1 |  | 1 Year | 897.35 | 0.15 | 762.7475
25418 | Salto | EB658N63IM48-WK | XS4 wide body electronic RF wireless SVN escutcheon, BLE / Mifare / DESFire deadbolt privacy function, with keypad, N lever, unhanded, satin stainless finish, for use with 1 3/4" - 2 1/4" thick door | 1 |  | 1 Year | 960.2 | 0.15 | 816.17
25419 | Salto | EB658N63PM38--- | XS4 wide body electronic wire-free SVN escutcheon, BLE / Mifare / DESFire deadbolt privacy function, N lever, unhanded, satin brass finish, for use with 1 3/8" - 1 3/4" thick standard door | 1 |  | 1 Year | 712.15 | 0.15 | 605.3275
25420 | Salto | EB658N63PM38-A- | XS4 wide body electronic AMOK wire-free SVN escutcheon, BLE / Mifare / DESFire deadbolt privacy function, N lever, unhanded, satin brass finish, for use with 1 3/8" - 1 3/4" thick standard door | 1 |  | 1 Year | 841.15 | 0.15 | 714.9775
25421 | Salto | EB658N63PM38--K | XS4 wide body electronic wire-free SVN escutcheon, BLE / Mifare / DESFire deadbolt privacy function, with keypad, N lever, unhanded, satin brass finish, for use with 1 3/8" - 1 3/4" thick standard door | 1 |  | 1 Year | 775 | 0.15 | 658.75
25422 | Salto | EB658N63PM38-W- | XS4 wide body electronic RF wireless SVN escutcheon, BLE / Mifare / DESFire deadbolt privacy function, N lever, unhanded, satin brass finish, for use with 1 3/8" - 1 3/4" thick standard door | 1 |  | 1 Year | 897.35 | 0.15 | 762.7475
25423 | Salto | EB658N63PM38-WK | XS4 wide body electronic RF wireless SVN escutcheon, BLE / Mifare / DESFire deadbolt privacy function, with keypad, N lever, unhanded, satin brass finish, for use with 1 3/8" - 1 3/4" thick standard door | 1 |  | 1 Year | 960.2 | 0.15 | 816.17
25424 | Salto | EB658N63PM48--- | XS4 wide body electronic wire-free SVN escutcheon, BLE / Mifare / DESFire deadbolt privacy function, N lever, unhanded, satin brass finish, for use with 1 3/4" - 2 1/4" thick door | 1 |  | 1 Year | 712.15 | 0.15 | 605.3275
25425 | Salto | EB658N63PM48-A- | XS4 wide body electronic AMOK wire-free SVN escutcheon, BLE / Mifare / DESFire deadbolt privacy function, N lever, unhanded, satin brass finish, for use with 1 3/4" - 2 1/4" thick door | 1 |  | 1 Year | 841.15 | 0.15 | 714.9775
25426 | Salto | EB658N63PM48--K | XS4 wide body electronic wire-free SVN escutcheon, BLE / Mifare / DESFire deadbolt privacy function, with keypad, N lever, unhanded, satin brass finish, for use with 1 3/4" - 2 1/4" thick door | 1 |  | 1 Year | 775 | 0.15 | 658.75
25427 | Salto | EB658N63PM48-W- | XS4 wide body electronic RF wireless SVN escutcheon, BLE / Mifare / DESFire deadbolt privacy function, N lever, unhanded, satin brass finish, for use with 1 3/4" - 2 1/4" thick door | 1 |  | 1 Year | 897.35 | 0.15 | 762.7475
25428 | Salto | EB658N63PM48-WK | XS4 wide body electronic RF wireless SVN escutcheon, BLE / Mifare / DESFire deadbolt privacy function, with keypad, N lever, unhanded, satin brass finish, for use with 1 3/4" - 2 1/4" thick door | 1 |  | 1 Year | 960.2 | 0.15 | 816.17
25429 | Salto | EB658O61IA38L-- | XS4 wide body electronic wire-free SVN escutcheon, BLE / Mifare / DESFire deadbolt privacy function, O lever, left handed, antique brass finish, for use with 1 3/8" - 1 3/4" thick standard door | 1 |  | 1 Year | 774.35 | 0.15 | 658.1975
25430 | Salto | EB658O61IA38LA- | XS4 wide body electronic AMOK wire-free SVN escutcheon, BLE / Mifare / DESFire deadbolt privacy function, O lever, left handed, antique brass finish, for use with 1 3/8" - 1 3/4" thick standard door | 1 |  | 1 Year | 903.35 | 0.15 | 767.8475
25431 | Salto | EB658O61IA38L-K | XS4 wide body electronic wire-free SVN escutcheon, BLE / Mifare / DESFire deadbolt privacy function, with keypad, O lever, left handed, antique brass finish, for use with 1 3/8" - 1 3/4" thick standard door | 1 |  | 1 Year | 837.2 | 0.15 | 711.62
25432 | Salto | EB658O61IA38LW- | XS4 wide body electronic RF wireless SVN escutcheon, BLE / Mifare / DESFire deadbolt privacy function, O lever, left handed, antique brass finish, for use with 1 3/8" - 1 3/4" thick standard door | 1 |  | 1 Year | 959.55 | 0.15 | 815.6175
25433 | Salto | EB658O61IA38LWK | XS4 wide body electronic RF wireless SVN escutcheon, BLE / Mifare / DESFire deadbolt privacy function, with keypad, O lever, left handed, antique brass finish, for use with 1 3/8" - 1 3/4" thick standard door | 1 |  | 1 Year | 1022.4 | 0.15 | 869.04
25434 | Salto | EB658O61IA38R-- | XS4 wide body electronic wire-free SVN escutcheon, BLE / Mifare / DESFire deadbolt privacy function, O lever, right handed, antique brass finish, for use with 1 3/8" - 1 3/4" thick standard door | 1 |  | 1 Year | 774.35 | 0.15 | 658.1975
25435 | Salto | EB658O61IA38RA- | XS4 wide body electronic AMOK wire-free SVN escutcheon, BLE / Mifare / DESFire deadbolt privacy function, O lever, right handed, antique brass finish, for use with 1 3/8" - 1 3/4" thick standard door | 1 |  | 1 Year | 903.35 | 0.15 | 767.8475
25436 | Salto | EB658O61IA38R-K | XS4 wide body electronic wire-free SVN escutcheon, BLE / Mifare / DESFire deadbolt privacy function, with keypad, O lever, right handed, antique brass finish, for use with 1 3/8" - 1 3/4" thick standard door | 1 |  | 1 Year | 837.2 | 0.15 | 711.62
25437 | Salto | EB658O61IA38RW- | XS4 wide body electronic RF wireless SVN escutcheon, BLE / Mifare / DESFire deadbolt privacy function, O lever, right handed, antique brass finish, for use with 1 3/8" - 1 3/4" thick standard door | 1 |  | 1 Year | 959.55 | 0.15 | 815.6175
25438 | Salto | EB658O61IA38RWK | XS4 wide body electronic RF wireless SVN escutcheon, BLE / Mifare / DESFire deadbolt privacy function, with keypad, O lever, right handed, antique brass finish, for use with 1 3/8" - 1 3/4" thick standard door | 1 |  | 1 Year | 1022.4 | 0.15 | 869.04
25439 | Salto | EB658O61IA48L-- | XS4 wide body electronic wire-free SVN escutcheon, BLE / Mifare / DESFire deadbolt privacy function, O lever, left handed, antique brass finish, for use with 1 3/4" - 2 1/4" thick door | 1 |  | 1 Year | 774.35 | 0.15 | 658.1975
25440 | Salto | EB658O61IA48LA- | XS4 wide body electronic AMOK wire-free SVN escutcheon, BLE / Mifare / DESFire deadbolt privacy function, O lever, left handed, antique brass finish, for use with 1 3/4" - 2 1/4" thick door | 1 |  | 1 Year | 903.35 | 0.15 | 767.8475
25441 | Salto | EB658O61IA48L-K | XS4 wide body electronic wire-free SVN escutcheon, BLE / Mifare / DESFire deadbolt privacy function, with keypad, O lever, left handed, antique brass finish, for use with 1 3/4" - 2 1/4" thick door | 1 |  | 1 Year | 837.2 | 0.15 | 711.62
25442 | Salto | EB658O61IA48LW- | XS4 wide body electronic RF wireless SVN escutcheon, BLE / Mifare / DESFire deadbolt privacy function, O lever, left handed, antique brass finish, for use with 1 3/4" - 2 1/4" thick door | 1 |  | 1 Year | 959.55 | 0.15 | 815.6175
25443 | Salto | EB658O61IA48LWK | XS4 wide body electronic RF wireless SVN escutcheon, BLE / Mifare / DESFire deadbolt privacy function, with keypad, O lever, left handed, antique brass finish, for use with 1 3/4" - 2 1/4" thick door | 1 |  | 1 Year | 1022.4 | 0.15 | 869.04
25444 | Salto | EB658O61IA48R-- | XS4 wide body electronic wire-free SVN escutcheon, BLE / Mifare / DESFire deadbolt privacy function, O lever, right handed, antique brass finish, for use with 1 3/4" - 2 1/4" thick door | 1 |  | 1 Year | 774.35 | 0.15 | 658.1975
25445 | Salto | EB658O61IA48RA- | XS4 wide body electronic AMOK wire-free SVN escutcheon, BLE / Mifare / DESFire deadbolt privacy function, O lever, right handed, antique brass finish, for use with 1 3/4" - 2 1/4" thick door | 1 |  | 1 Year | 903.35 | 0.15 | 767.8475
25446 | Salto | EB658O61IA48R-K | XS4 wide body electronic wire-free SVN escutcheon, BLE / Mifare / DESFire deadbolt privacy function, with keypad, O lever, right handed, antique brass finish, for use with 1 3/4" - 2 1/4" thick door | 1 |  | 1 Year | 837.2 | 0.15 | 711.62
25447 | Salto | EB658O61IA48RW- | XS4 wide body electronic RF wireless SVN escutcheon, BLE / Mifare / DESFire deadbolt privacy function, O lever, right handed, antique brass finish, for use with 1 3/4" - 2 1/4" thick door | 1 |  | 1 Year | 959.55 | 0.15 | 815.6175
25448 | Salto | EB658O61IA48RWK | XS4 wide body electronic RF wireless SVN escutcheon, BLE / Mifare / DESFire deadbolt privacy function, with keypad, O lever, right handed, antique brass finish, for use with 1 3/4" - 2 1/4" thick door | 1 |  | 1 Year | 1022.4 | 0.15 | 869.04
25449 | Salto | EB658O61IM38L-- | XS4 wide body electronic wire-free SVN escutcheon, BLE / Mifare / DESFire deadbolt privacy function, O lever, left handed, satin stainless finish, for use with 1 3/8" - 1 3/4" thick standard door | 1 |  | 1 Year | 722.35 | 0.15 | 613.9975
25450 | Salto | EB658O61IM38LA- | XS4 wide body electronic AMOK wire-free SVN escutcheon, BLE / Mifare / DESFire deadbolt privacy function, O lever, left handed, satin stainless finish, for use with 1 3/8" - 1 3/4" thick standard door | 1 |  | 1 Year | 851.35 | 0.15 | 723.6475
25451 | Salto | EB658O61IM38L-K | XS4 wide body electronic wire-free SVN escutcheon, BLE / Mifare / DESFire deadbolt privacy function, with keypad, O lever, left handed, satin stainless finish, for use with 1 3/8" - 1 3/4" thick standard door | 1 |  | 1 Year | 785.2 | 0.15 | 667.42
25452 | Salto | EB658O61IM38LW- | XS4 wide body electronic RF wireless SVN escutcheon, BLE / Mifare / DESFire deadbolt privacy function, O lever, left handed, satin stainless finish, for use with 1 3/8" - 1 3/4" thick standard door | 1 |  | 1 Year | 907.55 | 0.15 | 771.4175
25453 | Salto | EB658O61IM38LWK | XS4 wide body electronic RF wireless SVN escutcheon, BLE / Mifare / DESFire deadbolt privacy function, with keypad, O lever, left handed, satin stainless finish, for use with 1 3/8" - 1 3/4" thick standard door | 1 |  | 1 Year | 970.4 | 0.15 | 824.84
25454 | Salto | EB658O61IM38R-- | XS4 wide body electronic wire-free SVN escutcheon, BLE / Mifare / DESFire deadbolt privacy function, O lever, right handed, satin stainless finish, for use with 1 3/8" - 1 3/4" thick standard door | 1 |  | 1 Year | 722.35 | 0.15 | 613.9975
25455 | Salto | EB658O61IM38RA- | XS4 wide body electronic AMOK wire-free SVN escutcheon, BLE / Mifare / DESFire deadbolt privacy function, O lever, right handed, satin stainless finish, for use with 1 3/8" - 1 3/4" thick standard door | 1 |  | 1 Year | 851.35 | 0.15 | 723.6475
25456 | Salto | EB658O61IM38R-K | XS4 wide body electronic wire-free SVN escutcheon, BLE / Mifare / DESFire deadbolt privacy function, with keypad, O lever, right handed, satin stainless finish, for use with 1 3/8" - 1 3/4" thick standard door | 1 |  | 1 Year | 785.2 | 0.15 | 667.42
25457 | Salto | EB658O61IM38RW- | XS4 wide body electronic RF wireless SVN escutcheon, BLE / Mifare / DESFire deadbolt privacy function, O lever, right handed, satin stainless finish, for use with 1 3/8" - 1 3/4" thick standard door | 1 |  | 1 Year | 907.55 | 0.15 | 771.4175
25458 | Salto | EB658O61IM38RWK | XS4 wide body electronic RF wireless SVN escutcheon, BLE / Mifare / DESFire deadbolt privacy function, with keypad, O lever, right handed, satin stainless finish, for use with 1 3/8" - 1 3/4" thick standard door | 1 |  | 1 Year | 970.4 | 0.15 | 824.84
25459 | Salto | EB658O61IM48L-- | XS4 wide body electronic wire-free SVN escutcheon, BLE / Mifare / DESFire deadbolt privacy function, O lever, left handed, satin stainless finish, for use with 1 3/4" - 2 1/4" thick door | 1 |  | 1 Year | 722.35 | 0.15 | 613.9975
25460 | Salto | EB658O61IM48LA- | XS4 wide body electronic AMOK wire-free SVN escutcheon, BLE / Mifare / DESFire deadbolt privacy function, O lever, left handed, satin stainless finish, for use with 1 3/4" - 2 1/4" thick door | 1 |  | 1 Year | 851.35 | 0.15 | 723.6475
25461 | Salto | EB658O61IM48L-K | XS4 wide body electronic wire-free SVN escutcheon, BLE / Mifare / DESFire deadbolt privacy function, with keypad, O lever, left handed, satin stainless finish, for use with 1 3/4" - 2 1/4" thick door | 1 |  | 1 Year | 785.2 | 0.15 | 667.42
25462 | Salto | EB658O61IM48LW- | XS4 wide body electronic RF wireless SVN escutcheon, BLE / Mifare / DESFire deadbolt privacy function, O lever, left handed, satin stainless finish, for use with 1 3/4" - 2 1/4" thick door | 1 |  | 1 Year | 907.55 | 0.15 | 771.4175
25463 | Salto | EB658O61IM48LWK | XS4 wide body electronic RF wireless SVN escutcheon, BLE / Mifare / DESFire deadbolt privacy function, with keypad, O lever, left handed, satin stainless finish, for use with 1 3/4" - 2 1/4" thick door | 1 |  | 1 Year | 970.4 | 0.15 | 824.84
25464 | Salto | EB658O61IM48R-- | XS4 wide body electronic wire-free SVN escutcheon, BLE / Mifare / DESFire deadbolt privacy function, O lever, right handed, satin stainless finish, for use with 1 3/4" - 2 1/4" thick door | 1 |  | 1 Year | 722.35 | 0.15 | 613.9975
25465 | Salto | EB658O61IM48RA- | XS4 wide body electronic AMOK wire-free SVN escutcheon, BLE / Mifare / DESFire deadbolt privacy function, O lever, right handed, satin stainless finish, for use with 1 3/4" - 2 1/4" thick door | 1 |  | 1 Year | 851.35 | 0.15 | 723.6475
25466 | Salto | EB658O61IM48R-K | XS4 wide body electronic wire-free SVN escutcheon, BLE / Mifare / DESFire deadbolt privacy function, with keypad, O lever, right handed, satin stainless finish, for use with 1 3/4" - 2 1/4" thick door | 1 |  | 1 Year | 785.2 | 0.15 | 667.42
25467 | Salto | EB658O61IM48RW- | XS4 wide body electronic RF wireless SVN escutcheon, BLE / Mifare / DESFire deadbolt privacy function, O lever, right handed, satin stainless finish, for use with 1 3/4" - 2 1/4" thick door | 1 |  | 1 Year | 907.55 | 0.15 | 771.4175
25468 | Salto | EB658O61IM48RWK | XS4 wide body electronic RF wireless SVN escutcheon, BLE / Mifare / DESFire deadbolt privacy function, with keypad, O lever, right handed, satin stainless finish, for use with 1 3/4" - 2 1/4" thick door | 1 |  | 1 Year | 970.4 | 0.15 | 824.84
25469 | Salto | EB658O61IP38L-- | XS4 wide body electronic wire-free SVN escutcheon, BLE / Mifare / DESFire deadbolt privacy function, O lever, left handed, bright stainless steel finish, for use with 1 3/8" - 1 3/4" thick standard door | 1 |  | 1 Year | 738.65 | 0.15 | 627.8525
25470 | Salto | EB658O61IP38LA- | XS4 wide body electronic AMOK wire-free SVN escutcheon, BLE / Mifare / DESFire deadbolt privacy function, O lever, left handed, bright stainless steel finish, for use with 1 3/8" - 1 3/4" thick standard door | 1 |  | 1 Year | 867.65 | 0.15 | 737.5025
25471 | Salto | EB658O61IP38L-K | XS4 wide body electronic wire-free SVN escutcheon, BLE / Mifare / DESFire deadbolt privacy function, with keypad, O lever, left handed, bright stainless steel finish, for use with 1 3/8" - 1 3/4" thick standard door | 1 |  | 1 Year | 801.5 | 0.15 | 681.275
25472 | Salto | EB658O61IP38LW- | XS4 wide body electronic RF wireless SVN escutcheon, BLE / Mifare / DESFire deadbolt privacy function, O lever, left handed, bright stainless steel finish, for use with 1 3/8" - 1 3/4" thick standard door | 1 |  | 1 Year | 923.85 | 0.15 | 785.2725
25473 | Salto | EB658O61IP38LWK | XS4 wide body electronic RF wireless SVN escutcheon, BLE / Mifare / DESFire deadbolt privacy function, with keypad, O lever, left handed, bright stainless steel finish, for use with 1 3/8" - 1 3/4" thick standard door | 1 |  | 1 Year | 986.7 | 0.15 | 838.695
25474 | Salto | EB658O61IP38R-- | XS4 wide body electronic wire-free SVN escutcheon, BLE / Mifare / DESFire deadbolt privacy function, O lever, right handed, bright stainless steel finish, for use with 1 3/8" - 1 3/4" thick standard door | 1 |  | 1 Year | 738.65 | 0.15 | 627.8525
25475 | Salto | EB658O61IP38RA- | XS4 wide body electronic AMOK wire-free SVN escutcheon, BLE / Mifare / DESFire deadbolt privacy function, O lever, right handed, bright stainless steel finish, for use with 1 3/8" - 1 3/4" thick standard door | 1 |  | 1 Year | 867.65 | 0.15 | 737.5025
25476 | Salto | EB658O61IP38R-K | XS4 wide body electronic wire-free SVN escutcheon, BLE / Mifare / DESFire deadbolt privacy function, with keypad, O lever, right handed, bright stainless steel finish, for use with 1 3/8" - 1 3/4" thick standard door | 1 |  | 1 Year | 801.5 | 0.15 | 681.275
25477 | Salto | EB658O61IP38RW- | XS4 wide body electronic RF wireless SVN escutcheon, BLE / Mifare / DESFire deadbolt privacy function, O lever, right handed, bright stainless steel finish, for use with 1 3/8" - 1 3/4" thick standard door | 1 |  | 1 Year | 923.85 | 0.15 | 785.2725
25478 | Salto | EB658O61IP38RWK | XS4 wide body electronic RF wireless SVN escutcheon, BLE / Mifare / DESFire deadbolt privacy function, with keypad, O lever, right handed, bright stainless steel finish, for use with 1 3/8" - 1 3/4" thick standard door | 1 |  | 1 Year | 986.7 | 0.15 | 838.695
25479 | Salto | EB658O61IP48L-- | XS4 wide body electronic wire-free SVN escutcheon, BLE / Mifare / DESFire deadbolt privacy function, O lever, left handed, bright stainless steel finish, for use with 1 3/4" - 2 1/4" thick door | 1 |  | 1 Year | 738.65 | 0.15 | 627.8525
25480 | Salto | EB658O61IP48LA- | XS4 wide body electronic AMOK wire-free SVN escutcheon, BLE / Mifare / DESFire deadbolt privacy function, O lever, left handed, bright stainless steel finish, for use with 1 3/4" - 2 1/4" thick door | 1 |  | 1 Year | 867.65 | 0.15 | 737.5025
25481 | Salto | EB658O61IP48L-K | XS4 wide body electronic wire-free SVN escutcheon, BLE / Mifare / DESFire deadbolt privacy function, with keypad, O lever, left handed, bright stainless steel finish, for use with 1 3/4" - 2 1/4" thick door | 1 |  | 1 Year | 801.5 | 0.15 | 681.275
25482 | Salto | EB658O61IP48LW- | XS4 wide body electronic RF wireless SVN escutcheon, BLE / Mifare / DESFire deadbolt privacy function, O lever, left handed, bright stainless steel finish, for use with 1 3/4" - 2 1/4" thick door | 1 |  | 1 Year | 923.85 | 0.15 | 785.2725
25483 | Salto | EB658O61IP48LWK | XS4 wide body electronic RF wireless SVN escutcheon, BLE / Mifare / DESFire deadbolt privacy function, with keypad, O lever, left handed, bright stainless steel finish, for use with 1 3/4" - 2 1/4" thick door | 1 |  | 1 Year | 986.7 | 0.15 | 838.695
25484 | Salto | EB658O61IP48R-- | XS4 wide body electronic wire-free SVN escutcheon, BLE / Mifare / DESFire deadbolt privacy function, O lever, right handed, bright stainless steel finish, for use with 1 3/4" - 2 1/4" thick door | 1 |  | 1 Year | 738.65 | 0.15 | 627.8525
25485 | Salto | EB658O61IP48RA- | XS4 wide body electronic AMOK wire-free SVN escutcheon, BLE / Mifare / DESFire deadbolt privacy function, O lever, right handed, bright stainless steel finish, for use with 1 3/4" - 2 1/4" thick door | 1 |  | 1 Year | 867.65 | 0.15 | 737.5025
25486 | Salto | EB658O61IP48R-K | XS4 wide body electronic wire-free SVN escutcheon, BLE / Mifare / DESFire deadbolt privacy function, with keypad, O lever, right handed, bright stainless steel finish, for use with 1 3/4" - 2 1/4" thick door | 1 |  | 1 Year | 801.5 | 0.15 | 681.275
25487 | Salto | EB658O61IP48RW- | XS4 wide body electronic RF wireless SVN escutcheon, BLE / Mifare / DESFire deadbolt privacy function, O lever, right handed, bright stainless steel finish, for use with 1 3/4" - 2 1/4" thick door | 1 |  | 1 Year | 923.85 | 0.15 | 785.2725
25488 | Salto | EB658O61IP48RWK | XS4 wide body electronic RF wireless SVN escutcheon, BLE / Mifare / DESFire deadbolt privacy function, with keypad, O lever, right handed, bright stainless steel finish, for use with 1 3/4" - 2 1/4" thick door | 1 |  | 1 Year | 986.7 | 0.15 | 838.695
25489 | Salto | EB658O61NE38L-- | XS4 wide body electronic wire-free SVN escutcheon, BLE / Mifare / DESFire deadbolt privacy function, O lever, left handed, black chromium finish, for use with 1 3/8" - 1 3/4" thick standard door | 1 |  | 1 Year | 757.05 | 0.15 | 643.4925
25490 | Salto | EB658O61NE38LA- | XS4 wide body electronic AMOK wire-free SVN escutcheon, BLE / Mifare / DESFire deadbolt privacy function, O lever, left handed, black chromium finish, for use with 1 3/8" - 1 3/4" thick standard door | 1 |  | 1 Year | 886.05 | 0.15 | 753.1425
25491 | Salto | EB658O61NE38L-K | XS4 wide body electronic wire-free SVN escutcheon, BLE / Mifare / DESFire deadbolt privacy function, with keypad, O lever, left handed, black chromium finish, for use with 1 3/8" - 1 3/4" thick standard door | 1 |  | 1 Year | 819.9 | 0.15 | 696.915
25492 | Salto | EB658O61NE38LW- | XS4 wide body electronic RF wireless SVN escutcheon, BLE / Mifare / DESFire deadbolt privacy function, O lever, left handed, black chromium finish, for use with 1 3/8" - 1 3/4" thick standard door | 1 |  | 1 Year | 942.25 | 0.15 | 800.9125
25493 | Salto | EB658O61NE38LWK | XS4 wide body electronic RF wireless SVN escutcheon, BLE / Mifare / DESFire deadbolt privacy function, with keypad, O lever, left handed, black chromium finish, for use with 1 3/8" - 1 3/4" thick standard door | 1 |  | 1 Year | 1005.1 | 0.15 | 854.335
25494 | Salto | EB658O61NE38R-- | XS4 wide body electronic wire-free SVN escutcheon, BLE / Mifare / DESFire deadbolt privacy function, O lever, right handed, black chromium finish, for use with 1 3/8" - 1 3/4" thick standard door | 1 |  | 1 Year | 757.05 | 0.15 | 643.4925
25495 | Salto | EB658O61NE38RA- | XS4 wide body electronic AMOK wire-free SVN escutcheon, BLE / Mifare / DESFire deadbolt privacy function, O lever, right handed, black chromium finish, for use with 1 3/8" - 1 3/4" thick standard door | 1 |  | 1 Year | 886.05 | 0.15 | 753.1425
25496 | Salto | EB658O61NE38R-K | XS4 wide body electronic wire-free SVN escutcheon, BLE / Mifare / DESFire deadbolt privacy function, with keypad, O lever, right handed, black chromium finish, for use with 1 3/8" - 1 3/4" thick standard door | 1 |  | 1 Year | 819.9 | 0.15 | 696.915
25497 | Salto | EB658O61NE38RW- | XS4 wide body electronic RF wireless SVN escutcheon, BLE / Mifare / DESFire deadbolt privacy function, O lever, right handed, black chromium finish, for use with 1 3/8" - 1 3/4" thick standard door | 1 |  | 1 Year | 942.25 | 0.15 | 800.9125
25498 | Salto | EB658O61NE38RWK | XS4 wide body electronic RF wireless SVN escutcheon, BLE / Mifare / DESFire deadbolt privacy function, with keypad, O lever, right handed, black chromium finish, for use with 1 3/8" - 1 3/4" thick standard door | 1 |  | 1 Year | 1005.1 | 0.15 | 854.335
25499 | Salto | EB658O61NE48L-- | XS4 wide body electronic wire-free SVN escutcheon, BLE / Mifare / DESFire deadbolt privacy function, O lever, left handed, black chromium finish, for use with 1 3/4" - 2 1/4" thick door | 1 |  | 1 Year | 757.05 | 0.15 | 643.4925
25500 | Salto | EB658O61NE48LA- | XS4 wide body electronic AMOK wire-free SVN escutcheon, BLE / Mifare / DESFire deadbolt privacy function, O lever, left handed, black chromium finish, for use with 1 3/4" - 2 1/4" thick door | 1 |  | 1 Year | 886.05 | 0.15 | 753.1425
25501 | Salto | EB658O61NE48L-K | XS4 wide body electronic wire-free SVN escutcheon, BLE / Mifare / DESFire deadbolt privacy function, with keypad, O lever, left handed, black chromium finish, for use with 1 3/4" - 2 1/4" thick door | 1 |  | 1 Year | 819.9 | 0.15 | 696.915
25502 | Salto | EB658O61NE48LW- | XS4 wide body electronic RF wireless SVN escutcheon, BLE / Mifare / DESFire deadbolt privacy function, O lever, left handed, black chromium finish, for use with 1 3/4" - 2 1/4" thick door | 1 |  | 1 Year | 942.25 | 0.15 | 800.9125
25503 | Salto | EB658O61NE48LWK | XS4 wide body electronic RF wireless SVN escutcheon, BLE / Mifare / DESFire deadbolt privacy function, with keypad, O lever, left handed, black chromium finish, for use with 1 3/4" - 2 1/4" thick door | 1 |  | 1 Year | 1005.1 | 0.15 | 854.335
25504 | Salto | EB658O61NE48R-- | XS4 wide body electronic wire-free SVN escutcheon, BLE / Mifare / DESFire deadbolt privacy function, O lever, right handed, black chromium finish, for use with 1 3/4" - 2 1/4" thick door | 1 |  | 1 Year | 757.05 | 0.15 | 643.4925
25505 | Salto | EB658O61NE48RA- | XS4 wide body electronic AMOK wire-free SVN escutcheon, BLE / Mifare / DESFire deadbolt privacy function, O lever, right handed, black chromium finish, for use with 1 3/4" - 2 1/4" thick door | 1 |  | 1 Year | 886.05 | 0.15 | 753.1425
25506 | Salto | EB658O61NE48R-K | XS4 wide body electronic wire-free SVN escutcheon, BLE / Mifare / DESFire deadbolt privacy function, with keypad, O lever, right handed, black chromium finish, for use with 1 3/4" - 2 1/4" thick door | 1 |  | 1 Year | 819.9 | 0.15 | 696.915
25507 | Salto | EB658O61NE48RW- | XS4 wide body electronic RF wireless SVN escutcheon, BLE / Mifare / DESFire deadbolt privacy function, O lever, right handed, black chromium finish, for use with 1 3/4" - 2 1/4" thick door | 1 |  | 1 Year | 942.25 | 0.15 | 800.9125
25508 | Salto | EB658O61NE48RWK | XS4 wide body electronic RF wireless SVN escutcheon, BLE / Mifare / DESFire deadbolt privacy function, with keypad, O lever, right handed, black chromium finish, for use with 1 3/4" - 2 1/4" thick door | 1 |  | 1 Year | 1005.1 | 0.15 | 854.335
25509 | Salto | EB658O61PM38L-- | XS4 wide body electronic wire-free SVN escutcheon, BLE / Mifare / DESFire deadbolt privacy function, O lever, left handed, satin brass finish, for use with 1 3/8" - 1 3/4" thick standard door | 1 |  | 1 Year | 722.35 | 0.15 | 613.9975
25510 | Salto | EB658O61PM38LA- | XS4 wide body electronic AMOK wire-free SVN escutcheon, BLE / Mifare / DESFire deadbolt privacy function, O lever, left handed, satin brass finish, for use with 1 3/8" - 1 3/4" thick standard door | 1 |  | 1 Year | 851.35 | 0.15 | 723.6475
25511 | Salto | EB658O61PM38L-K | XS4 wide body electronic wire-free SVN escutcheon, BLE / Mifare / DESFire deadbolt privacy function, with keypad, O lever, left handed, satin brass finish, for use with 1 3/8" - 1 3/4" thick standard door | 1 |  | 1 Year | 785.2 | 0.15 | 667.42
25512 | Salto | EB658O61PM38LW- | XS4 wide body electronic RF wireless SVN escutcheon, BLE / Mifare / DESFire deadbolt privacy function, O lever, left handed, satin brass finish, for use with 1 3/8" - 1 3/4" thick standard door | 1 |  | 1 Year | 907.55 | 0.15 | 771.4175
25513 | Salto | EB658O61PM38LWK | XS4 wide body electronic RF wireless SVN escutcheon, BLE / Mifare / DESFire deadbolt privacy function, with keypad, O lever, left handed, satin brass finish, for use with 1 3/8" - 1 3/4" thick standard door | 1 |  | 1 Year | 970.4 | 0.15 | 824.84
25514 | Salto | EB658O61PM38R-- | XS4 wide body electronic wire-free SVN escutcheon, BLE / Mifare / DESFire deadbolt privacy function, O lever, right handed, satin brass finish, for use with 1 3/8" - 1 3/4" thick standard door | 1 |  | 1 Year | 722.35 | 0.15 | 613.9975
25515 | Salto | EB658O61PM38RA- | XS4 wide body electronic AMOK wire-free SVN escutcheon, BLE / Mifare / DESFire deadbolt privacy function, O lever, right handed, satin brass finish, for use with 1 3/8" - 1 3/4" thick standard door | 1 |  | 1 Year | 851.35 | 0.15 | 723.6475
25516 | Salto | EB658O61PM38R-K | XS4 wide body electronic wire-free SVN escutcheon, BLE / Mifare / DESFire deadbolt privacy function, with keypad, O lever, right handed, satin brass finish, for use with 1 3/8" - 1 3/4" thick standard door | 1 |  | 1 Year | 785.2 | 0.15 | 667.42
25517 | Salto | EB658O61PM38RW- | XS4 wide body electronic RF wireless SVN escutcheon, BLE / Mifare / DESFire deadbolt privacy function, O lever, right handed, satin brass finish, for use with 1 3/8" - 1 3/4" thick standard door | 1 |  | 1 Year | 907.55 | 0.15 | 771.4175
25518 | Salto | EB658O61PM38RWK | XS4 wide body electronic RF wireless SVN escutcheon, BLE / Mifare / DESFire deadbolt privacy function, with keypad, O lever, right handed, satin brass finish, for use with 1 3/8" - 1 3/4" thick standard door | 1 |  | 1 Year | 970.4 | 0.15 | 824.84
25519 | Salto | EB658O61PM48L-- | XS4 wide body electronic wire-free SVN escutcheon, BLE / Mifare / DESFire deadbolt privacy function, O lever, left handed, satin brass finish, for use with 1 3/4" - 2 1/4" thick door | 1 |  | 1 Year | 722.35 | 0.15 | 613.9975
25520 | Salto | EB658O61PM48LA- | XS4 wide body electronic AMOK wire-free SVN escutcheon, BLE / Mifare / DESFire deadbolt privacy function, O lever, left handed, satin brass finish, for use with 1 3/4" - 2 1/4" thick door | 1 |  | 1 Year | 851.35 | 0.15 | 723.6475
25521 | Salto | EB658O61PM48L-K | XS4 wide body electronic wire-free SVN escutcheon, BLE / Mifare / DESFire deadbolt privacy function, with keypad, O lever, left handed, satin brass finish, for use with 1 3/4" - 2 1/4" thick door | 1 |  | 1 Year | 785.2 | 0.15 | 667.42
25522 | Salto | EB658O61PM48LW- | XS4 wide body electronic RF wireless SVN escutcheon, BLE / Mifare / DESFire deadbolt privacy function, O lever, left handed, satin brass finish, for use with 1 3/4" - 2 1/4" thick door | 1 |  | 1 Year | 907.55 | 0.15 | 771.4175
25523 | Salto | EB658O61PM48LWK | XS4 wide body electronic RF wireless SVN escutcheon, BLE / Mifare / DESFire deadbolt privacy function, with keypad, O lever, left handed, satin brass finish, for use with 1 3/4" - 2 1/4" thick door | 1 |  | 1 Year | 970.4 | 0.15 | 824.84
25524 | Salto | EB658O61PM48R-- | XS4 wide body electronic wire-free SVN escutcheon, BLE / Mifare / DESFire deadbolt privacy function, O lever, right handed, satin brass finish, for use with 1 3/4" - 2 1/4" thick door | 1 |  | 1 Year | 722.35 | 0.15 | 613.9975
25525 | Salto | EB658O61PM48RA- | XS4 wide body electronic AMOK wire-free SVN escutcheon, BLE / Mifare / DESFire deadbolt privacy function, O lever, right handed, satin brass finish, for use with 1 3/4" - 2 1/4" thick door | 1 |  | 1 Year | 851.35 | 0.15 | 723.6475
25526 | Salto | EB658O61PM48R-K | XS4 wide body electronic wire-free SVN escutcheon, BLE / Mifare / DESFire deadbolt privacy function, with keypad, O lever, right handed, satin brass finish, for use with 1 3/4" - 2 1/4" thick door | 1 |  | 1 Year | 785.2 | 0.15 | 667.42
25527 | Salto | EB658O61PM48RW- | XS4 wide body electronic RF wireless SVN escutcheon, BLE / Mifare / DESFire deadbolt privacy function, O lever, right handed, satin brass finish, for use with 1 3/4" - 2 1/4" thick door | 1 |  | 1 Year | 907.55 | 0.15 | 771.4175
25528 | Salto | EB658O61PM48RWK | XS4 wide body electronic RF wireless SVN escutcheon, BLE / Mifare / DESFire deadbolt privacy function, with keypad, O lever, right handed, satin brass finish, for use with 1 3/4" - 2 1/4" thick door | 1 |  | 1 Year | 970.4 | 0.15 | 824.84
25529 | Salto | EB658O61PP38L-- | XS4 wide body electronic wire-free SVN escutcheon, BLE / Mifare / DESFire deadbolt privacy function, O lever, left handed, bright brass finish, for use with 1 3/8" - 1 3/4" thick standard door | 1 |  | 1 Year | 738.65 | 0.15 | 627.8525
25530 | Salto | EB658O61PP38LA- | XS4 wide body electronic AMOK wire-free SVN escutcheon, BLE / Mifare / DESFire deadbolt privacy function, O lever, left handed, bright brass finish, for use with 1 3/8" - 1 3/4" thick standard door | 1 |  | 1 Year | 867.65 | 0.15 | 737.5025
25531 | Salto | EB658O61PP38L-K | XS4 wide body electronic wire-free SVN escutcheon, BLE / Mifare / DESFire deadbolt privacy function, with keypad, O lever, left handed, bright brass finish, for use with 1 3/8" - 1 3/4" thick standard door | 1 |  | 1 Year | 801.5 | 0.15 | 681.275
25532 | Salto | EB658O61PP38LW- | XS4 wide body electronic RF wireless SVN escutcheon, BLE / Mifare / DESFire deadbolt privacy function, O lever, left handed, bright brass finish, for use with 1 3/8" - 1 3/4" thick standard door | 1 |  | 1 Year | 923.85 | 0.15 | 785.2725
25533 | Salto | EB658O61PP38LWK | XS4 wide body electronic RF wireless SVN escutcheon, BLE / Mifare / DESFire deadbolt privacy function, with keypad, O lever, left handed, bright brass finish, for use with 1 3/8" - 1 3/4" thick standard door | 1 |  | 1 Year | 986.7 | 0.15 | 838.695
25534 | Salto | EB658O61PP38R-- | XS4 wide body electronic wire-free SVN escutcheon, BLE / Mifare / DESFire deadbolt privacy function, O lever, right handed, bright brass finish, for use with 1 3/8" - 1 3/4" thick standard door | 1 |  | 1 Year | 738.65 | 0.15 | 627.8525
25535 | Salto | EB658O61PP38RA- | XS4 wide body electronic AMOK wire-free SVN escutcheon, BLE / Mifare / DESFire deadbolt privacy function, O lever, right handed, bright brass finish, for use with 1 3/8" - 1 3/4" thick standard door | 1 |  | 1 Year | 867.65 | 0.15 | 737.5025
25536 | Salto | EB658O61PP38R-K | XS4 wide body electronic wire-free SVN escutcheon, BLE / Mifare / DESFire deadbolt privacy function, with keypad, O lever, right handed, bright brass finish, for use with 1 3/8" - 1 3/4" thick standard door | 1 |  | 1 Year | 801.5 | 0.15 | 681.275
25537 | Salto | EB658O61PP38RW- | XS4 wide body electronic RF wireless SVN escutcheon, BLE / Mifare / DESFire deadbolt privacy function, O lever, right handed, bright brass finish, for use with 1 3/8" - 1 3/4" thick standard door | 1 |  | 1 Year | 923.85 | 0.15 | 785.2725
25538 | Salto | EB658O61PP38RWK | XS4 wide body electronic RF wireless SVN escutcheon, BLE / Mifare / DESFire deadbolt privacy function, with keypad, O lever, right handed, bright brass finish, for use with 1 3/8" - 1 3/4" thick standard door | 1 |  | 1 Year | 986.7 | 0.15 | 838.695
25539 | Salto | EB658O61PP48L-- | XS4 wide body electronic wire-free SVN escutcheon, BLE / Mifare / DESFire deadbolt privacy function, O lever, left handed, bright brass finish, for use with 1 3/4" - 2 1/4" thick door | 1 |  | 1 Year | 738.65 | 0.15 | 627.8525
25540 | Salto | EB658O61PP48LA- | XS4 wide body electronic AMOK wire-free SVN escutcheon, BLE / Mifare / DESFire deadbolt privacy function, O lever, left handed, bright brass finish, for use with 1 3/4" - 2 1/4" thick door | 1 |  | 1 Year | 867.65 | 0.15 | 737.5025
25541 | Salto | EB658O61PP48L-K | XS4 wide body electronic wire-free SVN escutcheon, BLE / Mifare / DESFire deadbolt privacy function, with keypad, O lever, left handed, bright brass finish, for use with 1 3/4" - 2 1/4" thick door | 1 |  | 1 Year | 801.5 | 0.15 | 681.275
25542 | Salto | EB658O61PP48LW- | XS4 wide body electronic RF wireless SVN escutcheon, BLE / Mifare / DESFire deadbolt privacy function, O lever, left handed, bright brass finish, for use with 1 3/4" - 2 1/4" thick door | 1 |  | 1 Year | 923.85 | 0.15 | 785.2725
25543 | Salto | EB658O61PP48LWK | XS4 wide body electronic RF wireless SVN escutcheon, BLE / Mifare / DESFire deadbolt privacy function, with keypad, O lever, left handed, bright brass finish, for use with 1 3/4" - 2 1/4" thick door | 1 |  | 1 Year | 986.7 | 0.15 | 838.695
25544 | Salto | EB658O61PP48R-- | XS4 wide body electronic wire-free SVN escutcheon, BLE / Mifare / DESFire deadbolt privacy function, O lever, right handed, bright brass finish, for use with 1 3/4" - 2 1/4" thick door | 1 |  | 1 Year | 738.65 | 0.15 | 627.8525
25545 | Salto | EB658O61PP48RA- | XS4 wide body electronic AMOK wire-free SVN escutcheon, BLE / Mifare / DESFire deadbolt privacy function, O lever, right handed, bright brass finish, for use with 1 3/4" - 2 1/4" thick door | 1 |  | 1 Year | 867.65 | 0.15 | 737.5025
25546 | Salto | EB658O61PP48R-K | XS4 wide body electronic wire-free SVN escutcheon, BLE / Mifare / DESFire deadbolt privacy function, with keypad, O lever, right handed, bright brass finish, for use with 1 3/4" - 2 1/4" thick door | 1 |  | 1 Year | 801.5 | 0.15 | 681.275
25547 | Salto | EB658O61PP48RW- | XS4 wide body electronic RF wireless SVN escutcheon, BLE / Mifare / DESFire deadbolt privacy function, O lever, right handed, bright brass finish, for use with 1 3/4" - 2 1/4" thick door | 1 |  | 1 Year | 923.85 | 0.15 | 785.2725
25548 | Salto | EB658O61PP48RWK | XS4 wide body electronic RF wireless SVN escutcheon, BLE / Mifare / DESFire deadbolt privacy function, with keypad, O lever, right handed, bright brass finish, for use with 1 3/4" - 2 1/4" thick door | 1 |  | 1 Year | 986.7 | 0.15 | 838.695
25549 | Salto | EB658O62IA38L-- | XS4 wide body electronic wire-free SVN escutcheon, BLE / Mifare / DESFire deadbolt privacy function, O lever, left handed, antique brass finish, for use with 1 3/8" - 1 3/4" thick standard door | 1 |  | 1 Year | 774.35 | 0.15 | 658.1975
25550 | Salto | EB658O62IA38LA- | XS4 wide body electronic AMOK wire-free SVN escutcheon, BLE / Mifare / DESFire deadbolt privacy function, O lever, left handed, antique brass finish, for use with 1 3/8" - 1 3/4" thick standard door | 1 |  | 1 Year | 903.35 | 0.15 | 767.8475
25551 | Salto | EB658O62IA38L-K | XS4 wide body electronic wire-free SVN escutcheon, BLE / Mifare / DESFire deadbolt privacy function, with keypad, O lever, left handed, antique brass finish, for use with 1 3/8" - 1 3/4" thick standard door | 1 |  | 1 Year | 837.2 | 0.15 | 711.62
25552 | Salto | EB658O62IA38LW- | XS4 wide body electronic RF wireless SVN escutcheon, BLE / Mifare / DESFire deadbolt privacy function, O lever, left handed, antique brass finish, for use with 1 3/8" - 1 3/4" thick standard door | 1 |  | 1 Year | 959.55 | 0.15 | 815.6175
25553 | Salto | EB658O62IA38LWK | XS4 wide body electronic RF wireless SVN escutcheon, BLE / Mifare / DESFire deadbolt privacy function, with keypad, O lever, left handed, antique brass finish, for use with 1 3/8" - 1 3/4" thick standard door | 1 |  | 1 Year | 1022.4 | 0.15 | 869.04
25554 | Salto | EB658O62IA38R-- | XS4 wide body electronic wire-free SVN escutcheon, BLE / Mifare / DESFire deadbolt privacy function, O lever, right handed, antique brass finish, for use with 1 3/8" - 1 3/4" thick standard door | 1 |  | 1 Year | 774.35 | 0.15 | 658.1975
25555 | Salto | EB658O62IA38RA- | XS4 wide body electronic AMOK wire-free SVN escutcheon, BLE / Mifare / DESFire deadbolt privacy function, O lever, right handed, antique brass finish, for use with 1 3/8" - 1 3/4" thick standard door | 1 |  | 1 Year | 903.35 | 0.15 | 767.8475
25556 | Salto | EB658O62IA38R-K | XS4 wide body electronic wire-free SVN escutcheon, BLE / Mifare / DESFire deadbolt privacy function, with keypad, O lever, right handed, antique brass finish, for use with 1 3/8" - 1 3/4" thick standard door | 1 |  | 1 Year | 837.2 | 0.15 | 711.62
25557 | Salto | EB658O62IA38RW- | XS4 wide body electronic RF wireless SVN escutcheon, BLE / Mifare / DESFire deadbolt privacy function, O lever, right handed, antique brass finish, for use with 1 3/8" - 1 3/4" thick standard door | 1 |  | 1 Year | 959.55 | 0.15 | 815.6175
25558 | Salto | EB658O62IA38RWK | XS4 wide body electronic RF wireless SVN escutcheon, BLE / Mifare / DESFire deadbolt privacy function, with keypad, O lever, right handed, antique brass finish, for use with 1 3/8" - 1 3/4" thick standard door | 1 |  | 1 Year | 1022.4 | 0.15 | 869.04
25559 | Salto | EB658O62IA48L-- | XS4 wide body electronic wire-free SVN escutcheon, BLE / Mifare / DESFire deadbolt privacy function, O lever, left handed, antique brass finish, for use with 1 3/4" - 2 1/4" thick door | 1 |  | 1 Year | 774.35 | 0.15 | 658.1975
25560 | Salto | EB658O62IA48LA- | XS4 wide body electronic AMOK wire-free SVN escutcheon, BLE / Mifare / DESFire deadbolt privacy function, O lever, left handed, antique brass finish, for use with 1 3/4" - 2 1/4" thick door | 1 |  | 1 Year | 903.35 | 0.15 | 767.8475
25561 | Salto | EB658O62IA48L-K | XS4 wide body electronic wire-free SVN escutcheon, BLE / Mifare / DESFire deadbolt privacy function, with keypad, O lever, left handed, antique brass finish, for use with 1 3/4" - 2 1/4" thick door | 1 |  | 1 Year | 837.2 | 0.15 | 711.62
25562 | Salto | EB658O62IA48LW- | XS4 wide body electronic RF wireless SVN escutcheon, BLE / Mifare / DESFire deadbolt privacy function, O lever, left handed, antique brass finish, for use with 1 3/4" - 2 1/4" thick door | 1 |  | 1 Year | 959.55 | 0.15 | 815.6175
25563 | Salto | EB658O62IA48LWK | XS4 wide body electronic RF wireless SVN escutcheon, BLE / Mifare / DESFire deadbolt privacy function, with keypad, O lever, left handed, antique brass finish, for use with 1 3/4" - 2 1/4" thick door | 1 |  | 1 Year | 1022.4 | 0.15 | 869.04
25564 | Salto | EB658O62IA48R-- | XS4 wide body electronic wire-free SVN escutcheon, BLE / Mifare / DESFire deadbolt privacy function, O lever, right handed, antique brass finish, for use with 1 3/4" - 2 1/4" thick door | 1 |  | 1 Year | 774.35 | 0.15 | 658.1975
25565 | Salto | EB658O62IA48RA- | XS4 wide body electronic AMOK wire-free SVN escutcheon, BLE / Mifare / DESFire deadbolt privacy function, O lever, right handed, antique brass finish, for use with 1 3/4" - 2 1/4" thick door | 1 |  | 1 Year | 903.35 | 0.15 | 767.8475
25566 | Salto | EB658O62IA48R-K | XS4 wide body electronic wire-free SVN escutcheon, BLE / Mifare / DESFire deadbolt privacy function, with keypad, O lever, right handed, antique brass finish, for use with 1 3/4" - 2 1/4" thick door | 1 |  | 1 Year | 837.2 | 0.15 | 711.62
25567 | Salto | EB658O62IA48RW- | XS4 wide body electronic RF wireless SVN escutcheon, BLE / Mifare / DESFire deadbolt privacy function, O lever, right handed, antique brass finish, for use with 1 3/4" - 2 1/4" thick door | 1 |  | 1 Year | 959.55 | 0.15 | 815.6175
25568 | Salto | EB658O62IA48RWK | XS4 wide body electronic RF wireless SVN escutcheon, BLE / Mifare / DESFire deadbolt privacy function, with keypad, O lever, right handed, antique brass finish, for use with 1 3/4" - 2 1/4" thick door | 1 |  | 1 Year | 1022.4 | 0.15 | 869.04
25569 | Salto | EB658O62IM38L-- | XS4 wide body electronic wire-free SVN escutcheon, BLE / Mifare / DESFire deadbolt privacy function, O lever, left handed, satin stainless finish, for use with 1 3/8" - 1 3/4" thick standard door | 1 |  | 1 Year | 722.35 | 0.15 | 613.9975
25570 | Salto | EB658O62IM38LA- | XS4 wide body electronic AMOK wire-free SVN escutcheon, BLE / Mifare / DESFire deadbolt privacy function, O lever, left handed, satin stainless finish, for use with 1 3/8" - 1 3/4" thick standard door | 1 |  | 1 Year | 851.35 | 0.15 | 723.6475
25571 | Salto | EB658O62IM38L-K | XS4 wide body electronic wire-free SVN escutcheon, BLE / Mifare / DESFire deadbolt privacy function, with keypad, O lever, left handed, satin stainless finish, for use with 1 3/8" - 1 3/4" thick standard door | 1 |  | 1 Year | 785.2 | 0.15 | 667.42
25572 | Salto | EB658O62IM38LW- | XS4 wide body electronic RF wireless SVN escutcheon, BLE / Mifare / DESFire deadbolt privacy function, O lever, left handed, satin stainless finish, for use with 1 3/8" - 1 3/4" thick standard door | 1 |  | 1 Year | 907.55 | 0.15 | 771.4175
25573 | Salto | EB658O62IM38LWK | XS4 wide body electronic RF wireless SVN escutcheon, BLE / Mifare / DESFire deadbolt privacy function, with keypad, O lever, left handed, satin stainless finish, for use with 1 3/8" - 1 3/4" thick standard door | 1 |  | 1 Year | 970.4 | 0.15 | 824.84
25574 | Salto | EB658O62IM38R-- | XS4 wide body electronic wire-free SVN escutcheon, BLE / Mifare / DESFire deadbolt privacy function, O lever, right handed, satin stainless finish, for use with 1 3/8" - 1 3/4" thick standard door | 1 |  | 1 Year | 722.35 | 0.15 | 613.9975
25575 | Salto | EB658O62IM38RA- | XS4 wide body electronic AMOK wire-free SVN escutcheon, BLE / Mifare / DESFire deadbolt privacy function, O lever, right handed, satin stainless finish, for use with 1 3/8" - 1 3/4" thick standard door | 1 |  | 1 Year | 851.35 | 0.15 | 723.6475
25576 | Salto | EB658O62IM38R-K | XS4 wide body electronic wire-free SVN escutcheon, BLE / Mifare / DESFire deadbolt privacy function, with keypad, O lever, right handed, satin stainless finish, for use with 1 3/8" - 1 3/4" thick standard door | 1 |  | 1 Year | 785.2 | 0.15 | 667.42
25577 | Salto | EB658O62IM38RW- | XS4 wide body electronic RF wireless SVN escutcheon, BLE / Mifare / DESFire deadbolt privacy function, O lever, right handed, satin stainless finish, for use with 1 3/8" - 1 3/4" thick standard door | 1 |  | 1 Year | 907.55 | 0.15 | 771.4175
25578 | Salto | EB658O62IM38RWK | XS4 wide body electronic RF wireless SVN escutcheon, BLE / Mifare / DESFire deadbolt privacy function, with keypad, O lever, right handed, satin stainless finish, for use with 1 3/8" - 1 3/4" thick standard door | 1 |  | 1 Year | 970.4 | 0.15 | 824.84
25579 | Salto | EB658O62IM48L-- | XS4 wide body electronic wire-free SVN escutcheon, BLE / Mifare / DESFire deadbolt privacy function, O lever, left handed, satin stainless finish, for use with 1 3/4" - 2 1/4" thick door | 1 |  | 1 Year | 722.35 | 0.15 | 613.9975
25580 | Salto | EB658O62IM48LA- | XS4 wide body electronic AMOK wire-free SVN escutcheon, BLE / Mifare / DESFire deadbolt privacy function, O lever, left handed, satin stainless finish, for use with 1 3/4" - 2 1/4" thick door | 1 |  | 1 Year | 851.35 | 0.15 | 723.6475
25581 | Salto | EB658O62IM48L-K | XS4 wide body electronic wire-free SVN escutcheon, BLE / Mifare / DESFire deadbolt privacy function, with keypad, O lever, left handed, satin stainless finish, for use with 1 3/4" - 2 1/4" thick door | 1 |  | 1 Year | 785.2 | 0.15 | 667.42
25582 | Salto | EB658O62IM48LW- | XS4 wide body electronic RF wireless SVN escutcheon, BLE / Mifare / DESFire deadbolt privacy function, O lever, left handed, satin stainless finish, for use with 1 3/4" - 2 1/4" thick door | 1 |  | 1 Year | 907.55 | 0.15 | 771.4175
25583 | Salto | EB658O62IM48LWK | XS4 wide body electronic RF wireless SVN escutcheon, BLE / Mifare / DESFire deadbolt privacy function, with keypad, O lever, left handed, satin stainless finish, for use with 1 3/4" - 2 1/4" thick door | 1 |  | 1 Year | 970.4 | 0.15 | 824.84
25584 | Salto | EB658O62IM48R-- | XS4 wide body electronic wire-free SVN escutcheon, BLE / Mifare / DESFire deadbolt privacy function, O lever, right handed, satin stainless finish, for use with 1 3/4" - 2 1/4" thick door | 1 |  | 1 Year | 722.35 | 0.15 | 613.9975
25585 | Salto | EB658O62IM48RA- | XS4 wide body electronic AMOK wire-free SVN escutcheon, BLE / Mifare / DESFire deadbolt privacy function, O lever, right handed, satin stainless finish, for use with 1 3/4" - 2 1/4" thick door | 1 |  | 1 Year | 851.35 | 0.15 | 723.6475
25586 | Salto | EB658O62IM48R-K | XS4 wide body electronic wire-free SVN escutcheon, BLE / Mifare / DESFire deadbolt privacy function, with keypad, O lever, right handed, satin stainless finish, for use with 1 3/4" - 2 1/4" thick door | 1 |  | 1 Year | 785.2 | 0.15 | 667.42
25587 | Salto | EB658O62IM48RW- | XS4 wide body electronic RF wireless SVN escutcheon, BLE / Mifare / DESFire deadbolt privacy function, O lever, right handed, satin stainless finish, for use with 1 3/4" - 2 1/4" thick door | 1 |  | 1 Year | 907.55 | 0.15 | 771.4175
25588 | Salto | EB658O62IM48RWK | XS4 wide body electronic RF wireless SVN escutcheon, BLE / Mifare / DESFire deadbolt privacy function, with keypad, O lever, right handed, satin stainless finish, for use with 1 3/4" - 2 1/4" thick door | 1 |  | 1 Year | 970.4 | 0.15 | 824.84
25589 | Salto | EB658O62IP38L-- | XS4 wide body electronic wire-free SVN escutcheon, BLE / Mifare / DESFire deadbolt privacy function, O lever, left handed, bright stainless steel finish, for use with 1 3/8" - 1 3/4" thick standard door | 1 |  | 1 Year | 738.65 | 0.15 | 627.8525
25590 | Salto | EB658O62IP38LA- | XS4 wide body electronic AMOK wire-free SVN escutcheon, BLE / Mifare / DESFire deadbolt privacy function, O lever, left handed, bright stainless steel finish, for use with 1 3/8" - 1 3/4" thick standard door | 1 |  | 1 Year | 867.65 | 0.15 | 737.5025
25591 | Salto | EB658O62IP38L-K | XS4 wide body electronic wire-free SVN escutcheon, BLE / Mifare / DESFire deadbolt privacy function, with keypad, O lever, left handed, bright stainless steel finish, for use with 1 3/8" - 1 3/4" thick standard door | 1 |  | 1 Year | 801.5 | 0.15 | 681.275
25592 | Salto | EB658O62IP38LW- | XS4 wide body electronic RF wireless SVN escutcheon, BLE / Mifare / DESFire deadbolt privacy function, O lever, left handed, bright stainless steel finish, for use with 1 3/8" - 1 3/4" thick standard door | 1 |  | 1 Year | 923.85 | 0.15 | 785.2725
25593 | Salto | EB658O62IP38LWK | XS4 wide body electronic RF wireless SVN escutcheon, BLE / Mifare / DESFire deadbolt privacy function, with keypad, O lever, left handed, bright stainless steel finish, for use with 1 3/8" - 1 3/4" thick standard door | 1 |  | 1 Year | 986.7 | 0.15 | 838.695
25594 | Salto | EB658O62IP38R-- | XS4 wide body electronic wire-free SVN escutcheon, BLE / Mifare / DESFire deadbolt privacy function, O lever, right handed, bright stainless steel finish, for use with 1 3/8" - 1 3/4" thick standard door | 1 |  | 1 Year | 738.65 | 0.15 | 627.8525
25595 | Salto | EB658O62IP38RA- | XS4 wide body electronic AMOK wire-free SVN escutcheon, BLE / Mifare / DESFire deadbolt privacy function, O lever, right handed, bright stainless steel finish, for use with 1 3/8" - 1 3/4" thick standard door | 1 |  | 1 Year | 867.65 | 0.15 | 737.5025
25596 | Salto | EB658O62IP38R-K | XS4 wide body electronic wire-free SVN escutcheon, BLE / Mifare / DESFire deadbolt privacy function, with keypad, O lever, right handed, bright stainless steel finish, for use with 1 3/8" - 1 3/4" thick standard door | 1 |  | 1 Year | 801.5 | 0.15 | 681.275
25597 | Salto | EB658O62IP38RW- | XS4 wide body electronic RF wireless SVN escutcheon, BLE / Mifare / DESFire deadbolt privacy function, O lever, right handed, bright stainless steel finish, for use with 1 3/8" - 1 3/4" thick standard door | 1 |  | 1 Year | 923.85 | 0.15 | 785.2725
25598 | Salto | EB658O62IP38RWK | XS4 wide body electronic RF wireless SVN escutcheon, BLE / Mifare / DESFire deadbolt privacy function, with keypad, O lever, right handed, bright stainless steel finish, for use with 1 3/8" - 1 3/4" thick standard door | 1 |  | 1 Year | 986.7 | 0.15 | 838.695
25599 | Salto | EB658O62IP48L-- | XS4 wide body electronic wire-free SVN escutcheon, BLE / Mifare / DESFire deadbolt privacy function, O lever, left handed, bright stainless steel finish, for use with 1 3/4" - 2 1/4" thick door | 1 |  | 1 Year | 738.65 | 0.15 | 627.8525
25600 | Salto | EB658O62IP48LA- | XS4 wide body electronic AMOK wire-free SVN escutcheon, BLE / Mifare / DESFire deadbolt privacy function, O lever, left handed, bright stainless steel finish, for use with 1 3/4" - 2 1/4" thick door | 1 |  | 1 Year | 867.65 | 0.15 | 737.5025
25601 | Salto | EB658O62IP48L-K | XS4 wide body electronic wire-free SVN escutcheon, BLE / Mifare / DESFire deadbolt privacy function, with keypad, O lever, left handed, bright stainless steel finish, for use with 1 3/4" - 2 1/4" thick door | 1 |  | 1 Year | 801.5 | 0.15 | 681.275
25602 | Salto | EB658O62IP48LW- | XS4 wide body electronic RF wireless SVN escutcheon, BLE / Mifare / DESFire deadbolt privacy function, O lever, left handed, bright stainless steel finish, for use with 1 3/4" - 2 1/4" thick door | 1 |  | 1 Year | 923.85 | 0.15 | 785.2725
25603 | Salto | EB658O62IP48LWK | XS4 wide body electronic RF wireless SVN escutcheon, BLE / Mifare / DESFire deadbolt privacy function, with keypad, O lever, left handed, bright stainless steel finish, for use with 1 3/4" - 2 1/4" thick door | 1 |  | 1 Year | 986.7 | 0.15 | 838.695
25604 | Salto | EB658O62IP48R-- | XS4 wide body electronic wire-free SVN escutcheon, BLE / Mifare / DESFire deadbolt privacy function, O lever, right handed, bright stainless steel finish, for use with 1 3/4" - 2 1/4" thick door | 1 |  | 1 Year | 738.65 | 0.15 | 627.8525
25605 | Salto | EB658O62IP48RA- | XS4 wide body electronic AMOK wire-free SVN escutcheon, BLE / Mifare / DESFire deadbolt privacy function, O lever, right handed, bright stainless steel finish, for use with 1 3/4" - 2 1/4" thick door | 1 |  | 1 Year | 867.65 | 0.15 | 737.5025
25606 | Salto | EB658O62IP48R-K | XS4 wide body electronic wire-free SVN escutcheon, BLE / Mifare / DESFire deadbolt privacy function, with keypad, O lever, right handed, bright stainless steel finish, for use with 1 3/4" - 2 1/4" thick door | 1 |  | 1 Year | 801.5 | 0.15 | 681.275
25607 | Salto | EB658O62IP48RW- | XS4 wide body electronic RF wireless SVN escutcheon, BLE / Mifare / DESFire deadbolt privacy function, O lever, right handed, bright stainless steel finish, for use with 1 3/4" - 2 1/4" thick door | 1 |  | 1 Year | 923.85 | 0.15 | 785.2725
25608 | Salto | EB658O62IP48RWK | XS4 wide body electronic RF wireless SVN escutcheon, BLE / Mifare / DESFire deadbolt privacy function, with keypad, O lever, right handed, bright stainless steel finish, for use with 1 3/4" - 2 1/4" thick door | 1 |  | 1 Year | 986.7 | 0.15 | 838.695
25609 | Salto | EB658O62NE38L-- | XS4 wide body electronic wire-free SVN escutcheon, BLE / Mifare / DESFire deadbolt privacy function, O lever, left handed, black chromium finish, for use with 1 3/8" - 1 3/4" thick standard door | 1 |  | 1 Year | 757.05 | 0.15 | 643.4925
25610 | Salto | EB658O62NE38LA- | XS4 wide body electronic AMOK wire-free SVN escutcheon, BLE / Mifare / DESFire deadbolt privacy function, O lever, left handed, black chromium finish, for use with 1 3/8" - 1 3/4" thick standard door | 1 |  | 1 Year | 886.05 | 0.15 | 753.1425
25611 | Salto | EB658O62NE38L-K | XS4 wide body electronic wire-free SVN escutcheon, BLE / Mifare / DESFire deadbolt privacy function, with keypad, O lever, left handed, black chromium finish, for use with 1 3/8" - 1 3/4" thick standard door | 1 |  | 1 Year | 819.9 | 0.15 | 696.915
25612 | Salto | EB658O62NE38LW- | XS4 wide body electronic RF wireless SVN escutcheon, BLE / Mifare / DESFire deadbolt privacy function, O lever, left handed, black chromium finish, for use with 1 3/8" - 1 3/4" thick standard door | 1 |  | 1 Year | 942.25 | 0.15 | 800.9125
25613 | Salto | EB658O62NE38LWK | XS4 wide body electronic RF wireless SVN escutcheon, BLE / Mifare / DESFire deadbolt privacy function, with keypad, O lever, left handed, black chromium finish, for use with 1 3/8" - 1 3/4" thick standard door | 1 |  | 1 Year | 1005.1 | 0.15 | 854.335
25614 | Salto | EB658O62NE38R-- | XS4 wide body electronic wire-free SVN escutcheon, BLE / Mifare / DESFire deadbolt privacy function, O lever, right handed, black chromium finish, for use with 1 3/8" - 1 3/4" thick standard door | 1 |  | 1 Year | 757.05 | 0.15 | 643.4925
25615 | Salto | EB658O62NE38RA- | XS4 wide body electronic AMOK wire-free SVN escutcheon, BLE / Mifare / DESFire deadbolt privacy function, O lever, right handed, black chromium finish, for use with 1 3/8" - 1 3/4" thick standard door | 1 |  | 1 Year | 886.05 | 0.15 | 753.1425
25616 | Salto | EB658O62NE38R-K | XS4 wide body electronic wire-free SVN escutcheon, BLE / Mifare / DESFire deadbolt privacy function, with keypad, O lever, right handed, black chromium finish, for use with 1 3/8" - 1 3/4" thick standard door | 1 |  | 1 Year | 819.9 | 0.15 | 696.915
25617 | Salto | EB658O62NE38RW- | XS4 wide body electronic RF wireless SVN escutcheon, BLE / Mifare / DESFire deadbolt privacy function, O lever, right handed, black chromium finish, for use with 1 3/8" - 1 3/4" thick standard door | 1 |  | 1 Year | 942.25 | 0.15 | 800.9125
25618 | Salto | EB658O62NE38RWK | XS4 wide body electronic RF wireless SVN escutcheon, BLE / Mifare / DESFire deadbolt privacy function, with keypad, O lever, right handed, black chromium finish, for use with 1 3/8" - 1 3/4" thick standard door | 1 |  | 1 Year | 1005.1 | 0.15 | 854.335
25619 | Salto | EB658O62NE48L-- | XS4 wide body electronic wire-free SVN escutcheon, BLE / Mifare / DESFire deadbolt privacy function, O lever, left handed, black chromium finish, for use with 1 3/4" - 2 1/4" thick door | 1 |  | 1 Year | 757.05 | 0.15 | 643.4925
25620 | Salto | EB658O62NE48LA- | XS4 wide body electronic AMOK wire-free SVN escutcheon, BLE / Mifare / DESFire deadbolt privacy function, O lever, left handed, black chromium finish, for use with 1 3/4" - 2 1/4" thick door | 1 |  | 1 Year | 886.05 | 0.15 | 753.1425
25621 | Salto | EB658O62NE48L-K | XS4 wide body electronic wire-free SVN escutcheon, BLE / Mifare / DESFire deadbolt privacy function, with keypad, O lever, left handed, black chromium finish, for use with 1 3/4" - 2 1/4" thick door | 1 |  | 1 Year | 819.9 | 0.15 | 696.915
25622 | Salto | EB658O62NE48LW- | XS4 wide body electronic RF wireless SVN escutcheon, BLE / Mifare / DESFire deadbolt privacy function, O lever, left handed, black chromium finish, for use with 1 3/4" - 2 1/4" thick door | 1 |  | 1 Year | 942.25 | 0.15 | 800.9125
25623 | Salto | EB658O62NE48LWK | XS4 wide body electronic RF wireless SVN escutcheon, BLE / Mifare / DESFire deadbolt privacy function, with keypad, O lever, left handed, black chromium finish, for use with 1 3/4" - 2 1/4" thick door | 1 |  | 1 Year | 1005.1 | 0.15 | 854.335
25624 | Salto | EB658O62NE48R-- | XS4 wide body electronic wire-free SVN escutcheon, BLE / Mifare / DESFire deadbolt privacy function, O lever, right handed, black chromium finish, for use with 1 3/4" - 2 1/4" thick door | 1 |  | 1 Year | 757.05 | 0.15 | 643.4925
25625 | Salto | EB658O62NE48RA- | XS4 wide body electronic AMOK wire-free SVN escutcheon, BLE / Mifare / DESFire deadbolt privacy function, O lever, right handed, black chromium finish, for use with 1 3/4" - 2 1/4" thick door | 1 |  | 1 Year | 886.05 | 0.15 | 753.1425
25626 | Salto | EB658O62NE48R-K | XS4 wide body electronic wire-free SVN escutcheon, BLE / Mifare / DESFire deadbolt privacy function, with keypad, O lever, right handed, black chromium finish, for use with 1 3/4" - 2 1/4" thick door | 1 |  | 1 Year | 819.9 | 0.15 | 696.915
25627 | Salto | EB658O62NE48RW- | XS4 wide body electronic RF wireless SVN escutcheon, BLE / Mifare / DESFire deadbolt privacy function, O lever, right handed, black chromium finish, for use with 1 3/4" - 2 1/4" thick door | 1 |  | 1 Year | 942.25 | 0.15 | 800.9125
25628 | Salto | EB658O62NE48RWK | XS4 wide body electronic RF wireless SVN escutcheon, BLE / Mifare / DESFire deadbolt privacy function, with keypad, O lever, right handed, black chromium finish, for use with 1 3/4" - 2 1/4" thick door | 1 |  | 1 Year | 1005.1 | 0.15 | 854.335
25629 | Salto | EB658O62PM38L-- | XS4 wide body electronic wire-free SVN escutcheon, BLE / Mifare / DESFire deadbolt privacy function, O lever, left handed, satin brass finish, for use with 1 3/8" - 1 3/4" thick standard door | 1 |  | 1 Year | 722.35 | 0.15 | 613.9975
25630 | Salto | EB658O62PM38LA- | XS4 wide body electronic AMOK wire-free SVN escutcheon, BLE / Mifare / DESFire deadbolt privacy function, O lever, left handed, satin brass finish, for use with 1 3/8" - 1 3/4" thick standard door | 1 |  | 1 Year | 851.35 | 0.15 | 723.6475
25631 | Salto | EB658O62PM38L-K | XS4 wide body electronic wire-free SVN escutcheon, BLE / Mifare / DESFire deadbolt privacy function, with keypad, O lever, left handed, satin brass finish, for use with 1 3/8" - 1 3/4" thick standard door | 1 |  | 1 Year | 785.2 | 0.15 | 667.42
25632 | Salto | EB658O62PM38LW- | XS4 wide body electronic RF wireless SVN escutcheon, BLE / Mifare / DESFire deadbolt privacy function, O lever, left handed, satin brass finish, for use with 1 3/8" - 1 3/4" thick standard door | 1 |  | 1 Year | 907.55 | 0.15 | 771.4175
25633 | Salto | EB658O62PM38LWK | XS4 wide body electronic RF wireless SVN escutcheon, BLE / Mifare / DESFire deadbolt privacy function, with keypad, O lever, left handed, satin brass finish, for use with 1 3/8" - 1 3/4" thick standard door | 1 |  | 1 Year | 970.4 | 0.15 | 824.84
25634 | Salto | EB658O62PM38R-- | XS4 wide body electronic wire-free SVN escutcheon, BLE / Mifare / DESFire deadbolt privacy function, O lever, right handed, satin brass finish, for use with 1 3/8" - 1 3/4" thick standard door | 1 |  | 1 Year | 722.35 | 0.15 | 613.9975
25635 | Salto | EB658O62PM38RA- | XS4 wide body electronic AMOK wire-free SVN escutcheon, BLE / Mifare / DESFire deadbolt privacy function, O lever, right handed, satin brass finish, for use with 1 3/8" - 1 3/4" thick standard door | 1 |  | 1 Year | 851.35 | 0.15 | 723.6475
25636 | Salto | EB658O62PM38R-K | XS4 wide body electronic wire-free SVN escutcheon, BLE / Mifare / DESFire deadbolt privacy function, with keypad, O lever, right handed, satin brass finish, for use with 1 3/8" - 1 3/4" thick standard door | 1 |  | 1 Year | 785.2 | 0.15 | 667.42
25637 | Salto | EB658O62PM38RW- | XS4 wide body electronic RF wireless SVN escutcheon, BLE / Mifare / DESFire deadbolt privacy function, O lever, right handed, satin brass finish, for use with 1 3/8" - 1 3/4" thick standard door | 1 |  | 1 Year | 907.55 | 0.15 | 771.4175
25638 | Salto | EB658O62PM38RWK | XS4 wide body electronic RF wireless SVN escutcheon, BLE / Mifare / DESFire deadbolt privacy function, with keypad, O lever, right handed, satin brass finish, for use with 1 3/8" - 1 3/4" thick standard door | 1 |  | 1 Year | 970.4 | 0.15 | 824.84
25639 | Salto | EB658O62PM48L-- | XS4 wide body electronic wire-free SVN escutcheon, BLE / Mifare / DESFire deadbolt privacy function, O lever, left handed, satin brass finish, for use with 1 3/4" - 2 1/4" thick door | 1 |  | 1 Year | 722.35 | 0.15 | 613.9975
25640 | Salto | EB658O62PM48LA- | XS4 wide body electronic AMOK wire-free SVN escutcheon, BLE / Mifare / DESFire deadbolt privacy function, O lever, left handed, satin brass finish, for use with 1 3/4" - 2 1/4" thick door | 1 |  | 1 Year | 851.35 | 0.15 | 723.6475
25641 | Salto | EB658O62PM48L-K | XS4 wide body electronic wire-free SVN escutcheon, BLE / Mifare / DESFire deadbolt privacy function, with keypad, O lever, left handed, satin brass finish, for use with 1 3/4" - 2 1/4" thick door | 1 |  | 1 Year | 785.2 | 0.15 | 667.42
25642 | Salto | EB658O62PM48LW- | XS4 wide body electronic RF wireless SVN escutcheon, BLE / Mifare / DESFire deadbolt privacy function, O lever, left handed, satin brass finish, for use with 1 3/4" - 2 1/4" thick door | 1 |  | 1 Year | 907.55 | 0.15 | 771.4175
25643 | Salto | EB658O62PM48LWK | XS4 wide body electronic RF wireless SVN escutcheon, BLE / Mifare / DESFire deadbolt privacy function, with keypad, O lever, left handed, satin brass finish, for use with 1 3/4" - 2 1/4" thick door | 1 |  | 1 Year | 970.4 | 0.15 | 824.84
25644 | Salto | EB658O62PM48R-- | XS4 wide body electronic wire-free SVN escutcheon, BLE / Mifare / DESFire deadbolt privacy function, O lever, right handed, satin brass finish, for use with 1 3/4" - 2 1/4" thick door | 1 |  | 1 Year | 722.35 | 0.15 | 613.9975
25645 | Salto | EB658O62PM48RA- | XS4 wide body electronic AMOK wire-free SVN escutcheon, BLE / Mifare / DESFire deadbolt privacy function, O lever, right handed, satin brass finish, for use with 1 3/4" - 2 1/4" thick door | 1 |  | 1 Year | 851.35 | 0.15 | 723.6475
25646 | Salto | EB658O62PM48R-K | XS4 wide body electronic wire-free SVN escutcheon, BLE / Mifare / DESFire deadbolt privacy function, with keypad, O lever, right handed, satin brass finish, for use with 1 3/4" - 2 1/4" thick door | 1 |  | 1 Year | 785.2 | 0.15 | 667.42
25647 | Salto | EB658O62PM48RW- | XS4 wide body electronic RF wireless SVN escutcheon, BLE / Mifare / DESFire deadbolt privacy function, O lever, right handed, satin brass finish, for use with 1 3/4" - 2 1/4" thick door | 1 |  | 1 Year | 907.55 | 0.15 | 771.4175
25648 | Salto | EB658O62PM48RWK | XS4 wide body electronic RF wireless SVN escutcheon, BLE / Mifare / DESFire deadbolt privacy function, with keypad, O lever, right handed, satin brass finish, for use with 1 3/4" - 2 1/4" thick door | 1 |  | 1 Year | 970.4 | 0.15 | 824.84
25649 | Salto | EB658O62PP38L-- | XS4 wide body electronic wire-free SVN escutcheon, BLE / Mifare / DESFire deadbolt privacy function, O lever, left handed, bright brass finish, for use with 1 3/8" - 1 3/4" thick standard door | 1 |  | 1 Year | 738.65 | 0.15 | 627.8525
25650 | Salto | EB658O62PP38LA- | XS4 wide body electronic AMOK wire-free SVN escutcheon, BLE / Mifare / DESFire deadbolt privacy function, O lever, left handed, bright brass finish, for use with 1 3/8" - 1 3/4" thick standard door | 1 |  | 1 Year | 867.65 | 0.15 | 737.5025
25651 | Salto | EB658O62PP38L-K | XS4 wide body electronic wire-free SVN escutcheon, BLE / Mifare / DESFire deadbolt privacy function, with keypad, O lever, left handed, bright brass finish, for use with 1 3/8" - 1 3/4" thick standard door | 1 |  | 1 Year | 801.5 | 0.15 | 681.275
25652 | Salto | EB658O62PP38LW- | XS4 wide body electronic RF wireless SVN escutcheon, BLE / Mifare / DESFire deadbolt privacy function, O lever, left handed, bright brass finish, for use with 1 3/8" - 1 3/4" thick standard door | 1 |  | 1 Year | 923.85 | 0.15 | 785.2725
25653 | Salto | EB658O62PP38LWK | XS4 wide body electronic RF wireless SVN escutcheon, BLE / Mifare / DESFire deadbolt privacy function, with keypad, O lever, left handed, bright brass finish, for use with 1 3/8" - 1 3/4" thick standard door | 1 |  | 1 Year | 986.7 | 0.15 | 838.695
25654 | Salto | EB658O62PP38R-- | XS4 wide body electronic wire-free SVN escutcheon, BLE / Mifare / DESFire deadbolt privacy function, O lever, right handed, bright brass finish, for use with 1 3/8" - 1 3/4" thick standard door | 1 |  | 1 Year | 738.65 | 0.15 | 627.8525
25655 | Salto | EB658O62PP38RA- | XS4 wide body electronic AMOK wire-free SVN escutcheon, BLE / Mifare / DESFire deadbolt privacy function, O lever, right handed, bright brass finish, for use with 1 3/8" - 1 3/4" thick standard door | 1 |  | 1 Year | 867.65 | 0.15 | 737.5025
25656 | Salto | EB658O62PP38R-K | XS4 wide body electronic wire-free SVN escutcheon, BLE / Mifare / DESFire deadbolt privacy function, with keypad, O lever, right handed, bright brass finish, for use with 1 3/8" - 1 3/4" thick standard door | 1 |  | 1 Year | 801.5 | 0.15 | 681.275
25657 | Salto | EB658O62PP38RW- | XS4 wide body electronic RF wireless SVN escutcheon, BLE / Mifare / DESFire deadbolt privacy function, O lever, right handed, bright brass finish, for use with 1 3/8" - 1 3/4" thick standard door | 1 |  | 1 Year | 923.85 | 0.15 | 785.2725
25658 | Salto | EB658O62PP38RWK | XS4 wide body electronic RF wireless SVN escutcheon, BLE / Mifare / DESFire deadbolt privacy function, with keypad, O lever, right handed, bright brass finish, for use with 1 3/8" - 1 3/4" thick standard door | 1 |  | 1 Year | 986.7 | 0.15 | 838.695
25659 | Salto | EB658O62PP48L-- | XS4 wide body electronic wire-free SVN escutcheon, BLE / Mifare / DESFire deadbolt privacy function, O lever, left handed, bright brass finish, for use with 1 3/4" - 2 1/4" thick door | 1 |  | 1 Year | 738.65 | 0.15 | 627.8525
25660 | Salto | EB658O62PP48LA- | XS4 wide body electronic AMOK wire-free SVN escutcheon, BLE / Mifare / DESFire deadbolt privacy function, O lever, left handed, bright brass finish, for use with 1 3/4" - 2 1/4" thick door | 1 |  | 1 Year | 867.65 | 0.15 | 737.5025
25661 | Salto | EB658O62PP48L-K | XS4 wide body electronic wire-free SVN escutcheon, BLE / Mifare / DESFire deadbolt privacy function, with keypad, O lever, left handed, bright brass finish, for use with 1 3/4" - 2 1/4" thick door | 1 |  | 1 Year | 801.5 | 0.15 | 681.275
25662 | Salto | EB658O62PP48LW- | XS4 wide body electronic RF wireless SVN escutcheon, BLE / Mifare / DESFire deadbolt privacy function, O lever, left handed, bright brass finish, for use with 1 3/4" - 2 1/4" thick door | 1 |  | 1 Year | 923.85 | 0.15 | 785.2725
25663 | Salto | EB658O62PP48LWK | XS4 wide body electronic RF wireless SVN escutcheon, BLE / Mifare / DESFire deadbolt privacy function, with keypad, O lever, left handed, bright brass finish, for use with 1 3/4" - 2 1/4" thick door | 1 |  | 1 Year | 986.7 | 0.15 | 838.695
25664 | Salto | EB658O62PP48R-- | XS4 wide body electronic wire-free SVN escutcheon, BLE / Mifare / DESFire deadbolt privacy function, O lever, right handed, bright brass finish, for use with 1 3/4" - 2 1/4" thick door | 1 |  | 1 Year | 738.65 | 0.15 | 627.8525
25665 | Salto | EB658O62PP48RA- | XS4 wide body electronic AMOK wire-free SVN escutcheon, BLE / Mifare / DESFire deadbolt privacy function, O lever, right handed, bright brass finish, for use with 1 3/4" - 2 1/4" thick door | 1 |  | 1 Year | 867.65 | 0.15 | 737.5025
25666 | Salto | EB658O62PP48R-K | XS4 wide body electronic wire-free SVN escutcheon, BLE / Mifare / DESFire deadbolt privacy function, with keypad, O lever, right handed, bright brass finish, for use with 1 3/4" - 2 1/4" thick door | 1 |  | 1 Year | 801.5 | 0.15 | 681.275
25667 | Salto | EB658O62PP48RW- | XS4 wide body electronic RF wireless SVN escutcheon, BLE / Mifare / DESFire deadbolt privacy function, O lever, right handed, bright brass finish, for use with 1 3/4" - 2 1/4" thick door | 1 |  | 1 Year | 923.85 | 0.15 | 785.2725
25668 | Salto | EB658O62PP48RWK | XS4 wide body electronic RF wireless SVN escutcheon, BLE / Mifare / DESFire deadbolt privacy function, with keypad, O lever, right handed, bright brass finish, for use with 1 3/4" - 2 1/4" thick door | 1 |  | 1 Year | 986.7 | 0.15 | 838.695
25669 | Salto | EB658O63IA38L-- | XS4 wide body electronic wire-free SVN escutcheon, BLE / Mifare / DESFire deadbolt privacy function, O lever, left handed, antique brass finish, for use with 1 3/8" - 1 3/4" thick standard door | 1 |  | 1 Year | 774.35 | 0.15 | 658.1975
25670 | Salto | EB658O63IA38LA- | XS4 wide body electronic AMOK wire-free SVN escutcheon, BLE / Mifare / DESFire deadbolt privacy function, O lever, left handed, antique brass finish, for use with 1 3/8" - 1 3/4" thick standard door | 1 |  | 1 Year | 903.35 | 0.15 | 767.8475
25671 | Salto | EB658O63IA38L-K | XS4 wide body electronic wire-free SVN escutcheon, BLE / Mifare / DESFire deadbolt privacy function, with keypad, O lever, left handed, antique brass finish, for use with 1 3/8" - 1 3/4" thick standard door | 1 |  | 1 Year | 837.2 | 0.15 | 711.62
25672 | Salto | EB658O63IA38LW- | XS4 wide body electronic RF wireless SVN escutcheon, BLE / Mifare / DESFire deadbolt privacy function, O lever, left handed, antique brass finish, for use with 1 3/8" - 1 3/4" thick standard door | 1 |  | 1 Year | 959.55 | 0.15 | 815.6175
25673 | Salto | EB658O63IA38LWK | XS4 wide body electronic RF wireless SVN escutcheon, BLE / Mifare / DESFire deadbolt privacy function, with keypad, O lever, left handed, antique brass finish, for use with 1 3/8" - 1 3/4" thick standard door | 1 |  | 1 Year | 1022.4 | 0.15 | 869.04
25674 | Salto | EB658O63IA38R-- | XS4 wide body electronic wire-free SVN escutcheon, BLE / Mifare / DESFire deadbolt privacy function, O lever, right handed, antique brass finish, for use with 1 3/8" - 1 3/4" thick standard door | 1 |  | 1 Year | 774.35 | 0.15 | 658.1975
25675 | Salto | EB658O63IA38RA- | XS4 wide body electronic AMOK wire-free SVN escutcheon, BLE / Mifare / DESFire deadbolt privacy function, O lever, right handed, antique brass finish, for use with 1 3/8" - 1 3/4" thick standard door | 1 |  | 1 Year | 903.35 | 0.15 | 767.8475
25676 | Salto | EB658O63IA38R-K | XS4 wide body electronic wire-free SVN escutcheon, BLE / Mifare / DESFire deadbolt privacy function, with keypad, O lever, right handed, antique brass finish, for use with 1 3/8" - 1 3/4" thick standard door | 1 |  | 1 Year | 837.2 | 0.15 | 711.62
25677 | Salto | EB658O63IA38RW- | XS4 wide body electronic RF wireless SVN escutcheon, BLE / Mifare / DESFire deadbolt privacy function, O lever, right handed, antique brass finish, for use with 1 3/8" - 1 3/4" thick standard door | 1 |  | 1 Year | 959.55 | 0.15 | 815.6175
25678 | Salto | EB658O63IA38RWK | XS4 wide body electronic RF wireless SVN escutcheon, BLE / Mifare / DESFire deadbolt privacy function, with keypad, O lever, right handed, antique brass finish, for use with 1 3/8" - 1 3/4" thick standard door | 1 |  | 1 Year | 1022.4 | 0.15 | 869.04
25679 | Salto | EB658O63IA48L-- | XS4 wide body electronic wire-free SVN escutcheon, BLE / Mifare / DESFire deadbolt privacy function, O lever, left handed, antique brass finish, for use with 1 3/4" - 2 1/4" thick door | 1 |  | 1 Year | 774.35 | 0.15 | 658.1975
25680 | Salto | EB658O63IA48LA- | XS4 wide body electronic AMOK wire-free SVN escutcheon, BLE / Mifare / DESFire deadbolt privacy function, O lever, left handed, antique brass finish, for use with 1 3/4" - 2 1/4" thick door | 1 |  | 1 Year | 903.35 | 0.15 | 767.8475
25681 | Salto | EB658O63IA48L-K | XS4 wide body electronic wire-free SVN escutcheon, BLE / Mifare / DESFire deadbolt privacy function, with keypad, O lever, left handed, antique brass finish, for use with 1 3/4" - 2 1/4" thick door | 1 |  | 1 Year | 837.2 | 0.15 | 711.62
25682 | Salto | EB658O63IA48LW- | XS4 wide body electronic RF wireless SVN escutcheon, BLE / Mifare / DESFire deadbolt privacy function, O lever, left handed, antique brass finish, for use with 1 3/4" - 2 1/4" thick door | 1 |  | 1 Year | 959.55 | 0.15 | 815.6175
25683 | Salto | EB658O63IA48LWK | XS4 wide body electronic RF wireless SVN escutcheon, BLE / Mifare / DESFire deadbolt privacy function, with keypad, O lever, left handed, antique brass finish, for use with 1 3/4" - 2 1/4" thick door | 1 |  | 1 Year | 1022.4 | 0.15 | 869.04
25684 | Salto | EB658O63IA48R-- | XS4 wide body electronic wire-free SVN escutcheon, BLE / Mifare / DESFire deadbolt privacy function, O lever, right handed, antique brass finish, for use with 1 3/4" - 2 1/4" thick door | 1 |  | 1 Year | 774.35 | 0.15 | 658.1975
25685 | Salto | EB658O63IA48RA- | XS4 wide body electronic AMOK wire-free SVN escutcheon, BLE / Mifare / DESFire deadbolt privacy function, O lever, right handed, antique brass finish, for use with 1 3/4" - 2 1/4" thick door | 1 |  | 1 Year | 903.35 | 0.15 | 767.8475
25686 | Salto | EB658O63IA48R-K | XS4 wide body electronic wire-free SVN escutcheon, BLE / Mifare / DESFire deadbolt privacy function, with keypad, O lever, right handed, antique brass finish, for use with 1 3/4" - 2 1/4" thick door | 1 |  | 1 Year | 837.2 | 0.15 | 711.62
25687 | Salto | EB658O63IA48RW- | XS4 wide body electronic RF wireless SVN escutcheon, BLE / Mifare / DESFire deadbolt privacy function, O lever, right handed, antique brass finish, for use with 1 3/4" - 2 1/4" thick door | 1 |  | 1 Year | 959.55 | 0.15 | 815.6175
25688 | Salto | EB658O63IA48RWK | XS4 wide body electronic RF wireless SVN escutcheon, BLE / Mifare / DESFire deadbolt privacy function, with keypad, O lever, right handed, antique brass finish, for use with 1 3/4" - 2 1/4" thick door | 1 |  | 1 Year | 1022.4 | 0.15 | 869.04
25689 | Salto | EB658O63IM38L-- | XS4 wide body electronic wire-free SVN escutcheon, BLE / Mifare / DESFire deadbolt privacy function, O lever, left handed, satin stainless finish, for use with 1 3/8" - 1 3/4" thick standard door | 1 |  | 1 Year | 722.35 | 0.15 | 613.9975
25690 | Salto | EB658O63IM38LA- | XS4 wide body electronic AMOK wire-free SVN escutcheon, BLE / Mifare / DESFire deadbolt privacy function, O lever, left handed, satin stainless finish, for use with 1 3/8" - 1 3/4" thick standard door | 1 |  | 1 Year | 851.35 | 0.15 | 723.6475
25691 | Salto | EB658O63IM38L-K | XS4 wide body electronic wire-free SVN escutcheon, BLE / Mifare / DESFire deadbolt privacy function, with keypad, O lever, left handed, satin stainless finish, for use with 1 3/8" - 1 3/4" thick standard door | 1 |  | 1 Year | 785.2 | 0.15 | 667.42
25692 | Salto | EB658O63IM38LW- | XS4 wide body electronic RF wireless SVN escutcheon, BLE / Mifare / DESFire deadbolt privacy function, O lever, left handed, satin stainless finish, for use with 1 3/8" - 1 3/4" thick standard door | 1 |  | 1 Year | 907.55 | 0.15 | 771.4175
25693 | Salto | EB658O63IM38LWK | XS4 wide body electronic RF wireless SVN escutcheon, BLE / Mifare / DESFire deadbolt privacy function, with keypad, O lever, left handed, satin stainless finish, for use with 1 3/8" - 1 3/4" thick standard door | 1 |  | 1 Year | 970.4 | 0.15 | 824.84
25694 | Salto | EB658O63IM38R-- | XS4 wide body electronic wire-free SVN escutcheon, BLE / Mifare / DESFire deadbolt privacy function, O lever, right handed, satin stainless finish, for use with 1 3/8" - 1 3/4" thick standard door | 1 |  | 1 Year | 722.35 | 0.15 | 613.9975
25695 | Salto | EB658O63IM38RA- | XS4 wide body electronic AMOK wire-free SVN escutcheon, BLE / Mifare / DESFire deadbolt privacy function, O lever, right handed, satin stainless finish, for use with 1 3/8" - 1 3/4" thick standard door | 1 |  | 1 Year | 851.35 | 0.15 | 723.6475
25696 | Salto | EB658O63IM38R-K | XS4 wide body electronic wire-free SVN escutcheon, BLE / Mifare / DESFire deadbolt privacy function, with keypad, O lever, right handed, satin stainless finish, for use with 1 3/8" - 1 3/4" thick standard door | 1 |  | 1 Year | 785.2 | 0.15 | 667.42
25697 | Salto | EB658O63IM38RW- | XS4 wide body electronic RF wireless SVN escutcheon, BLE / Mifare / DESFire deadbolt privacy function, O lever, right handed, satin stainless finish, for use with 1 3/8" - 1 3/4" thick standard door | 1 |  | 1 Year | 907.55 | 0.15 | 771.4175
25698 | Salto | EB658O63IM38RWK | XS4 wide body electronic RF wireless SVN escutcheon, BLE / Mifare / DESFire deadbolt privacy function, with keypad, O lever, right handed, satin stainless finish, for use with 1 3/8" - 1 3/4" thick standard door | 1 |  | 1 Year | 970.4 | 0.15 | 824.84
25699 | Salto | EB658O63IM48L-- | XS4 wide body electronic wire-free SVN escutcheon, BLE / Mifare / DESFire deadbolt privacy function, O lever, left handed, satin stainless finish, for use with 1 3/4" - 2 1/4" thick door | 1 |  | 1 Year | 722.35 | 0.15 | 613.9975
25700 | Salto | EB658O63IM48LA- | XS4 wide body electronic AMOK wire-free SVN escutcheon, BLE / Mifare / DESFire deadbolt privacy function, O lever, left handed, satin stainless finish, for use with 1 3/4" - 2 1/4" thick door | 1 |  | 1 Year | 851.35 | 0.15 | 723.6475
25701 | Salto | EB658O63IM48L-K | XS4 wide body electronic wire-free SVN escutcheon, BLE / Mifare / DESFire deadbolt privacy function, with keypad, O lever, left handed, satin stainless finish, for use with 1 3/4" - 2 1/4" thick door | 1 |  | 1 Year | 785.2 | 0.15 | 667.42
25702 | Salto | EB658O63IM48LW- | XS4 wide body electronic RF wireless SVN escutcheon, BLE / Mifare / DESFire deadbolt privacy function, O lever, left handed, satin stainless finish, for use with 1 3/4" - 2 1/4" thick door | 1 |  | 1 Year | 907.55 | 0.15 | 771.4175
25703 | Salto | EB658O63IM48LWK | XS4 wide body electronic RF wireless SVN escutcheon, BLE / Mifare / DESFire deadbolt privacy function, with keypad, O lever, left handed, satin stainless finish, for use with 1 3/4" - 2 1/4" thick door | 1 |  | 1 Year | 970.4 | 0.15 | 824.84
25704 | Salto | EB658O63IM48R-- | XS4 wide body electronic wire-free SVN escutcheon, BLE / Mifare / DESFire deadbolt privacy function, O lever, right handed, satin stainless finish, for use with 1 3/4" - 2 1/4" thick door | 1 |  | 1 Year | 722.35 | 0.15 | 613.9975
25705 | Salto | EB658O63IM48RA- | XS4 wide body electronic AMOK wire-free SVN escutcheon, BLE / Mifare / DESFire deadbolt privacy function, O lever, right handed, satin stainless finish, for use with 1 3/4" - 2 1/4" thick door | 1 |  | 1 Year | 851.35 | 0.15 | 723.6475
25706 | Salto | EB658O63IM48R-K | XS4 wide body electronic wire-free SVN escutcheon, BLE / Mifare / DESFire deadbolt privacy function, with keypad, O lever, right handed, satin stainless finish, for use with 1 3/4" - 2 1/4" thick door | 1 |  | 1 Year | 785.2 | 0.15 | 667.42
25707 | Salto | EB658O63IM48RW- | XS4 wide body electronic RF wireless SVN escutcheon, BLE / Mifare / DESFire deadbolt privacy function, O lever, right handed, satin stainless finish, for use with 1 3/4" - 2 1/4" thick door | 1 |  | 1 Year | 907.55 | 0.15 | 771.4175
25708 | Salto | EB658O63IM48RWK | XS4 wide body electronic RF wireless SVN escutcheon, BLE / Mifare / DESFire deadbolt privacy function, with keypad, O lever, right handed, satin stainless finish, for use with 1 3/4" - 2 1/4" thick door | 1 |  | 1 Year | 970.4 | 0.15 | 824.84
25709 | Salto | EB658O63IP38L-- | XS4 wide body electronic wire-free SVN escutcheon, BLE / Mifare / DESFire deadbolt privacy function, O lever, left handed, bright stainless steel finish, for use with 1 3/8" - 1 3/4" thick standard door | 1 |  | 1 Year | 738.65 | 0.15 | 627.8525
25710 | Salto | EB658O63IP38LA- | XS4 wide body electronic AMOK wire-free SVN escutcheon, BLE / Mifare / DESFire deadbolt privacy function, O lever, left handed, bright stainless steel finish, for use with 1 3/8" - 1 3/4" thick standard door | 1 |  | 1 Year | 867.65 | 0.15 | 737.5025
25711 | Salto | EB658O63IP38L-K | XS4 wide body electronic wire-free SVN escutcheon, BLE / Mifare / DESFire deadbolt privacy function, with keypad, O lever, left handed, bright stainless steel finish, for use with 1 3/8" - 1 3/4" thick standard door | 1 |  | 1 Year | 801.5 | 0.15 | 681.275
25712 | Salto | EB658O63IP38LW- | XS4 wide body electronic RF wireless SVN escutcheon, BLE / Mifare / DESFire deadbolt privacy function, O lever, left handed, bright stainless steel finish, for use with 1 3/8" - 1 3/4" thick standard door | 1 |  | 1 Year | 923.85 | 0.15 | 785.2725
25713 | Salto | EB658O63IP38LWK | XS4 wide body electronic RF wireless SVN escutcheon, BLE / Mifare / DESFire deadbolt privacy function, with keypad, O lever, left handed, bright stainless steel finish, for use with 1 3/8" - 1 3/4" thick standard door | 1 |  | 1 Year | 986.7 | 0.15 | 838.695
25714 | Salto | EB658O63IP38R-- | XS4 wide body electronic wire-free SVN escutcheon, BLE / Mifare / DESFire deadbolt privacy function, O lever, right handed, bright stainless steel finish, for use with 1 3/8" - 1 3/4" thick standard door | 1 |  | 1 Year | 738.65 | 0.15 | 627.8525
25715 | Salto | EB658O63IP38RA- | XS4 wide body electronic AMOK wire-free SVN escutcheon, BLE / Mifare / DESFire deadbolt privacy function, O lever, right handed, bright stainless steel finish, for use with 1 3/8" - 1 3/4" thick standard door | 1 |  | 1 Year | 867.65 | 0.15 | 737.5025
25716 | Salto | EB658O63IP38R-K | XS4 wide body electronic wire-free SVN escutcheon, BLE / Mifare / DESFire deadbolt privacy function, with keypad, O lever, right handed, bright stainless steel finish, for use with 1 3/8" - 1 3/4" thick standard door | 1 |  | 1 Year | 801.5 | 0.15 | 681.275
25717 | Salto | EB658O63IP38RW- | XS4 wide body electronic RF wireless SVN escutcheon, BLE / Mifare / DESFire deadbolt privacy function, O lever, right handed, bright stainless steel finish, for use with 1 3/8" - 1 3/4" thick standard door | 1 |  | 1 Year | 923.85 | 0.15 | 785.2725
25718 | Salto | EB658O63IP38RWK | XS4 wide body electronic RF wireless SVN escutcheon, BLE / Mifare / DESFire deadbolt privacy function, with keypad, O lever, right handed, bright stainless steel finish, for use with 1 3/8" - 1 3/4" thick standard door | 1 |  | 1 Year | 986.7 | 0.15 | 838.695
25719 | Salto | EB658O63IP48L-- | XS4 wide body electronic wire-free SVN escutcheon, BLE / Mifare / DESFire deadbolt privacy function, O lever, left handed, bright stainless steel finish, for use with 1 3/4" - 2 1/4" thick door | 1 |  | 1 Year | 738.65 | 0.15 | 627.8525
25720 | Salto | EB658O63IP48LA- | XS4 wide body electronic AMOK wire-free SVN escutcheon, BLE / Mifare / DESFire deadbolt privacy function, O lever, left handed, bright stainless steel finish, for use with 1 3/4" - 2 1/4" thick door | 1 |  | 1 Year | 867.65 | 0.15 | 737.5025
25721 | Salto | EB658O63IP48L-K | XS4 wide body electronic wire-free SVN escutcheon, BLE / Mifare / DESFire deadbolt privacy function, with keypad, O lever, left handed, bright stainless steel finish, for use with 1 3/4" - 2 1/4" thick door | 1 |  | 1 Year | 801.5 | 0.15 | 681.275
25722 | Salto | EB658O63IP48LW- | XS4 wide body electronic RF wireless SVN escutcheon, BLE / Mifare / DESFire deadbolt privacy function, O lever, left handed, bright stainless steel finish, for use with 1 3/4" - 2 1/4" thick door | 1 |  | 1 Year | 923.85 | 0.15 | 785.2725
25723 | Salto | EB658O63IP48LWK | XS4 wide body electronic RF wireless SVN escutcheon, BLE / Mifare / DESFire deadbolt privacy function, with keypad, O lever, left handed, bright stainless steel finish, for use with 1 3/4" - 2 1/4" thick door | 1 |  | 1 Year | 986.7 | 0.15 | 838.695
25724 | Salto | EB658O63IP48R-- | XS4 wide body electronic wire-free SVN escutcheon, BLE / Mifare / DESFire deadbolt privacy function, O lever, right handed, bright stainless steel finish, for use with 1 3/4" - 2 1/4" thick door | 1 |  | 1 Year | 738.65 | 0.15 | 627.8525
25725 | Salto | EB658O63IP48RA- | XS4 wide body electronic AMOK wire-free SVN escutcheon, BLE / Mifare / DESFire deadbolt privacy function, O lever, right handed, bright stainless steel finish, for use with 1 3/4" - 2 1/4" thick door | 1 |  | 1 Year | 867.65 | 0.15 | 737.5025
25726 | Salto | EB658O63IP48R-K | XS4 wide body electronic wire-free SVN escutcheon, BLE / Mifare / DESFire deadbolt privacy function, with keypad, O lever, right handed, bright stainless steel finish, for use with 1 3/4" - 2 1/4" thick door | 1 |  | 1 Year | 801.5 | 0.15 | 681.275
25727 | Salto | EB658O63IP48RW- | XS4 wide body electronic RF wireless SVN escutcheon, BLE / Mifare / DESFire deadbolt privacy function, O lever, right handed, bright stainless steel finish, for use with 1 3/4" - 2 1/4" thick door | 1 |  | 1 Year | 923.85 | 0.15 | 785.2725
25728 | Salto | EB658O63IP48RWK | XS4 wide body electronic RF wireless SVN escutcheon, BLE / Mifare / DESFire deadbolt privacy function, with keypad, O lever, right handed, bright stainless steel finish, for use with 1 3/4" - 2 1/4" thick door | 1 |  | 1 Year | 986.7 | 0.15 | 838.695
25729 | Salto | EB658O63NE38L-- | XS4 wide body electronic wire-free SVN escutcheon, BLE / Mifare / DESFire deadbolt privacy function, O lever, left handed, black chromium finish, for use with 1 3/8" - 1 3/4" thick standard door | 1 |  | 1 Year | 757.05 | 0.15 | 643.4925
25730 | Salto | EB658O63NE38LA- | XS4 wide body electronic AMOK wire-free SVN escutcheon, BLE / Mifare / DESFire deadbolt privacy function, O lever, left handed, black chromium finish, for use with 1 3/8" - 1 3/4" thick standard door | 1 |  | 1 Year | 886.05 | 0.15 | 753.1425
25731 | Salto | EB658O63NE38L-K | XS4 wide body electronic wire-free SVN escutcheon, BLE / Mifare / DESFire deadbolt privacy function, with keypad, O lever, left handed, black chromium finish, for use with 1 3/8" - 1 3/4" thick standard door | 1 |  | 1 Year | 819.9 | 0.15 | 696.915
25732 | Salto | EB658O63NE38LW- | XS4 wide body electronic RF wireless SVN escutcheon, BLE / Mifare / DESFire deadbolt privacy function, O lever, left handed, black chromium finish, for use with 1 3/8" - 1 3/4" thick standard door | 1 |  | 1 Year | 942.25 | 0.15 | 800.9125
25733 | Salto | EB658O63NE38LWK | XS4 wide body electronic RF wireless SVN escutcheon, BLE / Mifare / DESFire deadbolt privacy function, with keypad, O lever, left handed, black chromium finish, for use with 1 3/8" - 1 3/4" thick standard door | 1 |  | 1 Year | 1005.1 | 0.15 | 854.335
25734 | Salto | EB658O63NE38R-- | XS4 wide body electronic wire-free SVN escutcheon, BLE / Mifare / DESFire deadbolt privacy function, O lever, right handed, black chromium finish, for use with 1 3/8" - 1 3/4" thick standard door | 1 |  | 1 Year | 757.05 | 0.15 | 643.4925
25735 | Salto | EB658O63NE38RA- | XS4 wide body electronic AMOK wire-free SVN escutcheon, BLE / Mifare / DESFire deadbolt privacy function, O lever, right handed, black chromium finish, for use with 1 3/8" - 1 3/4" thick standard door | 1 |  | 1 Year | 886.05 | 0.15 | 753.1425
25736 | Salto | EB658O63NE38R-K | XS4 wide body electronic wire-free SVN escutcheon, BLE / Mifare / DESFire deadbolt privacy function, with keypad, O lever, right handed, black chromium finish, for use with 1 3/8" - 1 3/4" thick standard door | 1 |  | 1 Year | 819.9 | 0.15 | 696.915
25737 | Salto | EB658O63NE38RW- | XS4 wide body electronic RF wireless SVN escutcheon, BLE / Mifare / DESFire deadbolt privacy function, O lever, right handed, black chromium finish, for use with 1 3/8" - 1 3/4" thick standard door | 1 |  | 1 Year | 942.25 | 0.15 | 800.9125
25738 | Salto | EB658O63NE38RWK | XS4 wide body electronic RF wireless SVN escutcheon, BLE / Mifare / DESFire deadbolt privacy function, with keypad, O lever, right handed, black chromium finish, for use with 1 3/8" - 1 3/4" thick standard door | 1 |  | 1 Year | 1005.1 | 0.15 | 854.335
25739 | Salto | EB658O63NE48L-- | XS4 wide body electronic wire-free SVN escutcheon, BLE / Mifare / DESFire deadbolt privacy function, O lever, left handed, black chromium finish, for use with 1 3/4" - 2 1/4" thick door | 1 |  | 1 Year | 757.05 | 0.15 | 643.4925
25740 | Salto | EB658O63NE48LA- | XS4 wide body electronic AMOK wire-free SVN escutcheon, BLE / Mifare / DESFire deadbolt privacy function, O lever, left handed, black chromium finish, for use with 1 3/4" - 2 1/4" thick door | 1 |  | 1 Year | 886.05 | 0.15 | 753.1425
25741 | Salto | EB658O63NE48L-K | XS4 wide body electronic wire-free SVN escutcheon, BLE / Mifare / DESFire deadbolt privacy function, with keypad, O lever, left handed, black chromium finish, for use with 1 3/4" - 2 1/4" thick door | 1 |  | 1 Year | 819.9 | 0.15 | 696.915
25742 | Salto | EB658O63NE48LW- | XS4 wide body electronic RF wireless SVN escutcheon, BLE / Mifare / DESFire deadbolt privacy function, O lever, left handed, black chromium finish, for use with 1 3/4" - 2 1/4" thick door | 1 |  | 1 Year | 942.25 | 0.15 | 800.9125
25743 | Salto | EB658O63NE48LWK | XS4 wide body electronic RF wireless SVN escutcheon, BLE / Mifare / DESFire deadbolt privacy function, with keypad, O lever, left handed, black chromium finish, for use with 1 3/4" - 2 1/4" thick door | 1 |  | 1 Year | 1005.1 | 0.15 | 854.335
25744 | Salto | EB658O63NE48R-- | XS4 wide body electronic wire-free SVN escutcheon, BLE / Mifare / DESFire deadbolt privacy function, O lever, right handed, black chromium finish, for use with 1 3/4" - 2 1/4" thick door | 1 |  | 1 Year | 757.05 | 0.15 | 643.4925
25745 | Salto | EB658O63NE48RA- | XS4 wide body electronic AMOK wire-free SVN escutcheon, BLE / Mifare / DESFire deadbolt privacy function, O lever, right handed, black chromium finish, for use with 1 3/4" - 2 1/4" thick door | 1 |  | 1 Year | 886.05 | 0.15 | 753.1425
25746 | Salto | EB658O63NE48R-K | XS4 wide body electronic wire-free SVN escutcheon, BLE / Mifare / DESFire deadbolt privacy function, with keypad, O lever, right handed, black chromium finish, for use with 1 3/4" - 2 1/4" thick door | 1 |  | 1 Year | 819.9 | 0.15 | 696.915
25747 | Salto | EB658O63NE48RW- | XS4 wide body electronic RF wireless SVN escutcheon, BLE / Mifare / DESFire deadbolt privacy function, O lever, right handed, black chromium finish, for use with 1 3/4" - 2 1/4" thick door | 1 |  | 1 Year | 942.25 | 0.15 | 800.9125
25748 | Salto | EB658O63NE48RWK | XS4 wide body electronic RF wireless SVN escutcheon, BLE / Mifare / DESFire deadbolt privacy function, with keypad, O lever, right handed, black chromium finish, for use with 1 3/4" - 2 1/4" thick door | 1 |  | 1 Year | 1005.1 | 0.15 | 854.335
25749 | Salto | EB658O63PM38L-- | XS4 wide body electronic wire-free SVN escutcheon, BLE / Mifare / DESFire deadbolt privacy function, O lever, left handed, satin brass finish, for use with 1 3/8" - 1 3/4" thick standard door | 1 |  | 1 Year | 722.35 | 0.15 | 613.9975
25750 | Salto | EB658O63PM38LA- | XS4 wide body electronic AMOK wire-free SVN escutcheon, BLE / Mifare / DESFire deadbolt privacy function, O lever, left handed, satin brass finish, for use with 1 3/8" - 1 3/4" thick standard door | 1 |  | 1 Year | 851.35 | 0.15 | 723.6475
25751 | Salto | EB658O63PM38L-K | XS4 wide body electronic wire-free SVN escutcheon, BLE / Mifare / DESFire deadbolt privacy function, with keypad, O lever, left handed, satin brass finish, for use with 1 3/8" - 1 3/4" thick standard door | 1 |  | 1 Year | 785.2 | 0.15 | 667.42
25752 | Salto | EB658O63PM38LW- | XS4 wide body electronic RF wireless SVN escutcheon, BLE / Mifare / DESFire deadbolt privacy function, O lever, left handed, satin brass finish, for use with 1 3/8" - 1 3/4" thick standard door | 1 |  | 1 Year | 907.55 | 0.15 | 771.4175
25753 | Salto | EB658O63PM38LWK | XS4 wide body electronic RF wireless SVN escutcheon, BLE / Mifare / DESFire deadbolt privacy function, with keypad, O lever, left handed, satin brass finish, for use with 1 3/8" - 1 3/4" thick standard door | 1 |  | 1 Year | 970.4 | 0.15 | 824.84
25754 | Salto | EB658O63PM38R-- | XS4 wide body electronic wire-free SVN escutcheon, BLE / Mifare / DESFire deadbolt privacy function, O lever, right handed, satin brass finish, for use with 1 3/8" - 1 3/4" thick standard door | 1 |  | 1 Year | 722.35 | 0.15 | 613.9975
25755 | Salto | EB658O63PM38RA- | XS4 wide body electronic AMOK wire-free SVN escutcheon, BLE / Mifare / DESFire deadbolt privacy function, O lever, right handed, satin brass finish, for use with 1 3/8" - 1 3/4" thick standard door | 1 |  | 1 Year | 851.35 | 0.15 | 723.6475
25756 | Salto | EB658O63PM38R-K | XS4 wide body electronic wire-free SVN escutcheon, BLE / Mifare / DESFire deadbolt privacy function, with keypad, O lever, right handed, satin brass finish, for use with 1 3/8" - 1 3/4" thick standard door | 1 |  | 1 Year | 785.2 | 0.15 | 667.42
25757 | Salto | EB658O63PM38RW- | XS4 wide body electronic RF wireless SVN escutcheon, BLE / Mifare / DESFire deadbolt privacy function, O lever, right handed, satin brass finish, for use with 1 3/8" - 1 3/4" thick standard door | 1 |  | 1 Year | 907.55 | 0.15 | 771.4175
25758 | Salto | EB658O63PM38RWK | XS4 wide body electronic RF wireless SVN escutcheon, BLE / Mifare / DESFire deadbolt privacy function, with keypad, O lever, right handed, satin brass finish, for use with 1 3/8" - 1 3/4" thick standard door | 1 |  | 1 Year | 970.4 | 0.15 | 824.84
25759 | Salto | EB658O63PM48L-- | XS4 wide body electronic wire-free SVN escutcheon, BLE / Mifare / DESFire deadbolt privacy function, O lever, left handed, satin brass finish, for use with 1 3/4" - 2 1/4" thick door | 1 |  | 1 Year | 722.35 | 0.15 | 613.9975
25760 | Salto | EB658O63PM48LA- | XS4 wide body electronic AMOK wire-free SVN escutcheon, BLE / Mifare / DESFire deadbolt privacy function, O lever, left handed, satin brass finish, for use with 1 3/4" - 2 1/4" thick door | 1 |  | 1 Year | 851.35 | 0.15 | 723.6475
25761 | Salto | EB658O63PM48L-K | XS4 wide body electronic wire-free SVN escutcheon, BLE / Mifare / DESFire deadbolt privacy function, with keypad, O lever, left handed, satin brass finish, for use with 1 3/4" - 2 1/4" thick door | 1 |  | 1 Year | 785.2 | 0.15 | 667.42
25762 | Salto | EB658O63PM48LW- | XS4 wide body electronic RF wireless SVN escutcheon, BLE / Mifare / DESFire deadbolt privacy function, O lever, left handed, satin brass finish, for use with 1 3/4" - 2 1/4" thick door | 1 |  | 1 Year | 907.55 | 0.15 | 771.4175
25763 | Salto | EB658O63PM48LWK | XS4 wide body electronic RF wireless SVN escutcheon, BLE / Mifare / DESFire deadbolt privacy function, with keypad, O lever, left handed, satin brass finish, for use with 1 3/4" - 2 1/4" thick door | 1 |  | 1 Year | 970.4 | 0.15 | 824.84
25764 | Salto | EB658O63PM48R-- | XS4 wide body electronic wire-free SVN escutcheon, BLE / Mifare / DESFire deadbolt privacy function, O lever, right handed, satin brass finish, for use with 1 3/4" - 2 1/4" thick door | 1 |  | 1 Year | 722.35 | 0.15 | 613.9975
25765 | Salto | EB658O63PM48RA- | XS4 wide body electronic AMOK wire-free SVN escutcheon, BLE / Mifare / DESFire deadbolt privacy function, O lever, right handed, satin brass finish, for use with 1 3/4" - 2 1/4" thick door | 1 |  | 1 Year | 851.35 | 0.15 | 723.6475
25766 | Salto | EB658O63PM48R-K | XS4 wide body electronic wire-free SVN escutcheon, BLE / Mifare / DESFire deadbolt privacy function, with keypad, O lever, right handed, satin brass finish, for use with 1 3/4" - 2 1/4" thick door | 1 |  | 1 Year | 785.2 | 0.15 | 667.42
25767 | Salto | EB658O63PM48RW- | XS4 wide body electronic RF wireless SVN escutcheon, BLE / Mifare / DESFire deadbolt privacy function, O lever, right handed, satin brass finish, for use with 1 3/4" - 2 1/4" thick door | 1 |  | 1 Year | 907.55 | 0.15 | 771.4175
25768 | Salto | EB658O63PM48RWK | XS4 wide body electronic RF wireless SVN escutcheon, BLE / Mifare / DESFire deadbolt privacy function, with keypad, O lever, right handed, satin brass finish, for use with 1 3/4" - 2 1/4" thick door | 1 |  | 1 Year | 970.4 | 0.15 | 824.84
25769 | Salto | EB658O63PP38L-- | XS4 wide body electronic wire-free SVN escutcheon, BLE / Mifare / DESFire deadbolt privacy function, O lever, left handed, bright brass finish, for use with 1 3/8" - 1 3/4" thick standard door | 1 |  | 1 Year | 738.65 | 0.15 | 627.8525
25770 | Salto | EB658O63PP38LA- | XS4 wide body electronic AMOK wire-free SVN escutcheon, BLE / Mifare / DESFire deadbolt privacy function, O lever, left handed, bright brass finish, for use with 1 3/8" - 1 3/4" thick standard door | 1 |  | 1 Year | 867.65 | 0.15 | 737.5025
25771 | Salto | EB658O63PP38L-K | XS4 wide body electronic wire-free SVN escutcheon, BLE / Mifare / DESFire deadbolt privacy function, with keypad, O lever, left handed, bright brass finish, for use with 1 3/8" - 1 3/4" thick standard door | 1 |  | 1 Year | 801.5 | 0.15 | 681.275
25772 | Salto | EB658O63PP38LW- | XS4 wide body electronic RF wireless SVN escutcheon, BLE / Mifare / DESFire deadbolt privacy function, O lever, left handed, bright brass finish, for use with 1 3/8" - 1 3/4" thick standard door | 1 |  | 1 Year | 923.85 | 0.15 | 785.2725
25773 | Salto | EB658O63PP38LWK | XS4 wide body electronic RF wireless SVN escutcheon, BLE / Mifare / DESFire deadbolt privacy function, with keypad, O lever, left handed, bright brass finish, for use with 1 3/8" - 1 3/4" thick standard door | 1 |  | 1 Year | 986.7 | 0.15 | 838.695
25774 | Salto | EB658O63PP38R-- | XS4 wide body electronic wire-free SVN escutcheon, BLE / Mifare / DESFire deadbolt privacy function, O lever, right handed, bright brass finish, for use with 1 3/8" - 1 3/4" thick standard door | 1 |  | 1 Year | 738.65 | 0.15 | 627.8525
25775 | Salto | EB658O63PP38RA- | XS4 wide body electronic AMOK wire-free SVN escutcheon, BLE / Mifare / DESFire deadbolt privacy function, O lever, right handed, bright brass finish, for use with 1 3/8" - 1 3/4" thick standard door | 1 |  | 1 Year | 867.65 | 0.15 | 737.5025
25776 | Salto | EB658O63PP38R-K | XS4 wide body electronic wire-free SVN escutcheon, BLE / Mifare / DESFire deadbolt privacy function, with keypad, O lever, right handed, bright brass finish, for use with 1 3/8" - 1 3/4" thick standard door | 1 |  | 1 Year | 801.5 | 0.15 | 681.275
25777 | Salto | EB658O63PP38RW- | XS4 wide body electronic RF wireless SVN escutcheon, BLE / Mifare / DESFire deadbolt privacy function, O lever, right handed, bright brass finish, for use with 1 3/8" - 1 3/4" thick standard door | 1 |  | 1 Year | 923.85 | 0.15 | 785.2725
25778 | Salto | EB658O63PP38RWK | XS4 wide body electronic RF wireless SVN escutcheon, BLE / Mifare / DESFire deadbolt privacy function, with keypad, O lever, right handed, bright brass finish, for use with 1 3/8" - 1 3/4" thick standard door | 1 |  | 1 Year | 986.7 | 0.15 | 838.695
25779 | Salto | EB658O63PP48L-- | XS4 wide body electronic wire-free SVN escutcheon, BLE / Mifare / DESFire deadbolt privacy function, O lever, left handed, bright brass finish, for use with 1 3/4" - 2 1/4" thick door | 1 |  | 1 Year | 738.65 | 0.15 | 627.8525
25780 | Salto | EB658O63PP48LA- | XS4 wide body electronic AMOK wire-free SVN escutcheon, BLE / Mifare / DESFire deadbolt privacy function, O lever, left handed, bright brass finish, for use with 1 3/4" - 2 1/4" thick door | 1 |  | 1 Year | 867.65 | 0.15 | 737.5025
25781 | Salto | EB658O63PP48L-K | XS4 wide body electronic wire-free SVN escutcheon, BLE / Mifare / DESFire deadbolt privacy function, with keypad, O lever, left handed, bright brass finish, for use with 1 3/4" - 2 1/4" thick door | 1 |  | 1 Year | 801.5 | 0.15 | 681.275
25782 | Salto | EB658O63PP48LW- | XS4 wide body electronic RF wireless SVN escutcheon, BLE / Mifare / DESFire deadbolt privacy function, O lever, left handed, bright brass finish, for use with 1 3/4" - 2 1/4" thick door | 1 |  | 1 Year | 923.85 | 0.15 | 785.2725
25783 | Salto | EB658O63PP48LWK | XS4 wide body electronic RF wireless SVN escutcheon, BLE / Mifare / DESFire deadbolt privacy function, with keypad, O lever, left handed, bright brass finish, for use with 1 3/4" - 2 1/4" thick door | 1 |  | 1 Year | 986.7 | 0.15 | 838.695
25784 | Salto | EB658O63PP48R-- | XS4 wide body electronic wire-free SVN escutcheon, BLE / Mifare / DESFire deadbolt privacy function, O lever, right handed, bright brass finish, for use with 1 3/4" - 2 1/4" thick door | 1 |  | 1 Year | 738.65 | 0.15 | 627.8525
25785 | Salto | EB658O63PP48RA- | XS4 wide body electronic AMOK wire-free SVN escutcheon, BLE / Mifare / DESFire deadbolt privacy function, O lever, right handed, bright brass finish, for use with 1 3/4" - 2 1/4" thick door | 1 |  | 1 Year | 867.65 | 0.15 | 737.5025
25786 | Salto | EB658O63PP48R-K | XS4 wide body electronic wire-free SVN escutcheon, BLE / Mifare / DESFire deadbolt privacy function, with keypad, O lever, right handed, bright brass finish, for use with 1 3/4" - 2 1/4" thick door | 1 |  | 1 Year | 801.5 | 0.15 | 681.275
25787 | Salto | EB658O63PP48RW- | XS4 wide body electronic RF wireless SVN escutcheon, BLE / Mifare / DESFire deadbolt privacy function, O lever, right handed, bright brass finish, for use with 1 3/4" - 2 1/4" thick door | 1 |  | 1 Year | 923.85 | 0.15 | 785.2725
25788 | Salto | EB658O63PP48RWK | XS4 wide body electronic RF wireless SVN escutcheon, BLE / Mifare / DESFire deadbolt privacy function, with keypad, O lever, right handed, bright brass finish, for use with 1 3/4" - 2 1/4" thick door | 1 |  | 1 Year | 986.7 | 0.15 | 838.695
25789 | Salto | EB658W61BC38--- | XS4 wide body electronic wire-free SVN escutcheon, BLE / Mifare / DESFire deadbolt privacy function, W lever, unhanded, BioCote antimicrobial finish, for use with 1 3/8" - 1 3/4" thick standard door | 1 |  | 1 Year | 764.15 | 0.15 | 649.5275
25790 | Salto | EB658W61BC38-A- | XS4 wide body electronic AMOK wire-free SVN escutcheon, BLE / Mifare / DESFire deadbolt privacy function, W lever, unhanded, BioCote antimicrobial finish, for use with 1 3/8" - 1 3/4" thick standard door | 1 |  | 1 Year | 893.15 | 0.15 | 759.1775
25791 | Salto | EB658W61BC38--K | XS4 wide body electronic wire-free SVN escutcheon, BLE / Mifare / DESFire deadbolt privacy function, with keypad, W lever, unhanded, BioCote antimicrobial finish, for use with 1 3/8" - 1 3/4" thick standard door | 1 |  | 1 Year | 827 | 0.15 | 702.95
25792 | Salto | EB658W61BC38-W- | XS4 wide body electronic RF wireless SVN escutcheon, BLE / Mifare / DESFire deadbolt privacy function, W lever, unhanded, BioCote antimicrobial finish, for use with 1 3/8" - 1 3/4" thick standard door | 1 |  | 1 Year | 949.35 | 0.15 | 806.9475
25793 | Salto | EB658W61BC38-WK | XS4 wide body electronic RF wireless SVN escutcheon, BLE / Mifare / DESFire deadbolt privacy function, with keypad, W lever, unhanded, BioCote antimicrobial finish, for use with 1 3/8" - 1 3/4" thick standard door | 1 |  | 1 Year | 1012.2 | 0.15 | 860.37
25794 | Salto | EB658W61BC48--- | XS4 wide body electronic wire-free SVN escutcheon, BLE / Mifare / DESFire deadbolt privacy function, W lever, unhanded, BioCote antimicrobial finish, for use with 1 3/4" - 2 1/4" thick door | 1 |  | 1 Year | 764.15 | 0.15 | 649.5275
25795 | Salto | EB658W61BC48-A- | XS4 wide body electronic AMOK wire-free SVN escutcheon, BLE / Mifare / DESFire deadbolt privacy function, W lever, unhanded, BioCote antimicrobial finish, for use with 1 3/4" - 2 1/4" thick door | 1 |  | 1 Year | 893.15 | 0.15 | 759.1775
25796 | Salto | EB658W61BC48--K | XS4 wide body electronic wire-free SVN escutcheon, BLE / Mifare / DESFire deadbolt privacy function, with keypad, W lever, unhanded, BioCote antimicrobial finish, for use with 1 3/4" - 2 1/4" thick door | 1 |  | 1 Year | 827 | 0.15 | 702.95
25797 | Salto | EB658W61BC48-W- | XS4 wide body electronic RF wireless SVN escutcheon, BLE / Mifare / DESFire deadbolt privacy function, W lever, unhanded, BioCote antimicrobial finish, for use with 1 3/4" - 2 1/4" thick door | 1 |  | 1 Year | 949.35 | 0.15 | 806.9475
25798 | Salto | EB658W61BC48-WK | XS4 wide body electronic RF wireless SVN escutcheon, BLE / Mifare / DESFire deadbolt privacy function, with keypad, W lever, unhanded, BioCote antimicrobial finish, for use with 1 3/4" - 2 1/4" thick door | 1 |  | 1 Year | 1012.2 | 0.15 | 860.37
25799 | Salto | EB658W61IA38--- | XS4 wide body electronic wire-free SVN escutcheon, BLE / Mifare / DESFire deadbolt privacy function, W lever, unhanded, antique brass finish, for use with 1 3/8" - 1 3/4" thick standard door | 1 |  | 1 Year | 764.15 | 0.15 | 649.5275
25800 | Salto | EB658W61IA38-A- | XS4 wide body electronic AMOK wire-free SVN escutcheon, BLE / Mifare / DESFire deadbolt privacy function, W lever, unhanded, antique brass finish, for use with 1 3/8" - 1 3/4" thick standard door | 1 |  | 1 Year | 893.15 | 0.15 | 759.1775
25801 | Salto | EB658W61IA38--K | XS4 wide body electronic wire-free SVN escutcheon, BLE / Mifare / DESFire deadbolt privacy function, with keypad, W lever, unhanded, antique brass finish, for use with 1 3/8" - 1 3/4" thick standard door | 1 |  | 1 Year | 827 | 0.15 | 702.95
25802 | Salto | EB658W61IA38-W- | XS4 wide body electronic RF wireless SVN escutcheon, BLE / Mifare / DESFire deadbolt privacy function, W lever, unhanded, antique brass finish, for use with 1 3/8" - 1 3/4" thick standard door | 1 |  | 1 Year | 949.35 | 0.15 | 806.9475
25803 | Salto | EB658W61IA38-WK | XS4 wide body electronic RF wireless SVN escutcheon, BLE / Mifare / DESFire deadbolt privacy function, with keypad, W lever, unhanded, antique brass finish, for use with 1 3/8" - 1 3/4" thick standard door | 1 |  | 1 Year | 1012.2 | 0.15 | 860.37
25804 | Salto | EB658W61IA48--- | XS4 wide body electronic wire-free SVN escutcheon, BLE / Mifare / DESFire deadbolt privacy function, W lever, unhanded, antique brass finish, for use with 1 3/4" - 2 1/4" thick door | 1 |  | 1 Year | 764.15 | 0.15 | 649.5275
25805 | Salto | EB658W61IA48-A- | XS4 wide body electronic AMOK wire-free SVN escutcheon, BLE / Mifare / DESFire deadbolt privacy function, W lever, unhanded, antique brass finish, for use with 1 3/4" - 2 1/4" thick door | 1 |  | 1 Year | 893.15 | 0.15 | 759.1775
25806 | Salto | EB658W61IA48--K | XS4 wide body electronic wire-free SVN escutcheon, BLE / Mifare / DESFire deadbolt privacy function, with keypad, W lever, unhanded, antique brass finish, for use with 1 3/4" - 2 1/4" thick door | 1 |  | 1 Year | 827 | 0.15 | 702.95
25807 | Salto | EB658W61IA48-W- | XS4 wide body electronic RF wireless SVN escutcheon, BLE / Mifare / DESFire deadbolt privacy function, W lever, unhanded, antique brass finish, for use with 1 3/4" - 2 1/4" thick door | 1 |  | 1 Year | 949.35 | 0.15 | 806.9475
25808 | Salto | EB658W61IA48-WK | XS4 wide body electronic RF wireless SVN escutcheon, BLE / Mifare / DESFire deadbolt privacy function, with keypad, W lever, unhanded, antique brass finish, for use with 1 3/4" - 2 1/4" thick door | 1 |  | 1 Year | 1012.2 | 0.15 | 860.37
25809 | Salto | EB658W61IM38--- | XS4 wide body electronic wire-free SVN escutcheon, BLE / Mifare / DESFire deadbolt privacy function, W lever, unhanded, satin stainless finish, for use with 1 3/8" - 1 3/4" thick standard door | 1 |  | 1 Year | 712.15 | 0.15 | 605.3275
25810 | Salto | EB658W61IM38-A- | XS4 wide body electronic AMOK wire-free SVN escutcheon, BLE / Mifare / DESFire deadbolt privacy function, W lever, unhanded, satin stainless finish, for use with 1 3/8" - 1 3/4" thick standard door | 1 |  | 1 Year | 841.15 | 0.15 | 714.9775
25811 | Salto | EB658W61IM38--K | XS4 wide body electronic wire-free SVN escutcheon, BLE / Mifare / DESFire deadbolt privacy function, with keypad, W lever, unhanded, satin stainless finish, for use with 1 3/8" - 1 3/4" thick standard door | 1 |  | 1 Year | 775 | 0.15 | 658.75
25812 | Salto | EB658W61IM38-W- | XS4 wide body electronic RF wireless SVN escutcheon, BLE / Mifare / DESFire deadbolt privacy function, W lever, unhanded, satin stainless finish, for use with 1 3/8" - 1 3/4" thick standard door | 1 |  | 1 Year | 897.35 | 0.15 | 762.7475
25813 | Salto | EB658W61IM38-WK | XS4 wide body electronic RF wireless SVN escutcheon, BLE / Mifare / DESFire deadbolt privacy function, with keypad, W lever, unhanded, satin stainless finish, for use with 1 3/8" - 1 3/4" thick standard door | 1 |  | 1 Year | 960.2 | 0.15 | 816.17
25814 | Salto | EB658W61IM48--- | XS4 wide body electronic wire-free SVN escutcheon, BLE / Mifare / DESFire deadbolt privacy function, W lever, unhanded, satin stainless finish, for use with 1 3/4" - 2 1/4" thick door | 1 |  | 1 Year | 712.15 | 0.15 | 605.3275
25815 | Salto | EB658W61IM48-A- | XS4 wide body electronic AMOK wire-free SVN escutcheon, BLE / Mifare / DESFire deadbolt privacy function, W lever, unhanded, satin stainless finish, for use with 1 3/4" - 2 1/4" thick door | 1 |  | 1 Year | 841.15 | 0.15 | 714.9775
25816 | Salto | EB658W61IM48--K | XS4 wide body electronic wire-free SVN escutcheon, BLE / Mifare / DESFire deadbolt privacy function, with keypad, W lever, unhanded, satin stainless finish, for use with 1 3/4" - 2 1/4" thick door | 1 |  | 1 Year | 775 | 0.15 | 658.75
25817 | Salto | EB658W61IM48-W- | XS4 wide body electronic RF wireless SVN escutcheon, BLE / Mifare / DESFire deadbolt privacy function, W lever, unhanded, satin stainless finish, for use with 1 3/4" - 2 1/4" thick door | 1 |  | 1 Year | 897.35 | 0.15 | 762.7475
25818 | Salto | EB658W61IM48-WK | XS4 wide body electronic RF wireless SVN escutcheon, BLE / Mifare / DESFire deadbolt privacy function, with keypad, W lever, unhanded, satin stainless finish, for use with 1 3/4" - 2 1/4" thick door | 1 |  | 1 Year | 960.2 | 0.15 | 816.17
25819 | Salto | EB658W61IP38--- | XS4 wide body electronic wire-free SVN escutcheon, BLE / Mifare / DESFire deadbolt privacy function, W lever, unhanded, bright stainless steel finish, for use with 1 3/8" - 1 3/4" thick standard door | 1 |  | 1 Year | 728.45 | 0.15 | 619.1825
25820 | Salto | EB658W61IP38-A- | XS4 wide body electronic AMOK wire-free SVN escutcheon, BLE / Mifare / DESFire deadbolt privacy function, W lever, unhanded, bright stainless steel finish, for use with 1 3/8" - 1 3/4" thick standard door | 1 |  | 1 Year | 857.45 | 0.15 | 728.8325
25821 | Salto | EB658W61IP38--K | XS4 wide body electronic wire-free SVN escutcheon, BLE / Mifare / DESFire deadbolt privacy function, with keypad, W lever, unhanded, bright stainless steel finish, for use with 1 3/8" - 1 3/4" thick standard door | 1 |  | 1 Year | 791.3 | 0.15 | 672.605
25822 | Salto | EB658W61IP38-W- | XS4 wide body electronic RF wireless SVN escutcheon, BLE / Mifare / DESFire deadbolt privacy function, W lever, unhanded, bright stainless steel finish, for use with 1 3/8" - 1 3/4" thick standard door | 1 |  | 1 Year | 913.65 | 0.15 | 776.6025
25823 | Salto | EB658W61IP38-WK | XS4 wide body electronic RF wireless SVN escutcheon, BLE / Mifare / DESFire deadbolt privacy function, with keypad, W lever, unhanded, bright stainless steel finish, for use with 1 3/8" - 1 3/4" thick standard door | 1 |  | 1 Year | 976.5 | 0.15 | 830.025
25824 | Salto | EB658W61IP48--- | XS4 wide body electronic wire-free SVN escutcheon, BLE / Mifare / DESFire deadbolt privacy function, W lever, unhanded, bright stainless steel finish, for use with 1 3/4" - 2 1/4" thick door | 1 |  | 1 Year | 728.45 | 0.15 | 619.1825
25825 | Salto | EB658W61IP48-A- | XS4 wide body electronic AMOK wire-free SVN escutcheon, BLE / Mifare / DESFire deadbolt privacy function, W lever, unhanded, bright stainless steel finish, for use with 1 3/4" - 2 1/4" thick door | 1 |  | 1 Year | 857.45 | 0.15 | 728.8325
25826 | Salto | EB658W61IP48--K | XS4 wide body electronic wire-free SVN escutcheon, BLE / Mifare / DESFire deadbolt privacy function, with keypad, W lever, unhanded, bright stainless steel finish, for use with 1 3/4" - 2 1/4" thick door | 1 |  | 1 Year | 791.3 | 0.15 | 672.605
25827 | Salto | EB658W61IP48-W- | XS4 wide body electronic RF wireless SVN escutcheon, BLE / Mifare / DESFire deadbolt privacy function, W lever, unhanded, bright stainless steel finish, for use with 1 3/4" - 2 1/4" thick door | 1 |  | 1 Year | 913.65 | 0.15 | 776.6025
25828 | Salto | EB658W61IP48-WK | XS4 wide body electronic RF wireless SVN escutcheon, BLE / Mifare / DESFire deadbolt privacy function, with keypad, W lever, unhanded, bright stainless steel finish, for use with 1 3/4" - 2 1/4" thick door | 1 |  | 1 Year | 976.5 | 0.15 | 830.025
25829 | Salto | EB658W61NE38--- | XS4 wide body electronic wire-free SVN escutcheon, BLE / Mifare / DESFire deadbolt privacy function, W lever, unhanded, black chromium finish, for use with 1 3/8" - 1 3/4" thick standard door | 1 |  | 1 Year | 746.85 | 0.15 | 634.8225
25830 | Salto | EB658W61NE38-A- | XS4 wide body electronic AMOK wire-free SVN escutcheon, BLE / Mifare / DESFire deadbolt privacy function, W lever, unhanded, black chromium finish, for use with 1 3/8" - 1 3/4" thick standard door | 1 |  | 1 Year | 875.85 | 0.15 | 744.4725
25831 | Salto | EB658W61NE38--K | XS4 wide body electronic wire-free SVN escutcheon, BLE / Mifare / DESFire deadbolt privacy function, with keypad, W lever, unhanded, black chromium finish, for use with 1 3/8" - 1 3/4" thick standard door | 1 |  | 1 Year | 809.7 | 0.15 | 688.245
25832 | Salto | EB658W61NE38-W- | XS4 wide body electronic RF wireless SVN escutcheon, BLE / Mifare / DESFire deadbolt privacy function, W lever, unhanded, black chromium finish, for use with 1 3/8" - 1 3/4" thick standard door | 1 |  | 1 Year | 932.05 | 0.15 | 792.2425
25833 | Salto | EB658W61NE38-WK | XS4 wide body electronic RF wireless SVN escutcheon, BLE / Mifare / DESFire deadbolt privacy function, with keypad, W lever, unhanded, black chromium finish, for use with 1 3/8" - 1 3/4" thick standard door | 1 |  | 1 Year | 994.9 | 0.15 | 845.665
25834 | Salto | EB658W61NE48--- | XS4 wide body electronic wire-free SVN escutcheon, BLE / Mifare / DESFire deadbolt privacy function, W lever, unhanded, black chromium finish, for use with 1 3/4" - 2 1/4" thick door | 1 |  | 1 Year | 746.85 | 0.15 | 634.8225
25835 | Salto | EB658W61NE48-A- | XS4 wide body electronic AMOK wire-free SVN escutcheon, BLE / Mifare / DESFire deadbolt privacy function, W lever, unhanded, black chromium finish, for use with 1 3/4" - 2 1/4" thick door | 1 |  | 1 Year | 875.85 | 0.15 | 744.4725
25836 | Salto | EB658W61NE48--K | XS4 wide body electronic wire-free SVN escutcheon, BLE / Mifare / DESFire deadbolt privacy function, with keypad, W lever, unhanded, black chromium finish, for use with 1 3/4" - 2 1/4" thick door | 1 |  | 1 Year | 809.7 | 0.15 | 688.245
25837 | Salto | EB658W61NE48-W- | XS4 wide body electronic RF wireless SVN escutcheon, BLE / Mifare / DESFire deadbolt privacy function, W lever, unhanded, black chromium finish, for use with 1 3/4" - 2 1/4" thick door | 1 |  | 1 Year | 932.05 | 0.15 | 792.2425
25838 | Salto | EB658W61NE48-WK | XS4 wide body electronic RF wireless SVN escutcheon, BLE / Mifare / DESFire deadbolt privacy function, with keypad, W lever, unhanded, black chromium finish, for use with 1 3/4" - 2 1/4" thick door | 1 |  | 1 Year | 994.9 | 0.15 | 845.665
25839 | Salto | EB658W61PM38--- | XS4 wide body electronic wire-free SVN escutcheon, BLE / Mifare / DESFire deadbolt privacy function, W lever, unhanded, satin brass finish, for use with 1 3/8" - 1 3/4" thick standard door | 1 |  | 1 Year | 712.15 | 0.15 | 605.3275
25840 | Salto | EB658W61PM38-A- | XS4 wide body electronic AMOK wire-free SVN escutcheon, BLE / Mifare / DESFire deadbolt privacy function, W lever, unhanded, satin brass finish, for use with 1 3/8" - 1 3/4" thick standard door | 1 |  | 1 Year | 841.15 | 0.15 | 714.9775
25841 | Salto | EB658W61PM38--K | XS4 wide body electronic wire-free SVN escutcheon, BLE / Mifare / DESFire deadbolt privacy function, with keypad, W lever, unhanded, satin brass finish, for use with 1 3/8" - 1 3/4" thick standard door | 1 |  | 1 Year | 775 | 0.15 | 658.75
25842 | Salto | EB658W61PM38-W- | XS4 wide body electronic RF wireless SVN escutcheon, BLE / Mifare / DESFire deadbolt privacy function, W lever, unhanded, satin brass finish, for use with 1 3/8" - 1 3/4" thick standard door | 1 |  | 1 Year | 897.35 | 0.15 | 762.7475
25843 | Salto | EB658W61PM38-WK | XS4 wide body electronic RF wireless SVN escutcheon, BLE / Mifare / DESFire deadbolt privacy function, with keypad, W lever, unhanded, satin brass finish, for use with 1 3/8" - 1 3/4" thick standard door | 1 |  | 1 Year | 960.2 | 0.15 | 816.17
25844 | Salto | EB658W61PM48--- | XS4 wide body electronic wire-free SVN escutcheon, BLE / Mifare / DESFire deadbolt privacy function, W lever, unhanded, satin brass finish, for use with 1 3/4" - 2 1/4" thick door | 1 |  | 1 Year | 712.15 | 0.15 | 605.3275
25845 | Salto | EB658W61PM48-A- | XS4 wide body electronic AMOK wire-free SVN escutcheon, BLE / Mifare / DESFire deadbolt privacy function, W lever, unhanded, satin brass finish, for use with 1 3/4" - 2 1/4" thick door | 1 |  | 1 Year | 841.15 | 0.15 | 714.9775
25846 | Salto | EB658W61PM48--K | XS4 wide body electronic wire-free SVN escutcheon, BLE / Mifare / DESFire deadbolt privacy function, with keypad, W lever, unhanded, satin brass finish, for use with 1 3/4" - 2 1/4" thick door | 1 |  | 1 Year | 775 | 0.15 | 658.75
25847 | Salto | EB658W61PM48-W- | XS4 wide body electronic RF wireless SVN escutcheon, BLE / Mifare / DESFire deadbolt privacy function, W lever, unhanded, satin brass finish, for use with 1 3/4" - 2 1/4" thick door | 1 |  | 1 Year | 897.35 | 0.15 | 762.7475
25848 | Salto | EB658W61PM48-WK | XS4 wide body electronic RF wireless SVN escutcheon, BLE / Mifare / DESFire deadbolt privacy function, with keypad, W lever, unhanded, satin brass finish, for use with 1 3/4" - 2 1/4" thick door | 1 |  | 1 Year | 960.2 | 0.15 | 816.17
25849 | Salto | EB658W61PP38--- | XS4 wide body electronic wire-free SVN escutcheon, BLE / Mifare / DESFire deadbolt privacy function, W lever, unhanded, bright brass finish, for use with 1 3/8" - 1 3/4" thick standard door | 1 |  | 1 Year | 728.45 | 0.15 | 619.1825
25850 | Salto | EB658W61PP38-A- | XS4 wide body electronic AMOK wire-free SVN escutcheon, BLE / Mifare / DESFire deadbolt privacy function, W lever, unhanded, bright brass finish, for use with 1 3/8" - 1 3/4" thick standard door | 1 |  | 1 Year | 857.45 | 0.15 | 728.8325
25851 | Salto | EB658W61PP38--K | XS4 wide body electronic wire-free SVN escutcheon, BLE / Mifare / DESFire deadbolt privacy function, with keypad, W lever, unhanded, bright brass finish, for use with 1 3/8" - 1 3/4" thick standard door | 1 |  | 1 Year | 791.3 | 0.15 | 672.605
25852 | Salto | EB658W61PP38-W- | XS4 wide body electronic RF wireless SVN escutcheon, BLE / Mifare / DESFire deadbolt privacy function, W lever, unhanded, bright brass finish, for use with 1 3/8" - 1 3/4" thick standard door | 1 |  | 1 Year | 913.65 | 0.15 | 776.6025
25853 | Salto | EB658W61PP38-WK | XS4 wide body electronic RF wireless SVN escutcheon, BLE / Mifare / DESFire deadbolt privacy function, with keypad, W lever, unhanded, bright brass finish, for use with 1 3/8" - 1 3/4" thick standard door | 1 |  | 1 Year | 976.5 | 0.15 | 830.025
25854 | Salto | EB658W61PP48--- | XS4 wide body electronic wire-free SVN escutcheon, BLE / Mifare / DESFire deadbolt privacy function, W lever, unhanded, bright brass finish, for use with 1 3/4" - 2 1/4" thick door | 1 |  | 1 Year | 728.45 | 0.15 | 619.1825
25855 | Salto | EB658W61PP48-A- | XS4 wide body electronic AMOK wire-free SVN escutcheon, BLE / Mifare / DESFire deadbolt privacy function, W lever, unhanded, bright brass finish, for use with 1 3/4" - 2 1/4" thick door | 1 |  | 1 Year | 857.45 | 0.15 | 728.8325
25856 | Salto | EB658W61PP48--K | XS4 wide body electronic wire-free SVN escutcheon, BLE / Mifare / DESFire deadbolt privacy function, with keypad, W lever, unhanded, bright brass finish, for use with 1 3/4" - 2 1/4" thick door | 1 |  | 1 Year | 791.3 | 0.15 | 672.605
25857 | Salto | EB658W61PP48-W- | XS4 wide body electronic RF wireless SVN escutcheon, BLE / Mifare / DESFire deadbolt privacy function, W lever, unhanded, bright brass finish, for use with 1 3/4" - 2 1/4" thick door | 1 |  | 1 Year | 913.65 | 0.15 | 776.6025
25858 | Salto | EB658W61PP48-WK | XS4 wide body electronic RF wireless SVN escutcheon, BLE / Mifare / DESFire deadbolt privacy function, with keypad, W lever, unhanded, bright brass finish, for use with 1 3/4" - 2 1/4" thick door | 1 |  | 1 Year | 976.5 | 0.15 | 830.025
25859 | Salto | EB658W62BC38--- | XS4 wide body electronic wire-free SVN escutcheon, BLE / Mifare / DESFire deadbolt privacy function, W lever, unhanded, BioCote antimicrobial finish, for use with 1 3/8" - 1 3/4" thick standard door | 1 |  | 1 Year | 764.15 | 0.15 | 649.5275
25860 | Salto | EB658W62BC38-A- | XS4 wide body electronic AMOK wire-free SVN escutcheon, BLE / Mifare / DESFire deadbolt privacy function, W lever, unhanded, BioCote antimicrobial finish, for use with 1 3/8" - 1 3/4" thick standard door | 1 |  | 1 Year | 893.15 | 0.15 | 759.1775
25861 | Salto | EB658W62BC38--K | XS4 wide body electronic wire-free SVN escutcheon, BLE / Mifare / DESFire deadbolt privacy function, with keypad, W lever, unhanded, BioCote antimicrobial finish, for use with 1 3/8" - 1 3/4" thick standard door | 1 |  | 1 Year | 827 | 0.15 | 702.95
25862 | Salto | EB658W62BC38-W- | XS4 wide body electronic RF wireless SVN escutcheon, BLE / Mifare / DESFire deadbolt privacy function, W lever, unhanded, BioCote antimicrobial finish, for use with 1 3/8" - 1 3/4" thick standard door | 1 |  | 1 Year | 949.35 | 0.15 | 806.9475
25863 | Salto | EB658W62BC38-WK | XS4 wide body electronic RF wireless SVN escutcheon, BLE / Mifare / DESFire deadbolt privacy function, with keypad, W lever, unhanded, BioCote antimicrobial finish, for use with 1 3/8" - 1 3/4" thick standard door | 1 |  | 1 Year | 1012.2 | 0.15 | 860.37
25864 | Salto | EB658W62BC48--- | XS4 wide body electronic wire-free SVN escutcheon, BLE / Mifare / DESFire deadbolt privacy function, W lever, unhanded, BioCote antimicrobial finish, for use with 1 3/4" - 2 1/4" thick door | 1 |  | 1 Year | 764.15 | 0.15 | 649.5275
25865 | Salto | EB658W62BC48-A- | XS4 wide body electronic AMOK wire-free SVN escutcheon, BLE / Mifare / DESFire deadbolt privacy function, W lever, unhanded, BioCote antimicrobial finish, for use with 1 3/4" - 2 1/4" thick door | 1 |  | 1 Year | 893.15 | 0.15 | 759.1775
25866 | Salto | EB658W62BC48--K | XS4 wide body electronic wire-free SVN escutcheon, BLE / Mifare / DESFire deadbolt privacy function, with keypad, W lever, unhanded, BioCote antimicrobial finish, for use with 1 3/4" - 2 1/4" thick door | 1 |  | 1 Year | 827 | 0.15 | 702.95
25867 | Salto | EB658W62BC48-W- | XS4 wide body electronic RF wireless SVN escutcheon, BLE / Mifare / DESFire deadbolt privacy function, W lever, unhanded, BioCote antimicrobial finish, for use with 1 3/4" - 2 1/4" thick door | 1 |  | 1 Year | 949.35 | 0.15 | 806.9475
25868 | Salto | EB658W62BC48-WK | XS4 wide body electronic RF wireless SVN escutcheon, BLE / Mifare / DESFire deadbolt privacy function, with keypad, W lever, unhanded, BioCote antimicrobial finish, for use with 1 3/4" - 2 1/4" thick door | 1 |  | 1 Year | 1012.2 | 0.15 | 860.37
25869 | Salto | EB658W62IA38--- | XS4 wide body electronic wire-free SVN escutcheon, BLE / Mifare / DESFire deadbolt privacy function, W lever, unhanded, antique brass finish, for use with 1 3/8" - 1 3/4" thick standard door | 1 |  | 1 Year | 764.15 | 0.15 | 649.5275
25870 | Salto | EB658W62IA38-A- | XS4 wide body electronic AMOK wire-free SVN escutcheon, BLE / Mifare / DESFire deadbolt privacy function, W lever, unhanded, antique brass finish, for use with 1 3/8" - 1 3/4" thick standard door | 1 |  | 1 Year | 893.15 | 0.15 | 759.1775
25871 | Salto | EB658W62IA38--K | XS4 wide body electronic wire-free SVN escutcheon, BLE / Mifare / DESFire deadbolt privacy function, with keypad, W lever, unhanded, antique brass finish, for use with 1 3/8" - 1 3/4" thick standard door | 1 |  | 1 Year | 827 | 0.15 | 702.95
25872 | Salto | EB658W62IA38-W- | XS4 wide body electronic RF wireless SVN escutcheon, BLE / Mifare / DESFire deadbolt privacy function, W lever, unhanded, antique brass finish, for use with 1 3/8" - 1 3/4" thick standard door | 1 |  | 1 Year | 949.35 | 0.15 | 806.9475
25873 | Salto | EB658W62IA38-WK | XS4 wide body electronic RF wireless SVN escutcheon, BLE / Mifare / DESFire deadbolt privacy function, with keypad, W lever, unhanded, antique brass finish, for use with 1 3/8" - 1 3/4" thick standard door | 1 |  | 1 Year | 1012.2 | 0.15 | 860.37
25874 | Salto | EB658W62IA48--- | XS4 wide body electronic wire-free SVN escutcheon, BLE / Mifare / DESFire deadbolt privacy function, W lever, unhanded, antique brass finish, for use with 1 3/4" - 2 1/4" thick door | 1 |  | 1 Year | 764.15 | 0.15 | 649.5275
25875 | Salto | EB658W62IA48-A- | XS4 wide body electronic AMOK wire-free SVN escutcheon, BLE / Mifare / DESFire deadbolt privacy function, W lever, unhanded, antique brass finish, for use with 1 3/4" - 2 1/4" thick door | 1 |  | 1 Year | 893.15 | 0.15 | 759.1775
25876 | Salto | EB658W62IA48--K | XS4 wide body electronic wire-free SVN escutcheon, BLE / Mifare / DESFire deadbolt privacy function, with keypad, W lever, unhanded, antique brass finish, for use with 1 3/4" - 2 1/4" thick door | 1 |  | 1 Year | 827 | 0.15 | 702.95
25877 | Salto | EB658W62IA48-W- | XS4 wide body electronic RF wireless SVN escutcheon, BLE / Mifare / DESFire deadbolt privacy function, W lever, unhanded, antique brass finish, for use with 1 3/4" - 2 1/4" thick door | 1 |  | 1 Year | 949.35 | 0.15 | 806.9475
25878 | Salto | EB658W62IA48-WK | XS4 wide body electronic RF wireless SVN escutcheon, BLE / Mifare / DESFire deadbolt privacy function, with keypad, W lever, unhanded, antique brass finish, for use with 1 3/4" - 2 1/4" thick door | 1 |  | 1 Year | 1012.2 | 0.15 | 860.37
25879 | Salto | EB658W62IM38--- | XS4 wide body electronic wire-free SVN escutcheon, BLE / Mifare / DESFire deadbolt privacy function, W lever, unhanded, satin stainless finish, for use with 1 3/8" - 1 3/4" thick standard door | 1 |  | 1 Year | 712.15 | 0.15 | 605.3275
25880 | Salto | EB658W62IM38-A- | XS4 wide body electronic AMOK wire-free SVN escutcheon, BLE / Mifare / DESFire deadbolt privacy function, W lever, unhanded, satin stainless finish, for use with 1 3/8" - 1 3/4" thick standard door | 1 |  | 1 Year | 841.15 | 0.15 | 714.9775
25881 | Salto | EB658W62IM38--K | XS4 wide body electronic wire-free SVN escutcheon, BLE / Mifare / DESFire deadbolt privacy function, with keypad, W lever, unhanded, satin stainless finish, for use with 1 3/8" - 1 3/4" thick standard door | 1 |  | 1 Year | 775 | 0.15 | 658.75
25882 | Salto | EB658W62IM38-W- | XS4 wide body electronic RF wireless SVN escutcheon, BLE / Mifare / DESFire deadbolt privacy function, W lever, unhanded, satin stainless finish, for use with 1 3/8" - 1 3/4" thick standard door | 1 |  | 1 Year | 897.35 | 0.15 | 762.7475
25883 | Salto | EB658W62IM38-WK | XS4 wide body electronic RF wireless SVN escutcheon, BLE / Mifare / DESFire deadbolt privacy function, with keypad, W lever, unhanded, satin stainless finish, for use with 1 3/8" - 1 3/4" thick standard door | 1 |  | 1 Year | 960.2 | 0.15 | 816.17
25884 | Salto | EB658W62IM48--- | XS4 wide body electronic wire-free SVN escutcheon, BLE / Mifare / DESFire deadbolt privacy function, W lever, unhanded, satin stainless finish, for use with 1 3/4" - 2 1/4" thick door | 1 |  | 1 Year | 712.15 | 0.15 | 605.3275
25885 | Salto | EB658W62IM48-A- | XS4 wide body electronic AMOK wire-free SVN escutcheon, BLE / Mifare / DESFire deadbolt privacy function, W lever, unhanded, satin stainless finish, for use with 1 3/4" - 2 1/4" thick door | 1 |  | 1 Year | 841.15 | 0.15 | 714.9775
25886 | Salto | EB658W62IM48--K | XS4 wide body electronic wire-free SVN escutcheon, BLE / Mifare / DESFire deadbolt privacy function, with keypad, W lever, unhanded, satin stainless finish, for use with 1 3/4" - 2 1/4" thick door | 1 |  | 1 Year | 775 | 0.15 | 658.75
25887 | Salto | EB658W62IM48-W- | XS4 wide body electronic RF wireless SVN escutcheon, BLE / Mifare / DESFire deadbolt privacy function, W lever, unhanded, satin stainless finish, for use with 1 3/4" - 2 1/4" thick door | 1 |  | 1 Year | 897.35 | 0.15 | 762.7475
25888 | Salto | EB658W62IM48-WK | XS4 wide body electronic RF wireless SVN escutcheon, BLE / Mifare / DESFire deadbolt privacy function, with keypad, W lever, unhanded, satin stainless finish, for use with 1 3/4" - 2 1/4" thick door | 1 |  | 1 Year | 960.2 | 0.15 | 816.17
25889 | Salto | EB658W62IP38--- | XS4 wide body electronic wire-free SVN escutcheon, BLE / Mifare / DESFire deadbolt privacy function, W lever, unhanded, bright stainless steel finish, for use with 1 3/8" - 1 3/4" thick standard door | 1 |  | 1 Year | 728.45 | 0.15 | 619.1825
25890 | Salto | EB658W62IP38-A- | XS4 wide body electronic AMOK wire-free SVN escutcheon, BLE / Mifare / DESFire deadbolt privacy function, W lever, unhanded, bright stainless steel finish, for use with 1 3/8" - 1 3/4" thick standard door | 1 |  | 1 Year | 857.45 | 0.15 | 728.8325
25891 | Salto | EB658W62IP38--K | XS4 wide body electronic wire-free SVN escutcheon, BLE / Mifare / DESFire deadbolt privacy function, with keypad, W lever, unhanded, bright stainless steel finish, for use with 1 3/8" - 1 3/4" thick standard door | 1 |  | 1 Year | 791.3 | 0.15 | 672.605
25892 | Salto | EB658W62IP38-W- | XS4 wide body electronic RF wireless SVN escutcheon, BLE / Mifare / DESFire deadbolt privacy function, W lever, unhanded, bright stainless steel finish, for use with 1 3/8" - 1 3/4" thick standard door | 1 |  | 1 Year | 913.65 | 0.15 | 776.6025
25893 | Salto | EB658W62IP38-WK | XS4 wide body electronic RF wireless SVN escutcheon, BLE / Mifare / DESFire deadbolt privacy function, with keypad, W lever, unhanded, bright stainless steel finish, for use with 1 3/8" - 1 3/4" thick standard door | 1 |  | 1 Year | 976.5 | 0.15 | 830.025
25894 | Salto | EB658W62IP48--- | XS4 wide body electronic wire-free SVN escutcheon, BLE / Mifare / DESFire deadbolt privacy function, W lever, unhanded, bright stainless steel finish, for use with 1 3/4" - 2 1/4" thick door | 1 |  | 1 Year | 728.45 | 0.15 | 619.1825
25895 | Salto | EB658W62IP48-A- | XS4 wide body electronic AMOK wire-free SVN escutcheon, BLE / Mifare / DESFire deadbolt privacy function, W lever, unhanded, bright stainless steel finish, for use with 1 3/4" - 2 1/4" thick door | 1 |  | 1 Year | 857.45 | 0.15 | 728.8325
25896 | Salto | EB658W62IP48--K | XS4 wide body electronic wire-free SVN escutcheon, BLE / Mifare / DESFire deadbolt privacy function, with keypad, W lever, unhanded, bright stainless steel finish, for use with 1 3/4" - 2 1/4" thick door | 1 |  | 1 Year | 791.3 | 0.15 | 672.605
25897 | Salto | EB658W62IP48-W- | XS4 wide body electronic RF wireless SVN escutcheon, BLE / Mifare / DESFire deadbolt privacy function, W lever, unhanded, bright stainless steel finish, for use with 1 3/4" - 2 1/4" thick door | 1 |  | 1 Year | 913.65 | 0.15 | 776.6025
25898 | Salto | EB658W62IP48-WK | XS4 wide body electronic RF wireless SVN escutcheon, BLE / Mifare / DESFire deadbolt privacy function, with keypad, W lever, unhanded, bright stainless steel finish, for use with 1 3/4" - 2 1/4" thick door | 1 |  | 1 Year | 976.5 | 0.15 | 830.025
25899 | Salto | EB658W62NE38--- | XS4 wide body electronic wire-free SVN escutcheon, BLE / Mifare / DESFire deadbolt privacy function, W lever, unhanded, black chromium finish, for use with 1 3/8" - 1 3/4" thick standard door | 1 |  | 1 Year | 746.85 | 0.15 | 634.8225
25900 | Salto | EB658W62NE38-A- | XS4 wide body electronic AMOK wire-free SVN escutcheon, BLE / Mifare / DESFire deadbolt privacy function, W lever, unhanded, black chromium finish, for use with 1 3/8" - 1 3/4" thick standard door | 1 |  | 1 Year | 875.85 | 0.15 | 744.4725
25901 | Salto | EB658W62NE38--K | XS4 wide body electronic wire-free SVN escutcheon, BLE / Mifare / DESFire deadbolt privacy function, with keypad, W lever, unhanded, black chromium finish, for use with 1 3/8" - 1 3/4" thick standard door | 1 |  | 1 Year | 809.7 | 0.15 | 688.245
25902 | Salto | EB658W62NE38-W- | XS4 wide body electronic RF wireless SVN escutcheon, BLE / Mifare / DESFire deadbolt privacy function, W lever, unhanded, black chromium finish, for use with 1 3/8" - 1 3/4" thick standard door | 1 |  | 1 Year | 932.05 | 0.15 | 792.2425
25903 | Salto | EB658W62NE38-WK | XS4 wide body electronic RF wireless SVN escutcheon, BLE / Mifare / DESFire deadbolt privacy function, with keypad, W lever, unhanded, black chromium finish, for use with 1 3/8" - 1 3/4" thick standard door | 1 |  | 1 Year | 994.9 | 0.15 | 845.665
25904 | Salto | EB658W62NE48--- | XS4 wide body electronic wire-free SVN escutcheon, BLE / Mifare / DESFire deadbolt privacy function, W lever, unhanded, black chromium finish, for use with 1 3/4" - 2 1/4" thick door | 1 |  | 1 Year | 746.85 | 0.15 | 634.8225
25905 | Salto | EB658W62NE48-A- | XS4 wide body electronic AMOK wire-free SVN escutcheon, BLE / Mifare / DESFire deadbolt privacy function, W lever, unhanded, black chromium finish, for use with 1 3/4" - 2 1/4" thick door | 1 |  | 1 Year | 875.85 | 0.15 | 744.4725
25906 | Salto | EB658W62NE48--K | XS4 wide body electronic wire-free SVN escutcheon, BLE / Mifare / DESFire deadbolt privacy function, with keypad, W lever, unhanded, black chromium finish, for use with 1 3/4" - 2 1/4" thick door | 1 |  | 1 Year | 809.7 | 0.15 | 688.245
25907 | Salto | EB658W62NE48-W- | XS4 wide body electronic RF wireless SVN escutcheon, BLE / Mifare / DESFire deadbolt privacy function, W lever, unhanded, black chromium finish, for use with 1 3/4" - 2 1/4" thick door | 1 |  | 1 Year | 932.05 | 0.15 | 792.2425
25908 | Salto | EB658W62NE48-WK | XS4 wide body electronic RF wireless SVN escutcheon, BLE / Mifare / DESFire deadbolt privacy function, with keypad, W lever, unhanded, black chromium finish, for use with 1 3/4" - 2 1/4" thick door | 1 |  | 1 Year | 994.9 | 0.15 | 845.665
25909 | Salto | EB658W62PM38--- | XS4 wide body electronic wire-free SVN escutcheon, BLE / Mifare / DESFire deadbolt privacy function, W lever, unhanded, satin brass finish, for use with 1 3/8" - 1 3/4" thick standard door | 1 |  | 1 Year | 712.15 | 0.15 | 605.3275
25910 | Salto | EB658W62PM38-A- | XS4 wide body electronic AMOK wire-free SVN escutcheon, BLE / Mifare / DESFire deadbolt privacy function, W lever, unhanded, satin brass finish, for use with 1 3/8" - 1 3/4" thick standard door | 1 |  | 1 Year | 841.15 | 0.15 | 714.9775
25911 | Salto | EB658W62PM38--K | XS4 wide body electronic wire-free SVN escutcheon, BLE / Mifare / DESFire deadbolt privacy function, with keypad, W lever, unhanded, satin brass finish, for use with 1 3/8" - 1 3/4" thick standard door | 1 |  | 1 Year | 775 | 0.15 | 658.75
25912 | Salto | EB658W62PM38-W- | XS4 wide body electronic RF wireless SVN escutcheon, BLE / Mifare / DESFire deadbolt privacy function, W lever, unhanded, satin brass finish, for use with 1 3/8" - 1 3/4" thick standard door | 1 |  | 1 Year | 897.35 | 0.15 | 762.7475
25913 | Salto | EB658W62PM38-WK | XS4 wide body electronic RF wireless SVN escutcheon, BLE / Mifare / DESFire deadbolt privacy function, with keypad, W lever, unhanded, satin brass finish, for use with 1 3/8" - 1 3/4" thick standard door | 1 |  | 1 Year | 960.2 | 0.15 | 816.17
25914 | Salto | EB658W62PM48--- | XS4 wide body electronic wire-free SVN escutcheon, BLE / Mifare / DESFire deadbolt privacy function, W lever, unhanded, satin brass finish, for use with 1 3/4" - 2 1/4" thick door | 1 |  | 1 Year | 712.15 | 0.15 | 605.3275
25915 | Salto | EB658W62PM48-A- | XS4 wide body electronic AMOK wire-free SVN escutcheon, BLE / Mifare / DESFire deadbolt privacy function, W lever, unhanded, satin brass finish, for use with 1 3/4" - 2 1/4" thick door | 1 |  | 1 Year | 841.15 | 0.15 | 714.9775
25916 | Salto | EB658W62PM48--K | XS4 wide body electronic wire-free SVN escutcheon, BLE / Mifare / DESFire deadbolt privacy function, with keypad, W lever, unhanded, satin brass finish, for use with 1 3/4" - 2 1/4" thick door | 1 |  | 1 Year | 775 | 0.15 | 658.75
25917 | Salto | EB658W62PM48-W- | XS4 wide body electronic RF wireless SVN escutcheon, BLE / Mifare / DESFire deadbolt privacy function, W lever, unhanded, satin brass finish, for use with 1 3/4" - 2 1/4" thick door | 1 |  | 1 Year | 897.35 | 0.15 | 762.7475
25918 | Salto | EB658W62PM48-WK | XS4 wide body electronic RF wireless SVN escutcheon, BLE / Mifare / DESFire deadbolt privacy function, with keypad, W lever, unhanded, satin brass finish, for use with 1 3/4" - 2 1/4" thick door | 1 |  | 1 Year | 960.2 | 0.15 | 816.17
25919 | Salto | EB658W62PP38--- | XS4 wide body electronic wire-free SVN escutcheon, BLE / Mifare / DESFire deadbolt privacy function, W lever, unhanded, bright brass finish, for use with 1 3/8" - 1 3/4" thick standard door | 1 |  | 1 Year | 728.45 | 0.15 | 619.1825
25920 | Salto | EB658W62PP38-A- | XS4 wide body electronic AMOK wire-free SVN escutcheon, BLE / Mifare / DESFire deadbolt privacy function, W lever, unhanded, bright brass finish, for use with 1 3/8" - 1 3/4" thick standard door | 1 |  | 1 Year | 857.45 | 0.15 | 728.8325
25921 | Salto | EB658W62PP38--K | XS4 wide body electronic wire-free SVN escutcheon, BLE / Mifare / DESFire deadbolt privacy function, with keypad, W lever, unhanded, bright brass finish, for use with 1 3/8" - 1 3/4" thick standard door | 1 |  | 1 Year | 791.3 | 0.15 | 672.605
25922 | Salto | EB658W62PP38-W- | XS4 wide body electronic RF wireless SVN escutcheon, BLE / Mifare / DESFire deadbolt privacy function, W lever, unhanded, bright brass finish, for use with 1 3/8" - 1 3/4" thick standard door | 1 |  | 1 Year | 913.65 | 0.15 | 776.6025
25923 | Salto | EB658W62PP38-WK | XS4 wide body electronic RF wireless SVN escutcheon, BLE / Mifare / DESFire deadbolt privacy function, with keypad, W lever, unhanded, bright brass finish, for use with 1 3/8" - 1 3/4" thick standard door | 1 |  | 1 Year | 976.5 | 0.15 | 830.025
25924 | Salto | EB658W62PP48--- | XS4 wide body electronic wire-free SVN escutcheon, BLE / Mifare / DESFire deadbolt privacy function, W lever, unhanded, bright brass finish, for use with 1 3/4" - 2 1/4" thick door | 1 |  | 1 Year | 728.45 | 0.15 | 619.1825
25925 | Salto | EB658W62PP48-A- | XS4 wide body electronic AMOK wire-free SVN escutcheon, BLE / Mifare / DESFire deadbolt privacy function, W lever, unhanded, bright brass finish, for use with 1 3/4" - 2 1/4" thick door | 1 |  | 1 Year | 857.45 | 0.15 | 728.8325
25926 | Salto | EB658W62PP48--K | XS4 wide body electronic wire-free SVN escutcheon, BLE / Mifare / DESFire deadbolt privacy function, with keypad, W lever, unhanded, bright brass finish, for use with 1 3/4" - 2 1/4" thick door | 1 |  | 1 Year | 791.3 | 0.15 | 672.605
25927 | Salto | EB658W62PP48-W- | XS4 wide body electronic RF wireless SVN escutcheon, BLE / Mifare / DESFire deadbolt privacy function, W lever, unhanded, bright brass finish, for use with 1 3/4" - 2 1/4" thick door | 1 |  | 1 Year | 913.65 | 0.15 | 776.6025
25928 | Salto | EB658W62PP48-WK | XS4 wide body electronic RF wireless SVN escutcheon, BLE / Mifare / DESFire deadbolt privacy function, with keypad, W lever, unhanded, bright brass finish, for use with 1 3/4" - 2 1/4" thick door | 1 |  | 1 Year | 976.5 | 0.15 | 830.025
25929 | Salto | EB658W63BC38--- | XS4 wide body electronic wire-free SVN escutcheon, BLE / Mifare / DESFire deadbolt privacy function, W lever, unhanded, BioCote antimicrobial finish, for use with 1 3/8" - 1 3/4" thick standard door | 1 |  | 1 Year | 764.15 | 0.15 | 649.5275
25930 | Salto | EB658W63BC38-A- | XS4 wide body electronic AMOK wire-free SVN escutcheon, BLE / Mifare / DESFire deadbolt privacy function, W lever, unhanded, BioCote antimicrobial finish, for use with 1 3/8" - 1 3/4" thick standard door | 1 |  | 1 Year | 893.15 | 0.15 | 759.1775
25931 | Salto | EB658W63BC38--K | XS4 wide body electronic wire-free SVN escutcheon, BLE / Mifare / DESFire deadbolt privacy function, with keypad, W lever, unhanded, BioCote antimicrobial finish, for use with 1 3/8" - 1 3/4" thick standard door | 1 |  | 1 Year | 827 | 0.15 | 702.95
25932 | Salto | EB658W63BC38-W- | XS4 wide body electronic RF wireless SVN escutcheon, BLE / Mifare / DESFire deadbolt privacy function, W lever, unhanded, BioCote antimicrobial finish, for use with 1 3/8" - 1 3/4" thick standard door | 1 |  | 1 Year | 949.35 | 0.15 | 806.9475
25933 | Salto | EB658W63BC38-WK | XS4 wide body electronic RF wireless SVN escutcheon, BLE / Mifare / DESFire deadbolt privacy function, with keypad, W lever, unhanded, BioCote antimicrobial finish, for use with 1 3/8" - 1 3/4" thick standard door | 1 |  | 1 Year | 1012.2 | 0.15 | 860.37
25934 | Salto | EB658W63BC48--- | XS4 wide body electronic wire-free SVN escutcheon, BLE / Mifare / DESFire deadbolt privacy function, W lever, unhanded, BioCote antimicrobial finish, for use with 1 3/4" - 2 1/4" thick door | 1 |  | 1 Year | 764.15 | 0.15 | 649.5275
25935 | Salto | EB658W63BC48-A- | XS4 wide body electronic AMOK wire-free SVN escutcheon, BLE / Mifare / DESFire deadbolt privacy function, W lever, unhanded, BioCote antimicrobial finish, for use with 1 3/4" - 2 1/4" thick door | 1 |  | 1 Year | 893.15 | 0.15 | 759.1775
25936 | Salto | EB658W63BC48--K | XS4 wide body electronic wire-free SVN escutcheon, BLE / Mifare / DESFire deadbolt privacy function, with keypad, W lever, unhanded, BioCote antimicrobial finish, for use with 1 3/4" - 2 1/4" thick door | 1 |  | 1 Year | 827 | 0.15 | 702.95
25937 | Salto | EB658W63BC48-W- | XS4 wide body electronic RF wireless SVN escutcheon, BLE / Mifare / DESFire deadbolt privacy function, W lever, unhanded, BioCote antimicrobial finish, for use with 1 3/4" - 2 1/4" thick door | 1 |  | 1 Year | 949.35 | 0.15 | 806.9475
25938 | Salto | EB658W63BC48-WK | XS4 wide body electronic RF wireless SVN escutcheon, BLE / Mifare / DESFire deadbolt privacy function, with keypad, W lever, unhanded, BioCote antimicrobial finish, for use with 1 3/4" - 2 1/4" thick door | 1 |  | 1 Year | 1012.2 | 0.15 | 860.37
25939 | Salto | EB658W63IA38--- | XS4 wide body electronic wire-free SVN escutcheon, BLE / Mifare / DESFire deadbolt privacy function, W lever, unhanded, antique brass finish, for use with 1 3/8" - 1 3/4" thick standard door | 1 |  | 1 Year | 764.15 | 0.15 | 649.5275
25940 | Salto | EB658W63IA38-A- | XS4 wide body electronic AMOK wire-free SVN escutcheon, BLE / Mifare / DESFire deadbolt privacy function, W lever, unhanded, antique brass finish, for use with 1 3/8" - 1 3/4" thick standard door | 1 |  | 1 Year | 893.15 | 0.15 | 759.1775
25941 | Salto | EB658W63IA38--K | XS4 wide body electronic wire-free SVN escutcheon, BLE / Mifare / DESFire deadbolt privacy function, with keypad, W lever, unhanded, antique brass finish, for use with 1 3/8" - 1 3/4" thick standard door | 1 |  | 1 Year | 827 | 0.15 | 702.95
25942 | Salto | EB658W63IA38-W- | XS4 wide body electronic RF wireless SVN escutcheon, BLE / Mifare / DESFire deadbolt privacy function, W lever, unhanded, antique brass finish, for use with 1 3/8" - 1 3/4" thick standard door | 1 |  | 1 Year | 949.35 | 0.15 | 806.9475
25943 | Salto | EB658W63IA38-WK | XS4 wide body electronic RF wireless SVN escutcheon, BLE / Mifare / DESFire deadbolt privacy function, with keypad, W lever, unhanded, antique brass finish, for use with 1 3/8" - 1 3/4" thick standard door | 1 |  | 1 Year | 1012.2 | 0.15 | 860.37
25944 | Salto | EB658W63IA48--- | XS4 wide body electronic wire-free SVN escutcheon, BLE / Mifare / DESFire deadbolt privacy function, W lever, unhanded, antique brass finish, for use with 1 3/4" - 2 1/4" thick door | 1 |  | 1 Year | 764.15 | 0.15 | 649.5275
25945 | Salto | EB658W63IA48-A- | XS4 wide body electronic AMOK wire-free SVN escutcheon, BLE / Mifare / DESFire deadbolt privacy function, W lever, unhanded, antique brass finish, for use with 1 3/4" - 2 1/4" thick door | 1 |  | 1 Year | 893.15 | 0.15 | 759.1775
25946 | Salto | EB658W63IA48--K | XS4 wide body electronic wire-free SVN escutcheon, BLE / Mifare / DESFire deadbolt privacy function, with keypad, W lever, unhanded, antique brass finish, for use with 1 3/4" - 2 1/4" thick door | 1 |  | 1 Year | 827 | 0.15 | 702.95
25947 | Salto | EB658W63IA48-W- | XS4 wide body electronic RF wireless SVN escutcheon, BLE / Mifare / DESFire deadbolt privacy function, W lever, unhanded, antique brass finish, for use with 1 3/4" - 2 1/4" thick door | 1 |  | 1 Year | 949.35 | 0.15 | 806.9475
25948 | Salto | EB658W63IA48-WK | XS4 wide body electronic RF wireless SVN escutcheon, BLE / Mifare / DESFire deadbolt privacy function, with keypad, W lever, unhanded, antique brass finish, for use with 1 3/4" - 2 1/4" thick door | 1 |  | 1 Year | 1012.2 | 0.15 | 860.37
25949 | Salto | EB658W63IM38--- | XS4 wide body electronic wire-free SVN escutcheon, BLE / Mifare / DESFire deadbolt privacy function, W lever, unhanded, satin stainless finish, for use with 1 3/8" - 1 3/4" thick standard door | 1 |  | 1 Year | 712.15 | 0.15 | 605.3275
25950 | Salto | EB658W63IM38-A- | XS4 wide body electronic AMOK wire-free SVN escutcheon, BLE / Mifare / DESFire deadbolt privacy function, W lever, unhanded, satin stainless finish, for use with 1 3/8" - 1 3/4" thick standard door | 1 |  | 1 Year | 841.15 | 0.15 | 714.9775
25951 | Salto | EB658W63IM38--K | XS4 wide body electronic wire-free SVN escutcheon, BLE / Mifare / DESFire deadbolt privacy function, with keypad, W lever, unhanded, satin stainless finish, for use with 1 3/8" - 1 3/4" thick standard door | 1 |  | 1 Year | 775 | 0.15 | 658.75
25952 | Salto | EB658W63IM38-W- | XS4 wide body electronic RF wireless SVN escutcheon, BLE / Mifare / DESFire deadbolt privacy function, W lever, unhanded, satin stainless finish, for use with 1 3/8" - 1 3/4" thick standard door | 1 |  | 1 Year | 897.35 | 0.15 | 762.7475
25953 | Salto | EB658W63IM38-WK | XS4 wide body electronic RF wireless SVN escutcheon, BLE / Mifare / DESFire deadbolt privacy function, with keypad, W lever, unhanded, satin stainless finish, for use with 1 3/8" - 1 3/4" thick standard door | 1 |  | 1 Year | 960.2 | 0.15 | 816.17
25954 | Salto | EB658W63IM48--- | XS4 wide body electronic wire-free SVN escutcheon, BLE / Mifare / DESFire deadbolt privacy function, W lever, unhanded, satin stainless finish, for use with 1 3/4" - 2 1/4" thick door | 1 |  | 1 Year | 712.15 | 0.15 | 605.3275
25955 | Salto | EB658W63IM48-A- | XS4 wide body electronic AMOK wire-free SVN escutcheon, BLE / Mifare / DESFire deadbolt privacy function, W lever, unhanded, satin stainless finish, for use with 1 3/4" - 2 1/4" thick door | 1 |  | 1 Year | 841.15 | 0.15 | 714.9775
25956 | Salto | EB658W63IM48--K | XS4 wide body electronic wire-free SVN escutcheon, BLE / Mifare / DESFire deadbolt privacy function, with keypad, W lever, unhanded, satin stainless finish, for use with 1 3/4" - 2 1/4" thick door | 1 |  | 1 Year | 775 | 0.15 | 658.75
25957 | Salto | EB658W63IM48-W- | XS4 wide body electronic RF wireless SVN escutcheon, BLE / Mifare / DESFire deadbolt privacy function, W lever, unhanded, satin stainless finish, for use with 1 3/4" - 2 1/4" thick door | 1 |  | 1 Year | 897.35 | 0.15 | 762.7475
25958 | Salto | EB658W63IM48-WK | XS4 wide body electronic RF wireless SVN escutcheon, BLE / Mifare / DESFire deadbolt privacy function, with keypad, W lever, unhanded, satin stainless finish, for use with 1 3/4" - 2 1/4" thick door | 1 |  | 1 Year | 960.2 | 0.15 | 816.17
25959 | Salto | EB658W63IP38--- | XS4 wide body electronic wire-free SVN escutcheon, BLE / Mifare / DESFire deadbolt privacy function, W lever, unhanded, bright stainless steel finish, for use with 1 3/8" - 1 3/4" thick standard door | 1 |  | 1 Year | 728.45 | 0.15 | 619.1825
25960 | Salto | EB658W63IP38-A- | XS4 wide body electronic AMOK wire-free SVN escutcheon, BLE / Mifare / DESFire deadbolt privacy function, W lever, unhanded, bright stainless steel finish, for use with 1 3/8" - 1 3/4" thick standard door | 1 |  | 1 Year | 857.45 | 0.15 | 728.8325
25961 | Salto | EB658W63IP38--K | XS4 wide body electronic wire-free SVN escutcheon, BLE / Mifare / DESFire deadbolt privacy function, with keypad, W lever, unhanded, bright stainless steel finish, for use with 1 3/8" - 1 3/4" thick standard door | 1 |  | 1 Year | 791.3 | 0.15 | 672.605
25962 | Salto | EB658W63IP38-W- | XS4 wide body electronic RF wireless SVN escutcheon, BLE / Mifare / DESFire deadbolt privacy function, W lever, unhanded, bright stainless steel finish, for use with 1 3/8" - 1 3/4" thick standard door | 1 |  | 1 Year | 913.65 | 0.15 | 776.6025
25963 | Salto | EB658W63IP38-WK | XS4 wide body electronic RF wireless SVN escutcheon, BLE / Mifare / DESFire deadbolt privacy function, with keypad, W lever, unhanded, bright stainless steel finish, for use with 1 3/8" - 1 3/4" thick standard door | 1 |  | 1 Year | 976.5 | 0.15 | 830.025
25964 | Salto | EB658W63IP48--- | XS4 wide body electronic wire-free SVN escutcheon, BLE / Mifare / DESFire deadbolt privacy function, W lever, unhanded, bright stainless steel finish, for use with 1 3/4" - 2 1/4" thick door | 1 |  | 1 Year | 728.45 | 0.15 | 619.1825
25965 | Salto | EB658W63IP48-A- | XS4 wide body electronic AMOK wire-free SVN escutcheon, BLE / Mifare / DESFire deadbolt privacy function, W lever, unhanded, bright stainless steel finish, for use with 1 3/4" - 2 1/4" thick door | 1 |  | 1 Year | 857.45 | 0.15 | 728.8325
25966 | Salto | EB658W63IP48--K | XS4 wide body electronic wire-free SVN escutcheon, BLE / Mifare / DESFire deadbolt privacy function, with keypad, W lever, unhanded, bright stainless steel finish, for use with 1 3/4" - 2 1/4" thick door | 1 |  | 1 Year | 791.3 | 0.15 | 672.605
25967 | Salto | EB658W63IP48-W- | XS4 wide body electronic RF wireless SVN escutcheon, BLE / Mifare / DESFire deadbolt privacy function, W lever, unhanded, bright stainless steel finish, for use with 1 3/4" - 2 1/4" thick door | 1 |  | 1 Year | 913.65 | 0.15 | 776.6025
25968 | Salto | EB658W63IP48-WK | XS4 wide body electronic RF wireless SVN escutcheon, BLE / Mifare / DESFire deadbolt privacy function, with keypad, W lever, unhanded, bright stainless steel finish, for use with 1 3/4" - 2 1/4" thick door | 1 |  | 1 Year | 976.5 | 0.15 | 830.025
25969 | Salto | EB658W63NE38--- | XS4 wide body electronic wire-free SVN escutcheon, BLE / Mifare / DESFire deadbolt privacy function, W lever, unhanded, black chromium finish, for use with 1 3/8" - 1 3/4" thick standard door | 1 |  | 1 Year | 746.85 | 0.15 | 634.8225
25970 | Salto | EB658W63NE38-A- | XS4 wide body electronic AMOK wire-free SVN escutcheon, BLE / Mifare / DESFire deadbolt privacy function, W lever, unhanded, black chromium finish, for use with 1 3/8" - 1 3/4" thick standard door | 1 |  | 1 Year | 875.85 | 0.15 | 744.4725
25971 | Salto | EB658W63NE38--K | XS4 wide body electronic wire-free SVN escutcheon, BLE / Mifare / DESFire deadbolt privacy function, with keypad, W lever, unhanded, black chromium finish, for use with 1 3/8" - 1 3/4" thick standard door | 1 |  | 1 Year | 809.7 | 0.15 | 688.245
25972 | Salto | EB658W63NE38-W- | XS4 wide body electronic RF wireless SVN escutcheon, BLE / Mifare / DESFire deadbolt privacy function, W lever, unhanded, black chromium finish, for use with 1 3/8" - 1 3/4" thick standard door | 1 |  | 1 Year | 932.05 | 0.15 | 792.2425
25973 | Salto | EB658W63NE38-WK | XS4 wide body electronic RF wireless SVN escutcheon, BLE / Mifare / DESFire deadbolt privacy function, with keypad, W lever, unhanded, black chromium finish, for use with 1 3/8" - 1 3/4" thick standard door | 1 |  | 1 Year | 994.9 | 0.15 | 845.665
25974 | Salto | EB658W63NE48--- | XS4 wide body electronic wire-free SVN escutcheon, BLE / Mifare / DESFire deadbolt privacy function, W lever, unhanded, black chromium finish, for use with 1 3/4" - 2 1/4" thick door | 1 |  | 1 Year | 746.85 | 0.15 | 634.8225
25975 | Salto | EB658W63NE48-A- | XS4 wide body electronic AMOK wire-free SVN escutcheon, BLE / Mifare / DESFire deadbolt privacy function, W lever, unhanded, black chromium finish, for use with 1 3/4" - 2 1/4" thick door | 1 |  | 1 Year | 875.85 | 0.15 | 744.4725
25976 | Salto | EB658W63NE48--K | XS4 wide body electronic wire-free SVN escutcheon, BLE / Mifare / DESFire deadbolt privacy function, with keypad, W lever, unhanded, black chromium finish, for use with 1 3/4" - 2 1/4" thick door | 1 |  | 1 Year | 809.7 | 0.15 | 688.245
25977 | Salto | EB658W63NE48-W- | XS4 wide body electronic RF wireless SVN escutcheon, BLE / Mifare / DESFire deadbolt privacy function, W lever, unhanded, black chromium finish, for use with 1 3/4" - 2 1/4" thick door | 1 |  | 1 Year | 932.05 | 0.15 | 792.2425
25978 | Salto | EB658W63NE48-WK | XS4 wide body electronic RF wireless SVN escutcheon, BLE / Mifare / DESFire deadbolt privacy function, with keypad, W lever, unhanded, black chromium finish, for use with 1 3/4" - 2 1/4" thick door | 1 |  | 1 Year | 994.9 | 0.15 | 845.665
25979 | Salto | EB658W63PM38--- | XS4 wide body electronic wire-free SVN escutcheon, BLE / Mifare / DESFire deadbolt privacy function, W lever, unhanded, satin brass finish, for use with 1 3/8" - 1 3/4" thick standard door | 1 |  | 1 Year | 712.15 | 0.15 | 605.3275
25980 | Salto | EB658W63PM38-A- | XS4 wide body electronic AMOK wire-free SVN escutcheon, BLE / Mifare / DESFire deadbolt privacy function, W lever, unhanded, satin brass finish, for use with 1 3/8" - 1 3/4" thick standard door | 1 |  | 1 Year | 841.15 | 0.15 | 714.9775
25981 | Salto | EB658W63PM38--K | XS4 wide body electronic wire-free SVN escutcheon, BLE / Mifare / DESFire deadbolt privacy function, with keypad, W lever, unhanded, satin brass finish, for use with 1 3/8" - 1 3/4" thick standard door | 1 |  | 1 Year | 775 | 0.15 | 658.75
25982 | Salto | EB658W63PM38-W- | XS4 wide body electronic RF wireless SVN escutcheon, BLE / Mifare / DESFire deadbolt privacy function, W lever, unhanded, satin brass finish, for use with 1 3/8" - 1 3/4" thick standard door | 1 |  | 1 Year | 897.35 | 0.15 | 762.7475
25983 | Salto | EB658W63PM38-WK | XS4 wide body electronic RF wireless SVN escutcheon, BLE / Mifare / DESFire deadbolt privacy function, with keypad, W lever, unhanded, satin brass finish, for use with 1 3/8" - 1 3/4" thick standard door | 1 |  | 1 Year | 960.2 | 0.15 | 816.17
25984 | Salto | EB658W63PM48--- | XS4 wide body electronic wire-free SVN escutcheon, BLE / Mifare / DESFire deadbolt privacy function, W lever, unhanded, satin brass finish, for use with 1 3/4" - 2 1/4" thick door | 1 |  | 1 Year | 712.15 | 0.15 | 605.3275
25985 | Salto | EB658W63PM48-A- | XS4 wide body electronic AMOK wire-free SVN escutcheon, BLE / Mifare / DESFire deadbolt privacy function, W lever, unhanded, satin brass finish, for use with 1 3/4" - 2 1/4" thick door | 1 |  | 1 Year | 841.15 | 0.15 | 714.9775
25986 | Salto | EB658W63PM48--K | XS4 wide body electronic wire-free SVN escutcheon, BLE / Mifare / DESFire deadbolt privacy function, with keypad, W lever, unhanded, satin brass finish, for use with 1 3/4" - 2 1/4" thick door | 1 |  | 1 Year | 775 | 0.15 | 658.75
25987 | Salto | EB658W63PM48-W- | XS4 wide body electronic RF wireless SVN escutcheon, BLE / Mifare / DESFire deadbolt privacy function, W lever, unhanded, satin brass finish, for use with 1 3/4" - 2 1/4" thick door | 1 |  | 1 Year | 897.35 | 0.15 | 762.7475
25988 | Salto | EB658W63PM48-WK | XS4 wide body electronic RF wireless SVN escutcheon, BLE / Mifare / DESFire deadbolt privacy function, with keypad, W lever, unhanded, satin brass finish, for use with 1 3/4" - 2 1/4" thick door | 1 |  | 1 Year | 960.2 | 0.15 | 816.17
25989 | Salto | EB658W63PP38--- | XS4 wide body electronic wire-free SVN escutcheon, BLE / Mifare / DESFire deadbolt privacy function, W lever, unhanded, bright brass finish, for use with 1 3/8" - 1 3/4" thick standard door | 1 |  | 1 Year | 728.45 | 0.15 | 619.1825
25990 | Salto | EB658W63PP38-A- | XS4 wide body electronic AMOK wire-free SVN escutcheon, BLE / Mifare / DESFire deadbolt privacy function, W lever, unhanded, bright brass finish, for use with 1 3/8" - 1 3/4" thick standard door | 1 |  | 1 Year | 857.45 | 0.15 | 728.8325
25991 | Salto | EB658W63PP38--K | XS4 wide body electronic wire-free SVN escutcheon, BLE / Mifare / DESFire deadbolt privacy function, with keypad, W lever, unhanded, bright brass finish, for use with 1 3/8" - 1 3/4" thick standard door | 1 |  | 1 Year | 791.3 | 0.15 | 672.605
25992 | Salto | EB658W63PP38-W- | XS4 wide body electronic RF wireless SVN escutcheon, BLE / Mifare / DESFire deadbolt privacy function, W lever, unhanded, bright brass finish, for use with 1 3/8" - 1 3/4" thick standard door | 1 |  | 1 Year | 913.65 | 0.15 | 776.6025
25993 | Salto | EB658W63PP38-WK | XS4 wide body electronic RF wireless SVN escutcheon, BLE / Mifare / DESFire deadbolt privacy function, with keypad, W lever, unhanded, bright brass finish, for use with 1 3/8" - 1 3/4" thick standard door | 1 |  | 1 Year | 976.5 | 0.15 | 830.025
25994 | Salto | EB658W63PP48--- | XS4 wide body electronic wire-free SVN escutcheon, BLE / Mifare / DESFire deadbolt privacy function, W lever, unhanded, bright brass finish, for use with 1 3/4" - 2 1/4" thick door | 1 |  | 1 Year | 728.45 | 0.15 | 619.1825
25995 | Salto | EB658W63PP48-A- | XS4 wide body electronic AMOK wire-free SVN escutcheon, BLE / Mifare / DESFire deadbolt privacy function, W lever, unhanded, bright brass finish, for use with 1 3/4" - 2 1/4" thick door | 1 |  | 1 Year | 857.45 | 0.15 | 728.8325
25996 | Salto | EB658W63PP48--K | XS4 wide body electronic wire-free SVN escutcheon, BLE / Mifare / DESFire deadbolt privacy function, with keypad, W lever, unhanded, bright brass finish, for use with 1 3/4" - 2 1/4" thick door | 1 |  | 1 Year | 791.3 | 0.15 | 672.605
25997 | Salto | EB658W63PP48-W- | XS4 wide body electronic RF wireless SVN escutcheon, BLE / Mifare / DESFire deadbolt privacy function, W lever, unhanded, bright brass finish, for use with 1 3/4" - 2 1/4" thick door | 1 |  | 1 Year | 913.65 | 0.15 | 776.6025
25998 | Salto | EB658W63PP48-WK | XS4 wide body electronic RF wireless SVN escutcheon, BLE / Mifare / DESFire deadbolt privacy function, with keypad, W lever, unhanded, bright brass finish, for use with 1 3/4" - 2 1/4" thick door | 1 |  | 1 Year | 976.5 | 0.15 | 830.025
25999 | Salto | EB660200IM38--- | XS4 wide body electronic wire-free SVN escutcheon, BLE / Mifare / DESFire entrance w/ key override function, Columbo Robodue premium series lever, unhanded, satin stainless finish, for use with 1 3/8" - 1 3/4" thick standard door | 1 |  | 1 Year | 758.05 | 0.15 | 644.3425
26000 | Salto | EB660200IM38-A- | XS4 wide body electronic AMOK wire-free SVN escutcheon, BLE / Mifare / DESFire entrance w/ key override function, Columbo Robodue premium series lever, unhanded, satin stainless finish, for use with 1 3/8" - 1 3/4" thick standard door | 1 |  | 1 Year | 887.05 | 0.15 | 753.9925
26001 | Salto | EB660200IM38--K | XS4 wide body electronic wire-free SVN escutcheon, BLE / Mifare / DESFire entrance w/ key override function, with keypad, Columbo Robodue premium series lever, unhanded, satin stainless finish, for use with 1 3/8" - 1 3/4" thick standard door | 1 |  | 1 Year | 820.9 | 0.15 | 697.765
26002 | Salto | EB660200IM38-W- | XS4 wide body electronic RF wireless SVN escutcheon, BLE / Mifare / DESFire entrance w/ key override function, Columbo Robodue premium series lever, unhanded, satin stainless finish, for use with 1 3/8" - 1 3/4" thick standard door | 1 |  | 1 Year | 943.25 | 0.15 | 801.7625
26003 | Salto | EB660200IM38-WK | XS4 wide body electronic RF wireless SVN escutcheon, BLE / Mifare / DESFire entrance w/ key override function, with keypad, Columbo Robodue premium series lever, unhanded, satin stainless finish, for use with 1 3/8" - 1 3/4" thick standard door | 1 |  | 1 Year | 1006.1 | 0.15 | 855.185
26004 | Salto | EB660200IM48--- | XS4 wide body electronic wire-free SVN escutcheon, BLE / Mifare / DESFire entrance w/ key override function, Columbo Robodue premium series lever, unhanded, satin stainless finish, for use with 1 3/4" - 2 1/4" thick door | 1 |  | 1 Year | 758.05 | 0.15 | 644.3425
26005 | Salto | EB660200IM48-A- | XS4 wide body electronic AMOK wire-free SVN escutcheon, BLE / Mifare / DESFire entrance w/ key override function, Columbo Robodue premium series lever, unhanded, satin stainless finish, for use with 1 3/4" - 2 1/4" thick door | 1 |  | 1 Year | 887.05 | 0.15 | 753.9925
26006 | Salto | EB660200IM48--K | XS4 wide body electronic wire-free SVN escutcheon, BLE / Mifare / DESFire entrance w/ key override function, with keypad, Columbo Robodue premium series lever, unhanded, satin stainless finish, for use with 1 3/4" - 2 1/4" thick door | 1 |  | 1 Year | 820.9 | 0.15 | 697.765
26007 | Salto | EB660200IM48-W- | XS4 wide body electronic RF wireless SVN escutcheon, BLE / Mifare / DESFire entrance w/ key override function, Columbo Robodue premium series lever, unhanded, satin stainless finish, for use with 1 3/4" - 2 1/4" thick door | 1 |  | 1 Year | 943.25 | 0.15 | 801.7625
26008 | Salto | EB660200IM48-WK | XS4 wide body electronic RF wireless SVN escutcheon, BLE / Mifare / DESFire entrance w/ key override function, with keypad, Columbo Robodue premium series lever, unhanded, satin stainless finish, for use with 1 3/4" - 2 1/4" thick door | 1 |  | 1 Year | 1006.1 | 0.15 | 855.185
26009 | Salto | EB660200IP38--- | XS4 wide body electronic wire-free SVN escutcheon, BLE / Mifare / DESFire entrance w/ key override function, Columbo Robodue premium series lever, unhanded, bright stainless steel finish, for use with 1 3/8" - 1 3/4" thick standard door | 1 |  | 1 Year | 774.35 | 0.15 | 658.1975
26010 | Salto | EB660200IP38-A- | XS4 wide body electronic AMOK wire-free SVN escutcheon, BLE / Mifare / DESFire entrance w/ key override function, Columbo Robodue premium series lever, unhanded, bright stainless steel finish, for use with 1 3/8" - 1 3/4" thick standard door | 1 |  | 1 Year | 903.35 | 0.15 | 767.8475
26011 | Salto | EB660200IP38--K | XS4 wide body electronic wire-free SVN escutcheon, BLE / Mifare / DESFire entrance w/ key override function, with keypad, Columbo Robodue premium series lever, unhanded, bright stainless steel finish, for use with 1 3/8" - 1 3/4" thick standard door | 1 |  | 1 Year | 837.2 | 0.15 | 711.62
26012 | Salto | EB660200IP38-W- | XS4 wide body electronic RF wireless SVN escutcheon, BLE / Mifare / DESFire entrance w/ key override function, Columbo Robodue premium series lever, unhanded, bright stainless steel finish, for use with 1 3/8" - 1 3/4" thick standard door | 1 |  | 1 Year | 959.55 | 0.15 | 815.6175
26013 | Salto | EB660200IP38-WK | XS4 wide body electronic RF wireless SVN escutcheon, BLE / Mifare / DESFire entrance w/ key override function, with keypad, Columbo Robodue premium series lever, unhanded, bright stainless steel finish, for use with 1 3/8" - 1 3/4" thick standard door | 1 |  | 1 Year | 1022.4 | 0.15 | 869.04
26014 | Salto | EB660200IP48--- | XS4 wide body electronic wire-free SVN escutcheon, BLE / Mifare / DESFire entrance w/ key override function, Columbo Robodue premium series lever, unhanded, bright stainless steel finish, for use with 1 3/4" - 2 1/4" thick door | 1 |  | 1 Year | 774.35 | 0.15 | 658.1975
26015 | Salto | EB660200IP48-A- | XS4 wide body electronic AMOK wire-free SVN escutcheon, BLE / Mifare / DESFire entrance w/ key override function, Columbo Robodue premium series lever, unhanded, bright stainless steel finish, for use with 1 3/4" - 2 1/4" thick door | 1 |  | 1 Year | 903.35 | 0.15 | 767.8475
26016 | Salto | EB660200IP48--K | XS4 wide body electronic wire-free SVN escutcheon, BLE / Mifare / DESFire entrance w/ key override function, with keypad, Columbo Robodue premium series lever, unhanded, bright stainless steel finish, for use with 1 3/4" - 2 1/4" thick door | 1 |  | 1 Year | 837.2 | 0.15 | 711.62
26017 | Salto | EB660200IP48-W- | XS4 wide body electronic RF wireless SVN escutcheon, BLE / Mifare / DESFire entrance w/ key override function, Columbo Robodue premium series lever, unhanded, bright stainless steel finish, for use with 1 3/4" - 2 1/4" thick door | 1 |  | 1 Year | 959.55 | 0.15 | 815.6175
26018 | Salto | EB660200IP48-WK | XS4 wide body electronic RF wireless SVN escutcheon, BLE / Mifare / DESFire entrance w/ key override function, with keypad, Columbo Robodue premium series lever, unhanded, bright stainless steel finish, for use with 1 3/4" - 2 1/4" thick door | 1 |  | 1 Year | 1022.4 | 0.15 | 869.04
26019 | Salto | EB660200PP38--- | XS4 wide body electronic wire-free SVN escutcheon, BLE / Mifare / DESFire entrance w/ key override function, Columbo Robodue premium series lever, unhanded, bright brass finish, for use with 1 3/8" - 1 3/4" thick standard door | 1 |  | 1 Year | 774.35 | 0.15 | 658.1975
26020 | Salto | EB660200PP38-A- | XS4 wide body electronic AMOK wire-free SVN escutcheon, BLE / Mifare / DESFire entrance w/ key override function, Columbo Robodue premium series lever, unhanded, bright brass finish, for use with 1 3/8" - 1 3/4" thick standard door | 1 |  | 1 Year | 903.35 | 0.15 | 767.8475
26021 | Salto | EB660200PP38--K | XS4 wide body electronic wire-free SVN escutcheon, BLE / Mifare / DESFire entrance w/ key override function, with keypad, Columbo Robodue premium series lever, unhanded, bright brass finish, for use with 1 3/8" - 1 3/4" thick standard door | 1 |  | 1 Year | 837.2 | 0.15 | 711.62
26022 | Salto | EB660200PP38-W- | XS4 wide body electronic RF wireless SVN escutcheon, BLE / Mifare / DESFire entrance w/ key override function, Columbo Robodue premium series lever, unhanded, bright brass finish, for use with 1 3/8" - 1 3/4" thick standard door | 1 |  | 1 Year | 959.55 | 0.15 | 815.6175
26023 | Salto | EB660200PP38-WK | XS4 wide body electronic RF wireless SVN escutcheon, BLE / Mifare / DESFire entrance w/ key override function, with keypad, Columbo Robodue premium series lever, unhanded, bright brass finish, for use with 1 3/8" - 1 3/4" thick standard door | 1 |  | 1 Year | 1022.4 | 0.15 | 869.04
26024 | Salto | EB660200PP48--- | XS4 wide body electronic wire-free SVN escutcheon, BLE / Mifare / DESFire entrance w/ key override function, Columbo Robodue premium series lever, unhanded, bright brass finish, for use with 1 3/4" - 2 1/4" thick door | 1 |  | 1 Year | 774.35 | 0.15 | 658.1975
26025 | Salto | EB660200PP48-A- | XS4 wide body electronic AMOK wire-free SVN escutcheon, BLE / Mifare / DESFire entrance w/ key override function, Columbo Robodue premium series lever, unhanded, bright brass finish, for use with 1 3/4" - 2 1/4" thick door | 1 |  | 1 Year | 903.35 | 0.15 | 767.8475
26026 | Salto | EB660200PP48--K | XS4 wide body electronic wire-free SVN escutcheon, BLE / Mifare / DESFire entrance w/ key override function, with keypad, Columbo Robodue premium series lever, unhanded, bright brass finish, for use with 1 3/4" - 2 1/4" thick door | 1 |  | 1 Year | 837.2 | 0.15 | 711.62
26027 | Salto | EB660200PP48-W- | XS4 wide body electronic RF wireless SVN escutcheon, BLE / Mifare / DESFire entrance w/ key override function, Columbo Robodue premium series lever, unhanded, bright brass finish, for use with 1 3/4" - 2 1/4" thick door | 1 |  | 1 Year | 959.55 | 0.15 | 815.6175
26028 | Salto | EB660200PP48-WK | XS4 wide body electronic RF wireless SVN escutcheon, BLE / Mifare / DESFire entrance w/ key override function, with keypad, Columbo Robodue premium series lever, unhanded, bright brass finish, for use with 1 3/4" - 2 1/4" thick door | 1 |  | 1 Year | 1022.4 | 0.15 | 869.04
26029 | Salto | EB660300IM38--- | XS4 wide body electronic wire-free SVN escutcheon, BLE / Mifare / DESFire entrance w/ key override function, Columbo Robotre premium series lever, unhanded, satin stainless finish, for use with 1 3/8" - 1 3/4" thick standard door | 1 |  | 1 Year | 758.05 | 0.15 | 644.3425
26030 | Salto | EB660300IM38-A- | XS4 wide body electronic AMOK wire-free SVN escutcheon, BLE / Mifare / DESFire entrance w/ key override function, Columbo Robotre premium series lever, unhanded, satin stainless finish, for use with 1 3/8" - 1 3/4" thick standard door | 1 |  | 1 Year | 887.05 | 0.15 | 753.9925
26031 | Salto | EB660300IM38--K | XS4 wide body electronic wire-free SVN escutcheon, BLE / Mifare / DESFire entrance w/ key override function, with keypad, Columbo Robotre premium series lever, unhanded, satin stainless finish, for use with 1 3/8" - 1 3/4" thick standard door | 1 |  | 1 Year | 820.9 | 0.15 | 697.765
26032 | Salto | EB660300IM38-W- | XS4 wide body electronic RF wireless SVN escutcheon, BLE / Mifare / DESFire entrance w/ key override function, Columbo Robotre premium series lever, unhanded, satin stainless finish, for use with 1 3/8" - 1 3/4" thick standard door | 1 |  | 1 Year | 943.25 | 0.15 | 801.7625
26033 | Salto | EB660300IM38-WK | XS4 wide body electronic RF wireless SVN escutcheon, BLE / Mifare / DESFire entrance w/ key override function, with keypad, Columbo Robotre premium series lever, unhanded, satin stainless finish, for use with 1 3/8" - 1 3/4" thick standard door | 1 |  | 1 Year | 1006.1 | 0.15 | 855.185
26034 | Salto | EB660300IM48--- | XS4 wide body electronic wire-free SVN escutcheon, BLE / Mifare / DESFire entrance w/ key override function, Columbo Robotre premium series lever, unhanded, satin stainless finish, for use with 1 3/4" - 2 1/4" thick door | 1 |  | 1 Year | 758.05 | 0.15 | 644.3425
26035 | Salto | EB660300IM48-A- | XS4 wide body electronic AMOK wire-free SVN escutcheon, BLE / Mifare / DESFire entrance w/ key override function, Columbo Robotre premium series lever, unhanded, satin stainless finish, for use with 1 3/4" - 2 1/4" thick door | 1 |  | 1 Year | 887.05 | 0.15 | 753.9925
26036 | Salto | EB660300IM48--K | XS4 wide body electronic wire-free SVN escutcheon, BLE / Mifare / DESFire entrance w/ key override function, with keypad, Columbo Robotre premium series lever, unhanded, satin stainless finish, for use with 1 3/4" - 2 1/4" thick door | 1 |  | 1 Year | 820.9 | 0.15 | 697.765
26037 | Salto | EB660300IM48-W- | XS4 wide body electronic RF wireless SVN escutcheon, BLE / Mifare / DESFire entrance w/ key override function, Columbo Robotre premium series lever, unhanded, satin stainless finish, for use with 1 3/4" - 2 1/4" thick door | 1 |  | 1 Year | 943.25 | 0.15 | 801.7625
26038 | Salto | EB660300IM48-WK | XS4 wide body electronic RF wireless SVN escutcheon, BLE / Mifare / DESFire entrance w/ key override function, with keypad, Columbo Robotre premium series lever, unhanded, satin stainless finish, for use with 1 3/4" - 2 1/4" thick door | 1 |  | 1 Year | 1006.1 | 0.15 | 855.185
26039 | Salto | EB660300IP38--- | XS4 wide body electronic wire-free SVN escutcheon, BLE / Mifare / DESFire entrance w/ key override function, Columbo Robotre premium series lever, unhanded, bright stainless steel finish, for use with 1 3/8" - 1 3/4" thick standard door | 1 |  | 1 Year | 774.35 | 0.15 | 658.1975
26040 | Salto | EB660300IP38-A- | XS4 wide body electronic AMOK wire-free SVN escutcheon, BLE / Mifare / DESFire entrance w/ key override function, Columbo Robotre premium series lever, unhanded, bright stainless steel finish, for use with 1 3/8" - 1 3/4" thick standard door | 1 |  | 1 Year | 903.35 | 0.15 | 767.8475
26041 | Salto | EB660300IP38--K | XS4 wide body electronic wire-free SVN escutcheon, BLE / Mifare / DESFire entrance w/ key override function, with keypad, Columbo Robotre premium series lever, unhanded, bright stainless steel finish, for use with 1 3/8" - 1 3/4" thick standard door | 1 |  | 1 Year | 837.2 | 0.15 | 711.62
26042 | Salto | EB660300IP38-W- | XS4 wide body electronic RF wireless SVN escutcheon, BLE / Mifare / DESFire entrance w/ key override function, Columbo Robotre premium series lever, unhanded, bright stainless steel finish, for use with 1 3/8" - 1 3/4" thick standard door | 1 |  | 1 Year | 959.55 | 0.15 | 815.6175
26043 | Salto | EB660300IP38-WK | XS4 wide body electronic RF wireless SVN escutcheon, BLE / Mifare / DESFire entrance w/ key override function, with keypad, Columbo Robotre premium series lever, unhanded, bright stainless steel finish, for use with 1 3/8" - 1 3/4" thick standard door | 1 |  | 1 Year | 1022.4 | 0.15 | 869.04
26044 | Salto | EB660300IP48--- | XS4 wide body electronic wire-free SVN escutcheon, BLE / Mifare / DESFire entrance w/ key override function, Columbo Robotre premium series lever, unhanded, bright stainless steel finish, for use with 1 3/4" - 2 1/4" thick door | 1 |  | 1 Year | 774.35 | 0.15 | 658.1975
26045 | Salto | EB660300IP48-A- | XS4 wide body electronic AMOK wire-free SVN escutcheon, BLE / Mifare / DESFire entrance w/ key override function, Columbo Robotre premium series lever, unhanded, bright stainless steel finish, for use with 1 3/4" - 2 1/4" thick door | 1 |  | 1 Year | 903.35 | 0.15 | 767.8475
26046 | Salto | EB660300IP48--K | XS4 wide body electronic wire-free SVN escutcheon, BLE / Mifare / DESFire entrance w/ key override function, with keypad, Columbo Robotre premium series lever, unhanded, bright stainless steel finish, for use with 1 3/4" - 2 1/4" thick door | 1 |  | 1 Year | 837.2 | 0.15 | 711.62
26047 | Salto | EB660300IP48-W- | XS4 wide body electronic RF wireless SVN escutcheon, BLE / Mifare / DESFire entrance w/ key override function, Columbo Robotre premium series lever, unhanded, bright stainless steel finish, for use with 1 3/4" - 2 1/4" thick door | 1 |  | 1 Year | 959.55 | 0.15 | 815.6175
26048 | Salto | EB660300IP48-WK | XS4 wide body electronic RF wireless SVN escutcheon, BLE / Mifare / DESFire entrance w/ key override function, with keypad, Columbo Robotre premium series lever, unhanded, bright stainless steel finish, for use with 1 3/4" - 2 1/4" thick door | 1 |  | 1 Year | 1022.4 | 0.15 | 869.04
26049 | Salto | EB660300PP38--- | XS4 wide body electronic wire-free SVN escutcheon, BLE / Mifare / DESFire entrance w/ key override function, Columbo Robotre premium series lever, unhanded, bright brass finish, for use with 1 3/8" - 1 3/4" thick standard door | 1 |  | 1 Year | 774.35 | 0.15 | 658.1975
26050 | Salto | EB660300PP38-A- | XS4 wide body electronic AMOK wire-free SVN escutcheon, BLE / Mifare / DESFire entrance w/ key override function, Columbo Robotre premium series lever, unhanded, bright brass finish, for use with 1 3/8" - 1 3/4" thick standard door | 1 |  | 1 Year | 903.35 | 0.15 | 767.8475
26051 | Salto | EB660300PP38--K | XS4 wide body electronic wire-free SVN escutcheon, BLE / Mifare / DESFire entrance w/ key override function, with keypad, Columbo Robotre premium series lever, unhanded, bright brass finish, for use with 1 3/8" - 1 3/4" thick standard door | 1 |  | 1 Year | 837.2 | 0.15 | 711.62
26052 | Salto | EB660300PP38-W- | XS4 wide body electronic RF wireless SVN escutcheon, BLE / Mifare / DESFire entrance w/ key override function, Columbo Robotre premium series lever, unhanded, bright brass finish, for use with 1 3/8" - 1 3/4" thick standard door | 1 |  | 1 Year | 959.55 | 0.15 | 815.6175
26053 | Salto | EB660300PP38-WK | XS4 wide body electronic RF wireless SVN escutcheon, BLE / Mifare / DESFire entrance w/ key override function, with keypad, Columbo Robotre premium series lever, unhanded, bright brass finish, for use with 1 3/8" - 1 3/4" thick standard door | 1 |  | 1 Year | 1022.4 | 0.15 | 869.04
26054 | Salto | EB660300PP48--- | XS4 wide body electronic wire-free SVN escutcheon, BLE / Mifare / DESFire entrance w/ key override function, Columbo Robotre premium series lever, unhanded, bright brass finish, for use with 1 3/4" - 2 1/4" thick door | 1 |  | 1 Year | 774.35 | 0.15 | 658.1975
26055 | Salto | EB660300PP48-A- | XS4 wide body electronic AMOK wire-free SVN escutcheon, BLE / Mifare / DESFire entrance w/ key override function, Columbo Robotre premium series lever, unhanded, bright brass finish, for use with 1 3/4" - 2 1/4" thick door | 1 |  | 1 Year | 903.35 | 0.15 | 767.8475
26056 | Salto | EB660300PP48--K | XS4 wide body electronic wire-free SVN escutcheon, BLE / Mifare / DESFire entrance w/ key override function, with keypad, Columbo Robotre premium series lever, unhanded, bright brass finish, for use with 1 3/4" - 2 1/4" thick door | 1 |  | 1 Year | 837.2 | 0.15 | 711.62
26057 | Salto | EB660300PP48-W- | XS4 wide body electronic RF wireless SVN escutcheon, BLE / Mifare / DESFire entrance w/ key override function, Columbo Robotre premium series lever, unhanded, bright brass finish, for use with 1 3/4" - 2 1/4" thick door | 1 |  | 1 Year | 959.55 | 0.15 | 815.6175
26058 | Salto | EB660300PP48-WK | XS4 wide body electronic RF wireless SVN escutcheon, BLE / Mifare / DESFire entrance w/ key override function, with keypad, Columbo Robotre premium series lever, unhanded, bright brass finish, for use with 1 3/4" - 2 1/4" thick door | 1 |  | 1 Year | 1022.4 | 0.15 | 869.04
26059 | Salto | EB660400IM38--- | XS4 wide body electronic wire-free SVN escutcheon, BLE / Mifare / DESFire entrance w/ key override function, Columbo Roboquattro premium series lever, unhanded, satin stainless finish, for use with 1 3/8" - 1 3/4" thick standard door | 1 |  | 1 Year | 758.05 | 0.15 | 644.3425
26060 | Salto | EB660400IM38-A- | XS4 wide body electronic AMOK wire-free SVN escutcheon, BLE / Mifare / DESFire entrance w/ key override function, Columbo Roboquattro premium series lever, unhanded, satin stainless finish, for use with 1 3/8" - 1 3/4" thick standard door | 1 |  | 1 Year | 887.05 | 0.15 | 753.9925
26061 | Salto | EB660400IM38--K | XS4 wide body electronic wire-free SVN escutcheon, BLE / Mifare / DESFire entrance w/ key override function, with keypad, Columbo Roboquattro premium series lever, unhanded, satin stainless finish, for use with 1 3/8" - 1 3/4" thick standard door | 1 |  | 1 Year | 820.9 | 0.15 | 697.765
26062 | Salto | EB660400IM38-W- | XS4 wide body electronic RF wireless SVN escutcheon, BLE / Mifare / DESFire entrance w/ key override function, Columbo Roboquattro premium series lever, unhanded, satin stainless finish, for use with 1 3/8" - 1 3/4" thick standard door | 1 |  | 1 Year | 943.25 | 0.15 | 801.7625
26063 | Salto | EB660400IM38-WK | XS4 wide body electronic RF wireless SVN escutcheon, BLE / Mifare / DESFire entrance w/ key override function, with keypad, Columbo Roboquattro premium series lever, unhanded, satin stainless finish, for use with 1 3/8" - 1 3/4" thick standard door | 1 |  | 1 Year | 1006.1 | 0.15 | 855.185
26064 | Salto | EB660400IM48--- | XS4 wide body electronic wire-free SVN escutcheon, BLE / Mifare / DESFire entrance w/ key override function, Columbo Roboquattro premium series lever, unhanded, satin stainless finish, for use with 1 3/4" - 2 1/4" thick door | 1 |  | 1 Year | 758.05 | 0.15 | 644.3425
26065 | Salto | EB660400IM48-A- | XS4 wide body electronic AMOK wire-free SVN escutcheon, BLE / Mifare / DESFire entrance w/ key override function, Columbo Roboquattro premium series lever, unhanded, satin stainless finish, for use with 1 3/4" - 2 1/4" thick door | 1 |  | 1 Year | 887.05 | 0.15 | 753.9925
26066 | Salto | EB660400IM48--K | XS4 wide body electronic wire-free SVN escutcheon, BLE / Mifare / DESFire entrance w/ key override function, with keypad, Columbo Roboquattro premium series lever, unhanded, satin stainless finish, for use with 1 3/4" - 2 1/4" thick door | 1 |  | 1 Year | 820.9 | 0.15 | 697.765
26067 | Salto | EB660400IM48-W- | XS4 wide body electronic RF wireless SVN escutcheon, BLE / Mifare / DESFire entrance w/ key override function, Columbo Roboquattro premium series lever, unhanded, satin stainless finish, for use with 1 3/4" - 2 1/4" thick door | 1 |  | 1 Year | 943.25 | 0.15 | 801.7625
26068 | Salto | EB660400IM48-WK | XS4 wide body electronic RF wireless SVN escutcheon, BLE / Mifare / DESFire entrance w/ key override function, with keypad, Columbo Roboquattro premium series lever, unhanded, satin stainless finish, for use with 1 3/4" - 2 1/4" thick door | 1 |  | 1 Year | 1006.1 | 0.15 | 855.185
26069 | Salto | EB660400IP38--- | XS4 wide body electronic wire-free SVN escutcheon, BLE / Mifare / DESFire entrance w/ key override function, Columbo Roboquattro premium series lever, unhanded, bright stainless steel finish, for use with 1 3/8" - 1 3/4" thick standard door | 1 |  | 1 Year | 774.35 | 0.15 | 658.1975
26070 | Salto | EB660400IP38-A- | XS4 wide body electronic AMOK wire-free SVN escutcheon, BLE / Mifare / DESFire entrance w/ key override function, Columbo Roboquattro premium series lever, unhanded, bright stainless steel finish, for use with 1 3/8" - 1 3/4" thick standard door | 1 |  | 1 Year | 903.35 | 0.15 | 767.8475
26071 | Salto | EB660400IP38--K | XS4 wide body electronic wire-free SVN escutcheon, BLE / Mifare / DESFire entrance w/ key override function, with keypad, Columbo Roboquattro premium series lever, unhanded, bright stainless steel finish, for use with 1 3/8" - 1 3/4" thick standard door | 1 |  | 1 Year | 837.2 | 0.15 | 711.62
26072 | Salto | EB660400IP38-W- | XS4 wide body electronic RF wireless SVN escutcheon, BLE / Mifare / DESFire entrance w/ key override function, Columbo Roboquattro premium series lever, unhanded, bright stainless steel finish, for use with 1 3/8" - 1 3/4" thick standard door | 1 |  | 1 Year | 959.55 | 0.15 | 815.6175
26073 | Salto | EB660400IP38-WK | XS4 wide body electronic RF wireless SVN escutcheon, BLE / Mifare / DESFire entrance w/ key override function, with keypad, Columbo Roboquattro premium series lever, unhanded, bright stainless steel finish, for use with 1 3/8" - 1 3/4" thick standard door | 1 |  | 1 Year | 1022.4 | 0.15 | 869.04
26074 | Salto | EB660400IP48--- | XS4 wide body electronic wire-free SVN escutcheon, BLE / Mifare / DESFire entrance w/ key override function, Columbo Roboquattro premium series lever, unhanded, bright stainless steel finish, for use with 1 3/4" - 2 1/4" thick door | 1 |  | 1 Year | 774.35 | 0.15 | 658.1975
26075 | Salto | EB660400IP48-A- | XS4 wide body electronic AMOK wire-free SVN escutcheon, BLE / Mifare / DESFire entrance w/ key override function, Columbo Roboquattro premium series lever, unhanded, bright stainless steel finish, for use with 1 3/4" - 2 1/4" thick door | 1 |  | 1 Year | 903.35 | 0.15 | 767.8475
26076 | Salto | EB660400IP48--K | XS4 wide body electronic wire-free SVN escutcheon, BLE / Mifare / DESFire entrance w/ key override function, with keypad, Columbo Roboquattro premium series lever, unhanded, bright stainless steel finish, for use with 1 3/4" - 2 1/4" thick door | 1 |  | 1 Year | 837.2 | 0.15 | 711.62
26077 | Salto | EB660400IP48-W- | XS4 wide body electronic RF wireless SVN escutcheon, BLE / Mifare / DESFire entrance w/ key override function, Columbo Roboquattro premium series lever, unhanded, bright stainless steel finish, for use with 1 3/4" - 2 1/4" thick door | 1 |  | 1 Year | 959.55 | 0.15 | 815.6175
26078 | Salto | EB660400IP48-WK | XS4 wide body electronic RF wireless SVN escutcheon, BLE / Mifare / DESFire entrance w/ key override function, with keypad, Columbo Roboquattro premium series lever, unhanded, bright stainless steel finish, for use with 1 3/4" - 2 1/4" thick door | 1 |  | 1 Year | 1022.4 | 0.15 | 869.04
26079 | Salto | EB660400PP38--- | XS4 wide body electronic wire-free SVN escutcheon, BLE / Mifare / DESFire entrance w/ key override function, Columbo Roboquattro premium series lever, unhanded, bright brass finish, for use with 1 3/8" - 1 3/4" thick standard door | 1 |  | 1 Year | 774.35 | 0.15 | 658.1975
26080 | Salto | EB660400PP38-A- | XS4 wide body electronic AMOK wire-free SVN escutcheon, BLE / Mifare / DESFire entrance w/ key override function, Columbo Roboquattro premium series lever, unhanded, bright brass finish, for use with 1 3/8" - 1 3/4" thick standard door | 1 |  | 1 Year | 903.35 | 0.15 | 767.8475
26081 | Salto | EB660400PP38--K | XS4 wide body electronic wire-free SVN escutcheon, BLE / Mifare / DESFire entrance w/ key override function, with keypad, Columbo Roboquattro premium series lever, unhanded, bright brass finish, for use with 1 3/8" - 1 3/4" thick standard door | 1 |  | 1 Year | 837.2 | 0.15 | 711.62
26082 | Salto | EB660400PP38-W- | XS4 wide body electronic RF wireless SVN escutcheon, BLE / Mifare / DESFire entrance w/ key override function, Columbo Roboquattro premium series lever, unhanded, bright brass finish, for use with 1 3/8" - 1 3/4" thick standard door | 1 |  | 1 Year | 959.55 | 0.15 | 815.6175
26083 | Salto | EB660400PP38-WK | XS4 wide body electronic RF wireless SVN escutcheon, BLE / Mifare / DESFire entrance w/ key override function, with keypad, Columbo Roboquattro premium series lever, unhanded, bright brass finish, for use with 1 3/8" - 1 3/4" thick standard door | 1 |  | 1 Year | 1022.4 | 0.15 | 869.04
26084 | Salto | EB660400PP48--- | XS4 wide body electronic wire-free SVN escutcheon, BLE / Mifare / DESFire entrance w/ key override function, Columbo Roboquattro premium series lever, unhanded, bright brass finish, for use with 1 3/4" - 2 1/4" thick door | 1 |  | 1 Year | 774.35 | 0.15 | 658.1975
26085 | Salto | EB660400PP48-A- | XS4 wide body electronic AMOK wire-free SVN escutcheon, BLE / Mifare / DESFire entrance w/ key override function, Columbo Roboquattro premium series lever, unhanded, bright brass finish, for use with 1 3/4" - 2 1/4" thick door | 1 |  | 1 Year | 903.35 | 0.15 | 767.8475
26086 | Salto | EB660400PP48--K | XS4 wide body electronic wire-free SVN escutcheon, BLE / Mifare / DESFire entrance w/ key override function, with keypad, Columbo Roboquattro premium series lever, unhanded, bright brass finish, for use with 1 3/4" - 2 1/4" thick door | 1 |  | 1 Year | 837.2 | 0.15 | 711.62
26087 | Salto | EB660400PP48-W- | XS4 wide body electronic RF wireless SVN escutcheon, BLE / Mifare / DESFire entrance w/ key override function, Columbo Roboquattro premium series lever, unhanded, bright brass finish, for use with 1 3/4" - 2 1/4" thick door | 1 |  | 1 Year | 959.55 | 0.15 | 815.6175
26088 | Salto | EB660400PP48-WK | XS4 wide body electronic RF wireless SVN escutcheon, BLE / Mifare / DESFire entrance w/ key override function, with keypad, Columbo Roboquattro premium series lever, unhanded, bright brass finish, for use with 1 3/4" - 2 1/4" thick door | 1 |  | 1 Year | 1022.4 | 0.15 | 869.04
26089 | Salto | EB660700IM38--- | XS4 wide body electronic wire-free SVN escutcheon, BLE / Mifare / DESFire entrance w/ key override function, Columbo Mach premium series lever, unhanded, satin stainless finish, for use with 1 3/8" - 1 3/4" thick standard door | 1 |  | 1 Year | 758.05 | 0.15 | 644.3425
26090 | Salto | EB660700IM38-A- | XS4 wide body electronic AMOK wire-free SVN escutcheon, BLE / Mifare / DESFire entrance w/ key override function, Columbo Mach premium series lever, unhanded, satin stainless finish, for use with 1 3/8" - 1 3/4" thick standard door | 1 |  | 1 Year | 887.05 | 0.15 | 753.9925
26091 | Salto | EB660700IM38--K | XS4 wide body electronic wire-free SVN escutcheon, BLE / Mifare / DESFire entrance w/ key override function, with keypad, Columbo Mach premium series lever, unhanded, satin stainless finish, for use with 1 3/8" - 1 3/4" thick standard door | 1 |  | 1 Year | 820.9 | 0.15 | 697.765
26092 | Salto | EB660700IM38-W- | XS4 wide body electronic RF wireless SVN escutcheon, BLE / Mifare / DESFire entrance w/ key override function, Columbo Mach premium series lever, unhanded, satin stainless finish, for use with 1 3/8" - 1 3/4" thick standard door | 1 |  | 1 Year | 943.25 | 0.15 | 801.7625
26093 | Salto | EB660700IM38-WK | XS4 wide body electronic RF wireless SVN escutcheon, BLE / Mifare / DESFire entrance w/ key override function, with keypad, Columbo Mach premium series lever, unhanded, satin stainless finish, for use with 1 3/8" - 1 3/4" thick standard door | 1 |  | 1 Year | 1006.1 | 0.15 | 855.185
26094 | Salto | EB660700IM48--- | XS4 wide body electronic wire-free SVN escutcheon, BLE / Mifare / DESFire entrance w/ key override function, Columbo Mach premium series lever, unhanded, satin stainless finish, for use with 1 3/4" - 2 1/4" thick door | 1 |  | 1 Year | 758.05 | 0.15 | 644.3425
26095 | Salto | EB660700IM48-A- | XS4 wide body electronic AMOK wire-free SVN escutcheon, BLE / Mifare / DESFire entrance w/ key override function, Columbo Mach premium series lever, unhanded, satin stainless finish, for use with 1 3/4" - 2 1/4" thick door | 1 |  | 1 Year | 887.05 | 0.15 | 753.9925
26096 | Salto | EB660700IM48--K | XS4 wide body electronic wire-free SVN escutcheon, BLE / Mifare / DESFire entrance w/ key override function, with keypad, Columbo Mach premium series lever, unhanded, satin stainless finish, for use with 1 3/4" - 2 1/4" thick door | 1 |  | 1 Year | 820.9 | 0.15 | 697.765
26097 | Salto | EB660700IM48-W- | XS4 wide body electronic RF wireless SVN escutcheon, BLE / Mifare / DESFire entrance w/ key override function, Columbo Mach premium series lever, unhanded, satin stainless finish, for use with 1 3/4" - 2 1/4" thick door | 1 |  | 1 Year | 943.25 | 0.15 | 801.7625
26098 | Salto | EB660700IM48-WK | XS4 wide body electronic RF wireless SVN escutcheon, BLE / Mifare / DESFire entrance w/ key override function, with keypad, Columbo Mach premium series lever, unhanded, satin stainless finish, for use with 1 3/4" - 2 1/4" thick door | 1 |  | 1 Year | 1006.1 | 0.15 | 855.185
26099 | Salto | EB660700IP38--- | XS4 wide body electronic wire-free SVN escutcheon, BLE / Mifare / DESFire entrance w/ key override function, Columbo Mach premium series lever, unhanded, bright stainless steel finish, for use with 1 3/8" - 1 3/4" thick standard door | 1 |  | 1 Year | 774.35 | 0.15 | 658.1975
26100 | Salto | EB660700IP38-A- | XS4 wide body electronic AMOK wire-free SVN escutcheon, BLE / Mifare / DESFire entrance w/ key override function, Columbo Mach premium series lever, unhanded, bright stainless steel finish, for use with 1 3/8" - 1 3/4" thick standard door | 1 |  | 1 Year | 903.35 | 0.15 | 767.8475
26101 | Salto | EB660700IP38--K | XS4 wide body electronic wire-free SVN escutcheon, BLE / Mifare / DESFire entrance w/ key override function, with keypad, Columbo Mach premium series lever, unhanded, bright stainless steel finish, for use with 1 3/8" - 1 3/4" thick standard door | 1 |  | 1 Year | 837.2 | 0.15 | 711.62
26102 | Salto | EB660700IP38-W- | XS4 wide body electronic RF wireless SVN escutcheon, BLE / Mifare / DESFire entrance w/ key override function, Columbo Mach premium series lever, unhanded, bright stainless steel finish, for use with 1 3/8" - 1 3/4" thick standard door | 1 |  | 1 Year | 959.55 | 0.15 | 815.6175
26103 | Salto | EB660700IP38-WK | XS4 wide body electronic RF wireless SVN escutcheon, BLE / Mifare / DESFire entrance w/ key override function, with keypad, Columbo Mach premium series lever, unhanded, bright stainless steel finish, for use with 1 3/8" - 1 3/4" thick standard door | 1 |  | 1 Year | 1022.4 | 0.15 | 869.04
26104 | Salto | EB660700IP48--- | XS4 wide body electronic wire-free SVN escutcheon, BLE / Mifare / DESFire entrance w/ key override function, Columbo Mach premium series lever, unhanded, bright stainless steel finish, for use with 1 3/4" - 2 1/4" thick door | 1 |  | 1 Year | 774.35 | 0.15 | 658.1975
26105 | Salto | EB660700IP48-A- | XS4 wide body electronic AMOK wire-free SVN escutcheon, BLE / Mifare / DESFire entrance w/ key override function, Columbo Mach premium series lever, unhanded, bright stainless steel finish, for use with 1 3/4" - 2 1/4" thick door | 1 |  | 1 Year | 903.35 | 0.15 | 767.8475
26106 | Salto | EB660700IP48--K | XS4 wide body electronic wire-free SVN escutcheon, BLE / Mifare / DESFire entrance w/ key override function, with keypad, Columbo Mach premium series lever, unhanded, bright stainless steel finish, for use with 1 3/4" - 2 1/4" thick door | 1 |  | 1 Year | 837.2 | 0.15 | 711.62
26107 | Salto | EB660700IP48-W- | XS4 wide body electronic RF wireless SVN escutcheon, BLE / Mifare / DESFire entrance w/ key override function, Columbo Mach premium series lever, unhanded, bright stainless steel finish, for use with 1 3/4" - 2 1/4" thick door | 1 |  | 1 Year | 959.55 | 0.15 | 815.6175
26108 | Salto | EB660700IP48-WK | XS4 wide body electronic RF wireless SVN escutcheon, BLE / Mifare / DESFire entrance w/ key override function, with keypad, Columbo Mach premium series lever, unhanded, bright stainless steel finish, for use with 1 3/4" - 2 1/4" thick door | 1 |  | 1 Year | 1022.4 | 0.15 | 869.04
26109 | Salto | EB660700PP38--- | XS4 wide body electronic wire-free SVN escutcheon, BLE / Mifare / DESFire entrance w/ key override function, Columbo Mach premium series lever, unhanded, bright brass finish, for use with 1 3/8" - 1 3/4" thick standard door | 1 |  | 1 Year | 774.35 | 0.15 | 658.1975
26110 | Salto | EB660700PP38-A- | XS4 wide body electronic AMOK wire-free SVN escutcheon, BLE / Mifare / DESFire entrance w/ key override function, Columbo Mach premium series lever, unhanded, bright brass finish, for use with 1 3/8" - 1 3/4" thick standard door | 1 |  | 1 Year | 903.35 | 0.15 | 767.8475
26111 | Salto | EB660700PP38--K | XS4 wide body electronic wire-free SVN escutcheon, BLE / Mifare / DESFire entrance w/ key override function, with keypad, Columbo Mach premium series lever, unhanded, bright brass finish, for use with 1 3/8" - 1 3/4" thick standard door | 1 |  | 1 Year | 837.2 | 0.15 | 711.62
26112 | Salto | EB660700PP38-W- | XS4 wide body electronic RF wireless SVN escutcheon, BLE / Mifare / DESFire entrance w/ key override function, Columbo Mach premium series lever, unhanded, bright brass finish, for use with 1 3/8" - 1 3/4" thick standard door | 1 |  | 1 Year | 959.55 | 0.15 | 815.6175
26113 | Salto | EB660700PP38-WK | XS4 wide body electronic RF wireless SVN escutcheon, BLE / Mifare / DESFire entrance w/ key override function, with keypad, Columbo Mach premium series lever, unhanded, bright brass finish, for use with 1 3/8" - 1 3/4" thick standard door | 1 |  | 1 Year | 1022.4 | 0.15 | 869.04
26114 | Salto | EB660700PP48--- | XS4 wide body electronic wire-free SVN escutcheon, BLE / Mifare / DESFire entrance w/ key override function, Columbo Mach premium series lever, unhanded, bright brass finish, for use with 1 3/4" - 2 1/4" thick door | 1 |  | 1 Year | 774.35 | 0.15 | 658.1975
26115 | Salto | EB660700PP48-A- | XS4 wide body electronic AMOK wire-free SVN escutcheon, BLE / Mifare / DESFire entrance w/ key override function, Columbo Mach premium series lever, unhanded, bright brass finish, for use with 1 3/4" - 2 1/4" thick door | 1 |  | 1 Year | 903.35 | 0.15 | 767.8475
26116 | Salto | EB660700PP48--K | XS4 wide body electronic wire-free SVN escutcheon, BLE / Mifare / DESFire entrance w/ key override function, with keypad, Columbo Mach premium series lever, unhanded, bright brass finish, for use with 1 3/4" - 2 1/4" thick door | 1 |  | 1 Year | 837.2 | 0.15 | 711.62
26117 | Salto | EB660700PP48-W- | XS4 wide body electronic RF wireless SVN escutcheon, BLE / Mifare / DESFire entrance w/ key override function, Columbo Mach premium series lever, unhanded, bright brass finish, for use with 1 3/4" - 2 1/4" thick door | 1 |  | 1 Year | 959.55 | 0.15 | 815.6175
26118 | Salto | EB660700PP48-WK | XS4 wide body electronic RF wireless SVN escutcheon, BLE / Mifare / DESFire entrance w/ key override function, with keypad, Columbo Mach premium series lever, unhanded, bright brass finish, for use with 1 3/4" - 2 1/4" thick door | 1 |  | 1 Year | 1022.4 | 0.15 | 869.04
26119 | Salto | EB660A00BC38--- | XS4 wide body electronic wire-free SVN escutcheon, BLE / Mifare / DESFire entrance w/ key override function, A lever, unhanded, BioCote antimicrobial finish, for use with 1 3/8" - 1 3/4" thick standard door | 1 |  | 1 Year | 764.15 | 0.15 | 649.5275
26120 | Salto | EB660A00BC38-A- | XS4 wide body electronic AMOK wire-free SVN escutcheon, BLE / Mifare / DESFire entrance w/ key override function, A lever, unhanded, BioCote antimicrobial finish, for use with 1 3/8" - 1 3/4" thick standard door | 1 |  | 1 Year | 893.15 | 0.15 | 759.1775
26121 | Salto | EB660A00BC38--K | XS4 wide body electronic wire-free SVN escutcheon, BLE / Mifare / DESFire entrance w/ key override function, with keypad, A lever, unhanded, BioCote antimicrobial finish, for use with 1 3/8" - 1 3/4" thick standard door | 1 |  | 1 Year | 827 | 0.15 | 702.95
26122 | Salto | EB660A00BC38-W- | XS4 wide body electronic RF wireless SVN escutcheon, BLE / Mifare / DESFire entrance w/ key override function, A lever, unhanded, BioCote antimicrobial finish, for use with 1 3/8" - 1 3/4" thick standard door | 1 |  | 1 Year | 949.35 | 0.15 | 806.9475
26123 | Salto | EB660A00BC38-WK | XS4 wide body electronic RF wireless SVN escutcheon, BLE / Mifare / DESFire entrance w/ key override function, with keypad, A lever, unhanded, BioCote antimicrobial finish, for use with 1 3/8" - 1 3/4" thick standard door | 1 |  | 1 Year | 1012.2 | 0.15 | 860.37
26124 | Salto | EB660A00BC48--- | XS4 wide body electronic wire-free SVN escutcheon, BLE / Mifare / DESFire entrance w/ key override function, A lever, unhanded, BioCote antimicrobial finish, for use with 1 3/4" - 2 1/4" thick door | 1 |  | 1 Year | 764.15 | 0.15 | 649.5275
26125 | Salto | EB660A00BC48-A- | XS4 wide body electronic AMOK wire-free SVN escutcheon, BLE / Mifare / DESFire entrance w/ key override function, A lever, unhanded, BioCote antimicrobial finish, for use with 1 3/4" - 2 1/4" thick door | 1 |  | 1 Year | 893.15 | 0.15 | 759.1775
26126 | Salto | EB660A00BC48--K | XS4 wide body electronic wire-free SVN escutcheon, BLE / Mifare / DESFire entrance w/ key override function, with keypad, A lever, unhanded, BioCote antimicrobial finish, for use with 1 3/4" - 2 1/4" thick door | 1 |  | 1 Year | 827 | 0.15 | 702.95
26127 | Salto | EB660A00BC48-W- | XS4 wide body electronic RF wireless SVN escutcheon, BLE / Mifare / DESFire entrance w/ key override function, A lever, unhanded, BioCote antimicrobial finish, for use with 1 3/4" - 2 1/4" thick door | 1 |  | 1 Year | 949.35 | 0.15 | 806.9475
26128 | Salto | EB660A00BC48-WK | XS4 wide body electronic RF wireless SVN escutcheon, BLE / Mifare / DESFire entrance w/ key override function, with keypad, A lever, unhanded, BioCote antimicrobial finish, for use with 1 3/4" - 2 1/4" thick door | 1 |  | 1 Year | 1012.2 | 0.15 | 860.37
26129 | Salto | EB660A00IA38--- | XS4 wide body electronic wire-free SVN escutcheon, BLE / Mifare / DESFire entrance w/ key override function, A lever, unhanded, antique brass finish, for use with 1 3/8" - 1 3/4" thick standard door | 1 |  | 1 Year | 764.15 | 0.15 | 649.5275
26130 | Salto | EB660A00IA38-A- | XS4 wide body electronic AMOK wire-free SVN escutcheon, BLE / Mifare / DESFire entrance w/ key override function, A lever, unhanded, antique brass finish, for use with 1 3/8" - 1 3/4" thick standard door | 1 |  | 1 Year | 893.15 | 0.15 | 759.1775
26131 | Salto | EB660A00IA38--K | XS4 wide body electronic wire-free SVN escutcheon, BLE / Mifare / DESFire entrance w/ key override function, with keypad, A lever, unhanded, antique brass finish, for use with 1 3/8" - 1 3/4" thick standard door | 1 |  | 1 Year | 827 | 0.15 | 702.95
26132 | Salto | EB660A00IA38-W- | XS4 wide body electronic RF wireless SVN escutcheon, BLE / Mifare / DESFire entrance w/ key override function, A lever, unhanded, antique brass finish, for use with 1 3/8" - 1 3/4" thick standard door | 1 |  | 1 Year | 949.35 | 0.15 | 806.9475
26133 | Salto | EB660A00IA38-WK | XS4 wide body electronic RF wireless SVN escutcheon, BLE / Mifare / DESFire entrance w/ key override function, with keypad, A lever, unhanded, antique brass finish, for use with 1 3/8" - 1 3/4" thick standard door | 1 |  | 1 Year | 1012.2 | 0.15 | 860.37
26134 | Salto | EB660A00IA48--- | XS4 wide body electronic wire-free SVN escutcheon, BLE / Mifare / DESFire entrance w/ key override function, A lever, unhanded, antique brass finish, for use with 1 3/4" - 2 1/4" thick door | 1 |  | 1 Year | 764.15 | 0.15 | 649.5275
26135 | Salto | EB660A00IA48-A- | XS4 wide body electronic AMOK wire-free SVN escutcheon, BLE / Mifare / DESFire entrance w/ key override function, A lever, unhanded, antique brass finish, for use with 1 3/4" - 2 1/4" thick door | 1 |  | 1 Year | 893.15 | 0.15 | 759.1775
26136 | Salto | EB660A00IA48--K | XS4 wide body electronic wire-free SVN escutcheon, BLE / Mifare / DESFire entrance w/ key override function, with keypad, A lever, unhanded, antique brass finish, for use with 1 3/4" - 2 1/4" thick door | 1 |  | 1 Year | 827 | 0.15 | 702.95
26137 | Salto | EB660A00IA48-W- | XS4 wide body electronic RF wireless SVN escutcheon, BLE / Mifare / DESFire entrance w/ key override function, A lever, unhanded, antique brass finish, for use with 1 3/4" - 2 1/4" thick door | 1 |  | 1 Year | 949.35 | 0.15 | 806.9475
26138 | Salto | EB660A00IA48-WK | XS4 wide body electronic RF wireless SVN escutcheon, BLE / Mifare / DESFire entrance w/ key override function, with keypad, A lever, unhanded, antique brass finish, for use with 1 3/4" - 2 1/4" thick door | 1 |  | 1 Year | 1012.2 | 0.15 | 860.37
26139 | Salto | EB660A00IM38--- | XS4 wide body electronic wire-free SVN escutcheon, BLE / Mifare / DESFire entrance w/ key override function, A lever, unhanded, satin stainless finish, for use with 1 3/8" - 1 3/4" thick standard door | 1 |  | 1 Year | 712.15 | 0.15 | 605.3275
26140 | Salto | EB660A00IM38-A- | XS4 wide body electronic AMOK wire-free SVN escutcheon, BLE / Mifare / DESFire entrance w/ key override function, A lever, unhanded, satin stainless finish, for use with 1 3/8" - 1 3/4" thick standard door | 1 |  | 1 Year | 841.15 | 0.15 | 714.9775
26141 | Salto | EB660A00IM38--K | XS4 wide body electronic wire-free SVN escutcheon, BLE / Mifare / DESFire entrance w/ key override function, with keypad, A lever, unhanded, satin stainless finish, for use with 1 3/8" - 1 3/4" thick standard door | 1 |  | 1 Year | 775 | 0.15 | 658.75
26142 | Salto | EB660A00IM38-W- | XS4 wide body electronic RF wireless SVN escutcheon, BLE / Mifare / DESFire entrance w/ key override function, A lever, unhanded, satin stainless finish, for use with 1 3/8" - 1 3/4" thick standard door | 1 |  | 1 Year | 897.35 | 0.15 | 762.7475
26143 | Salto | EB660A00IM38-WK | XS4 wide body electronic RF wireless SVN escutcheon, BLE / Mifare / DESFire entrance w/ key override function, with keypad, A lever, unhanded, satin stainless finish, for use with 1 3/8" - 1 3/4" thick standard door | 1 |  | 1 Year | 960.2 | 0.15 | 816.17
26144 | Salto | EB660A00IM48--- | XS4 wide body electronic wire-free SVN escutcheon, BLE / Mifare / DESFire entrance w/ key override function, A lever, unhanded, satin stainless finish, for use with 1 3/4" - 2 1/4" thick door | 1 |  | 1 Year | 712.15 | 0.15 | 605.3275
26145 | Salto | EB660A00IM48-A- | XS4 wide body electronic AMOK wire-free SVN escutcheon, BLE / Mifare / DESFire entrance w/ key override function, A lever, unhanded, satin stainless finish, for use with 1 3/4" - 2 1/4" thick door | 1 |  | 1 Year | 841.15 | 0.15 | 714.9775
26146 | Salto | EB660A00IM48--K | XS4 wide body electronic wire-free SVN escutcheon, BLE / Mifare / DESFire entrance w/ key override function, with keypad, A lever, unhanded, satin stainless finish, for use with 1 3/4" - 2 1/4" thick door | 1 |  | 1 Year | 775 | 0.15 | 658.75
26147 | Salto | EB660A00IM48-W- | XS4 wide body electronic RF wireless SVN escutcheon, BLE / Mifare / DESFire entrance w/ key override function, A lever, unhanded, satin stainless finish, for use with 1 3/4" - 2 1/4" thick door | 1 |  | 1 Year | 897.35 | 0.15 | 762.7475
26148 | Salto | EB660A00IM48-WK | XS4 wide body electronic RF wireless SVN escutcheon, BLE / Mifare / DESFire entrance w/ key override function, with keypad, A lever, unhanded, satin stainless finish, for use with 1 3/4" - 2 1/4" thick door | 1 |  | 1 Year | 960.2 | 0.15 | 816.17
26149 | Salto | EB660A00IP38--- | XS4 wide body electronic wire-free SVN escutcheon, BLE / Mifare / DESFire entrance w/ key override function, A lever, unhanded, bright stainless steel finish, for use with 1 3/8" - 1 3/4" thick standard door | 1 |  | 1 Year | 728.45 | 0.15 | 619.1825
26150 | Salto | EB660A00IP38-A- | XS4 wide body electronic AMOK wire-free SVN escutcheon, BLE / Mifare / DESFire entrance w/ key override function, A lever, unhanded, bright stainless steel finish, for use with 1 3/8" - 1 3/4" thick standard door | 1 |  | 1 Year | 857.45 | 0.15 | 728.8325
26151 | Salto | EB660A00IP38--K | XS4 wide body electronic wire-free SVN escutcheon, BLE / Mifare / DESFire entrance w/ key override function, with keypad, A lever, unhanded, bright stainless steel finish, for use with 1 3/8" - 1 3/4" thick standard door | 1 |  | 1 Year | 791.3 | 0.15 | 672.605
26152 | Salto | EB660A00IP38-W- | XS4 wide body electronic RF wireless SVN escutcheon, BLE / Mifare / DESFire entrance w/ key override function, A lever, unhanded, bright stainless steel finish, for use with 1 3/8" - 1 3/4" thick standard door | 1 |  | 1 Year | 913.65 | 0.15 | 776.6025
26153 | Salto | EB660A00IP38-WK | XS4 wide body electronic RF wireless SVN escutcheon, BLE / Mifare / DESFire entrance w/ key override function, with keypad, A lever, unhanded, bright stainless steel finish, for use with 1 3/8" - 1 3/4" thick standard door | 1 |  | 1 Year | 976.5 | 0.15 | 830.025
26154 | Salto | EB660A00IP48--- | XS4 wide body electronic wire-free SVN escutcheon, BLE / Mifare / DESFire entrance w/ key override function, A lever, unhanded, bright stainless steel finish, for use with 1 3/4" - 2 1/4" thick door | 1 |  | 1 Year | 728.45 | 0.15 | 619.1825
26155 | Salto | EB660A00IP48-A- | XS4 wide body electronic AMOK wire-free SVN escutcheon, BLE / Mifare / DESFire entrance w/ key override function, A lever, unhanded, bright stainless steel finish, for use with 1 3/4" - 2 1/4" thick door | 1 |  | 1 Year | 857.45 | 0.15 | 728.8325
26156 | Salto | EB660A00IP48--K | XS4 wide body electronic wire-free SVN escutcheon, BLE / Mifare / DESFire entrance w/ key override function, with keypad, A lever, unhanded, bright stainless steel finish, for use with 1 3/4" - 2 1/4" thick door | 1 |  | 1 Year | 791.3 | 0.15 | 672.605
26157 | Salto | EB660A00IP48-W- | XS4 wide body electronic RF wireless SVN escutcheon, BLE / Mifare / DESFire entrance w/ key override function, A lever, unhanded, bright stainless steel finish, for use with 1 3/4" - 2 1/4" thick door | 1 |  | 1 Year | 913.65 | 0.15 | 776.6025
26158 | Salto | EB660A00IP48-WK | XS4 wide body electronic RF wireless SVN escutcheon, BLE / Mifare / DESFire entrance w/ key override function, with keypad, A lever, unhanded, bright stainless steel finish, for use with 1 3/4" - 2 1/4" thick door | 1 |  | 1 Year | 976.5 | 0.15 | 830.025
26159 | Salto | EB660A00NE38--- | XS4 wide body electronic wire-free SVN escutcheon, BLE / Mifare / DESFire entrance w/ key override function, A lever, unhanded, black chromium finish, for use with 1 3/8" - 1 3/4" thick standard door | 1 |  | 1 Year | 746.85 | 0.15 | 634.8225
26160 | Salto | EB660A00NE38-A- | XS4 wide body electronic AMOK wire-free SVN escutcheon, BLE / Mifare / DESFire entrance w/ key override function, A lever, unhanded, black chromium finish, for use with 1 3/8" - 1 3/4" thick standard door | 1 |  | 1 Year | 875.85 | 0.15 | 744.4725
26161 | Salto | EB660A00NE38--K | XS4 wide body electronic wire-free SVN escutcheon, BLE / Mifare / DESFire entrance w/ key override function, with keypad, A lever, unhanded, black chromium finish, for use with 1 3/8" - 1 3/4" thick standard door | 1 |  | 1 Year | 809.7 | 0.15 | 688.245
26162 | Salto | EB660A00NE38-W- | XS4 wide body electronic RF wireless SVN escutcheon, BLE / Mifare / DESFire entrance w/ key override function, A lever, unhanded, black chromium finish, for use with 1 3/8" - 1 3/4" thick standard door | 1 |  | 1 Year | 932.05 | 0.15 | 792.2425
26163 | Salto | EB660A00NE38-WK | XS4 wide body electronic RF wireless SVN escutcheon, BLE / Mifare / DESFire entrance w/ key override function, with keypad, A lever, unhanded, black chromium finish, for use with 1 3/8" - 1 3/4" thick standard door | 1 |  | 1 Year | 994.9 | 0.15 | 845.665
26164 | Salto | EB660A00NE48--- | XS4 wide body electronic wire-free SVN escutcheon, BLE / Mifare / DESFire entrance w/ key override function, A lever, unhanded, black chromium finish, for use with 1 3/4" - 2 1/4" thick door | 1 |  | 1 Year | 746.85 | 0.15 | 634.8225
26165 | Salto | EB660A00NE48-A- | XS4 wide body electronic AMOK wire-free SVN escutcheon, BLE / Mifare / DESFire entrance w/ key override function, A lever, unhanded, black chromium finish, for use with 1 3/4" - 2 1/4" thick door | 1 |  | 1 Year | 875.85 | 0.15 | 744.4725
26166 | Salto | EB660A00NE48--K | XS4 wide body electronic wire-free SVN escutcheon, BLE / Mifare / DESFire entrance w/ key override function, with keypad, A lever, unhanded, black chromium finish, for use with 1 3/4" - 2 1/4" thick door | 1 |  | 1 Year | 809.7 | 0.15 | 688.245
26167 | Salto | EB660A00NE48-W- | XS4 wide body electronic RF wireless SVN escutcheon, BLE / Mifare / DESFire entrance w/ key override function, A lever, unhanded, black chromium finish, for use with 1 3/4" - 2 1/4" thick door | 1 |  | 1 Year | 932.05 | 0.15 | 792.2425
26168 | Salto | EB660A00NE48-WK | XS4 wide body electronic RF wireless SVN escutcheon, BLE / Mifare / DESFire entrance w/ key override function, with keypad, A lever, unhanded, black chromium finish, for use with 1 3/4" - 2 1/4" thick door | 1 |  | 1 Year | 994.9 | 0.15 | 845.665
26169 | Salto | EB660A00PM38--- | XS4 wide body electronic wire-free SVN escutcheon, BLE / Mifare / DESFire entrance w/ key override function, A lever, unhanded, satin brass finish, for use with 1 3/8" - 1 3/4" thick standard door | 1 |  | 1 Year | 712.15 | 0.15 | 605.3275
26170 | Salto | EB660A00PM38-A- | XS4 wide body electronic AMOK wire-free SVN escutcheon, BLE / Mifare / DESFire entrance w/ key override function, A lever, unhanded, satin brass finish, for use with 1 3/8" - 1 3/4" thick standard door | 1 |  | 1 Year | 841.15 | 0.15 | 714.9775
26171 | Salto | EB660A00PM38--K | XS4 wide body electronic wire-free SVN escutcheon, BLE / Mifare / DESFire entrance w/ key override function, with keypad, A lever, unhanded, satin brass finish, for use with 1 3/8" - 1 3/4" thick standard door | 1 |  | 1 Year | 775 | 0.15 | 658.75
26172 | Salto | EB660A00PM38-W- | XS4 wide body electronic RF wireless SVN escutcheon, BLE / Mifare / DESFire entrance w/ key override function, A lever, unhanded, satin brass finish, for use with 1 3/8" - 1 3/4" thick standard door | 1 |  | 1 Year | 897.35 | 0.15 | 762.7475
26173 | Salto | EB660A00PM38-WK | XS4 wide body electronic RF wireless SVN escutcheon, BLE / Mifare / DESFire entrance w/ key override function, with keypad, A lever, unhanded, satin brass finish, for use with 1 3/8" - 1 3/4" thick standard door | 1 |  | 1 Year | 960.2 | 0.15 | 816.17
26174 | Salto | EB660A00PM48--- | XS4 wide body electronic wire-free SVN escutcheon, BLE / Mifare / DESFire entrance w/ key override function, A lever, unhanded, satin brass finish, for use with 1 3/4" - 2 1/4" thick door | 1 |  | 1 Year | 712.15 | 0.15 | 605.3275
26175 | Salto | EB660A00PM48-A- | XS4 wide body electronic AMOK wire-free SVN escutcheon, BLE / Mifare / DESFire entrance w/ key override function, A lever, unhanded, satin brass finish, for use with 1 3/4" - 2 1/4" thick door | 1 |  | 1 Year | 841.15 | 0.15 | 714.9775
26176 | Salto | EB660A00PM48--K | XS4 wide body electronic wire-free SVN escutcheon, BLE / Mifare / DESFire entrance w/ key override function, with keypad, A lever, unhanded, satin brass finish, for use with 1 3/4" - 2 1/4" thick door | 1 |  | 1 Year | 775 | 0.15 | 658.75
26177 | Salto | EB660A00PM48-W- | XS4 wide body electronic RF wireless SVN escutcheon, BLE / Mifare / DESFire entrance w/ key override function, A lever, unhanded, satin brass finish, for use with 1 3/4" - 2 1/4" thick door | 1 |  | 1 Year | 897.35 | 0.15 | 762.7475
26178 | Salto | EB660A00PM48-WK | XS4 wide body electronic RF wireless SVN escutcheon, BLE / Mifare / DESFire entrance w/ key override function, with keypad, A lever, unhanded, satin brass finish, for use with 1 3/4" - 2 1/4" thick door | 1 |  | 1 Year | 960.2 | 0.15 | 816.17
26179 | Salto | EB660A00PP38--- | XS4 wide body electronic wire-free SVN escutcheon, BLE / Mifare / DESFire entrance w/ key override function, A lever, unhanded, bright brass finish, for use with 1 3/8" - 1 3/4" thick standard door | 1 |  | 1 Year | 728.45 | 0.15 | 619.1825
26180 | Salto | EB660A00PP38-A- | XS4 wide body electronic AMOK wire-free SVN escutcheon, BLE / Mifare / DESFire entrance w/ key override function, A lever, unhanded, bright brass finish, for use with 1 3/8" - 1 3/4" thick standard door | 1 |  | 1 Year | 857.45 | 0.15 | 728.8325
26181 | Salto | EB660A00PP38--K | XS4 wide body electronic wire-free SVN escutcheon, BLE / Mifare / DESFire entrance w/ key override function, with keypad, A lever, unhanded, bright brass finish, for use with 1 3/8" - 1 3/4" thick standard door | 1 |  | 1 Year | 791.3 | 0.15 | 672.605
26182 | Salto | EB660A00PP38-W- | XS4 wide body electronic RF wireless SVN escutcheon, BLE / Mifare / DESFire entrance w/ key override function, A lever, unhanded, bright brass finish, for use with 1 3/8" - 1 3/4" thick standard door | 1 |  | 1 Year | 913.65 | 0.15 | 776.6025
26183 | Salto | EB660A00PP38-WK | XS4 wide body electronic RF wireless SVN escutcheon, BLE / Mifare / DESFire entrance w/ key override function, with keypad, A lever, unhanded, bright brass finish, for use with 1 3/8" - 1 3/4" thick standard door | 1 |  | 1 Year | 976.5 | 0.15 | 830.025
26184 | Salto | EB660A00PP48--- | XS4 wide body electronic wire-free SVN escutcheon, BLE / Mifare / DESFire entrance w/ key override function, A lever, unhanded, bright brass finish, for use with 1 3/4" - 2 1/4" thick door | 1 |  | 1 Year | 728.45 | 0.15 | 619.1825
26185 | Salto | EB660A00PP48-A- | XS4 wide body electronic AMOK wire-free SVN escutcheon, BLE / Mifare / DESFire entrance w/ key override function, A lever, unhanded, bright brass finish, for use with 1 3/4" - 2 1/4" thick door | 1 |  | 1 Year | 857.45 | 0.15 | 728.8325
26186 | Salto | EB660A00PP48--K | XS4 wide body electronic wire-free SVN escutcheon, BLE / Mifare / DESFire entrance w/ key override function, with keypad, A lever, unhanded, bright brass finish, for use with 1 3/4" - 2 1/4" thick door | 1 |  | 1 Year | 791.3 | 0.15 | 672.605
26187 | Salto | EB660A00PP48-W- | XS4 wide body electronic RF wireless SVN escutcheon, BLE / Mifare / DESFire entrance w/ key override function, A lever, unhanded, bright brass finish, for use with 1 3/4" - 2 1/4" thick door | 1 |  | 1 Year | 913.65 | 0.15 | 776.6025
26188 | Salto | EB660A00PP48-WK | XS4 wide body electronic RF wireless SVN escutcheon, BLE / Mifare / DESFire entrance w/ key override function, with keypad, A lever, unhanded, bright brass finish, for use with 1 3/4" - 2 1/4" thick door | 1 |  | 1 Year | 976.5 | 0.15 | 830.025
26189 | Salto | EB660G00BC38--- | XS4 wide body electronic wire-free SVN escutcheon, BLE / Mifare / DESFire entrance w/ key override function, G lever, unhanded, BioCote antimicrobial finish, for use with 1 3/8" - 1 3/4" thick standard door | 1 |  | 1 Year | 764.15 | 0.15 | 649.5275
26190 | Salto | EB660G00BC38-A- | XS4 wide body electronic AMOK wire-free SVN escutcheon, BLE / Mifare / DESFire entrance w/ key override function, G lever, unhanded, BioCote antimicrobial finish, for use with 1 3/8" - 1 3/4" thick standard door | 1 |  | 1 Year | 893.15 | 0.15 | 759.1775
26191 | Salto | EB660G00BC38--K | XS4 wide body electronic wire-free SVN escutcheon, BLE / Mifare / DESFire entrance w/ key override function, with keypad, G lever, unhanded, BioCote antimicrobial finish, for use with 1 3/8" - 1 3/4" thick standard door | 1 |  | 1 Year | 827 | 0.15 | 702.95
26192 | Salto | EB660G00BC38-W- | XS4 wide body electronic RF wireless SVN escutcheon, BLE / Mifare / DESFire entrance w/ key override function, G lever, unhanded, BioCote antimicrobial finish, for use with 1 3/8" - 1 3/4" thick standard door | 1 |  | 1 Year | 949.35 | 0.15 | 806.9475
26193 | Salto | EB660G00BC38-WK | XS4 wide body electronic RF wireless SVN escutcheon, BLE / Mifare / DESFire entrance w/ key override function, with keypad, G lever, unhanded, BioCote antimicrobial finish, for use with 1 3/8" - 1 3/4" thick standard door | 1 |  | 1 Year | 1012.2 | 0.15 | 860.37
26194 | Salto | EB660G00BC48--- | XS4 wide body electronic wire-free SVN escutcheon, BLE / Mifare / DESFire entrance w/ key override function, G lever, unhanded, BioCote antimicrobial finish, for use with 1 3/4" - 2 1/4" thick door | 1 |  | 1 Year | 764.15 | 0.15 | 649.5275
26195 | Salto | EB660G00BC48-A- | XS4 wide body electronic AMOK wire-free SVN escutcheon, BLE / Mifare / DESFire entrance w/ key override function, G lever, unhanded, BioCote antimicrobial finish, for use with 1 3/4" - 2 1/4" thick door | 1 |  | 1 Year | 893.15 | 0.15 | 759.1775
26196 | Salto | EB660G00BC48--K | XS4 wide body electronic wire-free SVN escutcheon, BLE / Mifare / DESFire entrance w/ key override function, with keypad, G lever, unhanded, BioCote antimicrobial finish, for use with 1 3/4" - 2 1/4" thick door | 1 |  | 1 Year | 827 | 0.15 | 702.95
26197 | Salto | EB660G00BC48-W- | XS4 wide body electronic RF wireless SVN escutcheon, BLE / Mifare / DESFire entrance w/ key override function, G lever, unhanded, BioCote antimicrobial finish, for use with 1 3/4" - 2 1/4" thick door | 1 |  | 1 Year | 949.35 | 0.15 | 806.9475
26198 | Salto | EB660G00BC48-WK | XS4 wide body electronic RF wireless SVN escutcheon, BLE / Mifare / DESFire entrance w/ key override function, with keypad, G lever, unhanded, BioCote antimicrobial finish, for use with 1 3/4" - 2 1/4" thick door | 1 |  | 1 Year | 1012.2 | 0.15 | 860.37
26199 | Salto | EB660G00IM38--- | XS4 wide body electronic wire-free SVN escutcheon, BLE / Mifare / DESFire entrance w/ key override function, G lever, unhanded, satin stainless finish, for use with 1 3/8" - 1 3/4" thick standard door | 1 |  | 1 Year | 712.15 | 0.15 | 605.3275
26200 | Salto | EB660G00IM38-A- | XS4 wide body electronic AMOK wire-free SVN escutcheon, BLE / Mifare / DESFire entrance w/ key override function, G lever, unhanded, satin stainless finish, for use with 1 3/8" - 1 3/4" thick standard door | 1 |  | 1 Year | 841.15 | 0.15 | 714.9775
26201 | Salto | EB660G00IM38--K | XS4 wide body electronic wire-free SVN escutcheon, BLE / Mifare / DESFire entrance w/ key override function, with keypad, G lever, unhanded, satin stainless finish, for use with 1 3/8" - 1 3/4" thick standard door | 1 |  | 1 Year | 775 | 0.15 | 658.75
26202 | Salto | EB660G00IM38-W- | XS4 wide body electronic RF wireless SVN escutcheon, BLE / Mifare / DESFire entrance w/ key override function, G lever, unhanded, satin stainless finish, for use with 1 3/8" - 1 3/4" thick standard door | 1 |  | 1 Year | 897.35 | 0.15 | 762.7475
26203 | Salto | EB660G00IM38-WK | XS4 wide body electronic RF wireless SVN escutcheon, BLE / Mifare / DESFire entrance w/ key override function, with keypad, G lever, unhanded, satin stainless finish, for use with 1 3/8" - 1 3/4" thick standard door | 1 |  | 1 Year | 960.2 | 0.15 | 816.17
26204 | Salto | EB660G00IM48--- | XS4 wide body electronic wire-free SVN escutcheon, BLE / Mifare / DESFire entrance w/ key override function, G lever, unhanded, satin stainless finish, for use with 1 3/4" - 2 1/4" thick door | 1 |  | 1 Year | 712.15 | 0.15 | 605.3275
26205 | Salto | EB660G00IM48-A- | XS4 wide body electronic AMOK wire-free SVN escutcheon, BLE / Mifare / DESFire entrance w/ key override function, G lever, unhanded, satin stainless finish, for use with 1 3/4" - 2 1/4" thick door | 1 |  | 1 Year | 841.15 | 0.15 | 714.9775
26206 | Salto | EB660G00IM48--K | XS4 wide body electronic wire-free SVN escutcheon, BLE / Mifare / DESFire entrance w/ key override function, with keypad, G lever, unhanded, satin stainless finish, for use with 1 3/4" - 2 1/4" thick door | 1 |  | 1 Year | 775 | 0.15 | 658.75
26207 | Salto | EB660G00IM48-W- | XS4 wide body electronic RF wireless SVN escutcheon, BLE / Mifare / DESFire entrance w/ key override function, G lever, unhanded, satin stainless finish, for use with 1 3/4" - 2 1/4" thick door | 1 |  | 1 Year | 897.35 | 0.15 | 762.7475
26208 | Salto | EB660G00IM48-WK | XS4 wide body electronic RF wireless SVN escutcheon, BLE / Mifare / DESFire entrance w/ key override function, with keypad, G lever, unhanded, satin stainless finish, for use with 1 3/4" - 2 1/4" thick door | 1 |  | 1 Year | 960.2 | 0.15 | 816.17
26209 | Salto | EB660G00PM38--- | XS4 wide body electronic wire-free SVN escutcheon, BLE / Mifare / DESFire entrance w/ key override function, G lever, unhanded, satin brass finish, for use with 1 3/8" - 1 3/4" thick standard door | 1 |  | 1 Year | 712.15 | 0.15 | 605.3275
26210 | Salto | EB660G00PM38-A- | XS4 wide body electronic AMOK wire-free SVN escutcheon, BLE / Mifare / DESFire entrance w/ key override function, G lever, unhanded, satin brass finish, for use with 1 3/8" - 1 3/4" thick standard door | 1 |  | 1 Year | 841.15 | 0.15 | 714.9775
26211 | Salto | EB660G00PM38--K | XS4 wide body electronic wire-free SVN escutcheon, BLE / Mifare / DESFire entrance w/ key override function, with keypad, G lever, unhanded, satin brass finish, for use with 1 3/8" - 1 3/4" thick standard door | 1 |  | 1 Year | 775 | 0.15 | 658.75
26212 | Salto | EB660G00PM38-W- | XS4 wide body electronic RF wireless SVN escutcheon, BLE / Mifare / DESFire entrance w/ key override function, G lever, unhanded, satin brass finish, for use with 1 3/8" - 1 3/4" thick standard door | 1 |  | 1 Year | 897.35 | 0.15 | 762.7475
26213 | Salto | EB660G00PM38-WK | XS4 wide body electronic RF wireless SVN escutcheon, BLE / Mifare / DESFire entrance w/ key override function, with keypad, G lever, unhanded, satin brass finish, for use with 1 3/8" - 1 3/4" thick standard door | 1 |  | 1 Year | 960.2 | 0.15 | 816.17
26214 | Salto | EB660G00PM48--- | XS4 wide body electronic wire-free SVN escutcheon, BLE / Mifare / DESFire entrance w/ key override function, G lever, unhanded, satin brass finish, for use with 1 3/4" - 2 1/4" thick door | 1 |  | 1 Year | 712.15 | 0.15 | 605.3275
26215 | Salto | EB660G00PM48-A- | XS4 wide body electronic AMOK wire-free SVN escutcheon, BLE / Mifare / DESFire entrance w/ key override function, G lever, unhanded, satin brass finish, for use with 1 3/4" - 2 1/4" thick door | 1 |  | 1 Year | 841.15 | 0.15 | 714.9775
26216 | Salto | EB660G00PM48--K | XS4 wide body electronic wire-free SVN escutcheon, BLE / Mifare / DESFire entrance w/ key override function, with keypad, G lever, unhanded, satin brass finish, for use with 1 3/4" - 2 1/4" thick door | 1 |  | 1 Year | 775 | 0.15 | 658.75
26217 | Salto | EB660G00PM48-W- | XS4 wide body electronic RF wireless SVN escutcheon, BLE / Mifare / DESFire entrance w/ key override function, G lever, unhanded, satin brass finish, for use with 1 3/4" - 2 1/4" thick door | 1 |  | 1 Year | 897.35 | 0.15 | 762.7475
26218 | Salto | EB660G00PM48-WK | XS4 wide body electronic RF wireless SVN escutcheon, BLE / Mifare / DESFire entrance w/ key override function, with keypad, G lever, unhanded, satin brass finish, for use with 1 3/4" - 2 1/4" thick door | 1 |  | 1 Year | 960.2 | 0.15 | 816.17
26219 | Salto | EB660J00BC38--- | XS4 wide body electronic wire-free SVN escutcheon, BLE / Mifare / DESFire entrance w/ key override function, J lever, unhanded, BioCote antimicrobial finish, for use with 1 3/8" - 1 3/4" thick standard door | 1 |  | 1 Year | 774.35 | 0.15 | 658.1975
26220 | Salto | EB660J00BC38-A- | XS4 wide body electronic AMOK wire-free SVN escutcheon, BLE / Mifare / DESFire entrance w/ key override function, J lever, unhanded, BioCote antimicrobial finish, for use with 1 3/8" - 1 3/4" thick standard door | 1 |  | 1 Year | 903.35 | 0.15 | 767.8475
26221 | Salto | EB660J00BC38--K | XS4 wide body electronic wire-free SVN escutcheon, BLE / Mifare / DESFire entrance w/ key override function, with keypad, J lever, unhanded, BioCote antimicrobial finish, for use with 1 3/8" - 1 3/4" thick standard door | 1 |  | 1 Year | 837.2 | 0.15 | 711.62
26222 | Salto | EB660J00BC38-W- | XS4 wide body electronic RF wireless SVN escutcheon, BLE / Mifare / DESFire entrance w/ key override function, J lever, unhanded, BioCote antimicrobial finish, for use with 1 3/8" - 1 3/4" thick standard door | 1 |  | 1 Year | 959.55 | 0.15 | 815.6175
26223 | Salto | EB660J00BC38-WK | XS4 wide body electronic RF wireless SVN escutcheon, BLE / Mifare / DESFire entrance w/ key override function, with keypad, J lever, unhanded, BioCote antimicrobial finish, for use with 1 3/8" - 1 3/4" thick standard door | 1 |  | 1 Year | 1022.4 | 0.15 | 869.04
26224 | Salto | EB660J00BC48--- | XS4 wide body electronic wire-free SVN escutcheon, BLE / Mifare / DESFire entrance w/ key override function, J lever, unhanded, BioCote antimicrobial finish, for use with 1 3/4" - 2 1/4" thick door | 1 |  | 1 Year | 774.35 | 0.15 | 658.1975
26225 | Salto | EB660J00BC48-A- | XS4 wide body electronic AMOK wire-free SVN escutcheon, BLE / Mifare / DESFire entrance w/ key override function, J lever, unhanded, BioCote antimicrobial finish, for use with 1 3/4" - 2 1/4" thick door | 1 |  | 1 Year | 903.35 | 0.15 | 767.8475
26226 | Salto | EB660J00BC48--K | XS4 wide body electronic wire-free SVN escutcheon, BLE / Mifare / DESFire entrance w/ key override function, with keypad, J lever, unhanded, BioCote antimicrobial finish, for use with 1 3/4" - 2 1/4" thick door | 1 |  | 1 Year | 837.2 | 0.15 | 711.62
26227 | Salto | EB660J00BC48-W- | XS4 wide body electronic RF wireless SVN escutcheon, BLE / Mifare / DESFire entrance w/ key override function, J lever, unhanded, BioCote antimicrobial finish, for use with 1 3/4" - 2 1/4" thick door | 1 |  | 1 Year | 959.55 | 0.15 | 815.6175
26228 | Salto | EB660J00BC48-WK | XS4 wide body electronic RF wireless SVN escutcheon, BLE / Mifare / DESFire entrance w/ key override function, with keypad, J lever, unhanded, BioCote antimicrobial finish, for use with 1 3/4" - 2 1/4" thick door | 1 |  | 1 Year | 1022.4 | 0.15 | 869.04
26229 | Salto | EB660J00IA38--- | XS4 wide body electronic wire-free SVN escutcheon, BLE / Mifare / DESFire entrance w/ key override function, J lever, unhanded, antique brass finish, for use with 1 3/8" - 1 3/4" thick standard door | 1 |  | 1 Year | 774.35 | 0.15 | 658.1975
26230 | Salto | EB660J00IA38-A- | XS4 wide body electronic AMOK wire-free SVN escutcheon, BLE / Mifare / DESFire entrance w/ key override function, J lever, unhanded, antique brass finish, for use with 1 3/8" - 1 3/4" thick standard door | 1 |  | 1 Year | 903.35 | 0.15 | 767.8475
26231 | Salto | EB660J00IA38--K | XS4 wide body electronic wire-free SVN escutcheon, BLE / Mifare / DESFire entrance w/ key override function, with keypad, J lever, unhanded, antique brass finish, for use with 1 3/8" - 1 3/4" thick standard door | 1 |  | 1 Year | 837.2 | 0.15 | 711.62
26232 | Salto | EB660J00IA38-W- | XS4 wide body electronic RF wireless SVN escutcheon, BLE / Mifare / DESFire entrance w/ key override function, J lever, unhanded, antique brass finish, for use with 1 3/8" - 1 3/4" thick standard door | 1 |  | 1 Year | 959.55 | 0.15 | 815.6175
26233 | Salto | EB660J00IA38-WK | XS4 wide body electronic RF wireless SVN escutcheon, BLE / Mifare / DESFire entrance w/ key override function, with keypad, J lever, unhanded, antique brass finish, for use with 1 3/8" - 1 3/4" thick standard door | 1 |  | 1 Year | 1022.4 | 0.15 | 869.04
26234 | Salto | EB660J00IA48--- | XS4 wide body electronic wire-free SVN escutcheon, BLE / Mifare / DESFire entrance w/ key override function, J lever, unhanded, antique brass finish, for use with 1 3/4" - 2 1/4" thick door | 1 |  | 1 Year | 774.35 | 0.15 | 658.1975
26235 | Salto | EB660J00IA48-A- | XS4 wide body electronic AMOK wire-free SVN escutcheon, BLE / Mifare / DESFire entrance w/ key override function, J lever, unhanded, antique brass finish, for use with 1 3/4" - 2 1/4" thick door | 1 |  | 1 Year | 903.35 | 0.15 | 767.8475
26236 | Salto | EB660J00IA48--K | XS4 wide body electronic wire-free SVN escutcheon, BLE / Mifare / DESFire entrance w/ key override function, with keypad, J lever, unhanded, antique brass finish, for use with 1 3/4" - 2 1/4" thick door | 1 |  | 1 Year | 837.2 | 0.15 | 711.62
26237 | Salto | EB660J00IA48-W- | XS4 wide body electronic RF wireless SVN escutcheon, BLE / Mifare / DESFire entrance w/ key override function, J lever, unhanded, antique brass finish, for use with 1 3/4" - 2 1/4" thick door | 1 |  | 1 Year | 959.55 | 0.15 | 815.6175
26238 | Salto | EB660J00IA48-WK | XS4 wide body electronic RF wireless SVN escutcheon, BLE / Mifare / DESFire entrance w/ key override function, with keypad, J lever, unhanded, antique brass finish, for use with 1 3/4" - 2 1/4" thick door | 1 |  | 1 Year | 1022.4 | 0.15 | 869.04
26239 | Salto | EB660J00IM38--- | XS4 wide body electronic wire-free SVN escutcheon, BLE / Mifare / DESFire entrance w/ key override function, J lever, unhanded, satin stainless finish, for use with 1 3/8" - 1 3/4" thick standard door | 1 |  | 1 Year | 722.35 | 0.15 | 613.9975
26240 | Salto | EB660J00IM38-A- | XS4 wide body electronic AMOK wire-free SVN escutcheon, BLE / Mifare / DESFire entrance w/ key override function, J lever, unhanded, satin stainless finish, for use with 1 3/8" - 1 3/4" thick standard door | 1 |  | 1 Year | 851.35 | 0.15 | 723.6475
26241 | Salto | EB660J00IM38--K | XS4 wide body electronic wire-free SVN escutcheon, BLE / Mifare / DESFire entrance w/ key override function, with keypad, J lever, unhanded, satin stainless finish, for use with 1 3/8" - 1 3/4" thick standard door | 1 |  | 1 Year | 785.2 | 0.15 | 667.42
26242 | Salto | EB660J00IM38-W- | XS4 wide body electronic RF wireless SVN escutcheon, BLE / Mifare / DESFire entrance w/ key override function, J lever, unhanded, satin stainless finish, for use with 1 3/8" - 1 3/4" thick standard door | 1 |  | 1 Year | 907.55 | 0.15 | 771.4175
26243 | Salto | EB660J00IM38-WK | XS4 wide body electronic RF wireless SVN escutcheon, BLE / Mifare / DESFire entrance w/ key override function, with keypad, J lever, unhanded, satin stainless finish, for use with 1 3/8" - 1 3/4" thick standard door | 1 |  | 1 Year | 970.4 | 0.15 | 824.84
26244 | Salto | EB660J00IM48--- | XS4 wide body electronic wire-free SVN escutcheon, BLE / Mifare / DESFire entrance w/ key override function, J lever, unhanded, satin stainless finish, for use with 1 3/4" - 2 1/4" thick door | 1 |  | 1 Year | 722.35 | 0.15 | 613.9975
26245 | Salto | EB660J00IM48-A- | XS4 wide body electronic AMOK wire-free SVN escutcheon, BLE / Mifare / DESFire entrance w/ key override function, J lever, unhanded, satin stainless finish, for use with 1 3/4" - 2 1/4" thick door | 1 |  | 1 Year | 851.35 | 0.15 | 723.6475
26246 | Salto | EB660J00IM48--K | XS4 wide body electronic wire-free SVN escutcheon, BLE / Mifare / DESFire entrance w/ key override function, with keypad, J lever, unhanded, satin stainless finish, for use with 1 3/4" - 2 1/4" thick door | 1 |  | 1 Year | 785.2 | 0.15 | 667.42
26247 | Salto | EB660J00IM48-W- | XS4 wide body electronic RF wireless SVN escutcheon, BLE / Mifare / DESFire entrance w/ key override function, J lever, unhanded, satin stainless finish, for use with 1 3/4" - 2 1/4" thick door | 1 |  | 1 Year | 907.55 | 0.15 | 771.4175
26248 | Salto | EB660J00IM48-WK | XS4 wide body electronic RF wireless SVN escutcheon, BLE / Mifare / DESFire entrance w/ key override function, with keypad, J lever, unhanded, satin stainless finish, for use with 1 3/4" - 2 1/4" thick door | 1 |  | 1 Year | 970.4 | 0.15 | 824.84
26249 | Salto | EB660J00NE38--- | XS4 wide body electronic wire-free SVN escutcheon, BLE / Mifare / DESFire entrance w/ key override function, J lever, unhanded, black chromium finish, for use with 1 3/8" - 1 3/4" thick standard door | 1 |  | 1 Year | 757.05 | 0.15 | 643.4925
26250 | Salto | EB660J00NE38-A- | XS4 wide body electronic AMOK wire-free SVN escutcheon, BLE / Mifare / DESFire entrance w/ key override function, J lever, unhanded, black chromium finish, for use with 1 3/8" - 1 3/4" thick standard door | 1 |  | 1 Year | 886.05 | 0.15 | 753.1425
26251 | Salto | EB660J00NE38--K | XS4 wide body electronic wire-free SVN escutcheon, BLE / Mifare / DESFire entrance w/ key override function, with keypad, J lever, unhanded, black chromium finish, for use with 1 3/8" - 1 3/4" thick standard door | 1 |  | 1 Year | 819.9 | 0.15 | 696.915
26252 | Salto | EB660J00NE38-W- | XS4 wide body electronic RF wireless SVN escutcheon, BLE / Mifare / DESFire entrance w/ key override function, J lever, unhanded, black chromium finish, for use with 1 3/8" - 1 3/4" thick standard door | 1 |  | 1 Year | 942.25 | 0.15 | 800.9125
26253 | Salto | EB660J00NE38-WK | XS4 wide body electronic RF wireless SVN escutcheon, BLE / Mifare / DESFire entrance w/ key override function, with keypad, J lever, unhanded, black chromium finish, for use with 1 3/8" - 1 3/4" thick standard door | 1 |  | 1 Year | 1005.1 | 0.15 | 854.335
26254 | Salto | EB660J00NE48--- | XS4 wide body electronic wire-free SVN escutcheon, BLE / Mifare / DESFire entrance w/ key override function, J lever, unhanded, black chromium finish, for use with 1 3/4" - 2 1/4" thick door | 1 |  | 1 Year | 757.05 | 0.15 | 643.4925
26255 | Salto | EB660J00NE48-A- | XS4 wide body electronic AMOK wire-free SVN escutcheon, BLE / Mifare / DESFire entrance w/ key override function, J lever, unhanded, black chromium finish, for use with 1 3/4" - 2 1/4" thick door | 1 |  | 1 Year | 886.05 | 0.15 | 753.1425
26256 | Salto | EB660J00NE48--K | XS4 wide body electronic wire-free SVN escutcheon, BLE / Mifare / DESFire entrance w/ key override function, with keypad, J lever, unhanded, black chromium finish, for use with 1 3/4" - 2 1/4" thick door | 1 |  | 1 Year | 819.9 | 0.15 | 696.915
26257 | Salto | EB660J00NE48-W- | XS4 wide body electronic RF wireless SVN escutcheon, BLE / Mifare / DESFire entrance w/ key override function, J lever, unhanded, black chromium finish, for use with 1 3/4" - 2 1/4" thick door | 1 |  | 1 Year | 942.25 | 0.15 | 800.9125
26258 | Salto | EB660J00NE48-WK | XS4 wide body electronic RF wireless SVN escutcheon, BLE / Mifare / DESFire entrance w/ key override function, with keypad, J lever, unhanded, black chromium finish, for use with 1 3/4" - 2 1/4" thick door | 1 |  | 1 Year | 1005.1 | 0.15 | 854.335
26259 | Salto | EB660J00PM38--- | XS4 wide body electronic wire-free SVN escutcheon, BLE / Mifare / DESFire entrance w/ key override function, J lever, unhanded, satin brass finish, for use with 1 3/8" - 1 3/4" thick standard door | 1 |  | 1 Year | 722.35 | 0.15 | 613.9975
26260 | Salto | EB660J00PM38-A- | XS4 wide body electronic AMOK wire-free SVN escutcheon, BLE / Mifare / DESFire entrance w/ key override function, J lever, unhanded, satin brass finish, for use with 1 3/8" - 1 3/4" thick standard door | 1 |  | 1 Year | 851.35 | 0.15 | 723.6475
26261 | Salto | EB660J00PM38--K | XS4 wide body electronic wire-free SVN escutcheon, BLE / Mifare / DESFire entrance w/ key override function, with keypad, J lever, unhanded, satin brass finish, for use with 1 3/8" - 1 3/4" thick standard door | 1 |  | 1 Year | 785.2 | 0.15 | 667.42
26262 | Salto | EB660J00PM38-W- | XS4 wide body electronic RF wireless SVN escutcheon, BLE / Mifare / DESFire entrance w/ key override function, J lever, unhanded, satin brass finish, for use with 1 3/8" - 1 3/4" thick standard door | 1 |  | 1 Year | 907.55 | 0.15 | 771.4175
26263 | Salto | EB660J00PM38-WK | XS4 wide body electronic RF wireless SVN escutcheon, BLE / Mifare / DESFire entrance w/ key override function, with keypad, J lever, unhanded, satin brass finish, for use with 1 3/8" - 1 3/4" thick standard door | 1 |  | 1 Year | 970.4 | 0.15 | 824.84
26264 | Salto | EB660J00PM48--- | XS4 wide body electronic wire-free SVN escutcheon, BLE / Mifare / DESFire entrance w/ key override function, J lever, unhanded, satin brass finish, for use with 1 3/4" - 2 1/4" thick door | 1 |  | 1 Year | 722.35 | 0.15 | 613.9975
26265 | Salto | EB660J00PM48-A- | XS4 wide body electronic AMOK wire-free SVN escutcheon, BLE / Mifare / DESFire entrance w/ key override function, J lever, unhanded, satin brass finish, for use with 1 3/4" - 2 1/4" thick door | 1 |  | 1 Year | 851.35 | 0.15 | 723.6475
26266 | Salto | EB660J00PM48--K | XS4 wide body electronic wire-free SVN escutcheon, BLE / Mifare / DESFire entrance w/ key override function, with keypad, J lever, unhanded, satin brass finish, for use with 1 3/4" - 2 1/4" thick door | 1 |  | 1 Year | 785.2 | 0.15 | 667.42
26267 | Salto | EB660J00PM48-W- | XS4 wide body electronic RF wireless SVN escutcheon, BLE / Mifare / DESFire entrance w/ key override function, J lever, unhanded, satin brass finish, for use with 1 3/4" - 2 1/4" thick door | 1 |  | 1 Year | 907.55 | 0.15 | 771.4175
26268 | Salto | EB660J00PM48-WK | XS4 wide body electronic RF wireless SVN escutcheon, BLE / Mifare / DESFire entrance w/ key override function, with keypad, J lever, unhanded, satin brass finish, for use with 1 3/4" - 2 1/4" thick door | 1 |  | 1 Year | 970.4 | 0.15 | 824.84
26269 | Salto | EB660K00IM38L-- | XS4 wide body electronic wire-free SVN escutcheon, BLE / Mifare / DESFire entrance w/ key override function, K lever, left handed, satin stainless finish, for use with 1 3/8" - 1 3/4" thick standard door | 1 |  | 1 Year | 722.35 | 0.15 | 613.9975
26270 | Salto | EB660K00IM38LA- | XS4 wide body electronic AMOK wire-free SVN escutcheon, BLE / Mifare / DESFire entrance w/ key override function, K lever, left handed, satin stainless finish, for use with 1 3/8" - 1 3/4" thick standard door | 1 |  | 1 Year | 851.35 | 0.15 | 723.6475
26271 | Salto | EB660K00IM38L-K | XS4 wide body electronic wire-free SVN escutcheon, BLE / Mifare / DESFire entrance w/ key override function, with keypad, K lever, left handed, satin stainless finish, for use with 1 3/8" - 1 3/4" thick standard door | 1 |  | 1 Year | 785.2 | 0.15 | 667.42
26272 | Salto | EB660K00IM38LW- | XS4 wide body electronic RF wireless SVN escutcheon, BLE / Mifare / DESFire entrance w/ key override function, K lever, left handed, satin stainless finish, for use with 1 3/8" - 1 3/4" thick standard door | 1 |  | 1 Year | 907.55 | 0.15 | 771.4175
26273 | Salto | EB660K00IM38LWK | XS4 wide body electronic RF wireless SVN escutcheon, BLE / Mifare / DESFire entrance w/ key override function, with keypad, K lever, left handed, satin stainless finish, for use with 1 3/8" - 1 3/4" thick standard door | 1 |  | 1 Year | 970.4 | 0.15 | 824.84
26274 | Salto | EB660K00IM38R-- | XS4 wide body electronic wire-free SVN escutcheon, BLE / Mifare / DESFire entrance w/ key override function, K lever, right handed, satin stainless finish, for use with 1 3/8" - 1 3/4" thick standard door | 1 |  | 1 Year | 722.35 | 0.15 | 613.9975
26275 | Salto | EB660K00IM38RA- | XS4 wide body electronic AMOK wire-free SVN escutcheon, BLE / Mifare / DESFire entrance w/ key override function, K lever, right handed, satin stainless finish, for use with 1 3/8" - 1 3/4" thick standard door | 1 |  | 1 Year | 851.35 | 0.15 | 723.6475
26276 | Salto | EB660K00IM38R-K | XS4 wide body electronic wire-free SVN escutcheon, BLE / Mifare / DESFire entrance w/ key override function, with keypad, K lever, right handed, satin stainless finish, for use with 1 3/8" - 1 3/4" thick standard door | 1 |  | 1 Year | 785.2 | 0.15 | 667.42
26277 | Salto | EB660K00IM38RW- | XS4 wide body electronic RF wireless SVN escutcheon, BLE / Mifare / DESFire entrance w/ key override function, K lever, right handed, satin stainless finish, for use with 1 3/8" - 1 3/4" thick standard door | 1 |  | 1 Year | 907.55 | 0.15 | 771.4175
26278 | Salto | EB660K00IM38RWK | XS4 wide body electronic RF wireless SVN escutcheon, BLE / Mifare / DESFire entrance w/ key override function, with keypad, K lever, right handed, satin stainless finish, for use with 1 3/8" - 1 3/4" thick standard door | 1 |  | 1 Year | 970.4 | 0.15 | 824.84
26279 | Salto | EB660K00IM48L-- | XS4 wide body electronic wire-free SVN escutcheon, BLE / Mifare / DESFire entrance w/ key override function, K lever, left handed, satin stainless finish, for use with 1 3/4" - 2 1/4" thick door | 1 |  | 1 Year | 722.35 | 0.15 | 613.9975
26280 | Salto | EB660K00IM48LA- | XS4 wide body electronic AMOK wire-free SVN escutcheon, BLE / Mifare / DESFire entrance w/ key override function, K lever, left handed, satin stainless finish, for use with 1 3/4" - 2 1/4" thick door | 1 |  | 1 Year | 851.35 | 0.15 | 723.6475
26281 | Salto | EB660K00IM48L-K | XS4 wide body electronic wire-free SVN escutcheon, BLE / Mifare / DESFire entrance w/ key override function, with keypad, K lever, left handed, satin stainless finish, for use with 1 3/4" - 2 1/4" thick door | 1 |  | 1 Year | 785.2 | 0.15 | 667.42
26282 | Salto | EB660K00IM48LW- | XS4 wide body electronic RF wireless SVN escutcheon, BLE / Mifare / DESFire entrance w/ key override function, K lever, left handed, satin stainless finish, for use with 1 3/4" - 2 1/4" thick door | 1 |  | 1 Year | 907.55 | 0.15 | 771.4175
26283 | Salto | EB660K00IM48LWK | XS4 wide body electronic RF wireless SVN escutcheon, BLE / Mifare / DESFire entrance w/ key override function, with keypad, K lever, left handed, satin stainless finish, for use with 1 3/4" - 2 1/4" thick door | 1 |  | 1 Year | 970.4 | 0.15 | 824.84
26284 | Salto | EB660K00IM48R-- | XS4 wide body electronic wire-free SVN escutcheon, BLE / Mifare / DESFire entrance w/ key override function, K lever, right handed, satin stainless finish, for use with 1 3/4" - 2 1/4" thick door | 1 |  | 1 Year | 722.35 | 0.15 | 613.9975
26285 | Salto | EB660K00IM48RA- | XS4 wide body electronic AMOK wire-free SVN escutcheon, BLE / Mifare / DESFire entrance w/ key override function, K lever, right handed, satin stainless finish, for use with 1 3/4" - 2 1/4" thick door | 1 |  | 1 Year | 851.35 | 0.15 | 723.6475
26286 | Salto | EB660K00IM48R-K | XS4 wide body electronic wire-free SVN escutcheon, BLE / Mifare / DESFire entrance w/ key override function, with keypad, K lever, right handed, satin stainless finish, for use with 1 3/4" - 2 1/4" thick door | 1 |  | 1 Year | 785.2 | 0.15 | 667.42
26287 | Salto | EB660K00IM48RW- | XS4 wide body electronic RF wireless SVN escutcheon, BLE / Mifare / DESFire entrance w/ key override function, K lever, right handed, satin stainless finish, for use with 1 3/4" - 2 1/4" thick door | 1 |  | 1 Year | 907.55 | 0.15 | 771.4175
26288 | Salto | EB660K00IM48RWK | XS4 wide body electronic RF wireless SVN escutcheon, BLE / Mifare / DESFire entrance w/ key override function, with keypad, K lever, right handed, satin stainless finish, for use with 1 3/4" - 2 1/4" thick door | 1 |  | 1 Year | 970.4 | 0.15 | 824.84
26289 | Salto | EB660K00IP38L-- | XS4 wide body electronic wire-free SVN escutcheon, BLE / Mifare / DESFire entrance w/ key override function, K lever, left handed, bright stainless steel finish, for use with 1 3/8" - 1 3/4" thick standard door | 1 |  | 1 Year | 738.65 | 0.15 | 627.8525
26290 | Salto | EB660K00IP38LA- | XS4 wide body electronic AMOK wire-free SVN escutcheon, BLE / Mifare / DESFire entrance w/ key override function, K lever, left handed, bright stainless steel finish, for use with 1 3/8" - 1 3/4" thick standard door | 1 |  | 1 Year | 867.65 | 0.15 | 737.5025
26291 | Salto | EB660K00IP38L-K | XS4 wide body electronic wire-free SVN escutcheon, BLE / Mifare / DESFire entrance w/ key override function, with keypad, K lever, left handed, bright stainless steel finish, for use with 1 3/8" - 1 3/4" thick standard door | 1 |  | 1 Year | 801.5 | 0.15 | 681.275
26292 | Salto | EB660K00IP38LW- | XS4 wide body electronic RF wireless SVN escutcheon, BLE / Mifare / DESFire entrance w/ key override function, K lever, left handed, bright stainless steel finish, for use with 1 3/8" - 1 3/4" thick standard door | 1 |  | 1 Year | 923.85 | 0.15 | 785.2725
26293 | Salto | EB660K00IP38LWK | XS4 wide body electronic RF wireless SVN escutcheon, BLE / Mifare / DESFire entrance w/ key override function, with keypad, K lever, left handed, bright stainless steel finish, for use with 1 3/8" - 1 3/4" thick standard door | 1 |  | 1 Year | 986.7 | 0.15 | 838.695
26294 | Salto | EB660K00IP38R-- | XS4 wide body electronic wire-free SVN escutcheon, BLE / Mifare / DESFire entrance w/ key override function, K lever, right handed, bright stainless steel finish, for use with 1 3/8" - 1 3/4" thick standard door | 1 |  | 1 Year | 738.65 | 0.15 | 627.8525
26295 | Salto | EB660K00IP38RA- | XS4 wide body electronic AMOK wire-free SVN escutcheon, BLE / Mifare / DESFire entrance w/ key override function, K lever, right handed, bright stainless steel finish, for use with 1 3/8" - 1 3/4" thick standard door | 1 |  | 1 Year | 867.65 | 0.15 | 737.5025
26296 | Salto | EB660K00IP38R-K | XS4 wide body electronic wire-free SVN escutcheon, BLE / Mifare / DESFire entrance w/ key override function, with keypad, K lever, right handed, bright stainless steel finish, for use with 1 3/8" - 1 3/4" thick standard door | 1 |  | 1 Year | 801.5 | 0.15 | 681.275
26297 | Salto | EB660K00IP38RW- | XS4 wide body electronic RF wireless SVN escutcheon, BLE / Mifare / DESFire entrance w/ key override function, K lever, right handed, bright stainless steel finish, for use with 1 3/8" - 1 3/4" thick standard door | 1 |  | 1 Year | 923.85 | 0.15 | 785.2725
26298 | Salto | EB660K00IP38RWK | XS4 wide body electronic RF wireless SVN escutcheon, BLE / Mifare / DESFire entrance w/ key override function, with keypad, K lever, right handed, bright stainless steel finish, for use with 1 3/8" - 1 3/4" thick standard door | 1 |  | 1 Year | 986.7 | 0.15 | 838.695
26299 | Salto | EB660K00IP48L-- | XS4 wide body electronic wire-free SVN escutcheon, BLE / Mifare / DESFire entrance w/ key override function, K lever, left handed, bright stainless steel finish, for use with 1 3/4" - 2 1/4" thick door | 1 |  | 1 Year | 738.65 | 0.15 | 627.8525
26300 | Salto | EB660K00IP48LA- | XS4 wide body electronic AMOK wire-free SVN escutcheon, BLE / Mifare / DESFire entrance w/ key override function, K lever, left handed, bright stainless steel finish, for use with 1 3/4" - 2 1/4" thick door | 1 |  | 1 Year | 867.65 | 0.15 | 737.5025
26301 | Salto | EB660K00IP48L-K | XS4 wide body electronic wire-free SVN escutcheon, BLE / Mifare / DESFire entrance w/ key override function, with keypad, K lever, left handed, bright stainless steel finish, for use with 1 3/4" - 2 1/4" thick door | 1 |  | 1 Year | 801.5 | 0.15 | 681.275
26302 | Salto | EB660K00IP48LW- | XS4 wide body electronic RF wireless SVN escutcheon, BLE / Mifare / DESFire entrance w/ key override function, K lever, left handed, bright stainless steel finish, for use with 1 3/4" - 2 1/4" thick door | 1 |  | 1 Year | 923.85 | 0.15 | 785.2725
26303 | Salto | EB660K00IP48LWK | XS4 wide body electronic RF wireless SVN escutcheon, BLE / Mifare / DESFire entrance w/ key override function, with keypad, K lever, left handed, bright stainless steel finish, for use with 1 3/4" - 2 1/4" thick door | 1 |  | 1 Year | 986.7 | 0.15 | 838.695
26304 | Salto | EB660K00IP48R-- | XS4 wide body electronic wire-free SVN escutcheon, BLE / Mifare / DESFire entrance w/ key override function, K lever, right handed, bright stainless steel finish, for use with 1 3/4" - 2 1/4" thick door | 1 |  | 1 Year | 738.65 | 0.15 | 627.8525
26305 | Salto | EB660K00IP48RA- | XS4 wide body electronic AMOK wire-free SVN escutcheon, BLE / Mifare / DESFire entrance w/ key override function, K lever, right handed, bright stainless steel finish, for use with 1 3/4" - 2 1/4" thick door | 1 |  | 1 Year | 867.65 | 0.15 | 737.5025
26306 | Salto | EB660K00IP48R-K | XS4 wide body electronic wire-free SVN escutcheon, BLE / Mifare / DESFire entrance w/ key override function, with keypad, K lever, right handed, bright stainless steel finish, for use with 1 3/4" - 2 1/4" thick door | 1 |  | 1 Year | 801.5 | 0.15 | 681.275
26307 | Salto | EB660K00IP48RW- | XS4 wide body electronic RF wireless SVN escutcheon, BLE / Mifare / DESFire entrance w/ key override function, K lever, right handed, bright stainless steel finish, for use with 1 3/4" - 2 1/4" thick door | 1 |  | 1 Year | 923.85 | 0.15 | 785.2725
26308 | Salto | EB660K00IP48RWK | XS4 wide body electronic RF wireless SVN escutcheon, BLE / Mifare / DESFire entrance w/ key override function, with keypad, K lever, right handed, bright stainless steel finish, for use with 1 3/4" - 2 1/4" thick door | 1 |  | 1 Year | 986.7 | 0.15 | 838.695
26309 | Salto | EB660K00PP38L-- | XS4 wide body electronic wire-free SVN escutcheon, BLE / Mifare / DESFire entrance w/ key override function, K lever, left handed, bright brass finish, for use with 1 3/8" - 1 3/4" thick standard door | 1 |  | 1 Year | 738.65 | 0.15 | 627.8525
26310 | Salto | EB660K00PP38LA- | XS4 wide body electronic AMOK wire-free SVN escutcheon, BLE / Mifare / DESFire entrance w/ key override function, K lever, left handed, bright brass finish, for use with 1 3/8" - 1 3/4" thick standard door | 1 |  | 1 Year | 867.65 | 0.15 | 737.5025
26311 | Salto | EB660K00PP38L-K | XS4 wide body electronic wire-free SVN escutcheon, BLE / Mifare / DESFire entrance w/ key override function, with keypad, K lever, left handed, bright brass finish, for use with 1 3/8" - 1 3/4" thick standard door | 1 |  | 1 Year | 801.5 | 0.15 | 681.275
26312 | Salto | EB660K00PP38LW- | XS4 wide body electronic RF wireless SVN escutcheon, BLE / Mifare / DESFire entrance w/ key override function, K lever, left handed, bright brass finish, for use with 1 3/8" - 1 3/4" thick standard door | 1 |  | 1 Year | 923.85 | 0.15 | 785.2725
26313 | Salto | EB660K00PP38LWK | XS4 wide body electronic RF wireless SVN escutcheon, BLE / Mifare / DESFire entrance w/ key override function, with keypad, K lever, left handed, bright brass finish, for use with 1 3/8" - 1 3/4" thick standard door | 1 |  | 1 Year | 986.7 | 0.15 | 838.695
26314 | Salto | EB660K00PP38R-- | XS4 wide body electronic wire-free SVN escutcheon, BLE / Mifare / DESFire entrance w/ key override function, K lever, right handed, bright brass finish, for use with 1 3/8" - 1 3/4" thick standard door | 1 |  | 1 Year | 738.65 | 0.15 | 627.8525
26315 | Salto | EB660K00PP38RA- | XS4 wide body electronic AMOK wire-free SVN escutcheon, BLE / Mifare / DESFire entrance w/ key override function, K lever, right handed, bright brass finish, for use with 1 3/8" - 1 3/4" thick standard door | 1 |  | 1 Year | 867.65 | 0.15 | 737.5025
26316 | Salto | EB660K00PP38R-K | XS4 wide body electronic wire-free SVN escutcheon, BLE / Mifare / DESFire entrance w/ key override function, with keypad, K lever, right handed, bright brass finish, for use with 1 3/8" - 1 3/4" thick standard door | 1 |  | 1 Year | 801.5 | 0.15 | 681.275
26317 | Salto | EB660K00PP38RW- | XS4 wide body electronic RF wireless SVN escutcheon, BLE / Mifare / DESFire entrance w/ key override function, K lever, right handed, bright brass finish, for use with 1 3/8" - 1 3/4" thick standard door | 1 |  | 1 Year | 923.85 | 0.15 | 785.2725
26318 | Salto | EB660K00PP38RWK | XS4 wide body electronic RF wireless SVN escutcheon, BLE / Mifare / DESFire entrance w/ key override function, with keypad, K lever, right handed, bright brass finish, for use with 1 3/8" - 1 3/4" thick standard door | 1 |  | 1 Year | 986.7 | 0.15 | 838.695
26319 | Salto | EB660K00PP48L-- | XS4 wide body electronic wire-free SVN escutcheon, BLE / Mifare / DESFire entrance w/ key override function, K lever, left handed, bright brass finish, for use with 1 3/4" - 2 1/4" thick door | 1 |  | 1 Year | 738.65 | 0.15 | 627.8525
26320 | Salto | EB660K00PP48LA- | XS4 wide body electronic AMOK wire-free SVN escutcheon, BLE / Mifare / DESFire entrance w/ key override function, K lever, left handed, bright brass finish, for use with 1 3/4" - 2 1/4" thick door | 1 |  | 1 Year | 867.65 | 0.15 | 737.5025
26321 | Salto | EB660K00PP48L-K | XS4 wide body electronic wire-free SVN escutcheon, BLE / Mifare / DESFire entrance w/ key override function, with keypad, K lever, left handed, bright brass finish, for use with 1 3/4" - 2 1/4" thick door | 1 |  | 1 Year | 801.5 | 0.15 | 681.275
26322 | Salto | EB660K00PP48LW- | XS4 wide body electronic RF wireless SVN escutcheon, BLE / Mifare / DESFire entrance w/ key override function, K lever, left handed, bright brass finish, for use with 1 3/4" - 2 1/4" thick door | 1 |  | 1 Year | 923.85 | 0.15 | 785.2725
26323 | Salto | EB660K00PP48LWK | XS4 wide body electronic RF wireless SVN escutcheon, BLE / Mifare / DESFire entrance w/ key override function, with keypad, K lever, left handed, bright brass finish, for use with 1 3/4" - 2 1/4" thick door | 1 |  | 1 Year | 986.7 | 0.15 | 838.695
26324 | Salto | EB660K00PP48R-- | XS4 wide body electronic wire-free SVN escutcheon, BLE / Mifare / DESFire entrance w/ key override function, K lever, right handed, bright brass finish, for use with 1 3/4" - 2 1/4" thick door | 1 |  | 1 Year | 738.65 | 0.15 | 627.8525
26325 | Salto | EB660K00PP48RA- | XS4 wide body electronic AMOK wire-free SVN escutcheon, BLE / Mifare / DESFire entrance w/ key override function, K lever, right handed, bright brass finish, for use with 1 3/4" - 2 1/4" thick door | 1 |  | 1 Year | 867.65 | 0.15 | 737.5025
26326 | Salto | EB660K00PP48R-K | XS4 wide body electronic wire-free SVN escutcheon, BLE / Mifare / DESFire entrance w/ key override function, with keypad, K lever, right handed, bright brass finish, for use with 1 3/4" - 2 1/4" thick door | 1 |  | 1 Year | 801.5 | 0.15 | 681.275
26327 | Salto | EB660K00PP48RW- | XS4 wide body electronic RF wireless SVN escutcheon, BLE / Mifare / DESFire entrance w/ key override function, K lever, right handed, bright brass finish, for use with 1 3/4" - 2 1/4" thick door | 1 |  | 1 Year | 923.85 | 0.15 | 785.2725
26328 | Salto | EB660K00PP48RWK | XS4 wide body electronic RF wireless SVN escutcheon, BLE / Mifare / DESFire entrance w/ key override function, with keypad, K lever, right handed, bright brass finish, for use with 1 3/4" - 2 1/4" thick door | 1 |  | 1 Year | 986.7 | 0.15 | 838.695
26329 | Salto | EB660L00BC38--- | XS4 wide body electronic wire-free SVN escutcheon, BLE / Mifare / DESFire entrance w/ key override function, L lever, unhanded, BioCote antimicrobial finish, for use with 1 3/8" - 1 3/4" thick standard door | 1 |  | 1 Year | 764.15 | 0.15 | 649.5275
26330 | Salto | EB660L00BC38-A- | XS4 wide body electronic AMOK wire-free SVN escutcheon, BLE / Mifare / DESFire entrance w/ key override function, L lever, unhanded, BioCote antimicrobial finish, for use with 1 3/8" - 1 3/4" thick standard door | 1 |  | 1 Year | 893.15 | 0.15 | 759.1775
26331 | Salto | EB660L00BC38--K | XS4 wide body electronic wire-free SVN escutcheon, BLE / Mifare / DESFire entrance w/ key override function, with keypad, L lever, unhanded, BioCote antimicrobial finish, for use with 1 3/8" - 1 3/4" thick standard door | 1 |  | 1 Year | 827 | 0.15 | 702.95
26332 | Salto | EB660L00BC38-W- | XS4 wide body electronic RF wireless SVN escutcheon, BLE / Mifare / DESFire entrance w/ key override function, L lever, unhanded, BioCote antimicrobial finish, for use with 1 3/8" - 1 3/4" thick standard door | 1 |  | 1 Year | 949.35 | 0.15 | 806.9475
26333 | Salto | EB660L00BC38-WK | XS4 wide body electronic RF wireless SVN escutcheon, BLE / Mifare / DESFire entrance w/ key override function, with keypad, L lever, unhanded, BioCote antimicrobial finish, for use with 1 3/8" - 1 3/4" thick standard door | 1 |  | 1 Year | 1012.2 | 0.15 | 860.37
26334 | Salto | EB660L00BC48--- | XS4 wide body electronic wire-free SVN escutcheon, BLE / Mifare / DESFire entrance w/ key override function, L lever, unhanded, BioCote antimicrobial finish, for use with 1 3/4" - 2 1/4" thick door | 1 |  | 1 Year | 764.15 | 0.15 | 649.5275
26335 | Salto | EB660L00BC48-A- | XS4 wide body electronic AMOK wire-free SVN escutcheon, BLE / Mifare / DESFire entrance w/ key override function, L lever, unhanded, BioCote antimicrobial finish, for use with 1 3/4" - 2 1/4" thick door | 1 |  | 1 Year | 893.15 | 0.15 | 759.1775
26336 | Salto | EB660L00BC48--K | XS4 wide body electronic wire-free SVN escutcheon, BLE / Mifare / DESFire entrance w/ key override function, with keypad, L lever, unhanded, BioCote antimicrobial finish, for use with 1 3/4" - 2 1/4" thick door | 1 |  | 1 Year | 827 | 0.15 | 702.95
26337 | Salto | EB660L00BC48-W- | XS4 wide body electronic RF wireless SVN escutcheon, BLE / Mifare / DESFire entrance w/ key override function, L lever, unhanded, BioCote antimicrobial finish, for use with 1 3/4" - 2 1/4" thick door | 1 |  | 1 Year | 949.35 | 0.15 | 806.9475
26338 | Salto | EB660L00BC48-WK | XS4 wide body electronic RF wireless SVN escutcheon, BLE / Mifare / DESFire entrance w/ key override function, with keypad, L lever, unhanded, BioCote antimicrobial finish, for use with 1 3/4" - 2 1/4" thick door | 1 |  | 1 Year | 1012.2 | 0.15 | 860.37
26339 | Salto | EB660L00IA38--- | XS4 wide body electronic wire-free SVN escutcheon, BLE / Mifare / DESFire entrance w/ key override function, L lever, unhanded, antique brass finish, for use with 1 3/8" - 1 3/4" thick standard door | 1 |  | 1 Year | 764.15 | 0.15 | 649.5275
26340 | Salto | EB660L00IA38-A- | XS4 wide body electronic AMOK wire-free SVN escutcheon, BLE / Mifare / DESFire entrance w/ key override function, L lever, unhanded, antique brass finish, for use with 1 3/8" - 1 3/4" thick standard door | 1 |  | 1 Year | 893.15 | 0.15 | 759.1775
26341 | Salto | EB660L00IA38--K | XS4 wide body electronic wire-free SVN escutcheon, BLE / Mifare / DESFire entrance w/ key override function, with keypad, L lever, unhanded, antique brass finish, for use with 1 3/8" - 1 3/4" thick standard door | 1 |  | 1 Year | 827 | 0.15 | 702.95
26342 | Salto | EB660L00IA38-W- | XS4 wide body electronic RF wireless SVN escutcheon, BLE / Mifare / DESFire entrance w/ key override function, L lever, unhanded, antique brass finish, for use with 1 3/8" - 1 3/4" thick standard door | 1 |  | 1 Year | 949.35 | 0.15 | 806.9475
26343 | Salto | EB660L00IA38-WK | XS4 wide body electronic RF wireless SVN escutcheon, BLE / Mifare / DESFire entrance w/ key override function, with keypad, L lever, unhanded, antique brass finish, for use with 1 3/8" - 1 3/4" thick standard door | 1 |  | 1 Year | 1012.2 | 0.15 | 860.37
26344 | Salto | EB660L00IA48--- | XS4 wide body electronic wire-free SVN escutcheon, BLE / Mifare / DESFire entrance w/ key override function, L lever, unhanded, antique brass finish, for use with 1 3/4" - 2 1/4" thick door | 1 |  | 1 Year | 764.15 | 0.15 | 649.5275
26345 | Salto | EB660L00IA48-A- | XS4 wide body electronic AMOK wire-free SVN escutcheon, BLE / Mifare / DESFire entrance w/ key override function, L lever, unhanded, antique brass finish, for use with 1 3/4" - 2 1/4" thick door | 1 |  | 1 Year | 893.15 | 0.15 | 759.1775
26346 | Salto | EB660L00IA48--K | XS4 wide body electronic wire-free SVN escutcheon, BLE / Mifare / DESFire entrance w/ key override function, with keypad, L lever, unhanded, antique brass finish, for use with 1 3/4" - 2 1/4" thick door | 1 |  | 1 Year | 827 | 0.15 | 702.95
26347 | Salto | EB660L00IA48-W- | XS4 wide body electronic RF wireless SVN escutcheon, BLE / Mifare / DESFire entrance w/ key override function, L lever, unhanded, antique brass finish, for use with 1 3/4" - 2 1/4" thick door | 1 |  | 1 Year | 949.35 | 0.15 | 806.9475
26348 | Salto | EB660L00IA48-WK | XS4 wide body electronic RF wireless SVN escutcheon, BLE / Mifare / DESFire entrance w/ key override function, with keypad, L lever, unhanded, antique brass finish, for use with 1 3/4" - 2 1/4" thick door | 1 |  | 1 Year | 1012.2 | 0.15 | 860.37
26349 | Salto | EB660L00IM38--- | XS4 wide body electronic wire-free SVN escutcheon, BLE / Mifare / DESFire entrance w/ key override function, L lever, unhanded, satin stainless finish, for use with 1 3/8" - 1 3/4" thick standard door | 1 |  | 1 Year | 712.15 | 0.15 | 605.3275
26350 | Salto | EB660L00IM38-A- | XS4 wide body electronic AMOK wire-free SVN escutcheon, BLE / Mifare / DESFire entrance w/ key override function, L lever, unhanded, satin stainless finish, for use with 1 3/8" - 1 3/4" thick standard door | 1 |  | 1 Year | 841.15 | 0.15 | 714.9775
26351 | Salto | EB660L00IM38--K | XS4 wide body electronic wire-free SVN escutcheon, BLE / Mifare / DESFire entrance w/ key override function, with keypad, L lever, unhanded, satin stainless finish, for use with 1 3/8" - 1 3/4" thick standard door | 1 |  | 1 Year | 775 | 0.15 | 658.75
26352 | Salto | EB660L00IM38-W- | XS4 wide body electronic RF wireless SVN escutcheon, BLE / Mifare / DESFire entrance w/ key override function, L lever, unhanded, satin stainless finish, for use with 1 3/8" - 1 3/4" thick standard door | 1 |  | 1 Year | 897.35 | 0.15 | 762.7475
26353 | Salto | EB660L00IM38-WK | XS4 wide body electronic RF wireless SVN escutcheon, BLE / Mifare / DESFire entrance w/ key override function, with keypad, L lever, unhanded, satin stainless finish, for use with 1 3/8" - 1 3/4" thick standard door | 1 |  | 1 Year | 960.2 | 0.15 | 816.17
26354 | Salto | EB660L00IM48--- | XS4 wide body electronic wire-free SVN escutcheon, BLE / Mifare / DESFire entrance w/ key override function, L lever, unhanded, satin stainless finish, for use with 1 3/4" - 2 1/4" thick door | 1 |  | 1 Year | 712.15 | 0.15 | 605.3275
26355 | Salto | EB660L00IM48-A- | XS4 wide body electronic AMOK wire-free SVN escutcheon, BLE / Mifare / DESFire entrance w/ key override function, L lever, unhanded, satin stainless finish, for use with 1 3/4" - 2 1/4" thick door | 1 |  | 1 Year | 841.15 | 0.15 | 714.9775
26356 | Salto | EB660L00IM48--K | XS4 wide body electronic wire-free SVN escutcheon, BLE / Mifare / DESFire entrance w/ key override function, with keypad, L lever, unhanded, satin stainless finish, for use with 1 3/4" - 2 1/4" thick door | 1 |  | 1 Year | 775 | 0.15 | 658.75
26357 | Salto | EB660L00IM48-W- | XS4 wide body electronic RF wireless SVN escutcheon, BLE / Mifare / DESFire entrance w/ key override function, L lever, unhanded, satin stainless finish, for use with 1 3/4" - 2 1/4" thick door | 1 |  | 1 Year | 897.35 | 0.15 | 762.7475
26358 | Salto | EB660L00IM48-WK | XS4 wide body electronic RF wireless SVN escutcheon, BLE / Mifare / DESFire entrance w/ key override function, with keypad, L lever, unhanded, satin stainless finish, for use with 1 3/4" - 2 1/4" thick door | 1 |  | 1 Year | 960.2 | 0.15 | 816.17
26359 | Salto | EB660L00IP38--- | XS4 wide body electronic wire-free SVN escutcheon, BLE / Mifare / DESFire entrance w/ key override function, L lever, unhanded, bright stainless steel finish, for use with 1 3/8" - 1 3/4" thick standard door | 1 |  | 1 Year | 728.45 | 0.15 | 619.1825
26360 | Salto | EB660L00IP38-A- | XS4 wide body electronic AMOK wire-free SVN escutcheon, BLE / Mifare / DESFire entrance w/ key override function, L lever, unhanded, bright stainless steel finish, for use with 1 3/8" - 1 3/4" thick standard door | 1 |  | 1 Year | 857.45 | 0.15 | 728.8325
26361 | Salto | EB660L00IP38--K | XS4 wide body electronic wire-free SVN escutcheon, BLE / Mifare / DESFire entrance w/ key override function, with keypad, L lever, unhanded, bright stainless steel finish, for use with 1 3/8" - 1 3/4" thick standard door | 1 |  | 1 Year | 791.3 | 0.15 | 672.605
26362 | Salto | EB660L00IP38-W- | XS4 wide body electronic RF wireless SVN escutcheon, BLE / Mifare / DESFire entrance w/ key override function, L lever, unhanded, bright stainless steel finish, for use with 1 3/8" - 1 3/4" thick standard door | 1 |  | 1 Year | 913.65 | 0.15 | 776.6025
26363 | Salto | EB660L00IP38-WK | XS4 wide body electronic RF wireless SVN escutcheon, BLE / Mifare / DESFire entrance w/ key override function, with keypad, L lever, unhanded, bright stainless steel finish, for use with 1 3/8" - 1 3/4" thick standard door | 1 |  | 1 Year | 976.5 | 0.15 | 830.025
26364 | Salto | EB660L00IP48--- | XS4 wide body electronic wire-free SVN escutcheon, BLE / Mifare / DESFire entrance w/ key override function, L lever, unhanded, bright stainless steel finish, for use with 1 3/4" - 2 1/4" thick door | 1 |  | 1 Year | 728.45 | 0.15 | 619.1825
26365 | Salto | EB660L00IP48-A- | XS4 wide body electronic AMOK wire-free SVN escutcheon, BLE / Mifare / DESFire entrance w/ key override function, L lever, unhanded, bright stainless steel finish, for use with 1 3/4" - 2 1/4" thick door | 1 |  | 1 Year | 857.45 | 0.15 | 728.8325
26366 | Salto | EB660L00IP48--K | XS4 wide body electronic wire-free SVN escutcheon, BLE / Mifare / DESFire entrance w/ key override function, with keypad, L lever, unhanded, bright stainless steel finish, for use with 1 3/4" - 2 1/4" thick door | 1 |  | 1 Year | 791.3 | 0.15 | 672.605
26367 | Salto | EB660L00IP48-W- | XS4 wide body electronic RF wireless SVN escutcheon, BLE / Mifare / DESFire entrance w/ key override function, L lever, unhanded, bright stainless steel finish, for use with 1 3/4" - 2 1/4" thick door | 1 |  | 1 Year | 913.65 | 0.15 | 776.6025
26368 | Salto | EB660L00IP48-WK | XS4 wide body electronic RF wireless SVN escutcheon, BLE / Mifare / DESFire entrance w/ key override function, with keypad, L lever, unhanded, bright stainless steel finish, for use with 1 3/4" - 2 1/4" thick door | 1 |  | 1 Year | 976.5 | 0.15 | 830.025
26369 | Salto | EB660L00NE38--- | XS4 wide body electronic wire-free SVN escutcheon, BLE / Mifare / DESFire entrance w/ key override function, L lever, unhanded, black chromium finish, for use with 1 3/8" - 1 3/4" thick standard door | 1 |  | 1 Year | 746.85 | 0.15 | 634.8225
26370 | Salto | EB660L00NE38-A- | XS4 wide body electronic AMOK wire-free SVN escutcheon, BLE / Mifare / DESFire entrance w/ key override function, L lever, unhanded, black chromium finish, for use with 1 3/8" - 1 3/4" thick standard door | 1 |  | 1 Year | 875.85 | 0.15 | 744.4725
26371 | Salto | EB660L00NE38--K | XS4 wide body electronic wire-free SVN escutcheon, BLE / Mifare / DESFire entrance w/ key override function, with keypad, L lever, unhanded, black chromium finish, for use with 1 3/8" - 1 3/4" thick standard door | 1 |  | 1 Year | 809.7 | 0.15 | 688.245
26372 | Salto | EB660L00NE38-W- | XS4 wide body electronic RF wireless SVN escutcheon, BLE / Mifare / DESFire entrance w/ key override function, L lever, unhanded, black chromium finish, for use with 1 3/8" - 1 3/4" thick standard door | 1 |  | 1 Year | 932.05 | 0.15 | 792.2425
26373 | Salto | EB660L00NE38-WK | XS4 wide body electronic RF wireless SVN escutcheon, BLE / Mifare / DESFire entrance w/ key override function, with keypad, L lever, unhanded, black chromium finish, for use with 1 3/8" - 1 3/4" thick standard door | 1 |  | 1 Year | 994.9 | 0.15 | 845.665
26374 | Salto | EB660L00NE48--- | XS4 wide body electronic wire-free SVN escutcheon, BLE / Mifare / DESFire entrance w/ key override function, L lever, unhanded, black chromium finish, for use with 1 3/4" - 2 1/4" thick door | 1 |  | 1 Year | 746.85 | 0.15 | 634.8225
26375 | Salto | EB660L00NE48-A- | XS4 wide body electronic AMOK wire-free SVN escutcheon, BLE / Mifare / DESFire entrance w/ key override function, L lever, unhanded, black chromium finish, for use with 1 3/4" - 2 1/4" thick door | 1 |  | 1 Year | 875.85 | 0.15 | 744.4725
26376 | Salto | EB660L00NE48--K | XS4 wide body electronic wire-free SVN escutcheon, BLE / Mifare / DESFire entrance w/ key override function, with keypad, L lever, unhanded, black chromium finish, for use with 1 3/4" - 2 1/4" thick door | 1 |  | 1 Year | 809.7 | 0.15 | 688.245
26377 | Salto | EB660L00NE48-W- | XS4 wide body electronic RF wireless SVN escutcheon, BLE / Mifare / DESFire entrance w/ key override function, L lever, unhanded, black chromium finish, for use with 1 3/4" - 2 1/4" thick door | 1 |  | 1 Year | 932.05 | 0.15 | 792.2425
26378 | Salto | EB660L00NE48-WK | XS4 wide body electronic RF wireless SVN escutcheon, BLE / Mifare / DESFire entrance w/ key override function, with keypad, L lever, unhanded, black chromium finish, for use with 1 3/4" - 2 1/4" thick door | 1 |  | 1 Year | 994.9 | 0.15 | 845.665
26379 | Salto | EB660L00PM38--- | XS4 wide body electronic wire-free SVN escutcheon, BLE / Mifare / DESFire entrance w/ key override function, L lever, unhanded, satin brass finish, for use with 1 3/8" - 1 3/4" thick standard door | 1 |  | 1 Year | 712.15 | 0.15 | 605.3275
26380 | Salto | EB660L00PM38-A- | XS4 wide body electronic AMOK wire-free SVN escutcheon, BLE / Mifare / DESFire entrance w/ key override function, L lever, unhanded, satin brass finish, for use with 1 3/8" - 1 3/4" thick standard door | 1 |  | 1 Year | 841.15 | 0.15 | 714.9775
26381 | Salto | EB660L00PM38--K | XS4 wide body electronic wire-free SVN escutcheon, BLE / Mifare / DESFire entrance w/ key override function, with keypad, L lever, unhanded, satin brass finish, for use with 1 3/8" - 1 3/4" thick standard door | 1 |  | 1 Year | 775 | 0.15 | 658.75
26382 | Salto | EB660L00PM38-W- | XS4 wide body electronic RF wireless SVN escutcheon, BLE / Mifare / DESFire entrance w/ key override function, L lever, unhanded, satin brass finish, for use with 1 3/8" - 1 3/4" thick standard door | 1 |  | 1 Year | 897.35 | 0.15 | 762.7475
26383 | Salto | EB660L00PM38-WK | XS4 wide body electronic RF wireless SVN escutcheon, BLE / Mifare / DESFire entrance w/ key override function, with keypad, L lever, unhanded, satin brass finish, for use with 1 3/8" - 1 3/4" thick standard door | 1 |  | 1 Year | 960.2 | 0.15 | 816.17
26384 | Salto | EB660L00PM48--- | XS4 wide body electronic wire-free SVN escutcheon, BLE / Mifare / DESFire entrance w/ key override function, L lever, unhanded, satin brass finish, for use with 1 3/4" - 2 1/4" thick door | 1 |  | 1 Year | 712.15 | 0.15 | 605.3275
26385 | Salto | EB660L00PM48-A- | XS4 wide body electronic AMOK wire-free SVN escutcheon, BLE / Mifare / DESFire entrance w/ key override function, L lever, unhanded, satin brass finish, for use with 1 3/4" - 2 1/4" thick door | 1 |  | 1 Year | 841.15 | 0.15 | 714.9775
26386 | Salto | EB660L00PM48--K | XS4 wide body electronic wire-free SVN escutcheon, BLE / Mifare / DESFire entrance w/ key override function, with keypad, L lever, unhanded, satin brass finish, for use with 1 3/4" - 2 1/4" thick door | 1 |  | 1 Year | 775 | 0.15 | 658.75
26387 | Salto | EB660L00PM48-W- | XS4 wide body electronic RF wireless SVN escutcheon, BLE / Mifare / DESFire entrance w/ key override function, L lever, unhanded, satin brass finish, for use with 1 3/4" - 2 1/4" thick door | 1 |  | 1 Year | 897.35 | 0.15 | 762.7475
26388 | Salto | EB660L00PM48-WK | XS4 wide body electronic RF wireless SVN escutcheon, BLE / Mifare / DESFire entrance w/ key override function, with keypad, L lever, unhanded, satin brass finish, for use with 1 3/4" - 2 1/4" thick door | 1 |  | 1 Year | 960.2 | 0.15 | 816.17
26389 | Salto | EB660L00PP38--- | XS4 wide body electronic wire-free SVN escutcheon, BLE / Mifare / DESFire entrance w/ key override function, L lever, unhanded, bright brass finish, for use with 1 3/8" - 1 3/4" thick standard door | 1 |  | 1 Year | 728.45 | 0.15 | 619.1825
26390 | Salto | EB660L00PP38-A- | XS4 wide body electronic AMOK wire-free SVN escutcheon, BLE / Mifare / DESFire entrance w/ key override function, L lever, unhanded, bright brass finish, for use with 1 3/8" - 1 3/4" thick standard door | 1 |  | 1 Year | 857.45 | 0.15 | 728.8325
26391 | Salto | EB660L00PP38--K | XS4 wide body electronic wire-free SVN escutcheon, BLE / Mifare / DESFire entrance w/ key override function, with keypad, L lever, unhanded, bright brass finish, for use with 1 3/8" - 1 3/4" thick standard door | 1 |  | 1 Year | 791.3 | 0.15 | 672.605
26392 | Salto | EB660L00PP38-W- | XS4 wide body electronic RF wireless SVN escutcheon, BLE / Mifare / DESFire entrance w/ key override function, L lever, unhanded, bright brass finish, for use with 1 3/8" - 1 3/4" thick standard door | 1 |  | 1 Year | 913.65 | 0.15 | 776.6025
26393 | Salto | EB660L00PP38-WK | XS4 wide body electronic RF wireless SVN escutcheon, BLE / Mifare / DESFire entrance w/ key override function, with keypad, L lever, unhanded, bright brass finish, for use with 1 3/8" - 1 3/4" thick standard door | 1 |  | 1 Year | 976.5 | 0.15 | 830.025
26394 | Salto | EB660L00PP48--- | XS4 wide body electronic wire-free SVN escutcheon, BLE / Mifare / DESFire entrance w/ key override function, L lever, unhanded, bright brass finish, for use with 1 3/4" - 2 1/4" thick door | 1 |  | 1 Year | 728.45 | 0.15 | 619.1825
26395 | Salto | EB660L00PP48-A- | XS4 wide body electronic AMOK wire-free SVN escutcheon, BLE / Mifare / DESFire entrance w/ key override function, L lever, unhanded, bright brass finish, for use with 1 3/4" - 2 1/4" thick door | 1 |  | 1 Year | 857.45 | 0.15 | 728.8325
26396 | Salto | EB660L00PP48--K | XS4 wide body electronic wire-free SVN escutcheon, BLE / Mifare / DESFire entrance w/ key override function, with keypad, L lever, unhanded, bright brass finish, for use with 1 3/4" - 2 1/4" thick door | 1 |  | 1 Year | 791.3 | 0.15 | 672.605
26397 | Salto | EB660L00PP48-W- | XS4 wide body electronic RF wireless SVN escutcheon, BLE / Mifare / DESFire entrance w/ key override function, L lever, unhanded, bright brass finish, for use with 1 3/4" - 2 1/4" thick door | 1 |  | 1 Year | 913.65 | 0.15 | 776.6025
26398 | Salto | EB660L00PP48-WK | XS4 wide body electronic RF wireless SVN escutcheon, BLE / Mifare / DESFire entrance w/ key override function, with keypad, L lever, unhanded, bright brass finish, for use with 1 3/4" - 2 1/4" thick door | 1 |  | 1 Year | 976.5 | 0.15 | 830.025
26399 | Salto | EB660N00BC38--- | XS4 wide body electronic wire-free SVN escutcheon, BLE / Mifare / DESFire entrance w/ key override function, N lever, unhanded, BioCote antimicrobial finish, for use with 1 3/8" - 1 3/4" thick standard door | 1 |  | 1 Year | 764.15 | 0.15 | 649.5275
26400 | Salto | EB660N00BC38-A- | XS4 wide body electronic AMOK wire-free SVN escutcheon, BLE / Mifare / DESFire entrance w/ key override function, N lever, unhanded, BioCote antimicrobial finish, for use with 1 3/8" - 1 3/4" thick standard door | 1 |  | 1 Year | 893.15 | 0.15 | 759.1775
26401 | Salto | EB660N00BC38--K | XS4 wide body electronic wire-free SVN escutcheon, BLE / Mifare / DESFire entrance w/ key override function, with keypad, N lever, unhanded, BioCote antimicrobial finish, for use with 1 3/8" - 1 3/4" thick standard door | 1 |  | 1 Year | 827 | 0.15 | 702.95
26402 | Salto | EB660N00BC38-W- | XS4 wide body electronic RF wireless SVN escutcheon, BLE / Mifare / DESFire entrance w/ key override function, N lever, unhanded, BioCote antimicrobial finish, for use with 1 3/8" - 1 3/4" thick standard door | 1 |  | 1 Year | 949.35 | 0.15 | 806.9475
26403 | Salto | EB660N00BC38-WK | XS4 wide body electronic RF wireless SVN escutcheon, BLE / Mifare / DESFire entrance w/ key override function, with keypad, N lever, unhanded, BioCote antimicrobial finish, for use with 1 3/8" - 1 3/4" thick standard door | 1 |  | 1 Year | 1012.2 | 0.15 | 860.37
26404 | Salto | EB660N00BC48--- | XS4 wide body electronic wire-free SVN escutcheon, BLE / Mifare / DESFire entrance w/ key override function, N lever, unhanded, BioCote antimicrobial finish, for use with 1 3/4" - 2 1/4" thick door | 1 |  | 1 Year | 764.15 | 0.15 | 649.5275
26405 | Salto | EB660N00BC48-A- | XS4 wide body electronic AMOK wire-free SVN escutcheon, BLE / Mifare / DESFire entrance w/ key override function, N lever, unhanded, BioCote antimicrobial finish, for use with 1 3/4" - 2 1/4" thick door | 1 |  | 1 Year | 893.15 | 0.15 | 759.1775
26406 | Salto | EB660N00BC48--K | XS4 wide body electronic wire-free SVN escutcheon, BLE / Mifare / DESFire entrance w/ key override function, with keypad, N lever, unhanded, BioCote antimicrobial finish, for use with 1 3/4" - 2 1/4" thick door | 1 |  | 1 Year | 827 | 0.15 | 702.95
26407 | Salto | EB660N00BC48-W- | XS4 wide body electronic RF wireless SVN escutcheon, BLE / Mifare / DESFire entrance w/ key override function, N lever, unhanded, BioCote antimicrobial finish, for use with 1 3/4" - 2 1/4" thick door | 1 |  | 1 Year | 949.35 | 0.15 | 806.9475
26408 | Salto | EB660N00BC48-WK | XS4 wide body electronic RF wireless SVN escutcheon, BLE / Mifare / DESFire entrance w/ key override function, with keypad, N lever, unhanded, BioCote antimicrobial finish, for use with 1 3/4" - 2 1/4" thick door | 1 |  | 1 Year | 1012.2 | 0.15 | 860.37
26409 | Salto | EB660N00IM38--- | XS4 wide body electronic wire-free SVN escutcheon, BLE / Mifare / DESFire entrance w/ key override function, N lever, unhanded, satin stainless finish, for use with 1 3/8" - 1 3/4" thick standard door | 1 |  | 1 Year | 712.15 | 0.15 | 605.3275
26410 | Salto | EB660N00IM38-A- | XS4 wide body electronic AMOK wire-free SVN escutcheon, BLE / Mifare / DESFire entrance w/ key override function, N lever, unhanded, satin stainless finish, for use with 1 3/8" - 1 3/4" thick standard door | 1 |  | 1 Year | 841.15 | 0.15 | 714.9775
26411 | Salto | EB660N00IM38--K | XS4 wide body electronic wire-free SVN escutcheon, BLE / Mifare / DESFire entrance w/ key override function, with keypad, N lever, unhanded, satin stainless finish, for use with 1 3/8" - 1 3/4" thick standard door | 1 |  | 1 Year | 775 | 0.15 | 658.75
26412 | Salto | EB660N00IM38-W- | XS4 wide body electronic RF wireless SVN escutcheon, BLE / Mifare / DESFire entrance w/ key override function, N lever, unhanded, satin stainless finish, for use with 1 3/8" - 1 3/4" thick standard door | 1 |  | 1 Year | 897.35 | 0.15 | 762.7475
26413 | Salto | EB660N00IM38-WK | XS4 wide body electronic RF wireless SVN escutcheon, BLE / Mifare / DESFire entrance w/ key override function, with keypad, N lever, unhanded, satin stainless finish, for use with 1 3/8" - 1 3/4" thick standard door | 1 |  | 1 Year | 960.2 | 0.15 | 816.17
26414 | Salto | EB660N00IM48--- | XS4 wide body electronic wire-free SVN escutcheon, BLE / Mifare / DESFire entrance w/ key override function, N lever, unhanded, satin stainless finish, for use with 1 3/4" - 2 1/4" thick door | 1 |  | 1 Year | 712.15 | 0.15 | 605.3275
26415 | Salto | EB660N00IM48-A- | XS4 wide body electronic AMOK wire-free SVN escutcheon, BLE / Mifare / DESFire entrance w/ key override function, N lever, unhanded, satin stainless finish, for use with 1 3/4" - 2 1/4" thick door | 1 |  | 1 Year | 841.15 | 0.15 | 714.9775
26416 | Salto | EB660N00IM48--K | XS4 wide body electronic wire-free SVN escutcheon, BLE / Mifare / DESFire entrance w/ key override function, with keypad, N lever, unhanded, satin stainless finish, for use with 1 3/4" - 2 1/4" thick door | 1 |  | 1 Year | 775 | 0.15 | 658.75
26417 | Salto | EB660N00IM48-W- | XS4 wide body electronic RF wireless SVN escutcheon, BLE / Mifare / DESFire entrance w/ key override function, N lever, unhanded, satin stainless finish, for use with 1 3/4" - 2 1/4" thick door | 1 |  | 1 Year | 897.35 | 0.15 | 762.7475
26418 | Salto | EB660N00IM48-WK | XS4 wide body electronic RF wireless SVN escutcheon, BLE / Mifare / DESFire entrance w/ key override function, with keypad, N lever, unhanded, satin stainless finish, for use with 1 3/4" - 2 1/4" thick door | 1 |  | 1 Year | 960.2 | 0.15 | 816.17
26419 | Salto | EB660N00PM38--- | XS4 wide body electronic wire-free SVN escutcheon, BLE / Mifare / DESFire entrance w/ key override function, N lever, unhanded, satin brass finish, for use with 1 3/8" - 1 3/4" thick standard door | 1 |  | 1 Year | 712.15 | 0.15 | 605.3275
26420 | Salto | EB660N00PM38-A- | XS4 wide body electronic AMOK wire-free SVN escutcheon, BLE / Mifare / DESFire entrance w/ key override function, N lever, unhanded, satin brass finish, for use with 1 3/8" - 1 3/4" thick standard door | 1 |  | 1 Year | 841.15 | 0.15 | 714.9775
26421 | Salto | EB660N00PM38--K | XS4 wide body electronic wire-free SVN escutcheon, BLE / Mifare / DESFire entrance w/ key override function, with keypad, N lever, unhanded, satin brass finish, for use with 1 3/8" - 1 3/4" thick standard door | 1 |  | 1 Year | 775 | 0.15 | 658.75
26422 | Salto | EB660N00PM38-W- | XS4 wide body electronic RF wireless SVN escutcheon, BLE / Mifare / DESFire entrance w/ key override function, N lever, unhanded, satin brass finish, for use with 1 3/8" - 1 3/4" thick standard door | 1 |  | 1 Year | 897.35 | 0.15 | 762.7475
26423 | Salto | EB660N00PM38-WK | XS4 wide body electronic RF wireless SVN escutcheon, BLE / Mifare / DESFire entrance w/ key override function, with keypad, N lever, unhanded, satin brass finish, for use with 1 3/8" - 1 3/4" thick standard door | 1 |  | 1 Year | 960.2 | 0.15 | 816.17
26424 | Salto | EB660N00PM48--- | XS4 wide body electronic wire-free SVN escutcheon, BLE / Mifare / DESFire entrance w/ key override function, N lever, unhanded, satin brass finish, for use with 1 3/4" - 2 1/4" thick door | 1 |  | 1 Year | 712.15 | 0.15 | 605.3275
26425 | Salto | EB660N00PM48-A- | XS4 wide body electronic AMOK wire-free SVN escutcheon, BLE / Mifare / DESFire entrance w/ key override function, N lever, unhanded, satin brass finish, for use with 1 3/4" - 2 1/4" thick door | 1 |  | 1 Year | 841.15 | 0.15 | 714.9775
26426 | Salto | EB660N00PM48--K | XS4 wide body electronic wire-free SVN escutcheon, BLE / Mifare / DESFire entrance w/ key override function, with keypad, N lever, unhanded, satin brass finish, for use with 1 3/4" - 2 1/4" thick door | 1 |  | 1 Year | 775 | 0.15 | 658.75
26427 | Salto | EB660N00PM48-W- | XS4 wide body electronic RF wireless SVN escutcheon, BLE / Mifare / DESFire entrance w/ key override function, N lever, unhanded, satin brass finish, for use with 1 3/4" - 2 1/4" thick door | 1 |  | 1 Year | 897.35 | 0.15 | 762.7475
26428 | Salto | EB660N00PM48-WK | XS4 wide body electronic RF wireless SVN escutcheon, BLE / Mifare / DESFire entrance w/ key override function, with keypad, N lever, unhanded, satin brass finish, for use with 1 3/4" - 2 1/4" thick door | 1 |  | 1 Year | 960.2 | 0.15 | 816.17
26429 | Salto | EB660O00IA38L-- | XS4 wide body electronic wire-free SVN escutcheon, BLE / Mifare / DESFire entrance w/ key override function, O lever, left handed, antique brass finish, for use with 1 3/8" - 1 3/4" thick standard door | 1 |  | 1 Year | 774.35 | 0.15 | 658.1975
26430 | Salto | EB660O00IA38LA- | XS4 wide body electronic AMOK wire-free SVN escutcheon, BLE / Mifare / DESFire entrance w/ key override function, O lever, left handed, antique brass finish, for use with 1 3/8" - 1 3/4" thick standard door | 1 |  | 1 Year | 903.35 | 0.15 | 767.8475
26431 | Salto | EB660O00IA38L-K | XS4 wide body electronic wire-free SVN escutcheon, BLE / Mifare / DESFire entrance w/ key override function, with keypad, O lever, left handed, antique brass finish, for use with 1 3/8" - 1 3/4" thick standard door | 1 |  | 1 Year | 837.2 | 0.15 | 711.62
26432 | Salto | EB660O00IA38LW- | XS4 wide body electronic RF wireless SVN escutcheon, BLE / Mifare / DESFire entrance w/ key override function, O lever, left handed, antique brass finish, for use with 1 3/8" - 1 3/4" thick standard door | 1 |  | 1 Year | 959.55 | 0.15 | 815.6175
26433 | Salto | EB660O00IA38LWK | XS4 wide body electronic RF wireless SVN escutcheon, BLE / Mifare / DESFire entrance w/ key override function, with keypad, O lever, left handed, antique brass finish, for use with 1 3/8" - 1 3/4" thick standard door | 1 |  | 1 Year | 1022.4 | 0.15 | 869.04
26434 | Salto | EB660O00IA38R-- | XS4 wide body electronic wire-free SVN escutcheon, BLE / Mifare / DESFire entrance w/ key override function, O lever, right handed, antique brass finish, for use with 1 3/8" - 1 3/4" thick standard door | 1 |  | 1 Year | 774.35 | 0.15 | 658.1975
26435 | Salto | EB660O00IA38RA- | XS4 wide body electronic AMOK wire-free SVN escutcheon, BLE / Mifare / DESFire entrance w/ key override function, O lever, right handed, antique brass finish, for use with 1 3/8" - 1 3/4" thick standard door | 1 |  | 1 Year | 903.35 | 0.15 | 767.8475
26436 | Salto | EB660O00IA38R-K | XS4 wide body electronic wire-free SVN escutcheon, BLE / Mifare / DESFire entrance w/ key override function, with keypad, O lever, right handed, antique brass finish, for use with 1 3/8" - 1 3/4" thick standard door | 1 |  | 1 Year | 837.2 | 0.15 | 711.62
26437 | Salto | EB660O00IA38RW- | XS4 wide body electronic RF wireless SVN escutcheon, BLE / Mifare / DESFire entrance w/ key override function, O lever, right handed, antique brass finish, for use with 1 3/8" - 1 3/4" thick standard door | 1 |  | 1 Year | 959.55 | 0.15 | 815.6175
26438 | Salto | EB660O00IA38RWK | XS4 wide body electronic RF wireless SVN escutcheon, BLE / Mifare / DESFire entrance w/ key override function, with keypad, O lever, right handed, antique brass finish, for use with 1 3/8" - 1 3/4" thick standard door | 1 |  | 1 Year | 1022.4 | 0.15 | 869.04
26439 | Salto | EB660O00IA48L-- | XS4 wide body electronic wire-free SVN escutcheon, BLE / Mifare / DESFire entrance w/ key override function, O lever, left handed, antique brass finish, for use with 1 3/4" - 2 1/4" thick door | 1 |  | 1 Year | 774.35 | 0.15 | 658.1975
26440 | Salto | EB660O00IA48LA- | XS4 wide body electronic AMOK wire-free SVN escutcheon, BLE / Mifare / DESFire entrance w/ key override function, O lever, left handed, antique brass finish, for use with 1 3/4" - 2 1/4" thick door | 1 |  | 1 Year | 903.35 | 0.15 | 767.8475
26441 | Salto | EB660O00IA48L-K | XS4 wide body electronic wire-free SVN escutcheon, BLE / Mifare / DESFire entrance w/ key override function, with keypad, O lever, left handed, antique brass finish, for use with 1 3/4" - 2 1/4" thick door | 1 |  | 1 Year | 837.2 | 0.15 | 711.62
26442 | Salto | EB660O00IA48LW- | XS4 wide body electronic RF wireless SVN escutcheon, BLE / Mifare / DESFire entrance w/ key override function, O lever, left handed, antique brass finish, for use with 1 3/4" - 2 1/4" thick door | 1 |  | 1 Year | 959.55 | 0.15 | 815.6175
26443 | Salto | EB660O00IA48LWK | XS4 wide body electronic RF wireless SVN escutcheon, BLE / Mifare / DESFire entrance w/ key override function, with keypad, O lever, left handed, antique brass finish, for use with 1 3/4" - 2 1/4" thick door | 1 |  | 1 Year | 1022.4 | 0.15 | 869.04
26444 | Salto | EB660O00IA48R-- | XS4 wide body electronic wire-free SVN escutcheon, BLE / Mifare / DESFire entrance w/ key override function, O lever, right handed, antique brass finish, for use with 1 3/4" - 2 1/4" thick door | 1 |  | 1 Year | 774.35 | 0.15 | 658.1975
26445 | Salto | EB660O00IA48RA- | XS4 wide body electronic AMOK wire-free SVN escutcheon, BLE / Mifare / DESFire entrance w/ key override function, O lever, right handed, antique brass finish, for use with 1 3/4" - 2 1/4" thick door | 1 |  | 1 Year | 903.35 | 0.15 | 767.8475
26446 | Salto | EB660O00IA48R-K | XS4 wide body electronic wire-free SVN escutcheon, BLE / Mifare / DESFire entrance w/ key override function, with keypad, O lever, right handed, antique brass finish, for use with 1 3/4" - 2 1/4" thick door | 1 |  | 1 Year | 837.2 | 0.15 | 711.62
26447 | Salto | EB660O00IA48RW- | XS4 wide body electronic RF wireless SVN escutcheon, BLE / Mifare / DESFire entrance w/ key override function, O lever, right handed, antique brass finish, for use with 1 3/4" - 2 1/4" thick door | 1 |  | 1 Year | 959.55 | 0.15 | 815.6175
26448 | Salto | EB660O00IA48RWK | XS4 wide body electronic RF wireless SVN escutcheon, BLE / Mifare / DESFire entrance w/ key override function, with keypad, O lever, right handed, antique brass finish, for use with 1 3/4" - 2 1/4" thick door | 1 |  | 1 Year | 1022.4 | 0.15 | 869.04
26449 | Salto | EB660O00IM38L-- | XS4 wide body electronic wire-free SVN escutcheon, BLE / Mifare / DESFire entrance w/ key override function, O lever, left handed, satin stainless finish, for use with 1 3/8" - 1 3/4" thick standard door | 1 |  | 1 Year | 722.35 | 0.15 | 613.9975
26450 | Salto | EB660O00IM38LA- | XS4 wide body electronic AMOK wire-free SVN escutcheon, BLE / Mifare / DESFire entrance w/ key override function, O lever, left handed, satin stainless finish, for use with 1 3/8" - 1 3/4" thick standard door | 1 |  | 1 Year | 851.35 | 0.15 | 723.6475
26451 | Salto | EB660O00IM38L-K | XS4 wide body electronic wire-free SVN escutcheon, BLE / Mifare / DESFire entrance w/ key override function, with keypad, O lever, left handed, satin stainless finish, for use with 1 3/8" - 1 3/4" thick standard door | 1 |  | 1 Year | 785.2 | 0.15 | 667.42
26452 | Salto | EB660O00IM38LW- | XS4 wide body electronic RF wireless SVN escutcheon, BLE / Mifare / DESFire entrance w/ key override function, O lever, left handed, satin stainless finish, for use with 1 3/8" - 1 3/4" thick standard door | 1 |  | 1 Year | 907.55 | 0.15 | 771.4175
26453 | Salto | EB660O00IM38LWK | XS4 wide body electronic RF wireless SVN escutcheon, BLE / Mifare / DESFire entrance w/ key override function, with keypad, O lever, left handed, satin stainless finish, for use with 1 3/8" - 1 3/4" thick standard door | 1 |  | 1 Year | 970.4 | 0.15 | 824.84
26454 | Salto | EB660O00IM38R-- | XS4 wide body electronic wire-free SVN escutcheon, BLE / Mifare / DESFire entrance w/ key override function, O lever, right handed, satin stainless finish, for use with 1 3/8" - 1 3/4" thick standard door | 1 |  | 1 Year | 722.35 | 0.15 | 613.9975
26455 | Salto | EB660O00IM38RA- | XS4 wide body electronic AMOK wire-free SVN escutcheon, BLE / Mifare / DESFire entrance w/ key override function, O lever, right handed, satin stainless finish, for use with 1 3/8" - 1 3/4" thick standard door | 1 |  | 1 Year | 851.35 | 0.15 | 723.6475
26456 | Salto | EB660O00IM38R-K | XS4 wide body electronic wire-free SVN escutcheon, BLE / Mifare / DESFire entrance w/ key override function, with keypad, O lever, right handed, satin stainless finish, for use with 1 3/8" - 1 3/4" thick standard door | 1 |  | 1 Year | 785.2 | 0.15 | 667.42
26457 | Salto | EB660O00IM38RW- | XS4 wide body electronic RF wireless SVN escutcheon, BLE / Mifare / DESFire entrance w/ key override function, O lever, right handed, satin stainless finish, for use with 1 3/8" - 1 3/4" thick standard door | 1 |  | 1 Year | 907.55 | 0.15 | 771.4175
26458 | Salto | EB660O00IM38RWK | XS4 wide body electronic RF wireless SVN escutcheon, BLE / Mifare / DESFire entrance w/ key override function, with keypad, O lever, right handed, satin stainless finish, for use with 1 3/8" - 1 3/4" thick standard door | 1 |  | 1 Year | 970.4 | 0.15 | 824.84
26459 | Salto | EB660O00IM48L-- | XS4 wide body electronic wire-free SVN escutcheon, BLE / Mifare / DESFire entrance w/ key override function, O lever, left handed, satin stainless finish, for use with 1 3/4" - 2 1/4" thick door | 1 |  | 1 Year | 722.35 | 0.15 | 613.9975
26460 | Salto | EB660O00IM48LA- | XS4 wide body electronic AMOK wire-free SVN escutcheon, BLE / Mifare / DESFire entrance w/ key override function, O lever, left handed, satin stainless finish, for use with 1 3/4" - 2 1/4" thick door | 1 |  | 1 Year | 851.35 | 0.15 | 723.6475
26461 | Salto | EB660O00IM48L-K | XS4 wide body electronic wire-free SVN escutcheon, BLE / Mifare / DESFire entrance w/ key override function, with keypad, O lever, left handed, satin stainless finish, for use with 1 3/4" - 2 1/4" thick door | 1 |  | 1 Year | 785.2 | 0.15 | 667.42
26462 | Salto | EB660O00IM48LW- | XS4 wide body electronic RF wireless SVN escutcheon, BLE / Mifare / DESFire entrance w/ key override function, O lever, left handed, satin stainless finish, for use with 1 3/4" - 2 1/4" thick door | 1 |  | 1 Year | 907.55 | 0.15 | 771.4175
26463 | Salto | EB660O00IM48LWK | XS4 wide body electronic RF wireless SVN escutcheon, BLE / Mifare / DESFire entrance w/ key override function, with keypad, O lever, left handed, satin stainless finish, for use with 1 3/4" - 2 1/4" thick door | 1 |  | 1 Year | 970.4 | 0.15 | 824.84
26464 | Salto | EB660O00IM48R-- | XS4 wide body electronic wire-free SVN escutcheon, BLE / Mifare / DESFire entrance w/ key override function, O lever, right handed, satin stainless finish, for use with 1 3/4" - 2 1/4" thick door | 1 |  | 1 Year | 722.35 | 0.15 | 613.9975
26465 | Salto | EB660O00IM48RA- | XS4 wide body electronic AMOK wire-free SVN escutcheon, BLE / Mifare / DESFire entrance w/ key override function, O lever, right handed, satin stainless finish, for use with 1 3/4" - 2 1/4" thick door | 1 |  | 1 Year | 851.35 | 0.15 | 723.6475
26466 | Salto | EB660O00IM48R-K | XS4 wide body electronic wire-free SVN escutcheon, BLE / Mifare / DESFire entrance w/ key override function, with keypad, O lever, right handed, satin stainless finish, for use with 1 3/4" - 2 1/4" thick door | 1 |  | 1 Year | 785.2 | 0.15 | 667.42
26467 | Salto | EB660O00IM48RW- | XS4 wide body electronic RF wireless SVN escutcheon, BLE / Mifare / DESFire entrance w/ key override function, O lever, right handed, satin stainless finish, for use with 1 3/4" - 2 1/4" thick door | 1 |  | 1 Year | 907.55 | 0.15 | 771.4175
26468 | Salto | EB660O00IM48RWK | XS4 wide body electronic RF wireless SVN escutcheon, BLE / Mifare / DESFire entrance w/ key override function, with keypad, O lever, right handed, satin stainless finish, for use with 1 3/4" - 2 1/4" thick door | 1 |  | 1 Year | 970.4 | 0.15 | 824.84
26469 | Salto | EB660O00IP38L-- | XS4 wide body electronic wire-free SVN escutcheon, BLE / Mifare / DESFire entrance w/ key override function, O lever, left handed, bright stainless steel finish, for use with 1 3/8" - 1 3/4" thick standard door | 1 |  | 1 Year | 738.65 | 0.15 | 627.8525
26470 | Salto | EB660O00IP38LA- | XS4 wide body electronic AMOK wire-free SVN escutcheon, BLE / Mifare / DESFire entrance w/ key override function, O lever, left handed, bright stainless steel finish, for use with 1 3/8" - 1 3/4" thick standard door | 1 |  | 1 Year | 867.65 | 0.15 | 737.5025
26471 | Salto | EB660O00IP38L-K | XS4 wide body electronic wire-free SVN escutcheon, BLE / Mifare / DESFire entrance w/ key override function, with keypad, O lever, left handed, bright stainless steel finish, for use with 1 3/8" - 1 3/4" thick standard door | 1 |  | 1 Year | 801.5 | 0.15 | 681.275
26472 | Salto | EB660O00IP38LW- | XS4 wide body electronic RF wireless SVN escutcheon, BLE / Mifare / DESFire entrance w/ key override function, O lever, left handed, bright stainless steel finish, for use with 1 3/8" - 1 3/4" thick standard door | 1 |  | 1 Year | 923.85 | 0.15 | 785.2725
26473 | Salto | EB660O00IP38LWK | XS4 wide body electronic RF wireless SVN escutcheon, BLE / Mifare / DESFire entrance w/ key override function, with keypad, O lever, left handed, bright stainless steel finish, for use with 1 3/8" - 1 3/4" thick standard door | 1 |  | 1 Year | 986.7 | 0.15 | 838.695
26474 | Salto | EB660O00IP38R-- | XS4 wide body electronic wire-free SVN escutcheon, BLE / Mifare / DESFire entrance w/ key override function, O lever, right handed, bright stainless steel finish, for use with 1 3/8" - 1 3/4" thick standard door | 1 |  | 1 Year | 738.65 | 0.15 | 627.8525
26475 | Salto | EB660O00IP38RA- | XS4 wide body electronic AMOK wire-free SVN escutcheon, BLE / Mifare / DESFire entrance w/ key override function, O lever, right handed, bright stainless steel finish, for use with 1 3/8" - 1 3/4" thick standard door | 1 |  | 1 Year | 867.65 | 0.15 | 737.5025
26476 | Salto | EB660O00IP38R-K | XS4 wide body electronic wire-free SVN escutcheon, BLE / Mifare / DESFire entrance w/ key override function, with keypad, O lever, right handed, bright stainless steel finish, for use with 1 3/8" - 1 3/4" thick standard door | 1 |  | 1 Year | 801.5 | 0.15 | 681.275
26477 | Salto | EB660O00IP38RW- | XS4 wide body electronic RF wireless SVN escutcheon, BLE / Mifare / DESFire entrance w/ key override function, O lever, right handed, bright stainless steel finish, for use with 1 3/8" - 1 3/4" thick standard door | 1 |  | 1 Year | 923.85 | 0.15 | 785.2725
26478 | Salto | EB660O00IP38RWK | XS4 wide body electronic RF wireless SVN escutcheon, BLE / Mifare / DESFire entrance w/ key override function, with keypad, O lever, right handed, bright stainless steel finish, for use with 1 3/8" - 1 3/4" thick standard door | 1 |  | 1 Year | 986.7 | 0.15 | 838.695
26479 | Salto | EB660O00IP48L-- | XS4 wide body electronic wire-free SVN escutcheon, BLE / Mifare / DESFire entrance w/ key override function, O lever, left handed, bright stainless steel finish, for use with 1 3/4" - 2 1/4" thick door | 1 |  | 1 Year | 738.65 | 0.15 | 627.8525
26480 | Salto | EB660O00IP48LA- | XS4 wide body electronic AMOK wire-free SVN escutcheon, BLE / Mifare / DESFire entrance w/ key override function, O lever, left handed, bright stainless steel finish, for use with 1 3/4" - 2 1/4" thick door | 1 |  | 1 Year | 867.65 | 0.15 | 737.5025
26481 | Salto | EB660O00IP48L-K | XS4 wide body electronic wire-free SVN escutcheon, BLE / Mifare / DESFire entrance w/ key override function, with keypad, O lever, left handed, bright stainless steel finish, for use with 1 3/4" - 2 1/4" thick door | 1 |  | 1 Year | 801.5 | 0.15 | 681.275
26482 | Salto | EB660O00IP48LW- | XS4 wide body electronic RF wireless SVN escutcheon, BLE / Mifare / DESFire entrance w/ key override function, O lever, left handed, bright stainless steel finish, for use with 1 3/4" - 2 1/4" thick door | 1 |  | 1 Year | 923.85 | 0.15 | 785.2725
26483 | Salto | EB660O00IP48LWK | XS4 wide body electronic RF wireless SVN escutcheon, BLE / Mifare / DESFire entrance w/ key override function, with keypad, O lever, left handed, bright stainless steel finish, for use with 1 3/4" - 2 1/4" thick door | 1 |  | 1 Year | 986.7 | 0.15 | 838.695
26484 | Salto | EB660O00IP48R-- | XS4 wide body electronic wire-free SVN escutcheon, BLE / Mifare / DESFire entrance w/ key override function, O lever, right handed, bright stainless steel finish, for use with 1 3/4" - 2 1/4" thick door | 1 |  | 1 Year | 738.65 | 0.15 | 627.8525
26485 | Salto | EB660O00IP48RA- | XS4 wide body electronic AMOK wire-free SVN escutcheon, BLE / Mifare / DESFire entrance w/ key override function, O lever, right handed, bright stainless steel finish, for use with 1 3/4" - 2 1/4" thick door | 1 |  | 1 Year | 867.65 | 0.15 | 737.5025
26486 | Salto | EB660O00IP48R-K | XS4 wide body electronic wire-free SVN escutcheon, BLE / Mifare / DESFire entrance w/ key override function, with keypad, O lever, right handed, bright stainless steel finish, for use with 1 3/4" - 2 1/4" thick door | 1 |  | 1 Year | 801.5 | 0.15 | 681.275
26487 | Salto | EB660O00IP48RW- | XS4 wide body electronic RF wireless SVN escutcheon, BLE / Mifare / DESFire entrance w/ key override function, O lever, right handed, bright stainless steel finish, for use with 1 3/4" - 2 1/4" thick door | 1 |  | 1 Year | 923.85 | 0.15 | 785.2725
26488 | Salto | EB660O00IP48RWK | XS4 wide body electronic RF wireless SVN escutcheon, BLE / Mifare / DESFire entrance w/ key override function, with keypad, O lever, right handed, bright stainless steel finish, for use with 1 3/4" - 2 1/4" thick door | 1 |  | 1 Year | 986.7 | 0.15 | 838.695
26489 | Salto | EB660O00NE38L-- | XS4 wide body electronic wire-free SVN escutcheon, BLE / Mifare / DESFire entrance w/ key override function, O lever, left handed, black chromium finish, for use with 1 3/8" - 1 3/4" thick standard door | 1 |  | 1 Year | 757.05 | 0.15 | 643.4925
26490 | Salto | EB660O00NE38LA- | XS4 wide body electronic AMOK wire-free SVN escutcheon, BLE / Mifare / DESFire entrance w/ key override function, O lever, left handed, black chromium finish, for use with 1 3/8" - 1 3/4" thick standard door | 1 |  | 1 Year | 886.05 | 0.15 | 753.1425
26491 | Salto | EB660O00NE38L-K | XS4 wide body electronic wire-free SVN escutcheon, BLE / Mifare / DESFire entrance w/ key override function, with keypad, O lever, left handed, black chromium finish, for use with 1 3/8" - 1 3/4" thick standard door | 1 |  | 1 Year | 819.9 | 0.15 | 696.915
26492 | Salto | EB660O00NE38LW- | XS4 wide body electronic RF wireless SVN escutcheon, BLE / Mifare / DESFire entrance w/ key override function, O lever, left handed, black chromium finish, for use with 1 3/8" - 1 3/4" thick standard door | 1 |  | 1 Year | 942.25 | 0.15 | 800.9125
26493 | Salto | EB660O00NE38LWK | XS4 wide body electronic RF wireless SVN escutcheon, BLE / Mifare / DESFire entrance w/ key override function, with keypad, O lever, left handed, black chromium finish, for use with 1 3/8" - 1 3/4" thick standard door | 1 |  | 1 Year | 1005.1 | 0.15 | 854.335
26494 | Salto | EB660O00NE38R-- | XS4 wide body electronic wire-free SVN escutcheon, BLE / Mifare / DESFire entrance w/ key override function, O lever, right handed, black chromium finish, for use with 1 3/8" - 1 3/4" thick standard door | 1 |  | 1 Year | 757.05 | 0.15 | 643.4925
26495 | Salto | EB660O00NE38RA- | XS4 wide body electronic AMOK wire-free SVN escutcheon, BLE / Mifare / DESFire entrance w/ key override function, O lever, right handed, black chromium finish, for use with 1 3/8" - 1 3/4" thick standard door | 1 |  | 1 Year | 886.05 | 0.15 | 753.1425
26496 | Salto | EB660O00NE38R-K | XS4 wide body electronic wire-free SVN escutcheon, BLE / Mifare / DESFire entrance w/ key override function, with keypad, O lever, right handed, black chromium finish, for use with 1 3/8" - 1 3/4" thick standard door | 1 |  | 1 Year | 819.9 | 0.15 | 696.915
26497 | Salto | EB660O00NE38RW- | XS4 wide body electronic RF wireless SVN escutcheon, BLE / Mifare / DESFire entrance w/ key override function, O lever, right handed, black chromium finish, for use with 1 3/8" - 1 3/4" thick standard door | 1 |  | 1 Year | 942.25 | 0.15 | 800.9125
26498 | Salto | EB660O00NE38RWK | XS4 wide body electronic RF wireless SVN escutcheon, BLE / Mifare / DESFire entrance w/ key override function, with keypad, O lever, right handed, black chromium finish, for use with 1 3/8" - 1 3/4" thick standard door | 1 |  | 1 Year | 1005.1 | 0.15 | 854.335
26499 | Salto | EB660O00NE48L-- | XS4 wide body electronic wire-free SVN escutcheon, BLE / Mifare / DESFire entrance w/ key override function, O lever, left handed, black chromium finish, for use with 1 3/4" - 2 1/4" thick door | 1 |  | 1 Year | 757.05 | 0.15 | 643.4925
26500 | Salto | EB660O00NE48LA- | XS4 wide body electronic AMOK wire-free SVN escutcheon, BLE / Mifare / DESFire entrance w/ key override function, O lever, left handed, black chromium finish, for use with 1 3/4" - 2 1/4" thick door | 1 |  | 1 Year | 886.05 | 0.15 | 753.1425
26501 | Salto | EB660O00NE48L-K | XS4 wide body electronic wire-free SVN escutcheon, BLE / Mifare / DESFire entrance w/ key override function, with keypad, O lever, left handed, black chromium finish, for use with 1 3/4" - 2 1/4" thick door | 1 |  | 1 Year | 819.9 | 0.15 | 696.915
26502 | Salto | EB660O00NE48LW- | XS4 wide body electronic RF wireless SVN escutcheon, BLE / Mifare / DESFire entrance w/ key override function, O lever, left handed, black chromium finish, for use with 1 3/4" - 2 1/4" thick door | 1 |  | 1 Year | 942.25 | 0.15 | 800.9125
26503 | Salto | EB660O00NE48LWK | XS4 wide body electronic RF wireless SVN escutcheon, BLE / Mifare / DESFire entrance w/ key override function, with keypad, O lever, left handed, black chromium finish, for use with 1 3/4" - 2 1/4" thick door | 1 |  | 1 Year | 1005.1 | 0.15 | 854.335
26504 | Salto | EB660O00NE48R-- | XS4 wide body electronic wire-free SVN escutcheon, BLE / Mifare / DESFire entrance w/ key override function, O lever, right handed, black chromium finish, for use with 1 3/4" - 2 1/4" thick door | 1 |  | 1 Year | 757.05 | 0.15 | 643.4925
26505 | Salto | EB660O00NE48RA- | XS4 wide body electronic AMOK wire-free SVN escutcheon, BLE / Mifare / DESFire entrance w/ key override function, O lever, right handed, black chromium finish, for use with 1 3/4" - 2 1/4" thick door | 1 |  | 1 Year | 886.05 | 0.15 | 753.1425
26506 | Salto | EB660O00NE48R-K | XS4 wide body electronic wire-free SVN escutcheon, BLE / Mifare / DESFire entrance w/ key override function, with keypad, O lever, right handed, black chromium finish, for use with 1 3/4" - 2 1/4" thick door | 1 |  | 1 Year | 819.9 | 0.15 | 696.915
26507 | Salto | EB660O00NE48RW- | XS4 wide body electronic RF wireless SVN escutcheon, BLE / Mifare / DESFire entrance w/ key override function, O lever, right handed, black chromium finish, for use with 1 3/4" - 2 1/4" thick door | 1 |  | 1 Year | 942.25 | 0.15 | 800.9125
26508 | Salto | EB660O00NE48RWK | XS4 wide body electronic RF wireless SVN escutcheon, BLE / Mifare / DESFire entrance w/ key override function, with keypad, O lever, right handed, black chromium finish, for use with 1 3/4" - 2 1/4" thick door | 1 |  | 1 Year | 1005.1 | 0.15 | 854.335
26509 | Salto | EB660O00PM38L-- | XS4 wide body electronic wire-free SVN escutcheon, BLE / Mifare / DESFire entrance w/ key override function, O lever, left handed, satin brass finish, for use with 1 3/8" - 1 3/4" thick standard door | 1 |  | 1 Year | 722.35 | 0.15 | 613.9975
26510 | Salto | EB660O00PM38LA- | XS4 wide body electronic AMOK wire-free SVN escutcheon, BLE / Mifare / DESFire entrance w/ key override function, O lever, left handed, satin brass finish, for use with 1 3/8" - 1 3/4" thick standard door | 1 |  | 1 Year | 851.35 | 0.15 | 723.6475
26511 | Salto | EB660O00PM38L-K | XS4 wide body electronic wire-free SVN escutcheon, BLE / Mifare / DESFire entrance w/ key override function, with keypad, O lever, left handed, satin brass finish, for use with 1 3/8" - 1 3/4" thick standard door | 1 |  | 1 Year | 785.2 | 0.15 | 667.42
26512 | Salto | EB660O00PM38LW- | XS4 wide body electronic RF wireless SVN escutcheon, BLE / Mifare / DESFire entrance w/ key override function, O lever, left handed, satin brass finish, for use with 1 3/8" - 1 3/4" thick standard door | 1 |  | 1 Year | 907.55 | 0.15 | 771.4175
26513 | Salto | EB660O00PM38LWK | XS4 wide body electronic RF wireless SVN escutcheon, BLE / Mifare / DESFire entrance w/ key override function, with keypad, O lever, left handed, satin brass finish, for use with 1 3/8" - 1 3/4" thick standard door | 1 |  | 1 Year | 970.4 | 0.15 | 824.84
26514 | Salto | EB660O00PM38R-- | XS4 wide body electronic wire-free SVN escutcheon, BLE / Mifare / DESFire entrance w/ key override function, O lever, right handed, satin brass finish, for use with 1 3/8" - 1 3/4" thick standard door | 1 |  | 1 Year | 722.35 | 0.15 | 613.9975
26515 | Salto | EB660O00PM38RA- | XS4 wide body electronic AMOK wire-free SVN escutcheon, BLE / Mifare / DESFire entrance w/ key override function, O lever, right handed, satin brass finish, for use with 1 3/8" - 1 3/4" thick standard door | 1 |  | 1 Year | 851.35 | 0.15 | 723.6475
26516 | Salto | EB660O00PM38R-K | XS4 wide body electronic wire-free SVN escutcheon, BLE / Mifare / DESFire entrance w/ key override function, with keypad, O lever, right handed, satin brass finish, for use with 1 3/8" - 1 3/4" thick standard door | 1 |  | 1 Year | 785.2 | 0.15 | 667.42
26517 | Salto | EB660O00PM38RW- | XS4 wide body electronic RF wireless SVN escutcheon, BLE / Mifare / DESFire entrance w/ key override function, O lever, right handed, satin brass finish, for use with 1 3/8" - 1 3/4" thick standard door | 1 |  | 1 Year | 907.55 | 0.15 | 771.4175
26518 | Salto | EB660O00PM38RWK | XS4 wide body electronic RF wireless SVN escutcheon, BLE / Mifare / DESFire entrance w/ key override function, with keypad, O lever, right handed, satin brass finish, for use with 1 3/8" - 1 3/4" thick standard door | 1 |  | 1 Year | 970.4 | 0.15 | 824.84
26519 | Salto | EB660O00PM48L-- | XS4 wide body electronic wire-free SVN escutcheon, BLE / Mifare / DESFire entrance w/ key override function, O lever, left handed, satin brass finish, for use with 1 3/4" - 2 1/4" thick door | 1 |  | 1 Year | 722.35 | 0.15 | 613.9975
26520 | Salto | EB660O00PM48LA- | XS4 wide body electronic AMOK wire-free SVN escutcheon, BLE / Mifare / DESFire entrance w/ key override function, O lever, left handed, satin brass finish, for use with 1 3/4" - 2 1/4" thick door | 1 |  | 1 Year | 851.35 | 0.15 | 723.6475
26521 | Salto | EB660O00PM48L-K | XS4 wide body electronic wire-free SVN escutcheon, BLE / Mifare / DESFire entrance w/ key override function, with keypad, O lever, left handed, satin brass finish, for use with 1 3/4" - 2 1/4" thick door | 1 |  | 1 Year | 785.2 | 0.15 | 667.42
26522 | Salto | EB660O00PM48LW- | XS4 wide body electronic RF wireless SVN escutcheon, BLE / Mifare / DESFire entrance w/ key override function, O lever, left handed, satin brass finish, for use with 1 3/4" - 2 1/4" thick door | 1 |  | 1 Year | 907.55 | 0.15 | 771.4175
26523 | Salto | EB660O00PM48LWK | XS4 wide body electronic RF wireless SVN escutcheon, BLE / Mifare / DESFire entrance w/ key override function, with keypad, O lever, left handed, satin brass finish, for use with 1 3/4" - 2 1/4" thick door | 1 |  | 1 Year | 970.4 | 0.15 | 824.84
26524 | Salto | EB660O00PM48R-- | XS4 wide body electronic wire-free SVN escutcheon, BLE / Mifare / DESFire entrance w/ key override function, O lever, right handed, satin brass finish, for use with 1 3/4" - 2 1/4" thick door | 1 |  | 1 Year | 722.35 | 0.15 | 613.9975
26525 | Salto | EB660O00PM48RA- | XS4 wide body electronic AMOK wire-free SVN escutcheon, BLE / Mifare / DESFire entrance w/ key override function, O lever, right handed, satin brass finish, for use with 1 3/4" - 2 1/4" thick door | 1 |  | 1 Year | 851.35 | 0.15 | 723.6475
26526 | Salto | EB660O00PM48R-K | XS4 wide body electronic wire-free SVN escutcheon, BLE / Mifare / DESFire entrance w/ key override function, with keypad, O lever, right handed, satin brass finish, for use with 1 3/4" - 2 1/4" thick door | 1 |  | 1 Year | 785.2 | 0.15 | 667.42
26527 | Salto | EB660O00PM48RW- | XS4 wide body electronic RF wireless SVN escutcheon, BLE / Mifare / DESFire entrance w/ key override function, O lever, right handed, satin brass finish, for use with 1 3/4" - 2 1/4" thick door | 1 |  | 1 Year | 907.55 | 0.15 | 771.4175
26528 | Salto | EB660O00PM48RWK | XS4 wide body electronic RF wireless SVN escutcheon, BLE / Mifare / DESFire entrance w/ key override function, with keypad, O lever, right handed, satin brass finish, for use with 1 3/4" - 2 1/4" thick door | 1 |  | 1 Year | 970.4 | 0.15 | 824.84
26529 | Salto | EB660O00PP38L-- | XS4 wide body electronic wire-free SVN escutcheon, BLE / Mifare / DESFire entrance w/ key override function, O lever, left handed, bright brass finish, for use with 1 3/8" - 1 3/4" thick standard door | 1 |  | 1 Year | 738.65 | 0.15 | 627.8525
26530 | Salto | EB660O00PP38LA- | XS4 wide body electronic AMOK wire-free SVN escutcheon, BLE / Mifare / DESFire entrance w/ key override function, O lever, left handed, bright brass finish, for use with 1 3/8" - 1 3/4" thick standard door | 1 |  | 1 Year | 867.65 | 0.15 | 737.5025
26531 | Salto | EB660O00PP38L-K | XS4 wide body electronic wire-free SVN escutcheon, BLE / Mifare / DESFire entrance w/ key override function, with keypad, O lever, left handed, bright brass finish, for use with 1 3/8" - 1 3/4" thick standard door | 1 |  | 1 Year | 801.5 | 0.15 | 681.275
26532 | Salto | EB660O00PP38LW- | XS4 wide body electronic RF wireless SVN escutcheon, BLE / Mifare / DESFire entrance w/ key override function, O lever, left handed, bright brass finish, for use with 1 3/8" - 1 3/4" thick standard door | 1 |  | 1 Year | 923.85 | 0.15 | 785.2725
26533 | Salto | EB660O00PP38LWK | XS4 wide body electronic RF wireless SVN escutcheon, BLE / Mifare / DESFire entrance w/ key override function, with keypad, O lever, left handed, bright brass finish, for use with 1 3/8" - 1 3/4" thick standard door | 1 |  | 1 Year | 986.7 | 0.15 | 838.695
26534 | Salto | EB660O00PP38R-- | XS4 wide body electronic wire-free SVN escutcheon, BLE / Mifare / DESFire entrance w/ key override function, O lever, right handed, bright brass finish, for use with 1 3/8" - 1 3/4" thick standard door | 1 |  | 1 Year | 738.65 | 0.15 | 627.8525
26535 | Salto | EB660O00PP38RA- | XS4 wide body electronic AMOK wire-free SVN escutcheon, BLE / Mifare / DESFire entrance w/ key override function, O lever, right handed, bright brass finish, for use with 1 3/8" - 1 3/4" thick standard door | 1 |  | 1 Year | 867.65 | 0.15 | 737.5025
26536 | Salto | EB660O00PP38R-K | XS4 wide body electronic wire-free SVN escutcheon, BLE / Mifare / DESFire entrance w/ key override function, with keypad, O lever, right handed, bright brass finish, for use with 1 3/8" - 1 3/4" thick standard door | 1 |  | 1 Year | 801.5 | 0.15 | 681.275
26537 | Salto | EB660O00PP38RW- | XS4 wide body electronic RF wireless SVN escutcheon, BLE / Mifare / DESFire entrance w/ key override function, O lever, right handed, bright brass finish, for use with 1 3/8" - 1 3/4" thick standard door | 1 |  | 1 Year | 923.85 | 0.15 | 785.2725
26538 | Salto | EB660O00PP38RWK | XS4 wide body electronic RF wireless SVN escutcheon, BLE / Mifare / DESFire entrance w/ key override function, with keypad, O lever, right handed, bright brass finish, for use with 1 3/8" - 1 3/4" thick standard door | 1 |  | 1 Year | 986.7 | 0.15 | 838.695
26539 | Salto | EB660O00PP48L-- | XS4 wide body electronic wire-free SVN escutcheon, BLE / Mifare / DESFire entrance w/ key override function, O lever, left handed, bright brass finish, for use with 1 3/4" - 2 1/4" thick door | 1 |  | 1 Year | 738.65 | 0.15 | 627.8525
26540 | Salto | EB660O00PP48LA- | XS4 wide body electronic AMOK wire-free SVN escutcheon, BLE / Mifare / DESFire entrance w/ key override function, O lever, left handed, bright brass finish, for use with 1 3/4" - 2 1/4" thick door | 1 |  | 1 Year | 867.65 | 0.15 | 737.5025
26541 | Salto | EB660O00PP48L-K | XS4 wide body electronic wire-free SVN escutcheon, BLE / Mifare / DESFire entrance w/ key override function, with keypad, O lever, left handed, bright brass finish, for use with 1 3/4" - 2 1/4" thick door | 1 |  | 1 Year | 801.5 | 0.15 | 681.275
26542 | Salto | EB660O00PP48LW- | XS4 wide body electronic RF wireless SVN escutcheon, BLE / Mifare / DESFire entrance w/ key override function, O lever, left handed, bright brass finish, for use with 1 3/4" - 2 1/4" thick door | 1 |  | 1 Year | 923.85 | 0.15 | 785.2725
26543 | Salto | EB660O00PP48LWK | XS4 wide body electronic RF wireless SVN escutcheon, BLE / Mifare / DESFire entrance w/ key override function, with keypad, O lever, left handed, bright brass finish, for use with 1 3/4" - 2 1/4" thick door | 1 |  | 1 Year | 986.7 | 0.15 | 838.695
26544 | Salto | EB660O00PP48R-- | XS4 wide body electronic wire-free SVN escutcheon, BLE / Mifare / DESFire entrance w/ key override function, O lever, right handed, bright brass finish, for use with 1 3/4" - 2 1/4" thick door | 1 |  | 1 Year | 738.65 | 0.15 | 627.8525
26545 | Salto | EB660O00PP48RA- | XS4 wide body electronic AMOK wire-free SVN escutcheon, BLE / Mifare / DESFire entrance w/ key override function, O lever, right handed, bright brass finish, for use with 1 3/4" - 2 1/4" thick door | 1 |  | 1 Year | 867.65 | 0.15 | 737.5025
26546 | Salto | EB660O00PP48R-K | XS4 wide body electronic wire-free SVN escutcheon, BLE / Mifare / DESFire entrance w/ key override function, with keypad, O lever, right handed, bright brass finish, for use with 1 3/4" - 2 1/4" thick door | 1 |  | 1 Year | 801.5 | 0.15 | 681.275
26547 | Salto | EB660O00PP48RW- | XS4 wide body electronic RF wireless SVN escutcheon, BLE / Mifare / DESFire entrance w/ key override function, O lever, right handed, bright brass finish, for use with 1 3/4" - 2 1/4" thick door | 1 |  | 1 Year | 923.85 | 0.15 | 785.2725
26548 | Salto | EB660O00PP48RWK | XS4 wide body electronic RF wireless SVN escutcheon, BLE / Mifare / DESFire entrance w/ key override function, with keypad, O lever, right handed, bright brass finish, for use with 1 3/4" - 2 1/4" thick door | 1 |  | 1 Year | 986.7 | 0.15 | 838.695
26549 | Salto | EB660W00BC38--- | XS4 wide body electronic wire-free SVN escutcheon, BLE / Mifare / DESFire entrance w/ key override function, W lever, unhanded, BioCote antimicrobial finish, for use with 1 3/8" - 1 3/4" thick standard door | 1 |  | 1 Year | 764.15 | 0.15 | 649.5275
26550 | Salto | EB660W00BC38-A- | XS4 wide body electronic AMOK wire-free SVN escutcheon, BLE / Mifare / DESFire entrance w/ key override function, W lever, unhanded, BioCote antimicrobial finish, for use with 1 3/8" - 1 3/4" thick standard door | 1 |  | 1 Year | 893.15 | 0.15 | 759.1775
26551 | Salto | EB660W00BC38--K | XS4 wide body electronic wire-free SVN escutcheon, BLE / Mifare / DESFire entrance w/ key override function, with keypad, W lever, unhanded, BioCote antimicrobial finish, for use with 1 3/8" - 1 3/4" thick standard door | 1 |  | 1 Year | 827 | 0.15 | 702.95
26552 | Salto | EB660W00BC38-W- | XS4 wide body electronic RF wireless SVN escutcheon, BLE / Mifare / DESFire entrance w/ key override function, W lever, unhanded, BioCote antimicrobial finish, for use with 1 3/8" - 1 3/4" thick standard door | 1 |  | 1 Year | 949.35 | 0.15 | 806.9475
26553 | Salto | EB660W00BC38-WK | XS4 wide body electronic RF wireless SVN escutcheon, BLE / Mifare / DESFire entrance w/ key override function, with keypad, W lever, unhanded, BioCote antimicrobial finish, for use with 1 3/8" - 1 3/4" thick standard door | 1 |  | 1 Year | 1012.2 | 0.15 | 860.37
26554 | Salto | EB660W00BC48--- | XS4 wide body electronic wire-free SVN escutcheon, BLE / Mifare / DESFire entrance w/ key override function, W lever, unhanded, BioCote antimicrobial finish, for use with 1 3/4" - 2 1/4" thick door | 1 |  | 1 Year | 764.15 | 0.15 | 649.5275
26555 | Salto | EB660W00BC48-A- | XS4 wide body electronic AMOK wire-free SVN escutcheon, BLE / Mifare / DESFire entrance w/ key override function, W lever, unhanded, BioCote antimicrobial finish, for use with 1 3/4" - 2 1/4" thick door | 1 |  | 1 Year | 893.15 | 0.15 | 759.1775
26556 | Salto | EB660W00BC48--K | XS4 wide body electronic wire-free SVN escutcheon, BLE / Mifare / DESFire entrance w/ key override function, with keypad, W lever, unhanded, BioCote antimicrobial finish, for use with 1 3/4" - 2 1/4" thick door | 1 |  | 1 Year | 827 | 0.15 | 702.95
26557 | Salto | EB660W00BC48-W- | XS4 wide body electronic RF wireless SVN escutcheon, BLE / Mifare / DESFire entrance w/ key override function, W lever, unhanded, BioCote antimicrobial finish, for use with 1 3/4" - 2 1/4" thick door | 1 |  | 1 Year | 949.35 | 0.15 | 806.9475
26558 | Salto | EB660W00BC48-WK | XS4 wide body electronic RF wireless SVN escutcheon, BLE / Mifare / DESFire entrance w/ key override function, with keypad, W lever, unhanded, BioCote antimicrobial finish, for use with 1 3/4" - 2 1/4" thick door | 1 |  | 1 Year | 1012.2 | 0.15 | 860.37
26559 | Salto | EB660W00IA38--- | XS4 wide body electronic wire-free SVN escutcheon, BLE / Mifare / DESFire entrance w/ key override function, W lever, unhanded, antique brass finish, for use with 1 3/8" - 1 3/4" thick standard door | 1 |  | 1 Year | 764.15 | 0.15 | 649.5275
26560 | Salto | EB660W00IA38-A- | XS4 wide body electronic AMOK wire-free SVN escutcheon, BLE / Mifare / DESFire entrance w/ key override function, W lever, unhanded, antique brass finish, for use with 1 3/8" - 1 3/4" thick standard door | 1 |  | 1 Year | 893.15 | 0.15 | 759.1775
26561 | Salto | EB660W00IA38--K | XS4 wide body electronic wire-free SVN escutcheon, BLE / Mifare / DESFire entrance w/ key override function, with keypad, W lever, unhanded, antique brass finish, for use with 1 3/8" - 1 3/4" thick standard door | 1 |  | 1 Year | 827 | 0.15 | 702.95
26562 | Salto | EB660W00IA38-W- | XS4 wide body electronic RF wireless SVN escutcheon, BLE / Mifare / DESFire entrance w/ key override function, W lever, unhanded, antique brass finish, for use with 1 3/8" - 1 3/4" thick standard door | 1 |  | 1 Year | 949.35 | 0.15 | 806.9475
26563 | Salto | EB660W00IA38-WK | XS4 wide body electronic RF wireless SVN escutcheon, BLE / Mifare / DESFire entrance w/ key override function, with keypad, W lever, unhanded, antique brass finish, for use with 1 3/8" - 1 3/4" thick standard door | 1 |  | 1 Year | 1012.2 | 0.15 | 860.37
26564 | Salto | EB660W00IA48--- | XS4 wide body electronic wire-free SVN escutcheon, BLE / Mifare / DESFire entrance w/ key override function, W lever, unhanded, antique brass finish, for use with 1 3/4" - 2 1/4" thick door | 1 |  | 1 Year | 764.15 | 0.15 | 649.5275
26565 | Salto | EB660W00IA48-A- | XS4 wide body electronic AMOK wire-free SVN escutcheon, BLE / Mifare / DESFire entrance w/ key override function, W lever, unhanded, antique brass finish, for use with 1 3/4" - 2 1/4" thick door | 1 |  | 1 Year | 893.15 | 0.15 | 759.1775
26566 | Salto | EB660W00IA48--K | XS4 wide body electronic wire-free SVN escutcheon, BLE / Mifare / DESFire entrance w/ key override function, with keypad, W lever, unhanded, antique brass finish, for use with 1 3/4" - 2 1/4" thick door | 1 |  | 1 Year | 827 | 0.15 | 702.95
26567 | Salto | EB660W00IA48-W- | XS4 wide body electronic RF wireless SVN escutcheon, BLE / Mifare / DESFire entrance w/ key override function, W lever, unhanded, antique brass finish, for use with 1 3/4" - 2 1/4" thick door | 1 |  | 1 Year | 949.35 | 0.15 | 806.9475
26568 | Salto | EB660W00IA48-WK | XS4 wide body electronic RF wireless SVN escutcheon, BLE / Mifare / DESFire entrance w/ key override function, with keypad, W lever, unhanded, antique brass finish, for use with 1 3/4" - 2 1/4" thick door | 1 |  | 1 Year | 1012.2 | 0.15 | 860.37
26569 | Salto | EB660W00IM38--- | XS4 wide body electronic wire-free SVN escutcheon, BLE / Mifare / DESFire entrance w/ key override function, W lever, unhanded, satin stainless finish, for use with 1 3/8" - 1 3/4" thick standard door | 1 |  | 1 Year | 712.15 | 0.15 | 605.3275
26570 | Salto | EB660W00IM38-A- | XS4 wide body electronic AMOK wire-free SVN escutcheon, BLE / Mifare / DESFire entrance w/ key override function, W lever, unhanded, satin stainless finish, for use with 1 3/8" - 1 3/4" thick standard door | 1 |  | 1 Year | 841.15 | 0.15 | 714.9775
26571 | Salto | EB660W00IM38--K | XS4 wide body electronic wire-free SVN escutcheon, BLE / Mifare / DESFire entrance w/ key override function, with keypad, W lever, unhanded, satin stainless finish, for use with 1 3/8" - 1 3/4" thick standard door | 1 |  | 1 Year | 775 | 0.15 | 658.75
26572 | Salto | EB660W00IM38-W- | XS4 wide body electronic RF wireless SVN escutcheon, BLE / Mifare / DESFire entrance w/ key override function, W lever, unhanded, satin stainless finish, for use with 1 3/8" - 1 3/4" thick standard door | 1 |  | 1 Year | 897.35 | 0.15 | 762.7475
26573 | Salto | EB660W00IM38-WK | XS4 wide body electronic RF wireless SVN escutcheon, BLE / Mifare / DESFire entrance w/ key override function, with keypad, W lever, unhanded, satin stainless finish, for use with 1 3/8" - 1 3/4" thick standard door | 1 |  | 1 Year | 960.2 | 0.15 | 816.17
26574 | Salto | EB660W00IM48--- | XS4 wide body electronic wire-free SVN escutcheon, BLE / Mifare / DESFire entrance w/ key override function, W lever, unhanded, satin stainless finish, for use with 1 3/4" - 2 1/4" thick door | 1 |  | 1 Year | 712.15 | 0.15 | 605.3275
26575 | Salto | EB660W00IM48-A- | XS4 wide body electronic AMOK wire-free SVN escutcheon, BLE / Mifare / DESFire entrance w/ key override function, W lever, unhanded, satin stainless finish, for use with 1 3/4" - 2 1/4" thick door | 1 |  | 1 Year | 841.15 | 0.15 | 714.9775
26576 | Salto | EB660W00IM48--K | XS4 wide body electronic wire-free SVN escutcheon, BLE / Mifare / DESFire entrance w/ key override function, with keypad, W lever, unhanded, satin stainless finish, for use with 1 3/4" - 2 1/4" thick door | 1 |  | 1 Year | 775 | 0.15 | 658.75
26577 | Salto | EB660W00IM48-W- | XS4 wide body electronic RF wireless SVN escutcheon, BLE / Mifare / DESFire entrance w/ key override function, W lever, unhanded, satin stainless finish, for use with 1 3/4" - 2 1/4" thick door | 1 |  | 1 Year | 897.35 | 0.15 | 762.7475
26578 | Salto | EB660W00IM48-WK | XS4 wide body electronic RF wireless SVN escutcheon, BLE / Mifare / DESFire entrance w/ key override function, with keypad, W lever, unhanded, satin stainless finish, for use with 1 3/4" - 2 1/4" thick door | 1 |  | 1 Year | 960.2 | 0.15 | 816.17
26579 | Salto | EB660W00IP38--- | XS4 wide body electronic wire-free SVN escutcheon, BLE / Mifare / DESFire entrance w/ key override function, W lever, unhanded, bright stainless steel finish, for use with 1 3/8" - 1 3/4" thick standard door | 1 |  | 1 Year | 728.45 | 0.15 | 619.1825
26580 | Salto | EB660W00IP38-A- | XS4 wide body electronic AMOK wire-free SVN escutcheon, BLE / Mifare / DESFire entrance w/ key override function, W lever, unhanded, bright stainless steel finish, for use with 1 3/8" - 1 3/4" thick standard door | 1 |  | 1 Year | 857.45 | 0.15 | 728.8325
26581 | Salto | EB660W00IP38--K | XS4 wide body electronic wire-free SVN escutcheon, BLE / Mifare / DESFire entrance w/ key override function, with keypad, W lever, unhanded, bright stainless steel finish, for use with 1 3/8" - 1 3/4" thick standard door | 1 |  | 1 Year | 791.3 | 0.15 | 672.605
26582 | Salto | EB660W00IP38-W- | XS4 wide body electronic RF wireless SVN escutcheon, BLE / Mifare / DESFire entrance w/ key override function, W lever, unhanded, bright stainless steel finish, for use with 1 3/8" - 1 3/4" thick standard door | 1 |  | 1 Year | 913.65 | 0.15 | 776.6025
26583 | Salto | EB660W00IP38-WK | XS4 wide body electronic RF wireless SVN escutcheon, BLE / Mifare / DESFire entrance w/ key override function, with keypad, W lever, unhanded, bright stainless steel finish, for use with 1 3/8" - 1 3/4" thick standard door | 1 |  | 1 Year | 976.5 | 0.15 | 830.025
26584 | Salto | EB660W00IP48--- | XS4 wide body electronic wire-free SVN escutcheon, BLE / Mifare / DESFire entrance w/ key override function, W lever, unhanded, bright stainless steel finish, for use with 1 3/4" - 2 1/4" thick door | 1 |  | 1 Year | 728.45 | 0.15 | 619.1825
26585 | Salto | EB660W00IP48-A- | XS4 wide body electronic AMOK wire-free SVN escutcheon, BLE / Mifare / DESFire entrance w/ key override function, W lever, unhanded, bright stainless steel finish, for use with 1 3/4" - 2 1/4" thick door | 1 |  | 1 Year | 857.45 | 0.15 | 728.8325
26586 | Salto | EB660W00IP48--K | XS4 wide body electronic wire-free SVN escutcheon, BLE / Mifare / DESFire entrance w/ key override function, with keypad, W lever, unhanded, bright stainless steel finish, for use with 1 3/4" - 2 1/4" thick door | 1 |  | 1 Year | 791.3 | 0.15 | 672.605
26587 | Salto | EB660W00IP48-W- | XS4 wide body electronic RF wireless SVN escutcheon, BLE / Mifare / DESFire entrance w/ key override function, W lever, unhanded, bright stainless steel finish, for use with 1 3/4" - 2 1/4" thick door | 1 |  | 1 Year | 913.65 | 0.15 | 776.6025
26588 | Salto | EB660W00IP48-WK | XS4 wide body electronic RF wireless SVN escutcheon, BLE / Mifare / DESFire entrance w/ key override function, with keypad, W lever, unhanded, bright stainless steel finish, for use with 1 3/4" - 2 1/4" thick door | 1 |  | 1 Year | 976.5 | 0.15 | 830.025
26589 | Salto | EB660W00NE38--- | XS4 wide body electronic wire-free SVN escutcheon, BLE / Mifare / DESFire entrance w/ key override function, W lever, unhanded, black chromium finish, for use with 1 3/8" - 1 3/4" thick standard door | 1 |  | 1 Year | 746.85 | 0.15 | 634.8225
26590 | Salto | EB660W00NE38-A- | XS4 wide body electronic AMOK wire-free SVN escutcheon, BLE / Mifare / DESFire entrance w/ key override function, W lever, unhanded, black chromium finish, for use with 1 3/8" - 1 3/4" thick standard door | 1 |  | 1 Year | 875.85 | 0.15 | 744.4725
26591 | Salto | EB660W00NE38--K | XS4 wide body electronic wire-free SVN escutcheon, BLE / Mifare / DESFire entrance w/ key override function, with keypad, W lever, unhanded, black chromium finish, for use with 1 3/8" - 1 3/4" thick standard door | 1 |  | 1 Year | 809.7 | 0.15 | 688.245
26592 | Salto | EB660W00NE38-W- | XS4 wide body electronic RF wireless SVN escutcheon, BLE / Mifare / DESFire entrance w/ key override function, W lever, unhanded, black chromium finish, for use with 1 3/8" - 1 3/4" thick standard door | 1 |  | 1 Year | 932.05 | 0.15 | 792.2425
26593 | Salto | EB660W00NE38-WK | XS4 wide body electronic RF wireless SVN escutcheon, BLE / Mifare / DESFire entrance w/ key override function, with keypad, W lever, unhanded, black chromium finish, for use with 1 3/8" - 1 3/4" thick standard door | 1 |  | 1 Year | 994.9 | 0.15 | 845.665
26594 | Salto | EB660W00NE48--- | XS4 wide body electronic wire-free SVN escutcheon, BLE / Mifare / DESFire entrance w/ key override function, W lever, unhanded, black chromium finish, for use with 1 3/4" - 2 1/4" thick door | 1 |  | 1 Year | 746.85 | 0.15 | 634.8225
26595 | Salto | EB660W00NE48-A- | XS4 wide body electronic AMOK wire-free SVN escutcheon, BLE / Mifare / DESFire entrance w/ key override function, W lever, unhanded, black chromium finish, for use with 1 3/4" - 2 1/4" thick door | 1 |  | 1 Year | 875.85 | 0.15 | 744.4725
26596 | Salto | EB660W00NE48--K | XS4 wide body electronic wire-free SVN escutcheon, BLE / Mifare / DESFire entrance w/ key override function, with keypad, W lever, unhanded, black chromium finish, for use with 1 3/4" - 2 1/4" thick door | 1 |  | 1 Year | 809.7 | 0.15 | 688.245
26597 | Salto | EB660W00NE48-W- | XS4 wide body electronic RF wireless SVN escutcheon, BLE / Mifare / DESFire entrance w/ key override function, W lever, unhanded, black chromium finish, for use with 1 3/4" - 2 1/4" thick door | 1 |  | 1 Year | 932.05 | 0.15 | 792.2425
26598 | Salto | EB660W00NE48-WK | XS4 wide body electronic RF wireless SVN escutcheon, BLE / Mifare / DESFire entrance w/ key override function, with keypad, W lever, unhanded, black chromium finish, for use with 1 3/4" - 2 1/4" thick door | 1 |  | 1 Year | 994.9 | 0.15 | 845.665
26599 | Salto | EB660W00PM38--- | XS4 wide body electronic wire-free SVN escutcheon, BLE / Mifare / DESFire entrance w/ key override function, W lever, unhanded, satin brass finish, for use with 1 3/8" - 1 3/4" thick standard door | 1 |  | 1 Year | 712.15 | 0.15 | 605.3275
26600 | Salto | EB660W00PM38-A- | XS4 wide body electronic AMOK wire-free SVN escutcheon, BLE / Mifare / DESFire entrance w/ key override function, W lever, unhanded, satin brass finish, for use with 1 3/8" - 1 3/4" thick standard door | 1 |  | 1 Year | 841.15 | 0.15 | 714.9775
26601 | Salto | EB660W00PM38--K | XS4 wide body electronic wire-free SVN escutcheon, BLE / Mifare / DESFire entrance w/ key override function, with keypad, W lever, unhanded, satin brass finish, for use with 1 3/8" - 1 3/4" thick standard door | 1 |  | 1 Year | 775 | 0.15 | 658.75
26602 | Salto | EB660W00PM38-W- | XS4 wide body electronic RF wireless SVN escutcheon, BLE / Mifare / DESFire entrance w/ key override function, W lever, unhanded, satin brass finish, for use with 1 3/8" - 1 3/4" thick standard door | 1 |  | 1 Year | 897.35 | 0.15 | 762.7475
26603 | Salto | EB660W00PM38-WK | XS4 wide body electronic RF wireless SVN escutcheon, BLE / Mifare / DESFire entrance w/ key override function, with keypad, W lever, unhanded, satin brass finish, for use with 1 3/8" - 1 3/4" thick standard door | 1 |  | 1 Year | 960.2 | 0.15 | 816.17
26604 | Salto | EB660W00PM48--- | XS4 wide body electronic wire-free SVN escutcheon, BLE / Mifare / DESFire entrance w/ key override function, W lever, unhanded, satin brass finish, for use with 1 3/4" - 2 1/4" thick door | 1 |  | 1 Year | 712.15 | 0.15 | 605.3275
26605 | Salto | EB660W00PM48-A- | XS4 wide body electronic AMOK wire-free SVN escutcheon, BLE / Mifare / DESFire entrance w/ key override function, W lever, unhanded, satin brass finish, for use with 1 3/4" - 2 1/4" thick door | 1 |  | 1 Year | 841.15 | 0.15 | 714.9775
26606 | Salto | EB660W00PM48--K | XS4 wide body electronic wire-free SVN escutcheon, BLE / Mifare / DESFire entrance w/ key override function, with keypad, W lever, unhanded, satin brass finish, for use with 1 3/4" - 2 1/4" thick door | 1 |  | 1 Year | 775 | 0.15 | 658.75
26607 | Salto | EB660W00PM48-W- | XS4 wide body electronic RF wireless SVN escutcheon, BLE / Mifare / DESFire entrance w/ key override function, W lever, unhanded, satin brass finish, for use with 1 3/4" - 2 1/4" thick door | 1 |  | 1 Year | 897.35 | 0.15 | 762.7475
26608 | Salto | EB660W00PM48-WK | XS4 wide body electronic RF wireless SVN escutcheon, BLE / Mifare / DESFire entrance w/ key override function, with keypad, W lever, unhanded, satin brass finish, for use with 1 3/4" - 2 1/4" thick door | 1 |  | 1 Year | 960.2 | 0.15 | 816.17
26609 | Salto | EB660W00PP38--- | XS4 wide body electronic wire-free SVN escutcheon, BLE / Mifare / DESFire entrance w/ key override function, W lever, unhanded, bright brass finish, for use with 1 3/8" - 1 3/4" thick standard door | 1 |  | 1 Year | 728.45 | 0.15 | 619.1825
26610 | Salto | EB660W00PP38-A- | XS4 wide body electronic AMOK wire-free SVN escutcheon, BLE / Mifare / DESFire entrance w/ key override function, W lever, unhanded, bright brass finish, for use with 1 3/8" - 1 3/4" thick standard door | 1 |  | 1 Year | 857.45 | 0.15 | 728.8325
26611 | Salto | EB660W00PP38--K | XS4 wide body electronic wire-free SVN escutcheon, BLE / Mifare / DESFire entrance w/ key override function, with keypad, W lever, unhanded, bright brass finish, for use with 1 3/8" - 1 3/4" thick standard door | 1 |  | 1 Year | 791.3 | 0.15 | 672.605
26612 | Salto | EB660W00PP38-W- | XS4 wide body electronic RF wireless SVN escutcheon, BLE / Mifare / DESFire entrance w/ key override function, W lever, unhanded, bright brass finish, for use with 1 3/8" - 1 3/4" thick standard door | 1 |  | 1 Year | 913.65 | 0.15 | 776.6025
26613 | Salto | EB660W00PP38-WK | XS4 wide body electronic RF wireless SVN escutcheon, BLE / Mifare / DESFire entrance w/ key override function, with keypad, W lever, unhanded, bright brass finish, for use with 1 3/8" - 1 3/4" thick standard door | 1 |  | 1 Year | 976.5 | 0.15 | 830.025
26614 | Salto | EB660W00PP48--- | XS4 wide body electronic wire-free SVN escutcheon, BLE / Mifare / DESFire entrance w/ key override function, W lever, unhanded, bright brass finish, for use with 1 3/4" - 2 1/4" thick door | 1 |  | 1 Year | 728.45 | 0.15 | 619.1825
26615 | Salto | EB660W00PP48-A- | XS4 wide body electronic AMOK wire-free SVN escutcheon, BLE / Mifare / DESFire entrance w/ key override function, W lever, unhanded, bright brass finish, for use with 1 3/4" - 2 1/4" thick door | 1 |  | 1 Year | 857.45 | 0.15 | 728.8325
26616 | Salto | EB660W00PP48--K | XS4 wide body electronic wire-free SVN escutcheon, BLE / Mifare / DESFire entrance w/ key override function, with keypad, W lever, unhanded, bright brass finish, for use with 1 3/4" - 2 1/4" thick door | 1 |  | 1 Year | 791.3 | 0.15 | 672.605
26617 | Salto | EB660W00PP48-W- | XS4 wide body electronic RF wireless SVN escutcheon, BLE / Mifare / DESFire entrance w/ key override function, W lever, unhanded, bright brass finish, for use with 1 3/4" - 2 1/4" thick door | 1 |  | 1 Year | 913.65 | 0.15 | 776.6025
26618 | Salto | EB660W00PP48-WK | XS4 wide body electronic RF wireless SVN escutcheon, BLE / Mifare / DESFire entrance w/ key override function, with keypad, W lever, unhanded, bright brass finish, for use with 1 3/4" - 2 1/4" thick door | 1 |  | 1 Year | 976.5 | 0.15 | 830.025
26619 | Salto | EB666200IM38--- | XS4 wide body electronic wire-free SVN escutcheon, BLE / Mifare / DESFire push buttonprivacy w/ key override function, Columbo Robodue premium series lever, unhanded, satin stainless finish, for use with 1 3/8" - 1 3/4" thick standard door | 1 |  | 1 Year | 758.05 | 0.15 | 644.3425
26620 | Salto | EB666200IM38-A- | XS4 wide body electronic AMOK wire-free SVN escutcheon, BLE / Mifare / DESFire push buttonprivacy w/ key override function, Columbo Robodue premium series lever, unhanded, satin stainless finish, for use with 1 3/8" - 1 3/4" thick standard door | 1 |  | 1 Year | 887.05 | 0.15 | 753.9925
26621 | Salto | EB666200IM38--K | XS4 wide body electronic wire-free SVN escutcheon, BLE / Mifare / DESFire push buttonprivacy w/ key override function, with keypad, Columbo Robodue premium series lever, unhanded, satin stainless finish, for use with 1 3/8" - 1 3/4" thick standard door | 1 |  | 1 Year | 820.9 | 0.15 | 697.765
26622 | Salto | EB666200IM38-W- | XS4 wide body electronic RF wireless SVN escutcheon, BLE / Mifare / DESFire push buttonprivacy w/ key override function, Columbo Robodue premium series lever, unhanded, satin stainless finish, for use with 1 3/8" - 1 3/4" thick standard door | 1 |  | 1 Year | 943.25 | 0.15 | 801.7625
26623 | Salto | EB666200IM38-WK | XS4 wide body electronic RF wireless SVN escutcheon, BLE / Mifare / DESFire push buttonprivacy w/ key override function, with keypad, Columbo Robodue premium series lever, unhanded, satin stainless finish, for use with 1 3/8" - 1 3/4" thick standard door | 1 |  | 1 Year | 1006.1 | 0.15 | 855.185
26624 | Salto | EB666200IM48--- | XS4 wide body electronic wire-free SVN escutcheon, BLE / Mifare / DESFire push buttonprivacy w/ key override function, Columbo Robodue premium series lever, unhanded, satin stainless finish, for use with 1 3/4" - 2 1/4" thick door | 1 |  | 1 Year | 758.05 | 0.15 | 644.3425
26625 | Salto | EB666200IM48-A- | XS4 wide body electronic AMOK wire-free SVN escutcheon, BLE / Mifare / DESFire push buttonprivacy w/ key override function, Columbo Robodue premium series lever, unhanded, satin stainless finish, for use with 1 3/4" - 2 1/4" thick door | 1 |  | 1 Year | 887.05 | 0.15 | 753.9925
26626 | Salto | EB666200IM48--K | XS4 wide body electronic wire-free SVN escutcheon, BLE / Mifare / DESFire push buttonprivacy w/ key override function, with keypad, Columbo Robodue premium series lever, unhanded, satin stainless finish, for use with 1 3/4" - 2 1/4" thick door | 1 |  | 1 Year | 820.9 | 0.15 | 697.765
26627 | Salto | EB666200IM48-W- | XS4 wide body electronic RF wireless SVN escutcheon, BLE / Mifare / DESFire push buttonprivacy w/ key override function, Columbo Robodue premium series lever, unhanded, satin stainless finish, for use with 1 3/4" - 2 1/4" thick door | 1 |  | 1 Year | 943.25 | 0.15 | 801.7625
26628 | Salto | EB666200IM48-WK | XS4 wide body electronic RF wireless SVN escutcheon, BLE / Mifare / DESFire push buttonprivacy w/ key override function, with keypad, Columbo Robodue premium series lever, unhanded, satin stainless finish, for use with 1 3/4" - 2 1/4" thick door | 1 |  | 1 Year | 1006.1 | 0.15 | 855.185
26629 | Salto | EB666200IP38--- | XS4 wide body electronic wire-free SVN escutcheon, BLE / Mifare / DESFire push buttonprivacy w/ key override function, Columbo Robodue premium series lever, unhanded, bright stainless steel finish, for use with 1 3/8" - 1 3/4" thick standard door | 1 |  | 1 Year | 774.35 | 0.15 | 658.1975
26630 | Salto | EB666200IP38-A- | XS4 wide body electronic AMOK wire-free SVN escutcheon, BLE / Mifare / DESFire push buttonprivacy w/ key override function, Columbo Robodue premium series lever, unhanded, bright stainless steel finish, for use with 1 3/8" - 1 3/4" thick standard door | 1 |  | 1 Year | 903.35 | 0.15 | 767.8475
26631 | Salto | EB666200IP38--K | XS4 wide body electronic wire-free SVN escutcheon, BLE / Mifare / DESFire push buttonprivacy w/ key override function, with keypad, Columbo Robodue premium series lever, unhanded, bright stainless steel finish, for use with 1 3/8" - 1 3/4" thick standard | 1 |  | 1 Year | 837.2 | 0.15 | 711.62
26632 | Salto | EB666200IP38-W- | XS4 wide body electronic RF wireless SVN escutcheon, BLE / Mifare / DESFire push buttonprivacy w/ key override function, Columbo Robodue premium series lever, unhanded, bright stainless steel finish, for use with 1 3/8" - 1 3/4" thick standard door | 1 |  | 1 Year | 959.55 | 0.15 | 815.6175
26633 | Salto | EB666200IP38-WK | XS4 wide body electronic RF wireless SVN escutcheon, BLE / Mifare / DESFire push buttonprivacy w/ key override function, with keypad, Columbo Robodue premium series lever, unhanded, bright stainless steel finish, for use with 1 3/8" - 1 3/4" thick standar | 1 |  | 1 Year | 1022.4 | 0.15 | 869.04
26634 | Salto | EB666200IP48--- | XS4 wide body electronic wire-free SVN escutcheon, BLE / Mifare / DESFire push buttonprivacy w/ key override function, Columbo Robodue premium series lever, unhanded, bright stainless steel finish, for use with 1 3/4" - 2 1/4" thick door | 1 |  | 1 Year | 774.35 | 0.15 | 658.1975
26635 | Salto | EB666200IP48-A- | XS4 wide body electronic AMOK wire-free SVN escutcheon, BLE / Mifare / DESFire push buttonprivacy w/ key override function, Columbo Robodue premium series lever, unhanded, bright stainless steel finish, for use with 1 3/4" - 2 1/4" thick door | 1 |  | 1 Year | 903.35 | 0.15 | 767.8475
26636 | Salto | EB666200IP48--K | XS4 wide body electronic wire-free SVN escutcheon, BLE / Mifare / DESFire push buttonprivacy w/ key override function, with keypad, Columbo Robodue premium series lever, unhanded, bright stainless steel finish, for use with 1 3/4" - 2 1/4" thick door | 1 |  | 1 Year | 837.2 | 0.15 | 711.62
26637 | Salto | EB666200IP48-W- | XS4 wide body electronic RF wireless SVN escutcheon, BLE / Mifare / DESFire push buttonprivacy w/ key override function, Columbo Robodue premium series lever, unhanded, bright stainless steel finish, for use with 1 3/4" - 2 1/4" thick door | 1 |  | 1 Year | 959.55 | 0.15 | 815.6175
26638 | Salto | EB666200IP48-WK | XS4 wide body electronic RF wireless SVN escutcheon, BLE / Mifare / DESFire push buttonprivacy w/ key override function, with keypad, Columbo Robodue premium series lever, unhanded, bright stainless steel finish, for use with 1 3/4" - 2 1/4" thick door | 1 |  | 1 Year | 1022.4 | 0.15 | 869.04
26639 | Salto | EB666200PP38--- | XS4 wide body electronic wire-free SVN escutcheon, BLE / Mifare / DESFire push buttonprivacy w/ key override function, Columbo Robodue premium series lever, unhanded, bright brass finish, for use with 1 3/8" - 1 3/4" thick standard door | 1 |  | 1 Year | 774.35 | 0.15 | 658.1975
26640 | Salto | EB666200PP38-A- | XS4 wide body electronic AMOK wire-free SVN escutcheon, BLE / Mifare / DESFire push buttonprivacy w/ key override function, Columbo Robodue premium series lever, unhanded, bright brass finish, for use with 1 3/8" - 1 3/4" thick standard door | 1 |  | 1 Year | 903.35 | 0.15 | 767.8475
26641 | Salto | EB666200PP38--K | XS4 wide body electronic wire-free SVN escutcheon, BLE / Mifare / DESFire push buttonprivacy w/ key override function, with keypad, Columbo Robodue premium series lever, unhanded, bright brass finish, for use with 1 3/8" - 1 3/4" thick standard door | 1 |  | 1 Year | 837.2 | 0.15 | 711.62
26642 | Salto | EB666200PP38-W- | XS4 wide body electronic RF wireless SVN escutcheon, BLE / Mifare / DESFire push buttonprivacy w/ key override function, Columbo Robodue premium series lever, unhanded, bright brass finish, for use with 1 3/8" - 1 3/4" thick standard door | 1 |  | 1 Year | 959.55 | 0.15 | 815.6175
26643 | Salto | EB666200PP38-WK | XS4 wide body electronic RF wireless SVN escutcheon, BLE / Mifare / DESFire push buttonprivacy w/ key override function, with keypad, Columbo Robodue premium series lever, unhanded, bright brass finish, for use with 1 3/8" - 1 3/4" thick standard door | 1 |  | 1 Year | 1022.4 | 0.15 | 869.04
26644 | Salto | EB666200PP48--- | XS4 wide body electronic wire-free SVN escutcheon, BLE / Mifare / DESFire push buttonprivacy w/ key override function, Columbo Robodue premium series lever, unhanded, bright brass finish, for use with 1 3/4" - 2 1/4" thick door | 1 |  | 1 Year | 774.35 | 0.15 | 658.1975
26645 | Salto | EB666200PP48-A- | XS4 wide body electronic AMOK wire-free SVN escutcheon, BLE / Mifare / DESFire push buttonprivacy w/ key override function, Columbo Robodue premium series lever, unhanded, bright brass finish, for use with 1 3/4" - 2 1/4" thick door | 1 |  | 1 Year | 903.35 | 0.15 | 767.8475
26646 | Salto | EB666200PP48--K | XS4 wide body electronic wire-free SVN escutcheon, BLE / Mifare / DESFire push buttonprivacy w/ key override function, with keypad, Columbo Robodue premium series lever, unhanded, bright brass finish, for use with 1 3/4" - 2 1/4" thick door | 1 |  | 1 Year | 837.2 | 0.15 | 711.62
26647 | Salto | EB666200PP48-W- | XS4 wide body electronic RF wireless SVN escutcheon, BLE / Mifare / DESFire push buttonprivacy w/ key override function, Columbo Robodue premium series lever, unhanded, bright brass finish, for use with 1 3/4" - 2 1/4" thick door | 1 |  | 1 Year | 959.55 | 0.15 | 815.6175
26648 | Salto | EB666200PP48-WK | XS4 wide body electronic RF wireless SVN escutcheon, BLE / Mifare / DESFire push buttonprivacy w/ key override function, with keypad, Columbo Robodue premium series lever, unhanded, bright brass finish, for use with 1 3/4" - 2 1/4" thick door | 1 |  | 1 Year | 1022.4 | 0.15 | 869.04
26649 | Salto | EB666300IM38--- | XS4 wide body electronic wire-free SVN escutcheon, BLE / Mifare / DESFire push buttonprivacy w/ key override function, Columbo Robotre premium series lever, unhanded, satin stainless finish, for use with 1 3/8" - 1 3/4" thick standard door | 1 |  | 1 Year | 758.05 | 0.15 | 644.3425
26650 | Salto | EB666300IM38-A- | XS4 wide body electronic AMOK wire-free SVN escutcheon, BLE / Mifare / DESFire push buttonprivacy w/ key override function, Columbo Robotre premium series lever, unhanded, satin stainless finish, for use with 1 3/8" - 1 3/4" thick standard door | 1 |  | 1 Year | 887.05 | 0.15 | 753.9925
26651 | Salto | EB666300IM38--K | XS4 wide body electronic wire-free SVN escutcheon, BLE / Mifare / DESFire push buttonprivacy w/ key override function, with keypad, Columbo Robotre premium series lever, unhanded, satin stainless finish, for use with 1 3/8" - 1 3/4" thick standard door | 1 |  | 1 Year | 820.9 | 0.15 | 697.765
26652 | Salto | EB666300IM38-W- | XS4 wide body electronic RF wireless SVN escutcheon, BLE / Mifare / DESFire push buttonprivacy w/ key override function, Columbo Robotre premium series lever, unhanded, satin stainless finish, for use with 1 3/8" - 1 3/4" thick standard door | 1 |  | 1 Year | 943.25 | 0.15 | 801.7625
26653 | Salto | EB666300IM38-WK | XS4 wide body electronic RF wireless SVN escutcheon, BLE / Mifare / DESFire push buttonprivacy w/ key override function, with keypad, Columbo Robotre premium series lever, unhanded, satin stainless finish, for use with 1 3/8" - 1 3/4" thick standard door | 1 |  | 1 Year | 1006.1 | 0.15 | 855.185
26654 | Salto | EB666300IM48--- | XS4 wide body electronic wire-free SVN escutcheon, BLE / Mifare / DESFire push buttonprivacy w/ key override function, Columbo Robotre premium series lever, unhanded, satin stainless finish, for use with 1 3/4" - 2 1/4" thick door | 1 |  | 1 Year | 758.05 | 0.15 | 644.3425
26655 | Salto | EB666300IM48-A- | XS4 wide body electronic AMOK wire-free SVN escutcheon, BLE / Mifare / DESFire push buttonprivacy w/ key override function, Columbo Robotre premium series lever, unhanded, satin stainless finish, for use with 1 3/4" - 2 1/4" thick door | 1 |  | 1 Year | 887.05 | 0.15 | 753.9925
26656 | Salto | EB666300IM48--K | XS4 wide body electronic wire-free SVN escutcheon, BLE / Mifare / DESFire push buttonprivacy w/ key override function, with keypad, Columbo Robotre premium series lever, unhanded, satin stainless finish, for use with 1 3/4" - 2 1/4" thick door | 1 |  | 1 Year | 820.9 | 0.15 | 697.765
26657 | Salto | EB666300IM48-W- | XS4 wide body electronic RF wireless SVN escutcheon, BLE / Mifare / DESFire push buttonprivacy w/ key override function, Columbo Robotre premium series lever, unhanded, satin stainless finish, for use with 1 3/4" - 2 1/4" thick door | 1 |  | 1 Year | 943.25 | 0.15 | 801.7625
26658 | Salto | EB666300IM48-WK | XS4 wide body electronic RF wireless SVN escutcheon, BLE / Mifare / DESFire push buttonprivacy w/ key override function, with keypad, Columbo Robotre premium series lever, unhanded, satin stainless finish, for use with 1 3/4" - 2 1/4" thick door | 1 |  | 1 Year | 1006.1 | 0.15 | 855.185
26659 | Salto | EB666300IP38--- | XS4 wide body electronic wire-free SVN escutcheon, BLE / Mifare / DESFire push buttonprivacy w/ key override function, Columbo Robotre premium series lever, unhanded, bright stainless steel finish, for use with 1 3/8" - 1 3/4" thick standard door | 1 |  | 1 Year | 774.35 | 0.15 | 658.1975
26660 | Salto | EB666300IP38-A- | XS4 wide body electronic AMOK wire-free SVN escutcheon, BLE / Mifare / DESFire push buttonprivacy w/ key override function, Columbo Robotre premium series lever, unhanded, bright stainless steel finish, for use with 1 3/8" - 1 3/4" thick standard door | 1 |  | 1 Year | 903.35 | 0.15 | 767.8475
26661 | Salto | EB666300IP38--K | XS4 wide body electronic wire-free SVN escutcheon, BLE / Mifare / DESFire push buttonprivacy w/ key override function, with keypad, Columbo Robotre premium series lever, unhanded, bright stainless steel finish, for use with 1 3/8" - 1 3/4" thick standard | 1 |  | 1 Year | 837.2 | 0.15 | 711.62
26662 | Salto | EB666300IP38-W- | XS4 wide body electronic RF wireless SVN escutcheon, BLE / Mifare / DESFire push buttonprivacy w/ key override function, Columbo Robotre premium series lever, unhanded, bright stainless steel finish, for use with 1 3/8" - 1 3/4" thick standard door | 1 |  | 1 Year | 959.55 | 0.15 | 815.6175
26663 | Salto | EB666300IP38-WK | XS4 wide body electronic RF wireless SVN escutcheon, BLE / Mifare / DESFire push buttonprivacy w/ key override function, with keypad, Columbo Robotre premium series lever, unhanded, bright stainless steel finish, for use with 1 3/8" - 1 3/4" thick standar | 1 |  | 1 Year | 1022.4 | 0.15 | 869.04
26664 | Salto | EB666300IP48--- | XS4 wide body electronic wire-free SVN escutcheon, BLE / Mifare / DESFire push buttonprivacy w/ key override function, Columbo Robotre premium series lever, unhanded, bright stainless steel finish, for use with 1 3/4" - 2 1/4" thick door | 1 |  | 1 Year | 774.35 | 0.15 | 658.1975
26665 | Salto | EB666300IP48-A- | XS4 wide body electronic AMOK wire-free SVN escutcheon, BLE / Mifare / DESFire push buttonprivacy w/ key override function, Columbo Robotre premium series lever, unhanded, bright stainless steel finish, for use with 1 3/4" - 2 1/4" thick door | 1 |  | 1 Year | 903.35 | 0.15 | 767.8475
26666 | Salto | EB666300IP48--K | XS4 wide body electronic wire-free SVN escutcheon, BLE / Mifare / DESFire push buttonprivacy w/ key override function, with keypad, Columbo Robotre premium series lever, unhanded, bright stainless steel finish, for use with 1 3/4" - 2 1/4" thick door | 1 |  | 1 Year | 837.2 | 0.15 | 711.62
26667 | Salto | EB666300IP48-W- | XS4 wide body electronic RF wireless SVN escutcheon, BLE / Mifare / DESFire push buttonprivacy w/ key override function, Columbo Robotre premium series lever, unhanded, bright stainless steel finish, for use with 1 3/4" - 2 1/4" thick door | 1 |  | 1 Year | 959.55 | 0.15 | 815.6175
26668 | Salto | EB666300IP48-WK | XS4 wide body electronic RF wireless SVN escutcheon, BLE / Mifare / DESFire push buttonprivacy w/ key override function, with keypad, Columbo Robotre premium series lever, unhanded, bright stainless steel finish, for use with 1 3/4" - 2 1/4" thick door | 1 |  | 1 Year | 1022.4 | 0.15 | 869.04
26669 | Salto | EB666300PP38--- | XS4 wide body electronic wire-free SVN escutcheon, BLE / Mifare / DESFire push buttonprivacy w/ key override function, Columbo Robotre premium series lever, unhanded, bright brass finish, for use with 1 3/8" - 1 3/4" thick standard door | 1 |  | 1 Year | 774.35 | 0.15 | 658.1975
26670 | Salto | EB666300PP38-A- | XS4 wide body electronic AMOK wire-free SVN escutcheon, BLE / Mifare / DESFire push buttonprivacy w/ key override function, Columbo Robotre premium series lever, unhanded, bright brass finish, for use with 1 3/8" - 1 3/4" thick standard door | 1 |  | 1 Year | 903.35 | 0.15 | 767.8475
26671 | Salto | EB666300PP38--K | XS4 wide body electronic wire-free SVN escutcheon, BLE / Mifare / DESFire push buttonprivacy w/ key override function, with keypad, Columbo Robotre premium series lever, unhanded, bright brass finish, for use with 1 3/8" - 1 3/4" thick standard door | 1 |  | 1 Year | 837.2 | 0.15 | 711.62
26672 | Salto | EB666300PP38-W- | XS4 wide body electronic RF wireless SVN escutcheon, BLE / Mifare / DESFire push buttonprivacy w/ key override function, Columbo Robotre premium series lever, unhanded, bright brass finish, for use with 1 3/8" - 1 3/4" thick standard door | 1 |  | 1 Year | 959.55 | 0.15 | 815.6175
26673 | Salto | EB666300PP38-WK | XS4 wide body electronic RF wireless SVN escutcheon, BLE / Mifare / DESFire push buttonprivacy w/ key override function, with keypad, Columbo Robotre premium series lever, unhanded, bright brass finish, for use with 1 3/8" - 1 3/4" thick standard door | 1 |  | 1 Year | 1022.4 | 0.15 | 869.04
26674 | Salto | EB666300PP48--- | XS4 wide body electronic wire-free SVN escutcheon, BLE / Mifare / DESFire push buttonprivacy w/ key override function, Columbo Robotre premium series lever, unhanded, bright brass finish, for use with 1 3/4" - 2 1/4" thick door | 1 |  | 1 Year | 774.35 | 0.15 | 658.1975
26675 | Salto | EB666300PP48-A- | XS4 wide body electronic AMOK wire-free SVN escutcheon, BLE / Mifare / DESFire push buttonprivacy w/ key override function, Columbo Robotre premium series lever, unhanded, bright brass finish, for use with 1 3/4" - 2 1/4" thick door | 1 |  | 1 Year | 903.35 | 0.15 | 767.8475
26676 | Salto | EB666300PP48--K | XS4 wide body electronic wire-free SVN escutcheon, BLE / Mifare / DESFire push buttonprivacy w/ key override function, with keypad, Columbo Robotre premium series lever, unhanded, bright brass finish, for use with 1 3/4" - 2 1/4" thick door | 1 |  | 1 Year | 837.2 | 0.15 | 711.62
26677 | Salto | EB666300PP48-W- | XS4 wide body electronic RF wireless SVN escutcheon, BLE / Mifare / DESFire push buttonprivacy w/ key override function, Columbo Robotre premium series lever, unhanded, bright brass finish, for use with 1 3/4" - 2 1/4" thick door | 1 |  | 1 Year | 959.55 | 0.15 | 815.6175
26678 | Salto | EB666300PP48-WK | XS4 wide body electronic RF wireless SVN escutcheon, BLE / Mifare / DESFire push buttonprivacy w/ key override function, with keypad, Columbo Robotre premium series lever, unhanded, bright brass finish, for use with 1 3/4" - 2 1/4" thick door | 1 |  | 1 Year | 1022.4 | 0.15 | 869.04
26679 | Salto | EB666400IM38--- | XS4 wide body electronic wire-free SVN escutcheon, BLE / Mifare / DESFire push buttonprivacy w/ key override function, Columbo Roboquattro premium series lever, unhanded, satin stainless finish, for use with 1 3/8" - 1 3/4" thick standard door | 1 |  | 1 Year | 758.05 | 0.15 | 644.3425
26680 | Salto | EB666400IM38-A- | XS4 wide body electronic AMOK wire-free SVN escutcheon, BLE / Mifare / DESFire push buttonprivacy w/ key override function, Columbo Roboquattro premium series lever, unhanded, satin stainless finish, for use with 1 3/8" - 1 3/4" thick standard door | 1 |  | 1 Year | 887.05 | 0.15 | 753.9925
26681 | Salto | EB666400IM38--K | XS4 wide body electronic wire-free SVN escutcheon, BLE / Mifare / DESFire push buttonprivacy w/ key override function, with keypad, Columbo Roboquattro premium series lever, unhanded, satin stainless finish, for use with 1 3/8" - 1 3/4" thick standard doo | 1 |  | 1 Year | 820.9 | 0.15 | 697.765
26682 | Salto | EB666400IM38-W- | XS4 wide body electronic RF wireless SVN escutcheon, BLE / Mifare / DESFire push buttonprivacy w/ key override function, Columbo Roboquattro premium series lever, unhanded, satin stainless finish, for use with 1 3/8" - 1 3/4" thick standard door | 1 |  | 1 Year | 943.25 | 0.15 | 801.7625
26683 | Salto | EB666400IM38-WK | XS4 wide body electronic RF wireless SVN escutcheon, BLE / Mifare / DESFire push buttonprivacy w/ key override function, with keypad, Columbo Roboquattro premium series lever, unhanded, satin stainless finish, for use with 1 3/8" - 1 3/4" thick standard d | 1 |  | 1 Year | 1006.1 | 0.15 | 855.185
26684 | Salto | EB666400IM48--- | XS4 wide body electronic wire-free SVN escutcheon, BLE / Mifare / DESFire push buttonprivacy w/ key override function, Columbo Roboquattro premium series lever, unhanded, satin stainless finish, for use with 1 3/4" - 2 1/4" thick door | 1 |  | 1 Year | 758.05 | 0.15 | 644.3425
26685 | Salto | EB666400IM48-A- | XS4 wide body electronic AMOK wire-free SVN escutcheon, BLE / Mifare / DESFire push buttonprivacy w/ key override function, Columbo Roboquattro premium series lever, unhanded, satin stainless finish, for use with 1 3/4" - 2 1/4" thick door | 1 |  | 1 Year | 887.05 | 0.15 | 753.9925
26686 | Salto | EB666400IM48--K | XS4 wide body electronic wire-free SVN escutcheon, BLE / Mifare / DESFire push buttonprivacy w/ key override function, with keypad, Columbo Roboquattro premium series lever, unhanded, satin stainless finish, for use with 1 3/4" - 2 1/4" thick door | 1 |  | 1 Year | 820.9 | 0.15 | 697.765
26687 | Salto | EB666400IM48-W- | XS4 wide body electronic RF wireless SVN escutcheon, BLE / Mifare / DESFire push buttonprivacy w/ key override function, Columbo Roboquattro premium series lever, unhanded, satin stainless finish, for use with 1 3/4" - 2 1/4" thick door | 1 |  | 1 Year | 943.25 | 0.15 | 801.7625
26688 | Salto | EB666400IM48-WK | XS4 wide body electronic RF wireless SVN escutcheon, BLE / Mifare / DESFire push buttonprivacy w/ key override function, with keypad, Columbo Roboquattro premium series lever, unhanded, satin stainless finish, for use with 1 3/4" - 2 1/4" thick door | 1 |  | 1 Year | 1006.1 | 0.15 | 855.185
26689 | Salto | EB666400IP38--- | XS4 wide body electronic wire-free SVN escutcheon, BLE / Mifare / DESFire push buttonprivacy w/ key override function, Columbo Roboquattro premium series lever, unhanded, bright stainless steel finish, for use with 1 3/8" - 1 3/4" thick standard door | 1 |  | 1 Year | 774.35 | 0.15 | 658.1975
26690 | Salto | EB666400IP38-A- | XS4 wide body electronic AMOK wire-free SVN escutcheon, BLE / Mifare / DESFire push buttonprivacy w/ key override function, Columbo Roboquattro premium series lever, unhanded, bright stainless steel finish, for use with 1 3/8" - 1 3/4" thick standard doo | 1 |  | 1 Year | 903.35 | 0.15 | 767.8475
26691 | Salto | EB666400IP38--K | XS4 wide body electronic wire-free SVN escutcheon, BLE / Mifare / DESFire push buttonprivacy w/ key override function, with keypad, Columbo Roboquattro premium series lever, unhanded, bright stainless steel finish, for use with 1 3/8" - 1 3/4" thick stand | 1 |  | 1 Year | 837.2 | 0.15 | 711.62
26692 | Salto | EB666400IP38-W- | XS4 wide body electronic RF wireless SVN escutcheon, BLE / Mifare / DESFire push buttonprivacy w/ key override function, Columbo Roboquattro premium series lever, unhanded, bright stainless steel finish, for use with 1 3/8" - 1 3/4" thick standard door | 1 |  | 1 Year | 959.55 | 0.15 | 815.6175
26693 | Salto | EB666400IP38-WK | XS4 wide body electronic RF wireless SVN escutcheon, BLE / Mifare / DESFire push buttonprivacy w/ key override function, with keypad, Columbo Roboquattro premium series lever, unhanded, bright stainless steel finish, for use with 1 3/8" - 1 3/4" thick sta | 1 |  | 1 Year | 1022.4 | 0.15 | 869.04
26694 | Salto | EB666400IP48--- | XS4 wide body electronic wire-free SVN escutcheon, BLE / Mifare / DESFire push buttonprivacy w/ key override function, Columbo Roboquattro premium series lever, unhanded, bright stainless steel finish, for use with 1 3/4" - 2 1/4" thick door | 1 |  | 1 Year | 774.35 | 0.15 | 658.1975
26695 | Salto | EB666400IP48-A- | XS4 wide body electronic AMOK wire-free SVN escutcheon, BLE / Mifare / DESFire push buttonprivacy w/ key override function, Columbo Roboquattro premium series lever, unhanded, bright stainless steel finish, for use with 1 3/4" - 2 1/4" thick door | 1 |  | 1 Year | 903.35 | 0.15 | 767.8475
26696 | Salto | EB666400IP48--K | XS4 wide body electronic wire-free SVN escutcheon, BLE / Mifare / DESFire push buttonprivacy w/ key override function, with keypad, Columbo Roboquattro premium series lever, unhanded, bright stainless steel finish, for use with 1 3/4" - 2 1/4" thick door | 1 |  | 1 Year | 837.2 | 0.15 | 711.62
26697 | Salto | EB666400IP48-W- | XS4 wide body electronic RF wireless SVN escutcheon, BLE / Mifare / DESFire push buttonprivacy w/ key override function, Columbo Roboquattro premium series lever, unhanded, bright stainless steel finish, for use with 1 3/4" - 2 1/4" thick door | 1 |  | 1 Year | 959.55 | 0.15 | 815.6175
26698 | Salto | EB666400IP48-WK | XS4 wide body electronic RF wireless SVN escutcheon, BLE / Mifare / DESFire push buttonprivacy w/ key override function, with keypad, Columbo Roboquattro premium series lever, unhanded, bright stainless steel finish, for use with 1 3/4" - 2 1/4" thick doo | 1 |  | 1 Year | 1022.4 | 0.15 | 869.04
26699 | Salto | EB666400PP38--- | XS4 wide body electronic wire-free SVN escutcheon, BLE / Mifare / DESFire push buttonprivacy w/ key override function, Columbo Roboquattro premium series lever, unhanded, bright brass finish, for use with 1 3/8" - 1 3/4" thick standard door | 1 |  | 1 Year | 774.35 | 0.15 | 658.1975
26700 | Salto | EB666400PP38-A- | XS4 wide body electronic AMOK wire-free SVN escutcheon, BLE / Mifare / DESFire push buttonprivacy w/ key override function, Columbo Roboquattro premium series lever, unhanded, bright brass finish, for use with 1 3/8" - 1 3/4" thick standard door | 1 |  | 1 Year | 903.35 | 0.15 | 767.8475
26701 | Salto | EB666400PP38--K | XS4 wide body electronic wire-free SVN escutcheon, BLE / Mifare / DESFire push buttonprivacy w/ key override function, with keypad, Columbo Roboquattro premium series lever, unhanded, bright brass finish, for use with 1 3/8" - 1 3/4" thick standard door | 1 |  | 1 Year | 837.2 | 0.15 | 711.62
26702 | Salto | EB666400PP38-W- | XS4 wide body electronic RF wireless SVN escutcheon, BLE / Mifare / DESFire push buttonprivacy w/ key override function, Columbo Roboquattro premium series lever, unhanded, bright brass finish, for use with 1 3/8" - 1 3/4" thick standard door | 1 |  | 1 Year | 959.55 | 0.15 | 815.6175
26703 | Salto | EB666400PP38-WK | XS4 wide body electronic RF wireless SVN escutcheon, BLE / Mifare / DESFire push buttonprivacy w/ key override function, with keypad, Columbo Roboquattro premium series lever, unhanded, bright brass finish, for use with 1 3/8" - 1 3/4" thick standard door | 1 |  | 1 Year | 1022.4 | 0.15 | 869.04
26704 | Salto | EB666400PP48--- | XS4 wide body electronic wire-free SVN escutcheon, BLE / Mifare / DESFire push buttonprivacy w/ key override function, Columbo Roboquattro premium series lever, unhanded, bright brass finish, for use with 1 3/4" - 2 1/4" thick door | 1 |  | 1 Year | 774.35 | 0.15 | 658.1975
26705 | Salto | EB666400PP48-A- | XS4 wide body electronic AMOK wire-free SVN escutcheon, BLE / Mifare / DESFire push buttonprivacy w/ key override function, Columbo Roboquattro premium series lever, unhanded, bright brass finish, for use with 1 3/4" - 2 1/4" thick door | 1 |  | 1 Year | 903.35 | 0.15 | 767.8475
26706 | Salto | EB666400PP48--K | XS4 wide body electronic wire-free SVN escutcheon, BLE / Mifare / DESFire push buttonprivacy w/ key override function, with keypad, Columbo Roboquattro premium series lever, unhanded, bright brass finish, for use with 1 3/4" - 2 1/4" thick door | 1 |  | 1 Year | 837.2 | 0.15 | 711.62
26707 | Salto | EB666400PP48-W- | XS4 wide body electronic RF wireless SVN escutcheon, BLE / Mifare / DESFire push buttonprivacy w/ key override function, Columbo Roboquattro premium series lever, unhanded, bright brass finish, for use with 1 3/4" - 2 1/4" thick door | 1 |  | 1 Year | 959.55 | 0.15 | 815.6175
26708 | Salto | EB666400PP48-WK | XS4 wide body electronic RF wireless SVN escutcheon, BLE / Mifare / DESFire push buttonprivacy w/ key override function, with keypad, Columbo Roboquattro premium series lever, unhanded, bright brass finish, for use with 1 3/4" - 2 1/4" thick door | 1 |  | 1 Year | 1022.4 | 0.15 | 869.04
26709 | Salto | EB666700IM38--- | XS4 wide body electronic wire-free SVN escutcheon, BLE / Mifare / DESFire push buttonprivacy w/ key override function, Columbo Mach premium series lever, unhanded, satin stainless finish, for use with 1 3/8" - 1 3/4" thick standard door | 1 |  | 1 Year | 758.05 | 0.15 | 644.3425
26710 | Salto | EB666700IM38-A- | XS4 wide body electronic AMOK wire-free SVN escutcheon, BLE / Mifare / DESFire push buttonprivacy w/ key override function, Columbo Mach premium series lever, unhanded, satin stainless finish, for use with 1 3/8" - 1 3/4" thick standard door | 1 |  | 1 Year | 887.05 | 0.15 | 753.9925
26711 | Salto | EB666700IM38--K | XS4 wide body electronic wire-free SVN escutcheon, BLE / Mifare / DESFire push buttonprivacy w/ key override function, with keypad, Columbo Mach premium series lever, unhanded, satin stainless finish, for use with 1 3/8" - 1 3/4" thick standard door | 1 |  | 1 Year | 820.9 | 0.15 | 697.765
26712 | Salto | EB666700IM38-W- | XS4 wide body electronic RF wireless SVN escutcheon, BLE / Mifare / DESFire push buttonprivacy w/ key override function, Columbo Mach premium series lever, unhanded, satin stainless finish, for use with 1 3/8" - 1 3/4" thick standard door | 1 |  | 1 Year | 943.25 | 0.15 | 801.7625
26713 | Salto | EB666700IM38-WK | XS4 wide body electronic RF wireless SVN escutcheon, BLE / Mifare / DESFire push buttonprivacy w/ key override function, with keypad, Columbo Mach premium series lever, unhanded, satin stainless finish, for use with 1 3/8" - 1 3/4" thick standard door | 1 |  | 1 Year | 1006.1 | 0.15 | 855.185
26714 | Salto | EB666700IM48--- | XS4 wide body electronic wire-free SVN escutcheon, BLE / Mifare / DESFire push buttonprivacy w/ key override function, Columbo Mach premium series lever, unhanded, satin stainless finish, for use with 1 3/4" - 2 1/4" thick door | 1 |  | 1 Year | 758.05 | 0.15 | 644.3425
26715 | Salto | EB666700IM48-A- | XS4 wide body electronic AMOK wire-free SVN escutcheon, BLE / Mifare / DESFire push buttonprivacy w/ key override function, Columbo Mach premium series lever, unhanded, satin stainless finish, for use with 1 3/4" - 2 1/4" thick door | 1 |  | 1 Year | 887.05 | 0.15 | 753.9925
26716 | Salto | EB666700IM48--K | XS4 wide body electronic wire-free SVN escutcheon, BLE / Mifare / DESFire push buttonprivacy w/ key override function, with keypad, Columbo Mach premium series lever, unhanded, satin stainless finish, for use with 1 3/4" - 2 1/4" thick door | 1 |  | 1 Year | 820.9 | 0.15 | 697.765
26717 | Salto | EB666700IM48-W- | XS4 wide body electronic RF wireless SVN escutcheon, BLE / Mifare / DESFire push buttonprivacy w/ key override function, Columbo Mach premium series lever, unhanded, satin stainless finish, for use with 1 3/4" - 2 1/4" thick door | 1 |  | 1 Year | 943.25 | 0.15 | 801.7625
26718 | Salto | EB666700IM48-WK | XS4 wide body electronic RF wireless SVN escutcheon, BLE / Mifare / DESFire push buttonprivacy w/ key override function, with keypad, Columbo Mach premium series lever, unhanded, satin stainless finish, for use with 1 3/4" - 2 1/4" thick door | 1 |  | 1 Year | 1006.1 | 0.15 | 855.185
26719 | Salto | EB666700IP38--- | XS4 wide body electronic wire-free SVN escutcheon, BLE / Mifare / DESFire push buttonprivacy w/ key override function, Columbo Mach premium series lever, unhanded, bright stainless steel finish, for use with 1 3/8" - 1 3/4" thick standard door | 1 |  | 1 Year | 774.35 | 0.15 | 658.1975
26720 | Salto | EB666700IP38-A- | XS4 wide body electronic AMOK wire-free SVN escutcheon, BLE / Mifare / DESFire push buttonprivacy w/ key override function, Columbo Mach premium series lever, unhanded, bright stainless steel finish, for use with 1 3/8" - 1 3/4" thick standard door | 1 |  | 1 Year | 903.35 | 0.15 | 767.8475
26721 | Salto | EB666700IP38--K | XS4 wide body electronic wire-free SVN escutcheon, BLE / Mifare / DESFire push buttonprivacy w/ key override function, with keypad, Columbo Mach premium series lever, unhanded, bright stainless steel finish, for use with 1 3/8" - 1 3/4" thick standard doo | 1 |  | 1 Year | 837.2 | 0.15 | 711.62
26722 | Salto | EB666700IP38-W- | XS4 wide body electronic RF wireless SVN escutcheon, BLE / Mifare / DESFire push buttonprivacy w/ key override function, Columbo Mach premium series lever, unhanded, bright stainless steel finish, for use with 1 3/8" - 1 3/4" thick standard door | 1 |  | 1 Year | 959.55 | 0.15 | 815.6175
26723 | Salto | EB666700IP38-WK | XS4 wide body electronic RF wireless SVN escutcheon, BLE / Mifare / DESFire push buttonprivacy w/ key override function, with keypad, Columbo Mach premium series lever, unhanded, bright stainless steel finish, for use with 1 3/8" - 1 3/4" thick standard d | 1 |  | 1 Year | 1022.4 | 0.15 | 869.04
26724 | Salto | EB666700IP48--- | XS4 wide body electronic wire-free SVN escutcheon, BLE / Mifare / DESFire push buttonprivacy w/ key override function, Columbo Mach premium series lever, unhanded, bright stainless steel finish, for use with 1 3/4" - 2 1/4" thick door | 1 |  | 1 Year | 774.35 | 0.15 | 658.1975
26725 | Salto | EB666700IP48-A- | XS4 wide body electronic AMOK wire-free SVN escutcheon, BLE / Mifare / DESFire push buttonprivacy w/ key override function, Columbo Mach premium series lever, unhanded, bright stainless steel finish, for use with 1 3/4" - 2 1/4" thick door | 1 |  | 1 Year | 903.35 | 0.15 | 767.8475
26726 | Salto | EB666700IP48--K | XS4 wide body electronic wire-free SVN escutcheon, BLE / Mifare / DESFire push buttonprivacy w/ key override function, with keypad, Columbo Mach premium series lever, unhanded, bright stainless steel finish, for use with 1 3/4" - 2 1/4" thick door | 1 |  | 1 Year | 837.2 | 0.15 | 711.62
26727 | Salto | EB666700IP48-W- | XS4 wide body electronic RF wireless SVN escutcheon, BLE / Mifare / DESFire push buttonprivacy w/ key override function, Columbo Mach premium series lever, unhanded, bright stainless steel finish, for use with 1 3/4" - 2 1/4" thick door | 1 |  | 1 Year | 959.55 | 0.15 | 815.6175
26728 | Salto | EB666700IP48-WK | XS4 wide body electronic RF wireless SVN escutcheon, BLE / Mifare / DESFire push buttonprivacy w/ key override function, with keypad, Columbo Mach premium series lever, unhanded, bright stainless steel finish, for use with 1 3/4" - 2 1/4" thick door | 1 |  | 1 Year | 1022.4 | 0.15 | 869.04
26729 | Salto | EB666700PP38--- | XS4 wide body electronic wire-free SVN escutcheon, BLE / Mifare / DESFire push buttonprivacy w/ key override function, Columbo Mach premium series lever, unhanded, bright brass finish, for use with 1 3/8" - 1 3/4" thick standard door | 1 |  | 1 Year | 774.35 | 0.15 | 658.1975
26730 | Salto | EB666700PP38-A- | XS4 wide body electronic AMOK wire-free SVN escutcheon, BLE / Mifare / DESFire push buttonprivacy w/ key override function, Columbo Mach premium series lever, unhanded, bright brass finish, for use with 1 3/8" - 1 3/4" thick standard door | 1 |  | 1 Year | 903.35 | 0.15 | 767.8475
26731 | Salto | EB666700PP38--K | XS4 wide body electronic wire-free SVN escutcheon, BLE / Mifare / DESFire push buttonprivacy w/ key override function, with keypad, Columbo Mach premium series lever, unhanded, bright brass finish, for use with 1 3/8" - 1 3/4" thick standard door | 1 |  | 1 Year | 837.2 | 0.15 | 711.62
26732 | Salto | EB666700PP38-W- | XS4 wide body electronic RF wireless SVN escutcheon, BLE / Mifare / DESFire push buttonprivacy w/ key override function, Columbo Mach premium series lever, unhanded, bright brass finish, for use with 1 3/8" - 1 3/4" thick standard door | 1 |  | 1 Year | 959.55 | 0.15 | 815.6175
26733 | Salto | EB666700PP38-WK | XS4 wide body electronic RF wireless SVN escutcheon, BLE / Mifare / DESFire push buttonprivacy w/ key override function, with keypad, Columbo Mach premium series lever, unhanded, bright brass finish, for use with 1 3/8" - 1 3/4" thick standard door | 1 |  | 1 Year | 1022.4 | 0.15 | 869.04
26734 | Salto | EB666700PP48--- | XS4 wide body electronic wire-free SVN escutcheon, BLE / Mifare / DESFire push buttonprivacy w/ key override function, Columbo Mach premium series lever, unhanded, bright brass finish, for use with 1 3/4" - 2 1/4" thick door | 1 |  | 1 Year | 774.35 | 0.15 | 658.1975
26735 | Salto | EB666700PP48-A- | XS4 wide body electronic AMOK wire-free SVN escutcheon, BLE / Mifare / DESFire push buttonprivacy w/ key override function, Columbo Mach premium series lever, unhanded, bright brass finish, for use with 1 3/4" - 2 1/4" thick door | 1 |  | 1 Year | 903.35 | 0.15 | 767.8475
26736 | Salto | EB666700PP48--K | XS4 wide body electronic wire-free SVN escutcheon, BLE / Mifare / DESFire push buttonprivacy w/ key override function, with keypad, Columbo Mach premium series lever, unhanded, bright brass finish, for use with 1 3/4" - 2 1/4" thick door | 1 |  | 1 Year | 837.2 | 0.15 | 711.62
26737 | Salto | EB666700PP48-W- | XS4 wide body electronic RF wireless SVN escutcheon, BLE / Mifare / DESFire push buttonprivacy w/ key override function, Columbo Mach premium series lever, unhanded, bright brass finish, for use with 1 3/4" - 2 1/4" thick door | 1 |  | 1 Year | 959.55 | 0.15 | 815.6175
26738 | Salto | EB666700PP48-WK | XS4 wide body electronic RF wireless SVN escutcheon, BLE / Mifare / DESFire push buttonprivacy w/ key override function, with keypad, Columbo Mach premium series lever, unhanded, bright brass finish, for use with 1 3/4" - 2 1/4" thick door | 1 |  | 1 Year | 1022.4 | 0.15 | 869.04
26739 | Salto | EB666A00BC38--- | XS4 wide body electronic wire-free SVN escutcheon, BLE / Mifare / DESFire push buttonprivacy w/ key override function, A lever, unhanded, BioCote antimicrobial finish, for use with 1 3/8" - 1 3/4" thick standard door | 1 |  | 1 Year | 764.15 | 0.15 | 649.5275
26740 | Salto | EB666A00BC38-A- | XS4 wide body electronic AMOK wire-free SVN escutcheon, BLE / Mifare / DESFire push buttonprivacy w/ key override function, A lever, unhanded, BioCote antimicrobial finish, for use with 1 3/8" - 1 3/4" thick standard door | 1 |  | 1 Year | 893.15 | 0.15 | 759.1775
26741 | Salto | EB666A00BC38--K | XS4 wide body electronic wire-free SVN escutcheon, BLE / Mifare / DESFire push buttonprivacy w/ key override function, with keypad, A lever, unhanded, BioCote antimicrobial finish, for use with 1 3/8" - 1 3/4" thick standard door | 1 |  | 1 Year | 827 | 0.15 | 702.95
26742 | Salto | EB666A00BC38-W- | XS4 wide body electronic RF wireless SVN escutcheon, BLE / Mifare / DESFire push buttonprivacy w/ key override function, A lever, unhanded, BioCote antimicrobial finish, for use with 1 3/8" - 1 3/4" thick standard door | 1 |  | 1 Year | 949.35 | 0.15 | 806.9475
26743 | Salto | EB666A00BC38-WK | XS4 wide body electronic RF wireless SVN escutcheon, BLE / Mifare / DESFire push buttonprivacy w/ key override function, with keypad, A lever, unhanded, BioCote antimicrobial finish, for use with 1 3/8" - 1 3/4" thick standard door | 1 |  | 1 Year | 1012.2 | 0.15 | 860.37
26744 | Salto | EB666A00BC48--- | XS4 wide body electronic wire-free SVN escutcheon, BLE / Mifare / DESFire push buttonprivacy w/ key override function, A lever, unhanded, BioCote antimicrobial finish, for use with 1 3/4" - 2 1/4" thick door | 1 |  | 1 Year | 764.15 | 0.15 | 649.5275
26745 | Salto | EB666A00BC48-A- | XS4 wide body electronic AMOK wire-free SVN escutcheon, BLE / Mifare / DESFire push buttonprivacy w/ key override function, A lever, unhanded, BioCote antimicrobial finish, for use with 1 3/4" - 2 1/4" thick door | 1 |  | 1 Year | 893.15 | 0.15 | 759.1775
26746 | Salto | EB666A00BC48--K | XS4 wide body electronic wire-free SVN escutcheon, BLE / Mifare / DESFire push buttonprivacy w/ key override function, with keypad, A lever, unhanded, BioCote antimicrobial finish, for use with 1 3/4" - 2 1/4" thick door | 1 |  | 1 Year | 827 | 0.15 | 702.95
26747 | Salto | EB666A00BC48-W- | XS4 wide body electronic RF wireless SVN escutcheon, BLE / Mifare / DESFire push buttonprivacy w/ key override function, A lever, unhanded, BioCote antimicrobial finish, for use with 1 3/4" - 2 1/4" thick door | 1 |  | 1 Year | 949.35 | 0.15 | 806.9475
26748 | Salto | EB666A00BC48-WK | XS4 wide body electronic RF wireless SVN escutcheon, BLE / Mifare / DESFire push buttonprivacy w/ key override function, with keypad, A lever, unhanded, BioCote antimicrobial finish, for use with 1 3/4" - 2 1/4" thick door | 1 |  | 1 Year | 1012.2 | 0.15 | 860.37
26749 | Salto | EB666A00IA38--- | XS4 wide body electronic wire-free SVN escutcheon, BLE / Mifare / DESFire push buttonprivacy w/ key override function, A lever, unhanded, antique brass finish, for use with 1 3/8" - 1 3/4" thick standard door | 1 |  | 1 Year | 764.15 | 0.15 | 649.5275
26750 | Salto | EB666A00IA38-A- | XS4 wide body electronic AMOK wire-free SVN escutcheon, BLE / Mifare / DESFire push buttonprivacy w/ key override function, A lever, unhanded, antique brass finish, for use with 1 3/8" - 1 3/4" thick standard door | 1 |  | 1 Year | 893.15 | 0.15 | 759.1775
26751 | Salto | EB666A00IA38--K | XS4 wide body electronic wire-free SVN escutcheon, BLE / Mifare / DESFire push buttonprivacy w/ key override function, with keypad, A lever, unhanded, antique brass finish, for use with 1 3/8" - 1 3/4" thick standard door | 1 |  | 1 Year | 827 | 0.15 | 702.95
26752 | Salto | EB666A00IA38-W- | XS4 wide body electronic RF wireless SVN escutcheon, BLE / Mifare / DESFire push buttonprivacy w/ key override function, A lever, unhanded, antique brass finish, for use with 1 3/8" - 1 3/4" thick standard door | 1 |  | 1 Year | 949.35 | 0.15 | 806.9475
26753 | Salto | EB666A00IA38-WK | XS4 wide body electronic RF wireless SVN escutcheon, BLE / Mifare / DESFire push buttonprivacy w/ key override function, with keypad, A lever, unhanded, antique brass finish, for use with 1 3/8" - 1 3/4" thick standard door | 1 |  | 1 Year | 1012.2 | 0.15 | 860.37
26754 | Salto | EB666A00IA48--- | XS4 wide body electronic wire-free SVN escutcheon, BLE / Mifare / DESFire push buttonprivacy w/ key override function, A lever, unhanded, antique brass finish, for use with 1 3/4" - 2 1/4" thick door | 1 |  | 1 Year | 764.15 | 0.15 | 649.5275
26755 | Salto | EB666A00IA48-A- | XS4 wide body electronic AMOK wire-free SVN escutcheon, BLE / Mifare / DESFire push buttonprivacy w/ key override function, A lever, unhanded, antique brass finish, for use with 1 3/4" - 2 1/4" thick door | 1 |  | 1 Year | 893.15 | 0.15 | 759.1775
26756 | Salto | EB666A00IA48--K | XS4 wide body electronic wire-free SVN escutcheon, BLE / Mifare / DESFire push buttonprivacy w/ key override function, with keypad, A lever, unhanded, antique brass finish, for use with 1 3/4" - 2 1/4" thick door | 1 |  | 1 Year | 827 | 0.15 | 702.95
26757 | Salto | EB666A00IA48-W- | XS4 wide body electronic RF wireless SVN escutcheon, BLE / Mifare / DESFire push buttonprivacy w/ key override function, A lever, unhanded, antique brass finish, for use with 1 3/4" - 2 1/4" thick door | 1 |  | 1 Year | 949.35 | 0.15 | 806.9475
26758 | Salto | EB666A00IA48-WK | XS4 wide body electronic RF wireless SVN escutcheon, BLE / Mifare / DESFire push buttonprivacy w/ key override function, with keypad, A lever, unhanded, antique brass finish, for use with 1 3/4" - 2 1/4" thick door | 1 |  | 1 Year | 1012.2 | 0.15 | 860.37
26759 | Salto | EB666A00IM38--- | XS4 wide body electronic wire-free SVN escutcheon, BLE / Mifare / DESFire push buttonprivacy w/ key override function, A lever, unhanded, satin stainless finish, for use with 1 3/8" - 1 3/4" thick standard door | 1 |  | 1 Year | 712.15 | 0.15 | 605.3275
26760 | Salto | EB666A00IM38-A- | XS4 wide body electronic AMOK wire-free SVN escutcheon, BLE / Mifare / DESFire push buttonprivacy w/ key override function, A lever, unhanded, satin stainless finish, for use with 1 3/8" - 1 3/4" thick standard door | 1 |  | 1 Year | 841.15 | 0.15 | 714.9775
26761 | Salto | EB666A00IM38--K | XS4 wide body electronic wire-free SVN escutcheon, BLE / Mifare / DESFire push buttonprivacy w/ key override function, with keypad, A lever, unhanded, satin stainless finish, for use with 1 3/8" - 1 3/4" thick standard door | 1 |  | 1 Year | 775 | 0.15 | 658.75
26762 | Salto | EB666A00IM38-W- | XS4 wide body electronic RF wireless SVN escutcheon, BLE / Mifare / DESFire push buttonprivacy w/ key override function, A lever, unhanded, satin stainless finish, for use with 1 3/8" - 1 3/4" thick standard door | 1 |  | 1 Year | 897.35 | 0.15 | 762.7475
26763 | Salto | EB666A00IM38-WK | XS4 wide body electronic RF wireless SVN escutcheon, BLE / Mifare / DESFire push buttonprivacy w/ key override function, with keypad, A lever, unhanded, satin stainless finish, for use with 1 3/8" - 1 3/4" thick standard door | 1 |  | 1 Year | 960.2 | 0.15 | 816.17
26764 | Salto | EB666A00IM48--- | XS4 wide body electronic wire-free SVN escutcheon, BLE / Mifare / DESFire push buttonprivacy w/ key override function, A lever, unhanded, satin stainless finish, for use with 1 3/4" - 2 1/4" thick door | 1 |  | 1 Year | 712.15 | 0.15 | 605.3275
26765 | Salto | EB666A00IM48-A- | XS4 wide body electronic AMOK wire-free SVN escutcheon, BLE / Mifare / DESFire push buttonprivacy w/ key override function, A lever, unhanded, satin stainless finish, for use with 1 3/4" - 2 1/4" thick door | 1 |  | 1 Year | 841.15 | 0.15 | 714.9775
26766 | Salto | EB666A00IM48--K | XS4 wide body electronic wire-free SVN escutcheon, BLE / Mifare / DESFire push buttonprivacy w/ key override function, with keypad, A lever, unhanded, satin stainless finish, for use with 1 3/4" - 2 1/4" thick door | 1 |  | 1 Year | 775 | 0.15 | 658.75
26767 | Salto | EB666A00IM48-W- | XS4 wide body electronic RF wireless SVN escutcheon, BLE / Mifare / DESFire push buttonprivacy w/ key override function, A lever, unhanded, satin stainless finish, for use with 1 3/4" - 2 1/4" thick door | 1 |  | 1 Year | 897.35 | 0.15 | 762.7475
26768 | Salto | EB666A00IM48-WK | XS4 wide body electronic RF wireless SVN escutcheon, BLE / Mifare / DESFire push buttonprivacy w/ key override function, with keypad, A lever, unhanded, satin stainless finish, for use with 1 3/4" - 2 1/4" thick door | 1 |  | 1 Year | 960.2 | 0.15 | 816.17
26769 | Salto | EB666A00IP38--- | XS4 wide body electronic wire-free SVN escutcheon, BLE / Mifare / DESFire push buttonprivacy w/ key override function, A lever, unhanded, bright stainless steel finish, for use with 1 3/8" - 1 3/4" thick standard door | 1 |  | 1 Year | 728.45 | 0.15 | 619.1825
26770 | Salto | EB666A00IP38-A- | XS4 wide body electronic AMOK wire-free SVN escutcheon, BLE / Mifare / DESFire push buttonprivacy w/ key override function, A lever, unhanded, bright stainless steel finish, for use with 1 3/8" - 1 3/4" thick standard door | 1 |  | 1 Year | 857.45 | 0.15 | 728.8325
26771 | Salto | EB666A00IP38--K | XS4 wide body electronic wire-free SVN escutcheon, BLE / Mifare / DESFire push buttonprivacy w/ key override function, with keypad, A lever, unhanded, bright stainless steel finish, for use with 1 3/8" - 1 3/4" thick standard door | 1 |  | 1 Year | 791.3 | 0.15 | 672.605
26772 | Salto | EB666A00IP38-W- | XS4 wide body electronic RF wireless SVN escutcheon, BLE / Mifare / DESFire push buttonprivacy w/ key override function, A lever, unhanded, bright stainless steel finish, for use with 1 3/8" - 1 3/4" thick standard door | 1 |  | 1 Year | 913.65 | 0.15 | 776.6025
26773 | Salto | EB666A00IP38-WK | XS4 wide body electronic RF wireless SVN escutcheon, BLE / Mifare / DESFire push buttonprivacy w/ key override function, with keypad, A lever, unhanded, bright stainless steel finish, for use with 1 3/8" - 1 3/4" thick standard door | 1 |  | 1 Year | 976.5 | 0.15 | 830.025
26774 | Salto | EB666A00IP48--- | XS4 wide body electronic wire-free SVN escutcheon, BLE / Mifare / DESFire push buttonprivacy w/ key override function, A lever, unhanded, bright stainless steel finish, for use with 1 3/4" - 2 1/4" thick door | 1 |  | 1 Year | 728.45 | 0.15 | 619.1825
26775 | Salto | EB666A00IP48-A- | XS4 wide body electronic AMOK wire-free SVN escutcheon, BLE / Mifare / DESFire push buttonprivacy w/ key override function, A lever, unhanded, bright stainless steel finish, for use with 1 3/4" - 2 1/4" thick door | 1 |  | 1 Year | 857.45 | 0.15 | 728.8325
26776 | Salto | EB666A00IP48--K | XS4 wide body electronic wire-free SVN escutcheon, BLE / Mifare / DESFire push buttonprivacy w/ key override function, with keypad, A lever, unhanded, bright stainless steel finish, for use with 1 3/4" - 2 1/4" thick door | 1 |  | 1 Year | 791.3 | 0.15 | 672.605
26777 | Salto | EB666A00IP48-W- | XS4 wide body electronic RF wireless SVN escutcheon, BLE / Mifare / DESFire push buttonprivacy w/ key override function, A lever, unhanded, bright stainless steel finish, for use with 1 3/4" - 2 1/4" thick door | 1 |  | 1 Year | 913.65 | 0.15 | 776.6025
26778 | Salto | EB666A00IP48-WK | XS4 wide body electronic RF wireless SVN escutcheon, BLE / Mifare / DESFire push buttonprivacy w/ key override function, with keypad, A lever, unhanded, bright stainless steel finish, for use with 1 3/4" - 2 1/4" thick door | 1 |  | 1 Year | 976.5 | 0.15 | 830.025
26779 | Salto | EB666A00NE38--- | XS4 wide body electronic wire-free SVN escutcheon, BLE / Mifare / DESFire push buttonprivacy w/ key override function, A lever, unhanded, black chromium finish, for use with 1 3/8" - 1 3/4" thick standard door | 1 |  | 1 Year | 746.85 | 0.15 | 634.8225
26780 | Salto | EB666A00NE38-A- | XS4 wide body electronic AMOK wire-free SVN escutcheon, BLE / Mifare / DESFire push buttonprivacy w/ key override function, A lever, unhanded, black chromium finish, for use with 1 3/8" - 1 3/4" thick standard door | 1 |  | 1 Year | 875.85 | 0.15 | 744.4725
26781 | Salto | EB666A00NE38--K | XS4 wide body electronic wire-free SVN escutcheon, BLE / Mifare / DESFire push buttonprivacy w/ key override function, with keypad, A lever, unhanded, black chromium finish, for use with 1 3/8" - 1 3/4" thick standard door | 1 |  | 1 Year | 809.7 | 0.15 | 688.245
26782 | Salto | EB666A00NE38-W- | XS4 wide body electronic RF wireless SVN escutcheon, BLE / Mifare / DESFire push buttonprivacy w/ key override function, A lever, unhanded, black chromium finish, for use with 1 3/8" - 1 3/4" thick standard door | 1 |  | 1 Year | 932.05 | 0.15 | 792.2425
26783 | Salto | EB666A00NE38-WK | XS4 wide body electronic RF wireless SVN escutcheon, BLE / Mifare / DESFire push buttonprivacy w/ key override function, with keypad, A lever, unhanded, black chromium finish, for use with 1 3/8" - 1 3/4" thick standard door | 1 |  | 1 Year | 994.9 | 0.15 | 845.665
26784 | Salto | EB666A00NE48--- | XS4 wide body electronic wire-free SVN escutcheon, BLE / Mifare / DESFire push buttonprivacy w/ key override function, A lever, unhanded, black chromium finish, for use with 1 3/4" - 2 1/4" thick door | 1 |  | 1 Year | 746.85 | 0.15 | 634.8225
26785 | Salto | EB666A00NE48-A- | XS4 wide body electronic AMOK wire-free SVN escutcheon, BLE / Mifare / DESFire push buttonprivacy w/ key override function, A lever, unhanded, black chromium finish, for use with 1 3/4" - 2 1/4" thick door | 1 |  | 1 Year | 875.85 | 0.15 | 744.4725
26786 | Salto | EB666A00NE48--K | XS4 wide body electronic wire-free SVN escutcheon, BLE / Mifare / DESFire push buttonprivacy w/ key override function, with keypad, A lever, unhanded, black chromium finish, for use with 1 3/4" - 2 1/4" thick door | 1 |  | 1 Year | 809.7 | 0.15 | 688.245
26787 | Salto | EB666A00NE48-W- | XS4 wide body electronic RF wireless SVN escutcheon, BLE / Mifare / DESFire push buttonprivacy w/ key override function, A lever, unhanded, black chromium finish, for use with 1 3/4" - 2 1/4" thick door | 1 |  | 1 Year | 932.05 | 0.15 | 792.2425
26788 | Salto | EB666A00NE48-WK | XS4 wide body electronic RF wireless SVN escutcheon, BLE / Mifare / DESFire push buttonprivacy w/ key override function, with keypad, A lever, unhanded, black chromium finish, for use with 1 3/4" - 2 1/4" thick door | 1 |  | 1 Year | 994.9 | 0.15 | 845.665
26789 | Salto | EB666A00PM38--- | XS4 wide body electronic wire-free SVN escutcheon, BLE / Mifare / DESFire push buttonprivacy w/ key override function, A lever, unhanded, satin brass finish, for use with 1 3/8" - 1 3/4" thick standard door | 1 |  | 1 Year | 712.15 | 0.15 | 605.3275
26790 | Salto | EB666A00PM38-A- | XS4 wide body electronic AMOK wire-free SVN escutcheon, BLE / Mifare / DESFire push buttonprivacy w/ key override function, A lever, unhanded, satin brass finish, for use with 1 3/8" - 1 3/4" thick standard door | 1 |  | 1 Year | 841.15 | 0.15 | 714.9775
26791 | Salto | EB666A00PM38--K | XS4 wide body electronic wire-free SVN escutcheon, BLE / Mifare / DESFire push buttonprivacy w/ key override function, with keypad, A lever, unhanded, satin brass finish, for use with 1 3/8" - 1 3/4" thick standard door | 1 |  | 1 Year | 775 | 0.15 | 658.75
26792 | Salto | EB666A00PM38-W- | XS4 wide body electronic RF wireless SVN escutcheon, BLE / Mifare / DESFire push buttonprivacy w/ key override function, A lever, unhanded, satin brass finish, for use with 1 3/8" - 1 3/4" thick standard door | 1 |  | 1 Year | 897.35 | 0.15 | 762.7475
26793 | Salto | EB666A00PM38-WK | XS4 wide body electronic RF wireless SVN escutcheon, BLE / Mifare / DESFire push buttonprivacy w/ key override function, with keypad, A lever, unhanded, satin brass finish, for use with 1 3/8" - 1 3/4" thick standard door | 1 |  | 1 Year | 960.2 | 0.15 | 816.17
26794 | Salto | EB666A00PM48--- | XS4 wide body electronic wire-free SVN escutcheon, BLE / Mifare / DESFire push buttonprivacy w/ key override function, A lever, unhanded, satin brass finish, for use with 1 3/4" - 2 1/4" thick door | 1 |  | 1 Year | 712.15 | 0.15 | 605.3275
26795 | Salto | EB666A00PM48-A- | XS4 wide body electronic AMOK wire-free SVN escutcheon, BLE / Mifare / DESFire push buttonprivacy w/ key override function, A lever, unhanded, satin brass finish, for use with 1 3/4" - 2 1/4" thick door | 1 |  | 1 Year | 841.15 | 0.15 | 714.9775
26796 | Salto | EB666A00PM48--K | XS4 wide body electronic wire-free SVN escutcheon, BLE / Mifare / DESFire push buttonprivacy w/ key override function, with keypad, A lever, unhanded, satin brass finish, for use with 1 3/4" - 2 1/4" thick door | 1 |  | 1 Year | 775 | 0.15 | 658.75
26797 | Salto | EB666A00PM48-W- | XS4 wide body electronic RF wireless SVN escutcheon, BLE / Mifare / DESFire push buttonprivacy w/ key override function, A lever, unhanded, satin brass finish, for use with 1 3/4" - 2 1/4" thick door | 1 |  | 1 Year | 897.35 | 0.15 | 762.7475
26798 | Salto | EB666A00PM48-WK | XS4 wide body electronic RF wireless SVN escutcheon, BLE / Mifare / DESFire push buttonprivacy w/ key override function, with keypad, A lever, unhanded, satin brass finish, for use with 1 3/4" - 2 1/4" thick door | 1 |  | 1 Year | 960.2 | 0.15 | 816.17
26799 | Salto | EB666A00PP38--- | XS4 wide body electronic wire-free SVN escutcheon, BLE / Mifare / DESFire push buttonprivacy w/ key override function, A lever, unhanded, bright brass finish, for use with 1 3/8" - 1 3/4" thick standard door | 1 |  | 1 Year | 728.45 | 0.15 | 619.1825
26800 | Salto | EB666A00PP38-A- | XS4 wide body electronic AMOK wire-free SVN escutcheon, BLE / Mifare / DESFire push buttonprivacy w/ key override function, A lever, unhanded, bright brass finish, for use with 1 3/8" - 1 3/4" thick standard door | 1 |  | 1 Year | 857.45 | 0.15 | 728.8325
26801 | Salto | EB666A00PP38--K | XS4 wide body electronic wire-free SVN escutcheon, BLE / Mifare / DESFire push buttonprivacy w/ key override function, with keypad, A lever, unhanded, bright brass finish, for use with 1 3/8" - 1 3/4" thick standard door | 1 |  | 1 Year | 791.3 | 0.15 | 672.605
26802 | Salto | EB666A00PP38-W- | XS4 wide body electronic RF wireless SVN escutcheon, BLE / Mifare / DESFire push buttonprivacy w/ key override function, A lever, unhanded, bright brass finish, for use with 1 3/8" - 1 3/4" thick standard door | 1 |  | 1 Year | 913.65 | 0.15 | 776.6025
26803 | Salto | EB666A00PP38-WK | XS4 wide body electronic RF wireless SVN escutcheon, BLE / Mifare / DESFire push buttonprivacy w/ key override function, with keypad, A lever, unhanded, bright brass finish, for use with 1 3/8" - 1 3/4" thick standard door | 1 |  | 1 Year | 976.5 | 0.15 | 830.025
26804 | Salto | EB666A00PP48--- | XS4 wide body electronic wire-free SVN escutcheon, BLE / Mifare / DESFire push buttonprivacy w/ key override function, A lever, unhanded, bright brass finish, for use with 1 3/4" - 2 1/4" thick door | 1 |  | 1 Year | 728.45 | 0.15 | 619.1825
26805 | Salto | EB666A00PP48-A- | XS4 wide body electronic AMOK wire-free SVN escutcheon, BLE / Mifare / DESFire push buttonprivacy w/ key override function, A lever, unhanded, bright brass finish, for use with 1 3/4" - 2 1/4" thick door | 1 |  | 1 Year | 857.45 | 0.15 | 728.8325
26806 | Salto | EB666A00PP48--K | XS4 wide body electronic wire-free SVN escutcheon, BLE / Mifare / DESFire push buttonprivacy w/ key override function, with keypad, A lever, unhanded, bright brass finish, for use with 1 3/4" - 2 1/4" thick door | 1 |  | 1 Year | 791.3 | 0.15 | 672.605
26807 | Salto | EB666A00PP48-W- | XS4 wide body electronic RF wireless SVN escutcheon, BLE / Mifare / DESFire push buttonprivacy w/ key override function, A lever, unhanded, bright brass finish, for use with 1 3/4" - 2 1/4" thick door | 1 |  | 1 Year | 913.65 | 0.15 | 776.6025
26808 | Salto | EB666A00PP48-WK | XS4 wide body electronic RF wireless SVN escutcheon, BLE / Mifare / DESFire push buttonprivacy w/ key override function, with keypad, A lever, unhanded, bright brass finish, for use with 1 3/4" - 2 1/4" thick door | 1 |  | 1 Year | 976.5 | 0.15 | 830.025
26809 | Salto | EB666G00BC38--- | XS4 wide body electronic wire-free SVN escutcheon, BLE / Mifare / DESFire push buttonprivacy w/ key override function, G lever, unhanded, BioCote antimicrobial finish, for use with 1 3/8" - 1 3/4" thick standard door | 1 |  | 1 Year | 764.15 | 0.15 | 649.5275
26810 | Salto | EB666G00BC38-A- | XS4 wide body electronic AMOK wire-free SVN escutcheon, BLE / Mifare / DESFire push buttonprivacy w/ key override function, G lever, unhanded, BioCote antimicrobial finish, for use with 1 3/8" - 1 3/4" thick standard door | 1 |  | 1 Year | 893.15 | 0.15 | 759.1775
26811 | Salto | EB666G00BC38--K | XS4 wide body electronic wire-free SVN escutcheon, BLE / Mifare / DESFire push buttonprivacy w/ key override function, with keypad, G lever, unhanded, BioCote antimicrobial finish, for use with 1 3/8" - 1 3/4" thick standard door | 1 |  | 1 Year | 827 | 0.15 | 702.95
26812 | Salto | EB666G00BC38-W- | XS4 wide body electronic RF wireless SVN escutcheon, BLE / Mifare / DESFire push buttonprivacy w/ key override function, G lever, unhanded, BioCote antimicrobial finish, for use with 1 3/8" - 1 3/4" thick standard door | 1 |  | 1 Year | 949.35 | 0.15 | 806.9475
26813 | Salto | EB666G00BC38-WK | XS4 wide body electronic RF wireless SVN escutcheon, BLE / Mifare / DESFire push buttonprivacy w/ key override function, with keypad, G lever, unhanded, BioCote antimicrobial finish, for use with 1 3/8" - 1 3/4" thick standard door | 1 |  | 1 Year | 1012.2 | 0.15 | 860.37
26814 | Salto | EB666G00BC48--- | XS4 wide body electronic wire-free SVN escutcheon, BLE / Mifare / DESFire push buttonprivacy w/ key override function, G lever, unhanded, BioCote antimicrobial finish, for use with 1 3/4" - 2 1/4" thick door | 1 |  | 1 Year | 764.15 | 0.15 | 649.5275
26815 | Salto | EB666G00BC48-A- | XS4 wide body electronic AMOK wire-free SVN escutcheon, BLE / Mifare / DESFire push buttonprivacy w/ key override function, G lever, unhanded, BioCote antimicrobial finish, for use with 1 3/4" - 2 1/4" thick door | 1 |  | 1 Year | 893.15 | 0.15 | 759.1775
26816 | Salto | EB666G00BC48--K | XS4 wide body electronic wire-free SVN escutcheon, BLE / Mifare / DESFire push buttonprivacy w/ key override function, with keypad, G lever, unhanded, BioCote antimicrobial finish, for use with 1 3/4" - 2 1/4" thick door | 1 |  | 1 Year | 827 | 0.15 | 702.95
26817 | Salto | EB666G00BC48-W- | XS4 wide body electronic RF wireless SVN escutcheon, BLE / Mifare / DESFire push buttonprivacy w/ key override function, G lever, unhanded, BioCote antimicrobial finish, for use with 1 3/4" - 2 1/4" thick door | 1 |  | 1 Year | 949.35 | 0.15 | 806.9475
26818 | Salto | EB666G00BC48-WK | XS4 wide body electronic RF wireless SVN escutcheon, BLE / Mifare / DESFire push buttonprivacy w/ key override function, with keypad, G lever, unhanded, BioCote antimicrobial finish, for use with 1 3/4" - 2 1/4" thick door | 1 |  | 1 Year | 1012.2 | 0.15 | 860.37
26819 | Salto | EB666G00IM38--- | XS4 wide body electronic wire-free SVN escutcheon, BLE / Mifare / DESFire push buttonprivacy w/ key override function, G lever, unhanded, satin stainless finish, for use with 1 3/8" - 1 3/4" thick standard door | 1 |  | 1 Year | 712.15 | 0.15 | 605.3275
26820 | Salto | EB666G00IM38-A- | XS4 wide body electronic AMOK wire-free SVN escutcheon, BLE / Mifare / DESFire push buttonprivacy w/ key override function, G lever, unhanded, satin stainless finish, for use with 1 3/8" - 1 3/4" thick standard door | 1 |  | 1 Year | 841.15 | 0.15 | 714.9775
26821 | Salto | EB666G00IM38--K | XS4 wide body electronic wire-free SVN escutcheon, BLE / Mifare / DESFire push buttonprivacy w/ key override function, with keypad, G lever, unhanded, satin stainless finish, for use with 1 3/8" - 1 3/4" thick standard door | 1 |  | 1 Year | 775 | 0.15 | 658.75
26822 | Salto | EB666G00IM38-W- | XS4 wide body electronic RF wireless SVN escutcheon, BLE / Mifare / DESFire push buttonprivacy w/ key override function, G lever, unhanded, satin stainless finish, for use with 1 3/8" - 1 3/4" thick standard door | 1 |  | 1 Year | 897.35 | 0.15 | 762.7475
26823 | Salto | EB666G00IM38-WK | XS4 wide body electronic RF wireless SVN escutcheon, BLE / Mifare / DESFire push buttonprivacy w/ key override function, with keypad, G lever, unhanded, satin stainless finish, for use with 1 3/8" - 1 3/4" thick standard door | 1 |  | 1 Year | 960.2 | 0.15 | 816.17
26824 | Salto | EB666G00IM48--- | XS4 wide body electronic wire-free SVN escutcheon, BLE / Mifare / DESFire push buttonprivacy w/ key override function, G lever, unhanded, satin stainless finish, for use with 1 3/4" - 2 1/4" thick door | 1 |  | 1 Year | 712.15 | 0.15 | 605.3275
26825 | Salto | EB666G00IM48-A- | XS4 wide body electronic AMOK wire-free SVN escutcheon, BLE / Mifare / DESFire push buttonprivacy w/ key override function, G lever, unhanded, satin stainless finish, for use with 1 3/4" - 2 1/4" thick door | 1 |  | 1 Year | 841.15 | 0.15 | 714.9775
26826 | Salto | EB666G00IM48--K | XS4 wide body electronic wire-free SVN escutcheon, BLE / Mifare / DESFire push buttonprivacy w/ key override function, with keypad, G lever, unhanded, satin stainless finish, for use with 1 3/4" - 2 1/4" thick door | 1 |  | 1 Year | 775 | 0.15 | 658.75
26827 | Salto | EB666G00IM48-W- | XS4 wide body electronic RF wireless SVN escutcheon, BLE / Mifare / DESFire push buttonprivacy w/ key override function, G lever, unhanded, satin stainless finish, for use with 1 3/4" - 2 1/4" thick door | 1 |  | 1 Year | 897.35 | 0.15 | 762.7475
26828 | Salto | EB666G00IM48-WK | XS4 wide body electronic RF wireless SVN escutcheon, BLE / Mifare / DESFire push buttonprivacy w/ key override function, with keypad, G lever, unhanded, satin stainless finish, for use with 1 3/4" - 2 1/4" thick door | 1 |  | 1 Year | 960.2 | 0.15 | 816.17
26829 | Salto | EB666G00PM38--- | XS4 wide body electronic wire-free SVN escutcheon, BLE / Mifare / DESFire push buttonprivacy w/ key override function, G lever, unhanded, satin brass finish, for use with 1 3/8" - 1 3/4" thick standard door | 1 |  | 1 Year | 712.15 | 0.15 | 605.3275
26830 | Salto | EB666G00PM38-A- | XS4 wide body electronic AMOK wire-free SVN escutcheon, BLE / Mifare / DESFire push buttonprivacy w/ key override function, G lever, unhanded, satin brass finish, for use with 1 3/8" - 1 3/4" thick standard door | 1 |  | 1 Year | 841.15 | 0.15 | 714.9775
26831 | Salto | EB666G00PM38--K | XS4 wide body electronic wire-free SVN escutcheon, BLE / Mifare / DESFire push buttonprivacy w/ key override function, with keypad, G lever, unhanded, satin brass finish, for use with 1 3/8" - 1 3/4" thick standard door | 1 |  | 1 Year | 775 | 0.15 | 658.75
26832 | Salto | EB666G00PM38-W- | XS4 wide body electronic RF wireless SVN escutcheon, BLE / Mifare / DESFire push buttonprivacy w/ key override function, G lever, unhanded, satin brass finish, for use with 1 3/8" - 1 3/4" thick standard door | 1 |  | 1 Year | 897.35 | 0.15 | 762.7475
26833 | Salto | EB666G00PM38-WK | XS4 wide body electronic RF wireless SVN escutcheon, BLE / Mifare / DESFire push buttonprivacy w/ key override function, with keypad, G lever, unhanded, satin brass finish, for use with 1 3/8" - 1 3/4" thick standard door | 1 |  | 1 Year | 960.2 | 0.15 | 816.17
26834 | Salto | EB666G00PM48--- | XS4 wide body electronic wire-free SVN escutcheon, BLE / Mifare / DESFire push buttonprivacy w/ key override function, G lever, unhanded, satin brass finish, for use with 1 3/4" - 2 1/4" thick door | 1 |  | 1 Year | 712.15 | 0.15 | 605.3275
26835 | Salto | EB666G00PM48-A- | XS4 wide body electronic AMOK wire-free SVN escutcheon, BLE / Mifare / DESFire push buttonprivacy w/ key override function, G lever, unhanded, satin brass finish, for use with 1 3/4" - 2 1/4" thick door | 1 |  | 1 Year | 841.15 | 0.15 | 714.9775
26836 | Salto | EB666G00PM48--K | XS4 wide body electronic wire-free SVN escutcheon, BLE / Mifare / DESFire push buttonprivacy w/ key override function, with keypad, G lever, unhanded, satin brass finish, for use with 1 3/4" - 2 1/4" thick door | 1 |  | 1 Year | 775 | 0.15 | 658.75
26837 | Salto | EB666G00PM48-W- | XS4 wide body electronic RF wireless SVN escutcheon, BLE / Mifare / DESFire push buttonprivacy w/ key override function, G lever, unhanded, satin brass finish, for use with 1 3/4" - 2 1/4" thick door | 1 |  | 1 Year | 897.35 | 0.15 | 762.7475
26838 | Salto | EB666G00PM48-WK | XS4 wide body electronic RF wireless SVN escutcheon, BLE / Mifare / DESFire push buttonprivacy w/ key override function, with keypad, G lever, unhanded, satin brass finish, for use with 1 3/4" - 2 1/4" thick door | 1 |  | 1 Year | 960.2 | 0.15 | 816.17
26839 | Salto | EB666J00BC38--- | XS4 wide body electronic wire-free SVN escutcheon, BLE / Mifare / DESFire push buttonprivacy w/ key override function, J lever, unhanded, BioCote antimicrobial finish, for use with 1 3/8" - 1 3/4" thick standard door | 1 |  | 1 Year | 774.35 | 0.15 | 658.1975
26840 | Salto | EB666J00BC38-A- | XS4 wide body electronic AMOK wire-free SVN escutcheon, BLE / Mifare / DESFire push buttonprivacy w/ key override function, J lever, unhanded, BioCote antimicrobial finish, for use with 1 3/8" - 1 3/4" thick standard door | 1 |  | 1 Year | 903.35 | 0.15 | 767.8475
26841 | Salto | EB666J00BC38--K | XS4 wide body electronic wire-free SVN escutcheon, BLE / Mifare / DESFire push buttonprivacy w/ key override function, with keypad, J lever, unhanded, BioCote antimicrobial finish, for use with 1 3/8" - 1 3/4" thick standard door | 1 |  | 1 Year | 837.2 | 0.15 | 711.62
26842 | Salto | EB666J00BC38-W- | XS4 wide body electronic RF wireless SVN escutcheon, BLE / Mifare / DESFire push buttonprivacy w/ key override function, J lever, unhanded, BioCote antimicrobial finish, for use with 1 3/8" - 1 3/4" thick standard door | 1 |  | 1 Year | 959.55 | 0.15 | 815.6175
26843 | Salto | EB666J00BC38-WK | XS4 wide body electronic RF wireless SVN escutcheon, BLE / Mifare / DESFire push buttonprivacy w/ key override function, with keypad, J lever, unhanded, BioCote antimicrobial finish, for use with 1 3/8" - 1 3/4" thick standard door | 1 |  | 1 Year | 1022.4 | 0.15 | 869.04
26844 | Salto | EB666J00BC48--- | XS4 wide body electronic wire-free SVN escutcheon, BLE / Mifare / DESFire push buttonprivacy w/ key override function, J lever, unhanded, BioCote antimicrobial finish, for use with 1 3/4" - 2 1/4" thick door | 1 |  | 1 Year | 774.35 | 0.15 | 658.1975
26845 | Salto | EB666J00BC48-A- | XS4 wide body electronic AMOK wire-free SVN escutcheon, BLE / Mifare / DESFire push buttonprivacy w/ key override function, J lever, unhanded, BioCote antimicrobial finish, for use with 1 3/4" - 2 1/4" thick door | 1 |  | 1 Year | 903.35 | 0.15 | 767.8475
26846 | Salto | EB666J00BC48--K | XS4 wide body electronic wire-free SVN escutcheon, BLE / Mifare / DESFire push buttonprivacy w/ key override function, with keypad, J lever, unhanded, BioCote antimicrobial finish, for use with 1 3/4" - 2 1/4" thick door | 1 |  | 1 Year | 837.2 | 0.15 | 711.62
26847 | Salto | EB666J00BC48-W- | XS4 wide body electronic RF wireless SVN escutcheon, BLE / Mifare / DESFire push buttonprivacy w/ key override function, J lever, unhanded, BioCote antimicrobial finish, for use with 1 3/4" - 2 1/4" thick door | 1 |  | 1 Year | 959.55 | 0.15 | 815.6175
26848 | Salto | EB666J00BC48-WK | XS4 wide body electronic RF wireless SVN escutcheon, BLE / Mifare / DESFire push buttonprivacy w/ key override function, with keypad, J lever, unhanded, BioCote antimicrobial finish, for use with 1 3/4" - 2 1/4" thick door | 1 |  | 1 Year | 1022.4 | 0.15 | 869.04
26849 | Salto | EB666J00IA38--- | XS4 wide body electronic wire-free SVN escutcheon, BLE / Mifare / DESFire push buttonprivacy w/ key override function, J lever, unhanded, antique brass finish, for use with 1 3/8" - 1 3/4" thick standard door | 1 |  | 1 Year | 774.35 | 0.15 | 658.1975
26850 | Salto | EB666J00IA38-A- | XS4 wide body electronic AMOK wire-free SVN escutcheon, BLE / Mifare / DESFire push buttonprivacy w/ key override function, J lever, unhanded, antique brass finish, for use with 1 3/8" - 1 3/4" thick standard door | 1 |  | 1 Year | 903.35 | 0.15 | 767.8475
26851 | Salto | EB666J00IA38--K | XS4 wide body electronic wire-free SVN escutcheon, BLE / Mifare / DESFire push buttonprivacy w/ key override function, with keypad, J lever, unhanded, antique brass finish, for use with 1 3/8" - 1 3/4" thick standard door | 1 |  | 1 Year | 837.2 | 0.15 | 711.62
26852 | Salto | EB666J00IA38-W- | XS4 wide body electronic RF wireless SVN escutcheon, BLE / Mifare / DESFire push buttonprivacy w/ key override function, J lever, unhanded, antique brass finish, for use with 1 3/8" - 1 3/4" thick standard door | 1 |  | 1 Year | 959.55 | 0.15 | 815.6175
26853 | Salto | EB666J00IA38-WK | XS4 wide body electronic RF wireless SVN escutcheon, BLE / Mifare / DESFire push buttonprivacy w/ key override function, with keypad, J lever, unhanded, antique brass finish, for use with 1 3/8" - 1 3/4" thick standard door | 1 |  | 1 Year | 1022.4 | 0.15 | 869.04
26854 | Salto | EB666J00IA48--- | XS4 wide body electronic wire-free SVN escutcheon, BLE / Mifare / DESFire push buttonprivacy w/ key override function, J lever, unhanded, antique brass finish, for use with 1 3/4" - 2 1/4" thick door | 1 |  | 1 Year | 774.35 | 0.15 | 658.1975
26855 | Salto | EB666J00IA48-A- | XS4 wide body electronic AMOK wire-free SVN escutcheon, BLE / Mifare / DESFire push buttonprivacy w/ key override function, J lever, unhanded, antique brass finish, for use with 1 3/4" - 2 1/4" thick door | 1 |  | 1 Year | 903.35 | 0.15 | 767.8475
26856 | Salto | EB666J00IA48--K | XS4 wide body electronic wire-free SVN escutcheon, BLE / Mifare / DESFire push buttonprivacy w/ key override function, with keypad, J lever, unhanded, antique brass finish, for use with 1 3/4" - 2 1/4" thick door | 1 |  | 1 Year | 837.2 | 0.15 | 711.62
26857 | Salto | EB666J00IA48-W- | XS4 wide body electronic RF wireless SVN escutcheon, BLE / Mifare / DESFire push buttonprivacy w/ key override function, J lever, unhanded, antique brass finish, for use with 1 3/4" - 2 1/4" thick door | 1 |  | 1 Year | 959.55 | 0.15 | 815.6175
26858 | Salto | EB666J00IA48-WK | XS4 wide body electronic RF wireless SVN escutcheon, BLE / Mifare / DESFire push buttonprivacy w/ key override function, with keypad, J lever, unhanded, antique brass finish, for use with 1 3/4" - 2 1/4" thick door | 1 |  | 1 Year | 1022.4 | 0.15 | 869.04
26859 | Salto | EB666J00IM38--- | XS4 wide body electronic wire-free SVN escutcheon, BLE / Mifare / DESFire push buttonprivacy w/ key override function, J lever, unhanded, satin stainless finish, for use with 1 3/8" - 1 3/4" thick standard door | 1 |  | 1 Year | 722.35 | 0.15 | 613.9975
26860 | Salto | EB666J00IM38-A- | XS4 wide body electronic AMOK wire-free SVN escutcheon, BLE / Mifare / DESFire push buttonprivacy w/ key override function, J lever, unhanded, satin stainless finish, for use with 1 3/8" - 1 3/4" thick standard door | 1 |  | 1 Year | 851.35 | 0.15 | 723.6475
26861 | Salto | EB666J00IM38--K | XS4 wide body electronic wire-free SVN escutcheon, BLE / Mifare / DESFire push buttonprivacy w/ key override function, with keypad, J lever, unhanded, satin stainless finish, for use with 1 3/8" - 1 3/4" thick standard door | 1 |  | 1 Year | 785.2 | 0.15 | 667.42
26862 | Salto | EB666J00IM38-W- | XS4 wide body electronic RF wireless SVN escutcheon, BLE / Mifare / DESFire push buttonprivacy w/ key override function, J lever, unhanded, satin stainless finish, for use with 1 3/8" - 1 3/4" thick standard door | 1 |  | 1 Year | 907.55 | 0.15 | 771.4175
26863 | Salto | EB666J00IM38-WK | XS4 wide body electronic RF wireless SVN escutcheon, BLE / Mifare / DESFire push buttonprivacy w/ key override function, with keypad, J lever, unhanded, satin stainless finish, for use with 1 3/8" - 1 3/4" thick standard door | 1 |  | 1 Year | 970.4 | 0.15 | 824.84
26864 | Salto | EB666J00IM48--- | XS4 wide body electronic wire-free SVN escutcheon, BLE / Mifare / DESFire push buttonprivacy w/ key override function, J lever, unhanded, satin stainless finish, for use with 1 3/4" - 2 1/4" thick door | 1 |  | 1 Year | 722.35 | 0.15 | 613.9975
26865 | Salto | EB666J00IM48-A- | XS4 wide body electronic AMOK wire-free SVN escutcheon, BLE / Mifare / DESFire push buttonprivacy w/ key override function, J lever, unhanded, satin stainless finish, for use with 1 3/4" - 2 1/4" thick door | 1 |  | 1 Year | 851.35 | 0.15 | 723.6475
26866 | Salto | EB666J00IM48--K | XS4 wide body electronic wire-free SVN escutcheon, BLE / Mifare / DESFire push buttonprivacy w/ key override function, with keypad, J lever, unhanded, satin stainless finish, for use with 1 3/4" - 2 1/4" thick door | 1 |  | 1 Year | 785.2 | 0.15 | 667.42
26867 | Salto | EB666J00IM48-W- | XS4 wide body electronic RF wireless SVN escutcheon, BLE / Mifare / DESFire push buttonprivacy w/ key override function, J lever, unhanded, satin stainless finish, for use with 1 3/4" - 2 1/4" thick door | 1 |  | 1 Year | 907.55 | 0.15 | 771.4175
26868 | Salto | EB666J00IM48-WK | XS4 wide body electronic RF wireless SVN escutcheon, BLE / Mifare / DESFire push buttonprivacy w/ key override function, with keypad, J lever, unhanded, satin stainless finish, for use with 1 3/4" - 2 1/4" thick door | 1 |  | 1 Year | 970.4 | 0.15 | 824.84
26869 | Salto | EB666J00NE38--- | XS4 wide body electronic wire-free SVN escutcheon, BLE / Mifare / DESFire push buttonprivacy w/ key override function, J lever, unhanded, black chromium finish, for use with 1 3/8" - 1 3/4" thick standard door | 1 |  | 1 Year | 757.05 | 0.15 | 643.4925
26870 | Salto | EB666J00NE38-A- | XS4 wide body electronic AMOK wire-free SVN escutcheon, BLE / Mifare / DESFire push buttonprivacy w/ key override function, J lever, unhanded, black chromium finish, for use with 1 3/8" - 1 3/4" thick standard door | 1 |  | 1 Year | 886.05 | 0.15 | 753.1425
26871 | Salto | EB666J00NE38--K | XS4 wide body electronic wire-free SVN escutcheon, BLE / Mifare / DESFire push buttonprivacy w/ key override function, with keypad, J lever, unhanded, black chromium finish, for use with 1 3/8" - 1 3/4" thick standard door | 1 |  | 1 Year | 819.9 | 0.15 | 696.915
26872 | Salto | EB666J00NE38-W- | XS4 wide body electronic RF wireless SVN escutcheon, BLE / Mifare / DESFire push buttonprivacy w/ key override function, J lever, unhanded, black chromium finish, for use with 1 3/8" - 1 3/4" thick standard door | 1 |  | 1 Year | 942.25 | 0.15 | 800.9125
26873 | Salto | EB666J00NE38-WK | XS4 wide body electronic RF wireless SVN escutcheon, BLE / Mifare / DESFire push buttonprivacy w/ key override function, with keypad, J lever, unhanded, black chromium finish, for use with 1 3/8" - 1 3/4" thick standard door | 1 |  | 1 Year | 1005.1 | 0.15 | 854.335
26874 | Salto | EB666J00NE48--- | XS4 wide body electronic wire-free SVN escutcheon, BLE / Mifare / DESFire push buttonprivacy w/ key override function, J lever, unhanded, black chromium finish, for use with 1 3/4" - 2 1/4" thick door | 1 |  | 1 Year | 757.05 | 0.15 | 643.4925
26875 | Salto | EB666J00NE48-A- | XS4 wide body electronic AMOK wire-free SVN escutcheon, BLE / Mifare / DESFire push buttonprivacy w/ key override function, J lever, unhanded, black chromium finish, for use with 1 3/4" - 2 1/4" thick door | 1 |  | 1 Year | 886.05 | 0.15 | 753.1425
26876 | Salto | EB666J00NE48--K | XS4 wide body electronic wire-free SVN escutcheon, BLE / Mifare / DESFire push buttonprivacy w/ key override function, with keypad, J lever, unhanded, black chromium finish, for use with 1 3/4" - 2 1/4" thick door | 1 |  | 1 Year | 819.9 | 0.15 | 696.915
26877 | Salto | EB666J00NE48-W- | XS4 wide body electronic RF wireless SVN escutcheon, BLE / Mifare / DESFire push buttonprivacy w/ key override function, J lever, unhanded, black chromium finish, for use with 1 3/4" - 2 1/4" thick door | 1 |  | 1 Year | 942.25 | 0.15 | 800.9125
26878 | Salto | EB666J00NE48-WK | XS4 wide body electronic RF wireless SVN escutcheon, BLE / Mifare / DESFire push buttonprivacy w/ key override function, with keypad, J lever, unhanded, black chromium finish, for use with 1 3/4" - 2 1/4" thick door | 1 |  | 1 Year | 1005.1 | 0.15 | 854.335
26879 | Salto | EB666J00PM38--- | XS4 wide body electronic wire-free SVN escutcheon, BLE / Mifare / DESFire push buttonprivacy w/ key override function, J lever, unhanded, satin brass finish, for use with 1 3/8" - 1 3/4" thick standard door | 1 |  | 1 Year | 722.35 | 0.15 | 613.9975
26880 | Salto | EB666J00PM38-A- | XS4 wide body electronic AMOK wire-free SVN escutcheon, BLE / Mifare / DESFire push buttonprivacy w/ key override function, J lever, unhanded, satin brass finish, for use with 1 3/8" - 1 3/4" thick standard door | 1 |  | 1 Year | 851.35 | 0.15 | 723.6475
26881 | Salto | EB666J00PM38--K | XS4 wide body electronic wire-free SVN escutcheon, BLE / Mifare / DESFire push buttonprivacy w/ key override function, with keypad, J lever, unhanded, satin brass finish, for use with 1 3/8" - 1 3/4" thick standard door | 1 |  | 1 Year | 785.2 | 0.15 | 667.42
26882 | Salto | EB666J00PM38-W- | XS4 wide body electronic RF wireless SVN escutcheon, BLE / Mifare / DESFire push buttonprivacy w/ key override function, J lever, unhanded, satin brass finish, for use with 1 3/8" - 1 3/4" thick standard door | 1 |  | 1 Year | 907.55 | 0.15 | 771.4175
26883 | Salto | EB666J00PM38-WK | XS4 wide body electronic RF wireless SVN escutcheon, BLE / Mifare / DESFire push buttonprivacy w/ key override function, with keypad, J lever, unhanded, satin brass finish, for use with 1 3/8" - 1 3/4" thick standard door | 1 |  | 1 Year | 970.4 | 0.15 | 824.84
26884 | Salto | EB666J00PM48--- | XS4 wide body electronic wire-free SVN escutcheon, BLE / Mifare / DESFire push buttonprivacy w/ key override function, J lever, unhanded, satin brass finish, for use with 1 3/4" - 2 1/4" thick door | 1 |  | 1 Year | 722.35 | 0.15 | 613.9975
26885 | Salto | EB666J00PM48-A- | XS4 wide body electronic AMOK wire-free SVN escutcheon, BLE / Mifare / DESFire push buttonprivacy w/ key override function, J lever, unhanded, satin brass finish, for use with 1 3/4" - 2 1/4" thick door | 1 |  | 1 Year | 851.35 | 0.15 | 723.6475
26886 | Salto | EB666J00PM48--K | XS4 wide body electronic wire-free SVN escutcheon, BLE / Mifare / DESFire push buttonprivacy w/ key override function, with keypad, J lever, unhanded, satin brass finish, for use with 1 3/4" - 2 1/4" thick door | 1 |  | 1 Year | 785.2 | 0.15 | 667.42
26887 | Salto | EB666J00PM48-W- | XS4 wide body electronic RF wireless SVN escutcheon, BLE / Mifare / DESFire push buttonprivacy w/ key override function, J lever, unhanded, satin brass finish, for use with 1 3/4" - 2 1/4" thick door | 1 |  | 1 Year | 907.55 | 0.15 | 771.4175
26888 | Salto | EB666J00PM48-WK | XS4 wide body electronic RF wireless SVN escutcheon, BLE / Mifare / DESFire push buttonprivacy w/ key override function, with keypad, J lever, unhanded, satin brass finish, for use with 1 3/4" - 2 1/4" thick door | 1 |  | 1 Year | 970.4 | 0.15 | 824.84
26889 | Salto | EB666K00IM38L-- | XS4 wide body electronic wire-free SVN escutcheon, BLE / Mifare / DESFire push buttonprivacy w/ key override function, K lever, left handed, satin stainless finish, for use with 1 3/8" - 1 3/4" thick standard door | 1 |  | 1 Year | 722.35 | 0.15 | 613.9975
26890 | Salto | EB666K00IM38LA- | XS4 wide body electronic AMOK wire-free SVN escutcheon, BLE / Mifare / DESFire push buttonprivacy w/ key override function, K lever, left handed, satin stainless finish, for use with 1 3/8" - 1 3/4" thick standard door | 1 |  | 1 Year | 851.35 | 0.15 | 723.6475
26891 | Salto | EB666K00IM38L-K | XS4 wide body electronic wire-free SVN escutcheon, BLE / Mifare / DESFire push buttonprivacy w/ key override function, with keypad, K lever, left handed, satin stainless finish, for use with 1 3/8" - 1 3/4" thick standard door | 1 |  | 1 Year | 785.2 | 0.15 | 667.42
26892 | Salto | EB666K00IM38LW- | XS4 wide body electronic RF wireless SVN escutcheon, BLE / Mifare / DESFire push buttonprivacy w/ key override function, K lever, left handed, satin stainless finish, for use with 1 3/8" - 1 3/4" thick standard door | 1 |  | 1 Year | 907.55 | 0.15 | 771.4175
26893 | Salto | EB666K00IM38LWK | XS4 wide body electronic RF wireless SVN escutcheon, BLE / Mifare / DESFire push buttonprivacy w/ key override function, with keypad, K lever, left handed, satin stainless finish, for use with 1 3/8" - 1 3/4" thick standard door | 1 |  | 1 Year | 970.4 | 0.15 | 824.84
26894 | Salto | EB666K00IM38R-- | XS4 wide body electronic wire-free SVN escutcheon, BLE / Mifare / DESFire push buttonprivacy w/ key override function, K lever, right handed, satin stainless finish, for use with 1 3/8" - 1 3/4" thick standard door | 1 |  | 1 Year | 722.35 | 0.15 | 613.9975
26895 | Salto | EB666K00IM38RA- | XS4 wide body electronic AMOK wire-free SVN escutcheon, BLE / Mifare / DESFire push buttonprivacy w/ key override function, K lever, right handed, satin stainless finish, for use with 1 3/8" - 1 3/4" thick standard door | 1 |  | 1 Year | 851.35 | 0.15 | 723.6475
26896 | Salto | EB666K00IM38R-K | XS4 wide body electronic wire-free SVN escutcheon, BLE / Mifare / DESFire push buttonprivacy w/ key override function, with keypad, K lever, right handed, satin stainless finish, for use with 1 3/8" - 1 3/4" thick standard door | 1 |  | 1 Year | 785.2 | 0.15 | 667.42
26897 | Salto | EB666K00IM38RW- | XS4 wide body electronic RF wireless SVN escutcheon, BLE / Mifare / DESFire push buttonprivacy w/ key override function, K lever, right handed, satin stainless finish, for use with 1 3/8" - 1 3/4" thick standard door | 1 |  | 1 Year | 907.55 | 0.15 | 771.4175
26898 | Salto | EB666K00IM38RWK | XS4 wide body electronic RF wireless SVN escutcheon, BLE / Mifare / DESFire push buttonprivacy w/ key override function, with keypad, K lever, right handed, satin stainless finish, for use with 1 3/8" - 1 3/4" thick standard door | 1 |  | 1 Year | 970.4 | 0.15 | 824.84
26899 | Salto | EB666K00IM48L-- | XS4 wide body electronic wire-free SVN escutcheon, BLE / Mifare / DESFire push buttonprivacy w/ key override function, K lever, left handed, satin stainless finish, for use with 1 3/4" - 2 1/4" thick door | 1 |  | 1 Year | 722.35 | 0.15 | 613.9975
26900 | Salto | EB666K00IM48LA- | XS4 wide body electronic AMOK wire-free SVN escutcheon, BLE / Mifare / DESFire push buttonprivacy w/ key override function, K lever, left handed, satin stainless finish, for use with 1 3/4" - 2 1/4" thick door | 1 |  | 1 Year | 851.35 | 0.15 | 723.6475
26901 | Salto | EB666K00IM48L-K | XS4 wide body electronic wire-free SVN escutcheon, BLE / Mifare / DESFire push buttonprivacy w/ key override function, with keypad, K lever, left handed, satin stainless finish, for use with 1 3/4" - 2 1/4" thick door | 1 |  | 1 Year | 785.2 | 0.15 | 667.42
26902 | Salto | EB666K00IM48LW- | XS4 wide body electronic RF wireless SVN escutcheon, BLE / Mifare / DESFire push buttonprivacy w/ key override function, K lever, left handed, satin stainless finish, for use with 1 3/4" - 2 1/4" thick door | 1 |  | 1 Year | 907.55 | 0.15 | 771.4175
26903 | Salto | EB666K00IM48LWK | XS4 wide body electronic RF wireless SVN escutcheon, BLE / Mifare / DESFire push buttonprivacy w/ key override function, with keypad, K lever, left handed, satin stainless finish, for use with 1 3/4" - 2 1/4" thick door | 1 |  | 1 Year | 970.4 | 0.15 | 824.84
26904 | Salto | EB666K00IM48R-- | XS4 wide body electronic wire-free SVN escutcheon, BLE / Mifare / DESFire push buttonprivacy w/ key override function, K lever, right handed, satin stainless finish, for use with 1 3/4" - 2 1/4" thick door | 1 |  | 1 Year | 722.35 | 0.15 | 613.9975
26905 | Salto | EB666K00IM48RA- | XS4 wide body electronic AMOK wire-free SVN escutcheon, BLE / Mifare / DESFire push buttonprivacy w/ key override function, K lever, right handed, satin stainless finish, for use with 1 3/4" - 2 1/4" thick door | 1 |  | 1 Year | 851.35 | 0.15 | 723.6475
26906 | Salto | EB666K00IM48R-K | XS4 wide body electronic wire-free SVN escutcheon, BLE / Mifare / DESFire push buttonprivacy w/ key override function, with keypad, K lever, right handed, satin stainless finish, for use with 1 3/4" - 2 1/4" thick door | 1 |  | 1 Year | 785.2 | 0.15 | 667.42
26907 | Salto | EB666K00IM48RW- | XS4 wide body electronic RF wireless SVN escutcheon, BLE / Mifare / DESFire push buttonprivacy w/ key override function, K lever, right handed, satin stainless finish, for use with 1 3/4" - 2 1/4" thick door | 1 |  | 1 Year | 907.55 | 0.15 | 771.4175
26908 | Salto | EB666K00IM48RWK | XS4 wide body electronic RF wireless SVN escutcheon, BLE / Mifare / DESFire push buttonprivacy w/ key override function, with keypad, K lever, right handed, satin stainless finish, for use with 1 3/4" - 2 1/4" thick door | 1 |  | 1 Year | 970.4 | 0.15 | 824.84
26909 | Salto | EB666K00IP38L-- | XS4 wide body electronic wire-free SVN escutcheon, BLE / Mifare / DESFire push buttonprivacy w/ key override function, K lever, left handed, bright stainless steel finish, for use with 1 3/8" - 1 3/4" thick standard door | 1 |  | 1 Year | 738.65 | 0.15 | 627.8525
26910 | Salto | EB666K00IP38LA- | XS4 wide body electronic AMOK wire-free SVN escutcheon, BLE / Mifare / DESFire push buttonprivacy w/ key override function, K lever, left handed, bright stainless steel finish, for use with 1 3/8" - 1 3/4" thick standard door | 1 |  | 1 Year | 867.65 | 0.15 | 737.5025
26911 | Salto | EB666K00IP38L-K | XS4 wide body electronic wire-free SVN escutcheon, BLE / Mifare / DESFire push buttonprivacy w/ key override function, with keypad, K lever, left handed, bright stainless steel finish, for use with 1 3/8" - 1 3/4" thick standard door | 1 |  | 1 Year | 801.5 | 0.15 | 681.275
26912 | Salto | EB666K00IP38LW- | XS4 wide body electronic RF wireless SVN escutcheon, BLE / Mifare / DESFire push buttonprivacy w/ key override function, K lever, left handed, bright stainless steel finish, for use with 1 3/8" - 1 3/4" thick standard door | 1 |  | 1 Year | 923.85 | 0.15 | 785.2725
26913 | Salto | EB666K00IP38LWK | XS4 wide body electronic RF wireless SVN escutcheon, BLE / Mifare / DESFire push buttonprivacy w/ key override function, with keypad, K lever, left handed, bright stainless steel finish, for use with 1 3/8" - 1 3/4" thick standard door | 1 |  | 1 Year | 986.7 | 0.15 | 838.695
26914 | Salto | EB666K00IP38R-- | XS4 wide body electronic wire-free SVN escutcheon, BLE / Mifare / DESFire push buttonprivacy w/ key override function, K lever, right handed, bright stainless steel finish, for use with 1 3/8" - 1 3/4" thick standard door | 1 |  | 1 Year | 738.65 | 0.15 | 627.8525
26915 | Salto | EB666K00IP38RA- | XS4 wide body electronic AMOK wire-free SVN escutcheon, BLE / Mifare / DESFire push buttonprivacy w/ key override function, K lever, right handed, bright stainless steel finish, for use with 1 3/8" - 1 3/4" thick standard door | 1 |  | 1 Year | 867.65 | 0.15 | 737.5025
26916 | Salto | EB666K00IP38R-K | XS4 wide body electronic wire-free SVN escutcheon, BLE / Mifare / DESFire push buttonprivacy w/ key override function, with keypad, K lever, right handed, bright stainless steel finish, for use with 1 3/8" - 1 3/4" thick standard door | 1 |  | 1 Year | 801.5 | 0.15 | 681.275
26917 | Salto | EB666K00IP38RW- | XS4 wide body electronic RF wireless SVN escutcheon, BLE / Mifare / DESFire push buttonprivacy w/ key override function, K lever, right handed, bright stainless steel finish, for use with 1 3/8" - 1 3/4" thick standard door | 1 |  | 1 Year | 923.85 | 0.15 | 785.2725
26918 | Salto | EB666K00IP38RWK | XS4 wide body electronic RF wireless SVN escutcheon, BLE / Mifare / DESFire push buttonprivacy w/ key override function, with keypad, K lever, right handed, bright stainless steel finish, for use with 1 3/8" - 1 3/4" thick standard door | 1 |  | 1 Year | 986.7 | 0.15 | 838.695
26919 | Salto | EB666K00IP48L-- | XS4 wide body electronic wire-free SVN escutcheon, BLE / Mifare / DESFire push buttonprivacy w/ key override function, K lever, left handed, bright stainless steel finish, for use with 1 3/4" - 2 1/4" thick door | 1 |  | 1 Year | 738.65 | 0.15 | 627.8525
26920 | Salto | EB666K00IP48LA- | XS4 wide body electronic AMOK wire-free SVN escutcheon, BLE / Mifare / DESFire push buttonprivacy w/ key override function, K lever, left handed, bright stainless steel finish, for use with 1 3/4" - 2 1/4" thick door | 1 |  | 1 Year | 867.65 | 0.15 | 737.5025
26921 | Salto | EB666K00IP48L-K | XS4 wide body electronic wire-free SVN escutcheon, BLE / Mifare / DESFire push buttonprivacy w/ key override function, with keypad, K lever, left handed, bright stainless steel finish, for use with 1 3/4" - 2 1/4" thick door | 1 |  | 1 Year | 801.5 | 0.15 | 681.275
26922 | Salto | EB666K00IP48LW- | XS4 wide body electronic RF wireless SVN escutcheon, BLE / Mifare / DESFire push buttonprivacy w/ key override function, K lever, left handed, bright stainless steel finish, for use with 1 3/4" - 2 1/4" thick door | 1 |  | 1 Year | 923.85 | 0.15 | 785.2725
26923 | Salto | EB666K00IP48LWK | XS4 wide body electronic RF wireless SVN escutcheon, BLE / Mifare / DESFire push buttonprivacy w/ key override function, with keypad, K lever, left handed, bright stainless steel finish, for use with 1 3/4" - 2 1/4" thick door | 1 |  | 1 Year | 986.7 | 0.15 | 838.695
26924 | Salto | EB666K00IP48R-- | XS4 wide body electronic wire-free SVN escutcheon, BLE / Mifare / DESFire push buttonprivacy w/ key override function, K lever, right handed, bright stainless steel finish, for use with 1 3/4" - 2 1/4" thick door | 1 |  | 1 Year | 738.65 | 0.15 | 627.8525
26925 | Salto | EB666K00IP48RA- | XS4 wide body electronic AMOK wire-free SVN escutcheon, BLE / Mifare / DESFire push buttonprivacy w/ key override function, K lever, right handed, bright stainless steel finish, for use with 1 3/4" - 2 1/4" thick door | 1 |  | 1 Year | 867.65 | 0.15 | 737.5025
26926 | Salto | EB666K00IP48R-K | XS4 wide body electronic wire-free SVN escutcheon, BLE / Mifare / DESFire push buttonprivacy w/ key override function, with keypad, K lever, right handed, bright stainless steel finish, for use with 1 3/4" - 2 1/4" thick door | 1 |  | 1 Year | 801.5 | 0.15 | 681.275
26927 | Salto | EB666K00IP48RW- | XS4 wide body electronic RF wireless SVN escutcheon, BLE / Mifare / DESFire push buttonprivacy w/ key override function, K lever, right handed, bright stainless steel finish, for use with 1 3/4" - 2 1/4" thick door | 1 |  | 1 Year | 923.85 | 0.15 | 785.2725
26928 | Salto | EB666K00IP48RWK | XS4 wide body electronic RF wireless SVN escutcheon, BLE / Mifare / DESFire push buttonprivacy w/ key override function, with keypad, K lever, right handed, bright stainless steel finish, for use with 1 3/4" - 2 1/4" thick door | 1 |  | 1 Year | 986.7 | 0.15 | 838.695
26929 | Salto | EB666K00PP38L-- | XS4 wide body electronic wire-free SVN escutcheon, BLE / Mifare / DESFire push buttonprivacy w/ key override function, K lever, left handed, bright brass finish, for use with 1 3/8" - 1 3/4" thick standard door | 1 |  | 1 Year | 738.65 | 0.15 | 627.8525
26930 | Salto | EB666K00PP38LA- | XS4 wide body electronic AMOK wire-free SVN escutcheon, BLE / Mifare / DESFire push buttonprivacy w/ key override function, K lever, left handed, bright brass finish, for use with 1 3/8" - 1 3/4" thick standard door | 1 |  | 1 Year | 867.65 | 0.15 | 737.5025
26931 | Salto | EB666K00PP38L-K | XS4 wide body electronic wire-free SVN escutcheon, BLE / Mifare / DESFire push buttonprivacy w/ key override function, with keypad, K lever, left handed, bright brass finish, for use with 1 3/8" - 1 3/4" thick standard door | 1 |  | 1 Year | 801.5 | 0.15 | 681.275
26932 | Salto | EB666K00PP38LW- | XS4 wide body electronic RF wireless SVN escutcheon, BLE / Mifare / DESFire push buttonprivacy w/ key override function, K lever, left handed, bright brass finish, for use with 1 3/8" - 1 3/4" thick standard door | 1 |  | 1 Year | 923.85 | 0.15 | 785.2725
26933 | Salto | EB666K00PP38LWK | XS4 wide body electronic RF wireless SVN escutcheon, BLE / Mifare / DESFire push buttonprivacy w/ key override function, with keypad, K lever, left handed, bright brass finish, for use with 1 3/8" - 1 3/4" thick standard door | 1 |  | 1 Year | 986.7 | 0.15 | 838.695
26934 | Salto | EB666K00PP38R-- | XS4 wide body electronic wire-free SVN escutcheon, BLE / Mifare / DESFire push buttonprivacy w/ key override function, K lever, right handed, bright brass finish, for use with 1 3/8" - 1 3/4" thick standard door | 1 |  | 1 Year | 738.65 | 0.15 | 627.8525
26935 | Salto | EB666K00PP38RA- | XS4 wide body electronic AMOK wire-free SVN escutcheon, BLE / Mifare / DESFire push buttonprivacy w/ key override function, K lever, right handed, bright brass finish, for use with 1 3/8" - 1 3/4" thick standard door | 1 |  | 1 Year | 867.65 | 0.15 | 737.5025
26936 | Salto | EB666K00PP38R-K | XS4 wide body electronic wire-free SVN escutcheon, BLE / Mifare / DESFire push buttonprivacy w/ key override function, with keypad, K lever, right handed, bright brass finish, for use with 1 3/8" - 1 3/4" thick standard door | 1 |  | 1 Year | 801.5 | 0.15 | 681.275
26937 | Salto | EB666K00PP38RW- | XS4 wide body electronic RF wireless SVN escutcheon, BLE / Mifare / DESFire push buttonprivacy w/ key override function, K lever, right handed, bright brass finish, for use with 1 3/8" - 1 3/4" thick standard door | 1 |  | 1 Year | 923.85 | 0.15 | 785.2725
26938 | Salto | EB666K00PP38RWK | XS4 wide body electronic RF wireless SVN escutcheon, BLE / Mifare / DESFire push buttonprivacy w/ key override function, with keypad, K lever, right handed, bright brass finish, for use with 1 3/8" - 1 3/4" thick standard door | 1 |  | 1 Year | 986.7 | 0.15 | 838.695
26939 | Salto | EB666K00PP48L-- | XS4 wide body electronic wire-free SVN escutcheon, BLE / Mifare / DESFire push buttonprivacy w/ key override function, K lever, left handed, bright brass finish, for use with 1 3/4" - 2 1/4" thick door | 1 |  | 1 Year | 738.65 | 0.15 | 627.8525
26940 | Salto | EB666K00PP48LA- | XS4 wide body electronic AMOK wire-free SVN escutcheon, BLE / Mifare / DESFire push buttonprivacy w/ key override function, K lever, left handed, bright brass finish, for use with 1 3/4" - 2 1/4" thick door | 1 |  | 1 Year | 867.65 | 0.15 | 737.5025
26941 | Salto | EB666K00PP48L-K | XS4 wide body electronic wire-free SVN escutcheon, BLE / Mifare / DESFire push buttonprivacy w/ key override function, with keypad, K lever, left handed, bright brass finish, for use with 1 3/4" - 2 1/4" thick door | 1 |  | 1 Year | 801.5 | 0.15 | 681.275
26942 | Salto | EB666K00PP48LW- | XS4 wide body electronic RF wireless SVN escutcheon, BLE / Mifare / DESFire push buttonprivacy w/ key override function, K lever, left handed, bright brass finish, for use with 1 3/4" - 2 1/4" thick door | 1 |  | 1 Year | 923.85 | 0.15 | 785.2725
26943 | Salto | EB666K00PP48LWK | XS4 wide body electronic RF wireless SVN escutcheon, BLE / Mifare / DESFire push buttonprivacy w/ key override function, with keypad, K lever, left handed, bright brass finish, for use with 1 3/4" - 2 1/4" thick door | 1 |  | 1 Year | 986.7 | 0.15 | 838.695
26944 | Salto | EB666K00PP48R-- | XS4 wide body electronic wire-free SVN escutcheon, BLE / Mifare / DESFire push buttonprivacy w/ key override function, K lever, right handed, bright brass finish, for use with 1 3/4" - 2 1/4" thick door | 1 |  | 1 Year | 738.65 | 0.15 | 627.8525
26945 | Salto | EB666K00PP48RA- | XS4 wide body electronic AMOK wire-free SVN escutcheon, BLE / Mifare / DESFire push buttonprivacy w/ key override function, K lever, right handed, bright brass finish, for use with 1 3/4" - 2 1/4" thick door | 1 |  | 1 Year | 867.65 | 0.15 | 737.5025
26946 | Salto | EB666K00PP48R-K | XS4 wide body electronic wire-free SVN escutcheon, BLE / Mifare / DESFire push buttonprivacy w/ key override function, with keypad, K lever, right handed, bright brass finish, for use with 1 3/4" - 2 1/4" thick door | 1 |  | 1 Year | 801.5 | 0.15 | 681.275
26947 | Salto | EB666K00PP48RW- | XS4 wide body electronic RF wireless SVN escutcheon, BLE / Mifare / DESFire push buttonprivacy w/ key override function, K lever, right handed, bright brass finish, for use with 1 3/4" - 2 1/4" thick door | 1 |  | 1 Year | 923.85 | 0.15 | 785.2725
26948 | Salto | EB666K00PP48RWK | XS4 wide body electronic RF wireless SVN escutcheon, BLE / Mifare / DESFire push buttonprivacy w/ key override function, with keypad, K lever, right handed, bright brass finish, for use with 1 3/4" - 2 1/4" thick door | 1 |  | 1 Year | 986.7 | 0.15 | 838.695
26949 | Salto | EB666L00BC38--- | XS4 wide body electronic wire-free SVN escutcheon, BLE / Mifare / DESFire push buttonprivacy w/ key override function, L lever, unhanded, BioCote antimicrobial finish, for use with 1 3/8" - 1 3/4" thick standard door | 1 |  | 1 Year | 764.15 | 0.15 | 649.5275
26950 | Salto | EB666L00BC38-A- | XS4 wide body electronic AMOK wire-free SVN escutcheon, BLE / Mifare / DESFire push buttonprivacy w/ key override function, L lever, unhanded, BioCote antimicrobial finish, for use with 1 3/8" - 1 3/4" thick standard door | 1 |  | 1 Year | 893.15 | 0.15 | 759.1775
26951 | Salto | EB666L00BC38--K | XS4 wide body electronic wire-free SVN escutcheon, BLE / Mifare / DESFire push buttonprivacy w/ key override function, with keypad, L lever, unhanded, BioCote antimicrobial finish, for use with 1 3/8" - 1 3/4" thick standard door | 1 |  | 1 Year | 827 | 0.15 | 702.95
26952 | Salto | EB666L00BC38-W- | XS4 wide body electronic RF wireless SVN escutcheon, BLE / Mifare / DESFire push buttonprivacy w/ key override function, L lever, unhanded, BioCote antimicrobial finish, for use with 1 3/8" - 1 3/4" thick standard door | 1 |  | 1 Year | 949.35 | 0.15 | 806.9475
26953 | Salto | EB666L00BC38-WK | XS4 wide body electronic RF wireless SVN escutcheon, BLE / Mifare / DESFire push buttonprivacy w/ key override function, with keypad, L lever, unhanded, BioCote antimicrobial finish, for use with 1 3/8" - 1 3/4" thick standard door | 1 |  | 1 Year | 1012.2 | 0.15 | 860.37
26954 | Salto | EB666L00BC48--- | XS4 wide body electronic wire-free SVN escutcheon, BLE / Mifare / DESFire push buttonprivacy w/ key override function, L lever, unhanded, BioCote antimicrobial finish, for use with 1 3/4" - 2 1/4" thick door | 1 |  | 1 Year | 764.15 | 0.15 | 649.5275
26955 | Salto | EB666L00BC48-A- | XS4 wide body electronic AMOK wire-free SVN escutcheon, BLE / Mifare / DESFire push buttonprivacy w/ key override function, L lever, unhanded, BioCote antimicrobial finish, for use with 1 3/4" - 2 1/4" thick door | 1 |  | 1 Year | 893.15 | 0.15 | 759.1775
26956 | Salto | EB666L00BC48--K | XS4 wide body electronic wire-free SVN escutcheon, BLE / Mifare / DESFire push buttonprivacy w/ key override function, with keypad, L lever, unhanded, BioCote antimicrobial finish, for use with 1 3/4" - 2 1/4" thick door | 1 |  | 1 Year | 827 | 0.15 | 702.95
26957 | Salto | EB666L00BC48-W- | XS4 wide body electronic RF wireless SVN escutcheon, BLE / Mifare / DESFire push buttonprivacy w/ key override function, L lever, unhanded, BioCote antimicrobial finish, for use with 1 3/4" - 2 1/4" thick door | 1 |  | 1 Year | 949.35 | 0.15 | 806.9475
26958 | Salto | EB666L00BC48-WK | XS4 wide body electronic RF wireless SVN escutcheon, BLE / Mifare / DESFire push buttonprivacy w/ key override function, with keypad, L lever, unhanded, BioCote antimicrobial finish, for use with 1 3/4" - 2 1/4" thick door | 1 |  | 1 Year | 1012.2 | 0.15 | 860.37
26959 | Salto | EB666L00IA38--- | XS4 wide body electronic wire-free SVN escutcheon, BLE / Mifare / DESFire push buttonprivacy w/ key override function, L lever, unhanded, antique brass finish, for use with 1 3/8" - 1 3/4" thick standard door | 1 |  | 1 Year | 764.15 | 0.15 | 649.5275
26960 | Salto | EB666L00IA38-A- | XS4 wide body electronic AMOK wire-free SVN escutcheon, BLE / Mifare / DESFire push buttonprivacy w/ key override function, L lever, unhanded, antique brass finish, for use with 1 3/8" - 1 3/4" thick standard door | 1 |  | 1 Year | 893.15 | 0.15 | 759.1775
26961 | Salto | EB666L00IA38--K | XS4 wide body electronic wire-free SVN escutcheon, BLE / Mifare / DESFire push buttonprivacy w/ key override function, with keypad, L lever, unhanded, antique brass finish, for use with 1 3/8" - 1 3/4" thick standard door | 1 |  | 1 Year | 827 | 0.15 | 702.95
26962 | Salto | EB666L00IA38-W- | XS4 wide body electronic RF wireless SVN escutcheon, BLE / Mifare / DESFire push buttonprivacy w/ key override function, L lever, unhanded, antique brass finish, for use with 1 3/8" - 1 3/4" thick standard door | 1 |  | 1 Year | 949.35 | 0.15 | 806.9475
26963 | Salto | EB666L00IA38-WK | XS4 wide body electronic RF wireless SVN escutcheon, BLE / Mifare / DESFire push buttonprivacy w/ key override function, with keypad, L lever, unhanded, antique brass finish, for use with 1 3/8" - 1 3/4" thick standard door | 1 |  | 1 Year | 1012.2 | 0.15 | 860.37
26964 | Salto | EB666L00IA48--- | XS4 wide body electronic wire-free SVN escutcheon, BLE / Mifare / DESFire push buttonprivacy w/ key override function, L lever, unhanded, antique brass finish, for use with 1 3/4" - 2 1/4" thick door | 1 |  | 1 Year | 764.15 | 0.15 | 649.5275
26965 | Salto | EB666L00IA48-A- | XS4 wide body electronic AMOK wire-free SVN escutcheon, BLE / Mifare / DESFire push buttonprivacy w/ key override function, L lever, unhanded, antique brass finish, for use with 1 3/4" - 2 1/4" thick door | 1 |  | 1 Year | 893.15 | 0.15 | 759.1775
26966 | Salto | EB666L00IA48--K | XS4 wide body electronic wire-free SVN escutcheon, BLE / Mifare / DESFire push buttonprivacy w/ key override function, with keypad, L lever, unhanded, antique brass finish, for use with 1 3/4" - 2 1/4" thick door | 1 |  | 1 Year | 827 | 0.15 | 702.95
26967 | Salto | EB666L00IA48-W- | XS4 wide body electronic RF wireless SVN escutcheon, BLE / Mifare / DESFire push buttonprivacy w/ key override function, L lever, unhanded, antique brass finish, for use with 1 3/4" - 2 1/4" thick door | 1 |  | 1 Year | 949.35 | 0.15 | 806.9475
26968 | Salto | EB666L00IA48-WK | XS4 wide body electronic RF wireless SVN escutcheon, BLE / Mifare / DESFire push buttonprivacy w/ key override function, with keypad, L lever, unhanded, antique brass finish, for use with 1 3/4" - 2 1/4" thick door | 1 |  | 1 Year | 1012.2 | 0.15 | 860.37
26969 | Salto | EB666L00IM38--- | XS4 wide body electronic wire-free SVN escutcheon, BLE / Mifare / DESFire push buttonprivacy w/ key override function, L lever, unhanded, satin stainless finish, for use with 1 3/8" - 1 3/4" thick standard door | 1 |  | 1 Year | 712.15 | 0.15 | 605.3275
26970 | Salto | EB666L00IM38-A- | XS4 wide body electronic AMOK wire-free SVN escutcheon, BLE / Mifare / DESFire push buttonprivacy w/ key override function, L lever, unhanded, satin stainless finish, for use with 1 3/8" - 1 3/4" thick standard door | 1 |  | 1 Year | 841.15 | 0.15 | 714.9775
26971 | Salto | EB666L00IM38--K | XS4 wide body electronic wire-free SVN escutcheon, BLE / Mifare / DESFire push buttonprivacy w/ key override function, with keypad, L lever, unhanded, satin stainless finish, for use with 1 3/8" - 1 3/4" thick standard door | 1 |  | 1 Year | 775 | 0.15 | 658.75
26972 | Salto | EB666L00IM38-W- | XS4 wide body electronic RF wireless SVN escutcheon, BLE / Mifare / DESFire push buttonprivacy w/ key override function, L lever, unhanded, satin stainless finish, for use with 1 3/8" - 1 3/4" thick standard door | 1 |  | 1 Year | 897.35 | 0.15 | 762.7475
26973 | Salto | EB666L00IM38-WK | XS4 wide body electronic RF wireless SVN escutcheon, BLE / Mifare / DESFire push buttonprivacy w/ key override function, with keypad, L lever, unhanded, satin stainless finish, for use with 1 3/8" - 1 3/4" thick standard door | 1 |  | 1 Year | 960.2 | 0.15 | 816.17
26974 | Salto | EB666L00IM48--- | XS4 wide body electronic wire-free SVN escutcheon, BLE / Mifare / DESFire push buttonprivacy w/ key override function, L lever, unhanded, satin stainless finish, for use with 1 3/4" - 2 1/4" thick door | 1 |  | 1 Year | 712.15 | 0.15 | 605.3275
26975 | Salto | EB666L00IM48-A- | XS4 wide body electronic AMOK wire-free SVN escutcheon, BLE / Mifare / DESFire push buttonprivacy w/ key override function, L lever, unhanded, satin stainless finish, for use with 1 3/4" - 2 1/4" thick door | 1 |  | 1 Year | 841.15 | 0.15 | 714.9775
26976 | Salto | EB666L00IM48--K | XS4 wide body electronic wire-free SVN escutcheon, BLE / Mifare / DESFire push buttonprivacy w/ key override function, with keypad, L lever, unhanded, satin stainless finish, for use with 1 3/4" - 2 1/4" thick door | 1 |  | 1 Year | 775 | 0.15 | 658.75
26977 | Salto | EB666L00IM48-W- | XS4 wide body electronic RF wireless SVN escutcheon, BLE / Mifare / DESFire push buttonprivacy w/ key override function, L lever, unhanded, satin stainless finish, for use with 1 3/4" - 2 1/4" thick door | 1 |  | 1 Year | 897.35 | 0.15 | 762.7475
26978 | Salto | EB666L00IM48-WK | XS4 wide body electronic RF wireless SVN escutcheon, BLE / Mifare / DESFire push buttonprivacy w/ key override function, with keypad, L lever, unhanded, satin stainless finish, for use with 1 3/4" - 2 1/4" thick door | 1 |  | 1 Year | 960.2 | 0.15 | 816.17
26979 | Salto | EB666L00IP38--- | XS4 wide body electronic wire-free SVN escutcheon, BLE / Mifare / DESFire push buttonprivacy w/ key override function, L lever, unhanded, bright stainless steel finish, for use with 1 3/8" - 1 3/4" thick standard door | 1 |  | 1 Year | 728.45 | 0.15 | 619.1825
26980 | Salto | EB666L00IP38-A- | XS4 wide body electronic AMOK wire-free SVN escutcheon, BLE / Mifare / DESFire push buttonprivacy w/ key override function, L lever, unhanded, bright stainless steel finish, for use with 1 3/8" - 1 3/4" thick standard door | 1 |  | 1 Year | 857.45 | 0.15 | 728.8325
26981 | Salto | EB666L00IP38--K | XS4 wide body electronic wire-free SVN escutcheon, BLE / Mifare / DESFire push buttonprivacy w/ key override function, with keypad, L lever, unhanded, bright stainless steel finish, for use with 1 3/8" - 1 3/4" thick standard door | 1 |  | 1 Year | 791.3 | 0.15 | 672.605
26982 | Salto | EB666L00IP38-W- | XS4 wide body electronic RF wireless SVN escutcheon, BLE / Mifare / DESFire push buttonprivacy w/ key override function, L lever, unhanded, bright stainless steel finish, for use with 1 3/8" - 1 3/4" thick standard door | 1 |  | 1 Year | 913.65 | 0.15 | 776.6025
26983 | Salto | EB666L00IP38-WK | XS4 wide body electronic RF wireless SVN escutcheon, BLE / Mifare / DESFire push buttonprivacy w/ key override function, with keypad, L lever, unhanded, bright stainless steel finish, for use with 1 3/8" - 1 3/4" thick standard door | 1 |  | 1 Year | 976.5 | 0.15 | 830.025
26984 | Salto | EB666L00IP48--- | XS4 wide body electronic wire-free SVN escutcheon, BLE / Mifare / DESFire push buttonprivacy w/ key override function, L lever, unhanded, bright stainless steel finish, for use with 1 3/4" - 2 1/4" thick door | 1 |  | 1 Year | 728.45 | 0.15 | 619.1825
26985 | Salto | EB666L00IP48-A- | XS4 wide body electronic AMOK wire-free SVN escutcheon, BLE / Mifare / DESFire push buttonprivacy w/ key override function, L lever, unhanded, bright stainless steel finish, for use with 1 3/4" - 2 1/4" thick door | 1 |  | 1 Year | 857.45 | 0.15 | 728.8325
26986 | Salto | EB666L00IP48--K | XS4 wide body electronic wire-free SVN escutcheon, BLE / Mifare / DESFire push buttonprivacy w/ key override function, with keypad, L lever, unhanded, bright stainless steel finish, for use with 1 3/4" - 2 1/4" thick door | 1 |  | 1 Year | 791.3 | 0.15 | 672.605
26987 | Salto | EB666L00IP48-W- | XS4 wide body electronic RF wireless SVN escutcheon, BLE / Mifare / DESFire push buttonprivacy w/ key override function, L lever, unhanded, bright stainless steel finish, for use with 1 3/4" - 2 1/4" thick door | 1 |  | 1 Year | 913.65 | 0.15 | 776.6025
26988 | Salto | EB666L00IP48-WK | XS4 wide body electronic RF wireless SVN escutcheon, BLE / Mifare / DESFire push buttonprivacy w/ key override function, with keypad, L lever, unhanded, bright stainless steel finish, for use with 1 3/4" - 2 1/4" thick door | 1 |  | 1 Year | 976.5 | 0.15 | 830.025
26989 | Salto | EB666L00NE38--- | XS4 wide body electronic wire-free SVN escutcheon, BLE / Mifare / DESFire push buttonprivacy w/ key override function, L lever, unhanded, black chromium finish, for use with 1 3/8" - 1 3/4" thick standard door | 1 |  | 1 Year | 746.85 | 0.15 | 634.8225
26990 | Salto | EB666L00NE38-A- | XS4 wide body electronic AMOK wire-free SVN escutcheon, BLE / Mifare / DESFire push buttonprivacy w/ key override function, L lever, unhanded, black chromium finish, for use with 1 3/8" - 1 3/4" thick standard door | 1 |  | 1 Year | 875.85 | 0.15 | 744.4725
26991 | Salto | EB666L00NE38--K | XS4 wide body electronic wire-free SVN escutcheon, BLE / Mifare / DESFire push buttonprivacy w/ key override function, with keypad, L lever, unhanded, black chromium finish, for use with 1 3/8" - 1 3/4" thick standard door | 1 |  | 1 Year | 809.7 | 0.15 | 688.245
26992 | Salto | EB666L00NE38-W- | XS4 wide body electronic RF wireless SVN escutcheon, BLE / Mifare / DESFire push buttonprivacy w/ key override function, L lever, unhanded, black chromium finish, for use with 1 3/8" - 1 3/4" thick standard door | 1 |  | 1 Year | 932.05 | 0.15 | 792.2425
26993 | Salto | EB666L00NE38-WK | XS4 wide body electronic RF wireless SVN escutcheon, BLE / Mifare / DESFire push buttonprivacy w/ key override function, with keypad, L lever, unhanded, black chromium finish, for use with 1 3/8" - 1 3/4" thick standard door | 1 |  | 1 Year | 994.9 | 0.15 | 845.665
26994 | Salto | EB666L00NE48--- | XS4 wide body electronic wire-free SVN escutcheon, BLE / Mifare / DESFire push buttonprivacy w/ key override function, L lever, unhanded, black chromium finish, for use with 1 3/4" - 2 1/4" thick door | 1 |  | 1 Year | 746.85 | 0.15 | 634.8225
26995 | Salto | EB666L00NE48-A- | XS4 wide body electronic AMOK wire-free SVN escutcheon, BLE / Mifare / DESFire push buttonprivacy w/ key override function, L lever, unhanded, black chromium finish, for use with 1 3/4" - 2 1/4" thick door | 1 |  | 1 Year | 875.85 | 0.15 | 744.4725
26996 | Salto | EB666L00NE48--K | XS4 wide body electronic wire-free SVN escutcheon, BLE / Mifare / DESFire push buttonprivacy w/ key override function, with keypad, L lever, unhanded, black chromium finish, for use with 1 3/4" - 2 1/4" thick door | 1 |  | 1 Year | 809.7 | 0.15 | 688.245
26997 | Salto | EB666L00NE48-W- | XS4 wide body electronic RF wireless SVN escutcheon, BLE / Mifare / DESFire push buttonprivacy w/ key override function, L lever, unhanded, black chromium finish, for use with 1 3/4" - 2 1/4" thick door | 1 |  | 1 Year | 932.05 | 0.15 | 792.2425
26998 | Salto | EB666L00NE48-WK | XS4 wide body electronic RF wireless SVN escutcheon, BLE / Mifare / DESFire push buttonprivacy w/ key override function, with keypad, L lever, unhanded, black chromium finish, for use with 1 3/4" - 2 1/4" thick door | 1 |  | 1 Year | 994.9 | 0.15 | 845.665
26999 | Salto | EB666L00PM38--- | XS4 wide body electronic wire-free SVN escutcheon, BLE / Mifare / DESFire push buttonprivacy w/ key override function, L lever, unhanded, satin brass finish, for use with 1 3/8" - 1 3/4" thick standard door | 1 |  | 1 Year | 712.15 | 0.15 | 605.3275
27000 | Salto | EB666L00PM38-A- | XS4 wide body electronic AMOK wire-free SVN escutcheon, BLE / Mifare / DESFire push buttonprivacy w/ key override function, L lever, unhanded, satin brass finish, for use with 1 3/8" - 1 3/4" thick standard door | 1 |  | 1 Year | 841.15 | 0.15 | 714.9775
27001 | Salto | EB666L00PM38--K | XS4 wide body electronic wire-free SVN escutcheon, BLE / Mifare / DESFire push buttonprivacy w/ key override function, with keypad, L lever, unhanded, satin brass finish, for use with 1 3/8" - 1 3/4" thick standard door | 1 |  | 1 Year | 775 | 0.15 | 658.75
27002 | Salto | EB666L00PM38-W- | XS4 wide body electronic RF wireless SVN escutcheon, BLE / Mifare / DESFire push buttonprivacy w/ key override function, L lever, unhanded, satin brass finish, for use with 1 3/8" - 1 3/4" thick standard door | 1 |  | 1 Year | 897.35 | 0.15 | 762.7475
27003 | Salto | EB666L00PM38-WK | XS4 wide body electronic RF wireless SVN escutcheon, BLE / Mifare / DESFire push buttonprivacy w/ key override function, with keypad, L lever, unhanded, satin brass finish, for use with 1 3/8" - 1 3/4" thick standard door | 1 |  | 1 Year | 960.2 | 0.15 | 816.17
27004 | Salto | EB666L00PM48--- | XS4 wide body electronic wire-free SVN escutcheon, BLE / Mifare / DESFire push buttonprivacy w/ key override function, L lever, unhanded, satin brass finish, for use with 1 3/4" - 2 1/4" thick door | 1 |  | 1 Year | 712.15 | 0.15 | 605.3275
27005 | Salto | EB666L00PM48-A- | XS4 wide body electronic AMOK wire-free SVN escutcheon, BLE / Mifare / DESFire push buttonprivacy w/ key override function, L lever, unhanded, satin brass finish, for use with 1 3/4" - 2 1/4" thick door | 1 |  | 1 Year | 841.15 | 0.15 | 714.9775
27006 | Salto | EB666L00PM48--K | XS4 wide body electronic wire-free SVN escutcheon, BLE / Mifare / DESFire push buttonprivacy w/ key override function, with keypad, L lever, unhanded, satin brass finish, for use with 1 3/4" - 2 1/4" thick door | 1 |  | 1 Year | 775 | 0.15 | 658.75
27007 | Salto | EB666L00PM48-W- | XS4 wide body electronic RF wireless SVN escutcheon, BLE / Mifare / DESFire push buttonprivacy w/ key override function, L lever, unhanded, satin brass finish, for use with 1 3/4" - 2 1/4" thick door | 1 |  | 1 Year | 897.35 | 0.15 | 762.7475
27008 | Salto | EB666L00PM48-WK | XS4 wide body electronic RF wireless SVN escutcheon, BLE / Mifare / DESFire push buttonprivacy w/ key override function, with keypad, L lever, unhanded, satin brass finish, for use with 1 3/4" - 2 1/4" thick door | 1 |  | 1 Year | 960.2 | 0.15 | 816.17
27009 | Salto | EB666L00PP38--- | XS4 wide body electronic wire-free SVN escutcheon, BLE / Mifare / DESFire push buttonprivacy w/ key override function, L lever, unhanded, bright brass finish, for use with 1 3/8" - 1 3/4" thick standard door | 1 |  | 1 Year | 728.45 | 0.15 | 619.1825
27010 | Salto | EB666L00PP38-A- | XS4 wide body electronic AMOK wire-free SVN escutcheon, BLE / Mifare / DESFire push buttonprivacy w/ key override function, L lever, unhanded, bright brass finish, for use with 1 3/8" - 1 3/4" thick standard door | 1 |  | 1 Year | 857.45 | 0.15 | 728.8325
27011 | Salto | EB666L00PP38--K | XS4 wide body electronic wire-free SVN escutcheon, BLE / Mifare / DESFire push buttonprivacy w/ key override function, with keypad, L lever, unhanded, bright brass finish, for use with 1 3/8" - 1 3/4" thick standard door | 1 |  | 1 Year | 791.3 | 0.15 | 672.605
27012 | Salto | EB666L00PP38-W- | XS4 wide body electronic RF wireless SVN escutcheon, BLE / Mifare / DESFire push buttonprivacy w/ key override function, L lever, unhanded, bright brass finish, for use with 1 3/8" - 1 3/4" thick standard door | 1 |  | 1 Year | 913.65 | 0.15 | 776.6025
27013 | Salto | EB666L00PP38-WK | XS4 wide body electronic RF wireless SVN escutcheon, BLE / Mifare / DESFire push buttonprivacy w/ key override function, with keypad, L lever, unhanded, bright brass finish, for use with 1 3/8" - 1 3/4" thick standard door | 1 |  | 1 Year | 976.5 | 0.15 | 830.025
27014 | Salto | EB666L00PP48--- | XS4 wide body electronic wire-free SVN escutcheon, BLE / Mifare / DESFire push buttonprivacy w/ key override function, L lever, unhanded, bright brass finish, for use with 1 3/4" - 2 1/4" thick door | 1 |  | 1 Year | 728.45 | 0.15 | 619.1825
27015 | Salto | EB666L00PP48-A- | XS4 wide body electronic AMOK wire-free SVN escutcheon, BLE / Mifare / DESFire push buttonprivacy w/ key override function, L lever, unhanded, bright brass finish, for use with 1 3/4" - 2 1/4" thick door | 1 |  | 1 Year | 857.45 | 0.15 | 728.8325
27016 | Salto | EB666L00PP48--K | XS4 wide body electronic wire-free SVN escutcheon, BLE / Mifare / DESFire push buttonprivacy w/ key override function, with keypad, L lever, unhanded, bright brass finish, for use with 1 3/4" - 2 1/4" thick door | 1 |  | 1 Year | 791.3 | 0.15 | 672.605
27017 | Salto | EB666L00PP48-W- | XS4 wide body electronic RF wireless SVN escutcheon, BLE / Mifare / DESFire push buttonprivacy w/ key override function, L lever, unhanded, bright brass finish, for use with 1 3/4" - 2 1/4" thick door | 1 |  | 1 Year | 913.65 | 0.15 | 776.6025
27018 | Salto | EB666L00PP48-WK | XS4 wide body electronic RF wireless SVN escutcheon, BLE / Mifare / DESFire push buttonprivacy w/ key override function, with keypad, L lever, unhanded, bright brass finish, for use with 1 3/4" - 2 1/4" thick door | 1 |  | 1 Year | 976.5 | 0.15 | 830.025
27019 | Salto | EB666N00BC38--- | XS4 wide body electronic wire-free SVN escutcheon, BLE / Mifare / DESFire push buttonprivacy w/ key override function, N lever, unhanded, BioCote antimicrobial finish, for use with 1 3/8" - 1 3/4" thick standard door | 1 |  | 1 Year | 764.15 | 0.15 | 649.5275
27020 | Salto | EB666N00BC38-A- | XS4 wide body electronic AMOK wire-free SVN escutcheon, BLE / Mifare / DESFire push buttonprivacy w/ key override function, N lever, unhanded, BioCote antimicrobial finish, for use with 1 3/8" - 1 3/4" thick standard door | 1 |  | 1 Year | 893.15 | 0.15 | 759.1775
27021 | Salto | EB666N00BC38--K | XS4 wide body electronic wire-free SVN escutcheon, BLE / Mifare / DESFire push buttonprivacy w/ key override function, with keypad, N lever, unhanded, BioCote antimicrobial finish, for use with 1 3/8" - 1 3/4" thick standard door | 1 |  | 1 Year | 827 | 0.15 | 702.95
27022 | Salto | EB666N00BC38-W- | XS4 wide body electronic RF wireless SVN escutcheon, BLE / Mifare / DESFire push buttonprivacy w/ key override function, N lever, unhanded, BioCote antimicrobial finish, for use with 1 3/8" - 1 3/4" thick standard door | 1 |  | 1 Year | 949.35 | 0.15 | 806.9475
27023 | Salto | EB666N00BC38-WK | XS4 wide body electronic RF wireless SVN escutcheon, BLE / Mifare / DESFire push buttonprivacy w/ key override function, with keypad, N lever, unhanded, BioCote antimicrobial finish, for use with 1 3/8" - 1 3/4" thick standard door | 1 |  | 1 Year | 1012.2 | 0.15 | 860.37
27024 | Salto | EB666N00BC48--- | XS4 wide body electronic wire-free SVN escutcheon, BLE / Mifare / DESFire push buttonprivacy w/ key override function, N lever, unhanded, BioCote antimicrobial finish, for use with 1 3/4" - 2 1/4" thick door | 1 |  | 1 Year | 764.15 | 0.15 | 649.5275
27025 | Salto | EB666N00BC48-A- | XS4 wide body electronic AMOK wire-free SVN escutcheon, BLE / Mifare / DESFire push buttonprivacy w/ key override function, N lever, unhanded, BioCote antimicrobial finish, for use with 1 3/4" - 2 1/4" thick door | 1 |  | 1 Year | 893.15 | 0.15 | 759.1775
27026 | Salto | EB666N00BC48--K | XS4 wide body electronic wire-free SVN escutcheon, BLE / Mifare / DESFire push buttonprivacy w/ key override function, with keypad, N lever, unhanded, BioCote antimicrobial finish, for use with 1 3/4" - 2 1/4" thick door | 1 |  | 1 Year | 827 | 0.15 | 702.95
27027 | Salto | EB666N00BC48-W- | XS4 wide body electronic RF wireless SVN escutcheon, BLE / Mifare / DESFire push buttonprivacy w/ key override function, N lever, unhanded, BioCote antimicrobial finish, for use with 1 3/4" - 2 1/4" thick door | 1 |  | 1 Year | 949.35 | 0.15 | 806.9475
27028 | Salto | EB666N00BC48-WK | XS4 wide body electronic RF wireless SVN escutcheon, BLE / Mifare / DESFire push buttonprivacy w/ key override function, with keypad, N lever, unhanded, BioCote antimicrobial finish, for use with 1 3/4" - 2 1/4" thick door | 1 |  | 1 Year | 1012.2 | 0.15 | 860.37
27029 | Salto | EB666N00IM38--- | XS4 wide body electronic wire-free SVN escutcheon, BLE / Mifare / DESFire push buttonprivacy w/ key override function, N lever, unhanded, satin stainless finish, for use with 1 3/8" - 1 3/4" thick standard door | 1 |  | 1 Year | 712.15 | 0.15 | 605.3275
27030 | Salto | EB666N00IM38-A- | XS4 wide body electronic AMOK wire-free SVN escutcheon, BLE / Mifare / DESFire push buttonprivacy w/ key override function, N lever, unhanded, satin stainless finish, for use with 1 3/8" - 1 3/4" thick standard door | 1 |  | 1 Year | 841.15 | 0.15 | 714.9775
27031 | Salto | EB666N00IM38--K | XS4 wide body electronic wire-free SVN escutcheon, BLE / Mifare / DESFire push buttonprivacy w/ key override function, with keypad, N lever, unhanded, satin stainless finish, for use with 1 3/8" - 1 3/4" thick standard door | 1 |  | 1 Year | 775 | 0.15 | 658.75
27032 | Salto | EB666N00IM38-W- | XS4 wide body electronic RF wireless SVN escutcheon, BLE / Mifare / DESFire push buttonprivacy w/ key override function, N lever, unhanded, satin stainless finish, for use with 1 3/8" - 1 3/4" thick standard door | 1 |  | 1 Year | 897.35 | 0.15 | 762.7475
27033 | Salto | EB666N00IM38-WK | XS4 wide body electronic RF wireless SVN escutcheon, BLE / Mifare / DESFire push buttonprivacy w/ key override function, with keypad, N lever, unhanded, satin stainless finish, for use with 1 3/8" - 1 3/4" thick standard door | 1 |  | 1 Year | 960.2 | 0.15 | 816.17
27034 | Salto | EB666N00IM48--- | XS4 wide body electronic wire-free SVN escutcheon, BLE / Mifare / DESFire push buttonprivacy w/ key override function, N lever, unhanded, satin stainless finish, for use with 1 3/4" - 2 1/4" thick door | 1 |  | 1 Year | 712.15 | 0.15 | 605.3275
27035 | Salto | EB666N00IM48-A- | XS4 wide body electronic AMOK wire-free SVN escutcheon, BLE / Mifare / DESFire push buttonprivacy w/ key override function, N lever, unhanded, satin stainless finish, for use with 1 3/4" - 2 1/4" thick door | 1 |  | 1 Year | 841.15 | 0.15 | 714.9775
27036 | Salto | EB666N00IM48--K | XS4 wide body electronic wire-free SVN escutcheon, BLE / Mifare / DESFire push buttonprivacy w/ key override function, with keypad, N lever, unhanded, satin stainless finish, for use with 1 3/4" - 2 1/4" thick door | 1 |  | 1 Year | 775 | 0.15 | 658.75
27037 | Salto | EB666N00IM48-W- | XS4 wide body electronic RF wireless SVN escutcheon, BLE / Mifare / DESFire push buttonprivacy w/ key override function, N lever, unhanded, satin stainless finish, for use with 1 3/4" - 2 1/4" thick door | 1 |  | 1 Year | 897.35 | 0.15 | 762.7475
27038 | Salto | EB666N00IM48-WK | XS4 wide body electronic RF wireless SVN escutcheon, BLE / Mifare / DESFire push buttonprivacy w/ key override function, with keypad, N lever, unhanded, satin stainless finish, for use with 1 3/4" - 2 1/4" thick door | 1 |  | 1 Year | 960.2 | 0.15 | 816.17
27039 | Salto | EB666N00PM38--- | XS4 wide body electronic wire-free SVN escutcheon, BLE / Mifare / DESFire push buttonprivacy w/ key override function, N lever, unhanded, satin brass finish, for use with 1 3/8" - 1 3/4" thick standard door | 1 |  | 1 Year | 712.15 | 0.15 | 605.3275
27040 | Salto | EB666N00PM38-A- | XS4 wide body electronic AMOK wire-free SVN escutcheon, BLE / Mifare / DESFire push buttonprivacy w/ key override function, N lever, unhanded, satin brass finish, for use with 1 3/8" - 1 3/4" thick standard door | 1 |  | 1 Year | 841.15 | 0.15 | 714.9775
27041 | Salto | EB666N00PM38--K | XS4 wide body electronic wire-free SVN escutcheon, BLE / Mifare / DESFire push buttonprivacy w/ key override function, with keypad, N lever, unhanded, satin brass finish, for use with 1 3/8" - 1 3/4" thick standard door | 1 |  | 1 Year | 775 | 0.15 | 658.75
27042 | Salto | EB666N00PM38-W- | XS4 wide body electronic RF wireless SVN escutcheon, BLE / Mifare / DESFire push buttonprivacy w/ key override function, N lever, unhanded, satin brass finish, for use with 1 3/8" - 1 3/4" thick standard door | 1 |  | 1 Year | 897.35 | 0.15 | 762.7475
27043 | Salto | EB666N00PM38-WK | XS4 wide body electronic RF wireless SVN escutcheon, BLE / Mifare / DESFire push buttonprivacy w/ key override function, with keypad, N lever, unhanded, satin brass finish, for use with 1 3/8" - 1 3/4" thick standard door | 1 |  | 1 Year | 960.2 | 0.15 | 816.17
27044 | Salto | EB666N00PM48--- | XS4 wide body electronic wire-free SVN escutcheon, BLE / Mifare / DESFire push buttonprivacy w/ key override function, N lever, unhanded, satin brass finish, for use with 1 3/4" - 2 1/4" thick door | 1 |  | 1 Year | 712.15 | 0.15 | 605.3275
27045 | Salto | EB666N00PM48-A- | XS4 wide body electronic AMOK wire-free SVN escutcheon, BLE / Mifare / DESFire push buttonprivacy w/ key override function, N lever, unhanded, satin brass finish, for use with 1 3/4" - 2 1/4" thick door | 1 |  | 1 Year | 841.15 | 0.15 | 714.9775
27046 | Salto | EB666N00PM48--K | XS4 wide body electronic wire-free SVN escutcheon, BLE / Mifare / DESFire push buttonprivacy w/ key override function, with keypad, N lever, unhanded, satin brass finish, for use with 1 3/4" - 2 1/4" thick door | 1 |  | 1 Year | 775 | 0.15 | 658.75
27047 | Salto | EB666N00PM48-W- | XS4 wide body electronic RF wireless SVN escutcheon, BLE / Mifare / DESFire push buttonprivacy w/ key override function, N lever, unhanded, satin brass finish, for use with 1 3/4" - 2 1/4" thick door | 1 |  | 1 Year | 897.35 | 0.15 | 762.7475
27048 | Salto | EB666N00PM48-WK | XS4 wide body electronic RF wireless SVN escutcheon, BLE / Mifare / DESFire push buttonprivacy w/ key override function, with keypad, N lever, unhanded, satin brass finish, for use with 1 3/4" - 2 1/4" thick door | 1 |  | 1 Year | 960.2 | 0.15 | 816.17
27049 | Salto | EB666O00IA38L-- | XS4 wide body electronic wire-free SVN escutcheon, BLE / Mifare / DESFire push buttonprivacy w/ key override function, O lever, left handed, antique brass finish, for use with 1 3/8" - 1 3/4" thick standard door | 1 |  | 1 Year | 774.35 | 0.15 | 658.1975
27050 | Salto | EB666O00IA38LA- | XS4 wide body electronic AMOK wire-free SVN escutcheon, BLE / Mifare / DESFire push buttonprivacy w/ key override function, O lever, left handed, antique brass finish, for use with 1 3/8" - 1 3/4" thick standard door | 1 |  | 1 Year | 903.35 | 0.15 | 767.8475
27051 | Salto | EB666O00IA38L-K | XS4 wide body electronic wire-free SVN escutcheon, BLE / Mifare / DESFire push buttonprivacy w/ key override function, with keypad, O lever, left handed, antique brass finish, for use with 1 3/8" - 1 3/4" thick standard door | 1 |  | 1 Year | 837.2 | 0.15 | 711.62
27052 | Salto | EB666O00IA38LW- | XS4 wide body electronic RF wireless SVN escutcheon, BLE / Mifare / DESFire push buttonprivacy w/ key override function, O lever, left handed, antique brass finish, for use with 1 3/8" - 1 3/4" thick standard door | 1 |  | 1 Year | 959.55 | 0.15 | 815.6175
27053 | Salto | EB666O00IA38LWK | XS4 wide body electronic RF wireless SVN escutcheon, BLE / Mifare / DESFire push buttonprivacy w/ key override function, with keypad, O lever, left handed, antique brass finish, for use with 1 3/8" - 1 3/4" thick standard door | 1 |  | 1 Year | 1022.4 | 0.15 | 869.04
27054 | Salto | EB666O00IA38R-- | XS4 wide body electronic wire-free SVN escutcheon, BLE / Mifare / DESFire push buttonprivacy w/ key override function, O lever, right handed, antique brass finish, for use with 1 3/8" - 1 3/4" thick standard door | 1 |  | 1 Year | 774.35 | 0.15 | 658.1975
27055 | Salto | EB666O00IA38RA- | XS4 wide body electronic AMOK wire-free SVN escutcheon, BLE / Mifare / DESFire push buttonprivacy w/ key override function, O lever, right handed, antique brass finish, for use with 1 3/8" - 1 3/4" thick standard door | 1 |  | 1 Year | 903.35 | 0.15 | 767.8475
27056 | Salto | EB666O00IA38R-K | XS4 wide body electronic wire-free SVN escutcheon, BLE / Mifare / DESFire push buttonprivacy w/ key override function, with keypad, O lever, right handed, antique brass finish, for use with 1 3/8" - 1 3/4" thick standard door | 1 |  | 1 Year | 837.2 | 0.15 | 711.62
27057 | Salto | EB666O00IA38RW- | XS4 wide body electronic RF wireless SVN escutcheon, BLE / Mifare / DESFire push buttonprivacy w/ key override function, O lever, right handed, antique brass finish, for use with 1 3/8" - 1 3/4" thick standard door | 1 |  | 1 Year | 959.55 | 0.15 | 815.6175
27058 | Salto | EB666O00IA38RWK | XS4 wide body electronic RF wireless SVN escutcheon, BLE / Mifare / DESFire push buttonprivacy w/ key override function, with keypad, O lever, right handed, antique brass finish, for use with 1 3/8" - 1 3/4" thick standard door | 1 |  | 1 Year | 1022.4 | 0.15 | 869.04
27059 | Salto | EB666O00IA48L-- | XS4 wide body electronic wire-free SVN escutcheon, BLE / Mifare / DESFire push buttonprivacy w/ key override function, O lever, left handed, antique brass finish, for use with 1 3/4" - 2 1/4" thick door | 1 |  | 1 Year | 774.35 | 0.15 | 658.1975
27060 | Salto | EB666O00IA48LA- | XS4 wide body electronic AMOK wire-free SVN escutcheon, BLE / Mifare / DESFire push buttonprivacy w/ key override function, O lever, left handed, antique brass finish, for use with 1 3/4" - 2 1/4" thick door | 1 |  | 1 Year | 903.35 | 0.15 | 767.8475
27061 | Salto | EB666O00IA48L-K | XS4 wide body electronic wire-free SVN escutcheon, BLE / Mifare / DESFire push buttonprivacy w/ key override function, with keypad, O lever, left handed, antique brass finish, for use with 1 3/4" - 2 1/4" thick door | 1 |  | 1 Year | 837.2 | 0.15 | 711.62
27062 | Salto | EB666O00IA48LW- | XS4 wide body electronic RF wireless SVN escutcheon, BLE / Mifare / DESFire push buttonprivacy w/ key override function, O lever, left handed, antique brass finish, for use with 1 3/4" - 2 1/4" thick door | 1 |  | 1 Year | 959.55 | 0.15 | 815.6175
27063 | Salto | EB666O00IA48LWK | XS4 wide body electronic RF wireless SVN escutcheon, BLE / Mifare / DESFire push buttonprivacy w/ key override function, with keypad, O lever, left handed, antique brass finish, for use with 1 3/4" - 2 1/4" thick door | 1 |  | 1 Year | 1022.4 | 0.15 | 869.04
27064 | Salto | EB666O00IA48R-- | XS4 wide body electronic wire-free SVN escutcheon, BLE / Mifare / DESFire push buttonprivacy w/ key override function, O lever, right handed, antique brass finish, for use with 1 3/4" - 2 1/4" thick door | 1 |  | 1 Year | 774.35 | 0.15 | 658.1975
27065 | Salto | EB666O00IA48RA- | XS4 wide body electronic AMOK wire-free SVN escutcheon, BLE / Mifare / DESFire push buttonprivacy w/ key override function, O lever, right handed, antique brass finish, for use with 1 3/4" - 2 1/4" thick door | 1 |  | 1 Year | 903.35 | 0.15 | 767.8475
27066 | Salto | EB666O00IA48R-K | XS4 wide body electronic wire-free SVN escutcheon, BLE / Mifare / DESFire push buttonprivacy w/ key override function, with keypad, O lever, right handed, antique brass finish, for use with 1 3/4" - 2 1/4" thick door | 1 |  | 1 Year | 837.2 | 0.15 | 711.62
27067 | Salto | EB666O00IA48RW- | XS4 wide body electronic RF wireless SVN escutcheon, BLE / Mifare / DESFire push buttonprivacy w/ key override function, O lever, right handed, antique brass finish, for use with 1 3/4" - 2 1/4" thick door | 1 |  | 1 Year | 959.55 | 0.15 | 815.6175
27068 | Salto | EB666O00IA48RWK | XS4 wide body electronic RF wireless SVN escutcheon, BLE / Mifare / DESFire push buttonprivacy w/ key override function, with keypad, O lever, right handed, antique brass finish, for use with 1 3/4" - 2 1/4" thick door | 1 |  | 1 Year | 1022.4 | 0.15 | 869.04
27069 | Salto | EB666O00IM38L-- | XS4 wide body electronic wire-free SVN escutcheon, BLE / Mifare / DESFire push buttonprivacy w/ key override function, O lever, left handed, satin stainless finish, for use with 1 3/8" - 1 3/4" thick standard door | 1 |  | 1 Year | 722.35 | 0.15 | 613.9975
27070 | Salto | EB666O00IM38LA- | XS4 wide body electronic AMOK wire-free SVN escutcheon, BLE / Mifare / DESFire push buttonprivacy w/ key override function, O lever, left handed, satin stainless finish, for use with 1 3/8" - 1 3/4" thick standard door | 1 |  | 1 Year | 851.35 | 0.15 | 723.6475
27071 | Salto | EB666O00IM38L-K | XS4 wide body electronic wire-free SVN escutcheon, BLE / Mifare / DESFire push buttonprivacy w/ key override function, with keypad, O lever, left handed, satin stainless finish, for use with 1 3/8" - 1 3/4" thick standard door | 1 |  | 1 Year | 785.2 | 0.15 | 667.42
27072 | Salto | EB666O00IM38LW- | XS4 wide body electronic RF wireless SVN escutcheon, BLE / Mifare / DESFire push buttonprivacy w/ key override function, O lever, left handed, satin stainless finish, for use with 1 3/8" - 1 3/4" thick standard door | 1 |  | 1 Year | 907.55 | 0.15 | 771.4175
27073 | Salto | EB666O00IM38LWK | XS4 wide body electronic RF wireless SVN escutcheon, BLE / Mifare / DESFire push buttonprivacy w/ key override function, with keypad, O lever, left handed, satin stainless finish, for use with 1 3/8" - 1 3/4" thick standard door | 1 |  | 1 Year | 970.4 | 0.15 | 824.84
27074 | Salto | EB666O00IM38R-- | XS4 wide body electronic wire-free SVN escutcheon, BLE / Mifare / DESFire push buttonprivacy w/ key override function, O lever, right handed, satin stainless finish, for use with 1 3/8" - 1 3/4" thick standard door | 1 |  | 1 Year | 722.35 | 0.15 | 613.9975
27075 | Salto | EB666O00IM38RA- | XS4 wide body electronic AMOK wire-free SVN escutcheon, BLE / Mifare / DESFire push buttonprivacy w/ key override function, O lever, right handed, satin stainless finish, for use with 1 3/8" - 1 3/4" thick standard door | 1 |  | 1 Year | 851.35 | 0.15 | 723.6475
27076 | Salto | EB666O00IM38R-K | XS4 wide body electronic wire-free SVN escutcheon, BLE / Mifare / DESFire push buttonprivacy w/ key override function, with keypad, O lever, right handed, satin stainless finish, for use with 1 3/8" - 1 3/4" thick standard door | 1 |  | 1 Year | 785.2 | 0.15 | 667.42
27077 | Salto | EB666O00IM38RW- | XS4 wide body electronic RF wireless SVN escutcheon, BLE / Mifare / DESFire push buttonprivacy w/ key override function, O lever, right handed, satin stainless finish, for use with 1 3/8" - 1 3/4" thick standard door | 1 |  | 1 Year | 907.55 | 0.15 | 771.4175
27078 | Salto | EB666O00IM38RWK | XS4 wide body electronic RF wireless SVN escutcheon, BLE / Mifare / DESFire push buttonprivacy w/ key override function, with keypad, O lever, right handed, satin stainless finish, for use with 1 3/8" - 1 3/4" thick standard door | 1 |  | 1 Year | 970.4 | 0.15 | 824.84
27079 | Salto | EB666O00IM48L-- | XS4 wide body electronic wire-free SVN escutcheon, BLE / Mifare / DESFire push buttonprivacy w/ key override function, O lever, left handed, satin stainless finish, for use with 1 3/4" - 2 1/4" thick door | 1 |  | 1 Year | 722.35 | 0.15 | 613.9975
27080 | Salto | EB666O00IM48LA- | XS4 wide body electronic AMOK wire-free SVN escutcheon, BLE / Mifare / DESFire push buttonprivacy w/ key override function, O lever, left handed, satin stainless finish, for use with 1 3/4" - 2 1/4" thick door | 1 |  | 1 Year | 851.35 | 0.15 | 723.6475
27081 | Salto | EB666O00IM48L-K | XS4 wide body electronic wire-free SVN escutcheon, BLE / Mifare / DESFire push buttonprivacy w/ key override function, with keypad, O lever, left handed, satin stainless finish, for use with 1 3/4" - 2 1/4" thick door | 1 |  | 1 Year | 785.2 | 0.15 | 667.42
27082 | Salto | EB666O00IM48LW- | XS4 wide body electronic RF wireless SVN escutcheon, BLE / Mifare / DESFire push buttonprivacy w/ key override function, O lever, left handed, satin stainless finish, for use with 1 3/4" - 2 1/4" thick door | 1 |  | 1 Year | 907.55 | 0.15 | 771.4175
27083 | Salto | EB666O00IM48LWK | XS4 wide body electronic RF wireless SVN escutcheon, BLE / Mifare / DESFire push buttonprivacy w/ key override function, with keypad, O lever, left handed, satin stainless finish, for use with 1 3/4" - 2 1/4" thick door | 1 |  | 1 Year | 970.4 | 0.15 | 824.84
27084 | Salto | EB666O00IM48R-- | XS4 wide body electronic wire-free SVN escutcheon, BLE / Mifare / DESFire push buttonprivacy w/ key override function, O lever, right handed, satin stainless finish, for use with 1 3/4" - 2 1/4" thick door | 1 |  | 1 Year | 722.35 | 0.15 | 613.9975
27085 | Salto | EB666O00IM48RA- | XS4 wide body electronic AMOK wire-free SVN escutcheon, BLE / Mifare / DESFire push buttonprivacy w/ key override function, O lever, right handed, satin stainless finish, for use with 1 3/4" - 2 1/4" thick door | 1 |  | 1 Year | 851.35 | 0.15 | 723.6475
27086 | Salto | EB666O00IM48R-K | XS4 wide body electronic wire-free SVN escutcheon, BLE / Mifare / DESFire push buttonprivacy w/ key override function, with keypad, O lever, right handed, satin stainless finish, for use with 1 3/4" - 2 1/4" thick door | 1 |  | 1 Year | 785.2 | 0.15 | 667.42
27087 | Salto | EB666O00IM48RW- | XS4 wide body electronic RF wireless SVN escutcheon, BLE / Mifare / DESFire push buttonprivacy w/ key override function, O lever, right handed, satin stainless finish, for use with 1 3/4" - 2 1/4" thick door | 1 |  | 1 Year | 907.55 | 0.15 | 771.4175
27088 | Salto | EB666O00IM48RWK | XS4 wide body electronic RF wireless SVN escutcheon, BLE / Mifare / DESFire push buttonprivacy w/ key override function, with keypad, O lever, right handed, satin stainless finish, for use with 1 3/4" - 2 1/4" thick door | 1 |  | 1 Year | 970.4 | 0.15 | 824.84
27089 | Salto | EB666O00IP38L-- | XS4 wide body electronic wire-free SVN escutcheon, BLE / Mifare / DESFire push buttonprivacy w/ key override function, O lever, left handed, bright stainless steel finish, for use with 1 3/8" - 1 3/4" thick standard door | 1 |  | 1 Year | 738.65 | 0.15 | 627.8525
27090 | Salto | EB666O00IP38LA- | XS4 wide body electronic AMOK wire-free SVN escutcheon, BLE / Mifare / DESFire push buttonprivacy w/ key override function, O lever, left handed, bright stainless steel finish, for use with 1 3/8" - 1 3/4" thick standard door | 1 |  | 1 Year | 867.65 | 0.15 | 737.5025
27091 | Salto | EB666O00IP38L-K | XS4 wide body electronic wire-free SVN escutcheon, BLE / Mifare / DESFire push buttonprivacy w/ key override function, with keypad, O lever, left handed, bright stainless steel finish, for use with 1 3/8" - 1 3/4" thick standard door | 1 |  | 1 Year | 801.5 | 0.15 | 681.275
27092 | Salto | EB666O00IP38LW- | XS4 wide body electronic RF wireless SVN escutcheon, BLE / Mifare / DESFire push buttonprivacy w/ key override function, O lever, left handed, bright stainless steel finish, for use with 1 3/8" - 1 3/4" thick standard door | 1 |  | 1 Year | 923.85 | 0.15 | 785.2725
27093 | Salto | EB666O00IP38LWK | XS4 wide body electronic RF wireless SVN escutcheon, BLE / Mifare / DESFire push buttonprivacy w/ key override function, with keypad, O lever, left handed, bright stainless steel finish, for use with 1 3/8" - 1 3/4" thick standard door | 1 |  | 1 Year | 986.7 | 0.15 | 838.695
27094 | Salto | EB666O00IP38R-- | XS4 wide body electronic wire-free SVN escutcheon, BLE / Mifare / DESFire push buttonprivacy w/ key override function, O lever, right handed, bright stainless steel finish, for use with 1 3/8" - 1 3/4" thick standard door | 1 |  | 1 Year | 738.65 | 0.15 | 627.8525
27095 | Salto | EB666O00IP38RA- | XS4 wide body electronic AMOK wire-free SVN escutcheon, BLE / Mifare / DESFire push buttonprivacy w/ key override function, O lever, right handed, bright stainless steel finish, for use with 1 3/8" - 1 3/4" thick standard door | 1 |  | 1 Year | 867.65 | 0.15 | 737.5025
27096 | Salto | EB666O00IP38R-K | XS4 wide body electronic wire-free SVN escutcheon, BLE / Mifare / DESFire push buttonprivacy w/ key override function, with keypad, O lever, right handed, bright stainless steel finish, for use with 1 3/8" - 1 3/4" thick standard door | 1 |  | 1 Year | 801.5 | 0.15 | 681.275
27097 | Salto | EB666O00IP38RW- | XS4 wide body electronic RF wireless SVN escutcheon, BLE / Mifare / DESFire push buttonprivacy w/ key override function, O lever, right handed, bright stainless steel finish, for use with 1 3/8" - 1 3/4" thick standard door | 1 |  | 1 Year | 923.85 | 0.15 | 785.2725
27098 | Salto | EB666O00IP38RWK | XS4 wide body electronic RF wireless SVN escutcheon, BLE / Mifare / DESFire push buttonprivacy w/ key override function, with keypad, O lever, right handed, bright stainless steel finish, for use with 1 3/8" - 1 3/4" thick standard door | 1 |  | 1 Year | 986.7 | 0.15 | 838.695
27099 | Salto | EB666O00IP48L-- | XS4 wide body electronic wire-free SVN escutcheon, BLE / Mifare / DESFire push buttonprivacy w/ key override function, O lever, left handed, bright stainless steel finish, for use with 1 3/4" - 2 1/4" thick door | 1 |  | 1 Year | 738.65 | 0.15 | 627.8525
27100 | Salto | EB666O00IP48LA- | XS4 wide body electronic AMOK wire-free SVN escutcheon, BLE / Mifare / DESFire push buttonprivacy w/ key override function, O lever, left handed, bright stainless steel finish, for use with 1 3/4" - 2 1/4" thick door | 1 |  | 1 Year | 867.65 | 0.15 | 737.5025
27101 | Salto | EB666O00IP48L-K | XS4 wide body electronic wire-free SVN escutcheon, BLE / Mifare / DESFire push buttonprivacy w/ key override function, with keypad, O lever, left handed, bright stainless steel finish, for use with 1 3/4" - 2 1/4" thick door | 1 |  | 1 Year | 801.5 | 0.15 | 681.275
27102 | Salto | EB666O00IP48LW- | XS4 wide body electronic RF wireless SVN escutcheon, BLE / Mifare / DESFire push buttonprivacy w/ key override function, O lever, left handed, bright stainless steel finish, for use with 1 3/4" - 2 1/4" thick door | 1 |  | 1 Year | 923.85 | 0.15 | 785.2725
27103 | Salto | EB666O00IP48LWK | XS4 wide body electronic RF wireless SVN escutcheon, BLE / Mifare / DESFire push buttonprivacy w/ key override function, with keypad, O lever, left handed, bright stainless steel finish, for use with 1 3/4" - 2 1/4" thick door | 1 |  | 1 Year | 986.7 | 0.15 | 838.695
27104 | Salto | EB666O00IP48R-- | XS4 wide body electronic wire-free SVN escutcheon, BLE / Mifare / DESFire push buttonprivacy w/ key override function, O lever, right handed, bright stainless steel finish, for use with 1 3/4" - 2 1/4" thick door | 1 |  | 1 Year | 738.65 | 0.15 | 627.8525
27105 | Salto | EB666O00IP48RA- | XS4 wide body electronic AMOK wire-free SVN escutcheon, BLE / Mifare / DESFire push buttonprivacy w/ key override function, O lever, right handed, bright stainless steel finish, for use with 1 3/4" - 2 1/4" thick door | 1 |  | 1 Year | 867.65 | 0.15 | 737.5025
27106 | Salto | EB666O00IP48R-K | XS4 wide body electronic wire-free SVN escutcheon, BLE / Mifare / DESFire push buttonprivacy w/ key override function, with keypad, O lever, right handed, bright stainless steel finish, for use with 1 3/4" - 2 1/4" thick door | 1 |  | 1 Year | 801.5 | 0.15 | 681.275
27107 | Salto | EB666O00IP48RW- | XS4 wide body electronic RF wireless SVN escutcheon, BLE / Mifare / DESFire push buttonprivacy w/ key override function, O lever, right handed, bright stainless steel finish, for use with 1 3/4" - 2 1/4" thick door | 1 |  | 1 Year | 923.85 | 0.15 | 785.2725
27108 | Salto | EB666O00IP48RWK | XS4 wide body electronic RF wireless SVN escutcheon, BLE / Mifare / DESFire push buttonprivacy w/ key override function, with keypad, O lever, right handed, bright stainless steel finish, for use with 1 3/4" - 2 1/4" thick door | 1 |  | 1 Year | 986.7 | 0.15 | 838.695
27109 | Salto | EB666O00NE38L-- | XS4 wide body electronic wire-free SVN escutcheon, BLE / Mifare / DESFire push buttonprivacy w/ key override function, O lever, left handed, black chromium finish, for use with 1 3/8" - 1 3/4" thick standard door | 1 |  | 1 Year | 757.05 | 0.15 | 643.4925
27110 | Salto | EB666O00NE38LA- | XS4 wide body electronic AMOK wire-free SVN escutcheon, BLE / Mifare / DESFire push buttonprivacy w/ key override function, O lever, left handed, black chromium finish, for use with 1 3/8" - 1 3/4" thick standard door | 1 |  | 1 Year | 886.05 | 0.15 | 753.1425
27111 | Salto | EB666O00NE38L-K | XS4 wide body electronic wire-free SVN escutcheon, BLE / Mifare / DESFire push buttonprivacy w/ key override function, with keypad, O lever, left handed, black chromium finish, for use with 1 3/8" - 1 3/4" thick standard door | 1 |  | 1 Year | 819.9 | 0.15 | 696.915
27112 | Salto | EB666O00NE38LW- | XS4 wide body electronic RF wireless SVN escutcheon, BLE / Mifare / DESFire push buttonprivacy w/ key override function, O lever, left handed, black chromium finish, for use with 1 3/8" - 1 3/4" thick standard door | 1 |  | 1 Year | 942.25 | 0.15 | 800.9125
27113 | Salto | EB666O00NE38LWK | XS4 wide body electronic RF wireless SVN escutcheon, BLE / Mifare / DESFire push buttonprivacy w/ key override function, with keypad, O lever, left handed, black chromium finish, for use with 1 3/8" - 1 3/4" thick standard door | 1 |  | 1 Year | 1005.1 | 0.15 | 854.335
27114 | Salto | EB666O00NE38R-- | XS4 wide body electronic wire-free SVN escutcheon, BLE / Mifare / DESFire push buttonprivacy w/ key override function, O lever, right handed, black chromium finish, for use with 1 3/8" - 1 3/4" thick standard door | 1 |  | 1 Year | 757.05 | 0.15 | 643.4925
27115 | Salto | EB666O00NE38RA- | XS4 wide body electronic AMOK wire-free SVN escutcheon, BLE / Mifare / DESFire push buttonprivacy w/ key override function, O lever, right handed, black chromium finish, for use with 1 3/8" - 1 3/4" thick standard door | 1 |  | 1 Year | 886.05 | 0.15 | 753.1425
27116 | Salto | EB666O00NE38R-K | XS4 wide body electronic wire-free SVN escutcheon, BLE / Mifare / DESFire push buttonprivacy w/ key override function, with keypad, O lever, right handed, black chromium finish, for use with 1 3/8" - 1 3/4" thick standard door | 1 |  | 1 Year | 819.9 | 0.15 | 696.915
27117 | Salto | EB666O00NE38RW- | XS4 wide body electronic RF wireless SVN escutcheon, BLE / Mifare / DESFire push buttonprivacy w/ key override function, O lever, right handed, black chromium finish, for use with 1 3/8" - 1 3/4" thick standard door | 1 |  | 1 Year | 942.25 | 0.15 | 800.9125
27118 | Salto | EB666O00NE38RWK | XS4 wide body electronic RF wireless SVN escutcheon, BLE / Mifare / DESFire push buttonprivacy w/ key override function, with keypad, O lever, right handed, black chromium finish, for use with 1 3/8" - 1 3/4" thick standard door | 1 |  | 1 Year | 1005.1 | 0.15 | 854.335
27119 | Salto | EB666O00NE48L-- | XS4 wide body electronic wire-free SVN escutcheon, BLE / Mifare / DESFire push buttonprivacy w/ key override function, O lever, left handed, black chromium finish, for use with 1 3/4" - 2 1/4" thick door | 1 |  | 1 Year | 757.05 | 0.15 | 643.4925
27120 | Salto | EB666O00NE48LA- | XS4 wide body electronic AMOK wire-free SVN escutcheon, BLE / Mifare / DESFire push buttonprivacy w/ key override function, O lever, left handed, black chromium finish, for use with 1 3/4" - 2 1/4" thick door | 1 |  | 1 Year | 886.05 | 0.15 | 753.1425
27121 | Salto | EB666O00NE48L-K | XS4 wide body electronic wire-free SVN escutcheon, BLE / Mifare / DESFire push buttonprivacy w/ key override function, with keypad, O lever, left handed, black chromium finish, for use with 1 3/4" - 2 1/4" thick door | 1 |  | 1 Year | 819.9 | 0.15 | 696.915
27122 | Salto | EB666O00NE48LW- | XS4 wide body electronic RF wireless SVN escutcheon, BLE / Mifare / DESFire push buttonprivacy w/ key override function, O lever, left handed, black chromium finish, for use with 1 3/4" - 2 1/4" thick door | 1 |  | 1 Year | 942.25 | 0.15 | 800.9125
27123 | Salto | EB666O00NE48LWK | XS4 wide body electronic RF wireless SVN escutcheon, BLE / Mifare / DESFire push buttonprivacy w/ key override function, with keypad, O lever, left handed, black chromium finish, for use with 1 3/4" - 2 1/4" thick door | 1 |  | 1 Year | 1005.1 | 0.15 | 854.335
27124 | Salto | EB666O00NE48R-- | XS4 wide body electronic wire-free SVN escutcheon, BLE / Mifare / DESFire push buttonprivacy w/ key override function, O lever, right handed, black chromium finish, for use with 1 3/4" - 2 1/4" thick door | 1 |  | 1 Year | 757.05 | 0.15 | 643.4925
27125 | Salto | EB666O00NE48RA- | XS4 wide body electronic AMOK wire-free SVN escutcheon, BLE / Mifare / DESFire push buttonprivacy w/ key override function, O lever, right handed, black chromium finish, for use with 1 3/4" - 2 1/4" thick door | 1 |  | 1 Year | 886.05 | 0.15 | 753.1425
27126 | Salto | EB666O00NE48R-K | XS4 wide body electronic wire-free SVN escutcheon, BLE / Mifare / DESFire push buttonprivacy w/ key override function, with keypad, O lever, right handed, black chromium finish, for use with 1 3/4" - 2 1/4" thick door | 1 |  | 1 Year | 819.9 | 0.15 | 696.915
27127 | Salto | EB666O00NE48RW- | XS4 wide body electronic RF wireless SVN escutcheon, BLE / Mifare / DESFire push buttonprivacy w/ key override function, O lever, right handed, black chromium finish, for use with 1 3/4" - 2 1/4" thick door | 1 |  | 1 Year | 942.25 | 0.15 | 800.9125
27128 | Salto | EB666O00NE48RWK | XS4 wide body electronic RF wireless SVN escutcheon, BLE / Mifare / DESFire push buttonprivacy w/ key override function, with keypad, O lever, right handed, black chromium finish, for use with 1 3/4" - 2 1/4" thick door | 1 |  | 1 Year | 1005.1 | 0.15 | 854.335
27129 | Salto | EB666O00PM38L-- | XS4 wide body electronic wire-free SVN escutcheon, BLE / Mifare / DESFire push buttonprivacy w/ key override function, O lever, left handed, satin brass finish, for use with 1 3/8" - 1 3/4" thick standard door | 1 |  | 1 Year | 722.35 | 0.15 | 613.9975
27130 | Salto | EB666O00PM38LA- | XS4 wide body electronic AMOK wire-free SVN escutcheon, BLE / Mifare / DESFire push buttonprivacy w/ key override function, O lever, left handed, satin brass finish, for use with 1 3/8" - 1 3/4" thick standard door | 1 |  | 1 Year | 851.35 | 0.15 | 723.6475
27131 | Salto | EB666O00PM38L-K | XS4 wide body electronic wire-free SVN escutcheon, BLE / Mifare / DESFire push buttonprivacy w/ key override function, with keypad, O lever, left handed, satin brass finish, for use with 1 3/8" - 1 3/4" thick standard door | 1 |  | 1 Year | 785.2 | 0.15 | 667.42
27132 | Salto | EB666O00PM38LW- | XS4 wide body electronic RF wireless SVN escutcheon, BLE / Mifare / DESFire push buttonprivacy w/ key override function, O lever, left handed, satin brass finish, for use with 1 3/8" - 1 3/4" thick standard door | 1 |  | 1 Year | 907.55 | 0.15 | 771.4175
27133 | Salto | EB666O00PM38LWK | XS4 wide body electronic RF wireless SVN escutcheon, BLE / Mifare / DESFire push buttonprivacy w/ key override function, with keypad, O lever, left handed, satin brass finish, for use with 1 3/8" - 1 3/4" thick standard door | 1 |  | 1 Year | 970.4 | 0.15 | 824.84
27134 | Salto | EB666O00PM38R-- | XS4 wide body electronic wire-free SVN escutcheon, BLE / Mifare / DESFire push buttonprivacy w/ key override function, O lever, right handed, satin brass finish, for use with 1 3/8" - 1 3/4" thick standard door | 1 |  | 1 Year | 722.35 | 0.15 | 613.9975
27135 | Salto | EB666O00PM38RA- | XS4 wide body electronic AMOK wire-free SVN escutcheon, BLE / Mifare / DESFire push buttonprivacy w/ key override function, O lever, right handed, satin brass finish, for use with 1 3/8" - 1 3/4" thick standard door | 1 |  | 1 Year | 851.35 | 0.15 | 723.6475
27136 | Salto | EB666O00PM38R-K | XS4 wide body electronic wire-free SVN escutcheon, BLE / Mifare / DESFire push buttonprivacy w/ key override function, with keypad, O lever, right handed, satin brass finish, for use with 1 3/8" - 1 3/4" thick standard door | 1 |  | 1 Year | 785.2 | 0.15 | 667.42
27137 | Salto | EB666O00PM38RW- | XS4 wide body electronic RF wireless SVN escutcheon, BLE / Mifare / DESFire push buttonprivacy w/ key override function, O lever, right handed, satin brass finish, for use with 1 3/8" - 1 3/4" thick standard door | 1 |  | 1 Year | 907.55 | 0.15 | 771.4175
27138 | Salto | EB666O00PM38RWK | XS4 wide body electronic RF wireless SVN escutcheon, BLE / Mifare / DESFire push buttonprivacy w/ key override function, with keypad, O lever, right handed, satin brass finish, for use with 1 3/8" - 1 3/4" thick standard door | 1 |  | 1 Year | 970.4 | 0.15 | 824.84
27139 | Salto | EB666O00PM48L-- | XS4 wide body electronic wire-free SVN escutcheon, BLE / Mifare / DESFire push buttonprivacy w/ key override function, O lever, left handed, satin brass finish, for use with 1 3/4" - 2 1/4" thick door | 1 |  | 1 Year | 722.35 | 0.15 | 613.9975
27140 | Salto | EB666O00PM48LA- | XS4 wide body electronic AMOK wire-free SVN escutcheon, BLE / Mifare / DESFire push buttonprivacy w/ key override function, O lever, left handed, satin brass finish, for use with 1 3/4" - 2 1/4" thick door | 1 |  | 1 Year | 851.35 | 0.15 | 723.6475
27141 | Salto | EB666O00PM48L-K | XS4 wide body electronic wire-free SVN escutcheon, BLE / Mifare / DESFire push buttonprivacy w/ key override function, with keypad, O lever, left handed, satin brass finish, for use with 1 3/4" - 2 1/4" thick door | 1 |  | 1 Year | 785.2 | 0.15 | 667.42
27142 | Salto | EB666O00PM48LW- | XS4 wide body electronic RF wireless SVN escutcheon, BLE / Mifare / DESFire push buttonprivacy w/ key override function, O lever, left handed, satin brass finish, for use with 1 3/4" - 2 1/4" thick door | 1 |  | 1 Year | 907.55 | 0.15 | 771.4175
27143 | Salto | EB666O00PM48LWK | XS4 wide body electronic RF wireless SVN escutcheon, BLE / Mifare / DESFire push buttonprivacy w/ key override function, with keypad, O lever, left handed, satin brass finish, for use with 1 3/4" - 2 1/4" thick door | 1 |  | 1 Year | 970.4 | 0.15 | 824.84
27144 | Salto | EB666O00PM48R-- | XS4 wide body electronic wire-free SVN escutcheon, BLE / Mifare / DESFire push buttonprivacy w/ key override function, O lever, right handed, satin brass finish, for use with 1 3/4" - 2 1/4" thick door | 1 |  | 1 Year | 722.35 | 0.15 | 613.9975
27145 | Salto | EB666O00PM48RA- | XS4 wide body electronic AMOK wire-free SVN escutcheon, BLE / Mifare / DESFire push buttonprivacy w/ key override function, O lever, right handed, satin brass finish, for use with 1 3/4" - 2 1/4" thick door | 1 |  | 1 Year | 851.35 | 0.15 | 723.6475
27146 | Salto | EB666O00PM48R-K | XS4 wide body electronic wire-free SVN escutcheon, BLE / Mifare / DESFire push buttonprivacy w/ key override function, with keypad, O lever, right handed, satin brass finish, for use with 1 3/4" - 2 1/4" thick door | 1 |  | 1 Year | 785.2 | 0.15 | 667.42
27147 | Salto | EB666O00PM48RW- | XS4 wide body electronic RF wireless SVN escutcheon, BLE / Mifare / DESFire push buttonprivacy w/ key override function, O lever, right handed, satin brass finish, for use with 1 3/4" - 2 1/4" thick door | 1 |  | 1 Year | 907.55 | 0.15 | 771.4175
27148 | Salto | EB666O00PM48RWK | XS4 wide body electronic RF wireless SVN escutcheon, BLE / Mifare / DESFire push buttonprivacy w/ key override function, with keypad, O lever, right handed, satin brass finish, for use with 1 3/4" - 2 1/4" thick door | 1 |  | 1 Year | 970.4 | 0.15 | 824.84
27149 | Salto | EB666O00PP38L-- | XS4 wide body electronic wire-free SVN escutcheon, BLE / Mifare / DESFire push buttonprivacy w/ key override function, O lever, left handed, bright brass finish, for use with 1 3/8" - 1 3/4" thick standard door | 1 |  | 1 Year | 738.65 | 0.15 | 627.8525
27150 | Salto | EB666O00PP38LA- | XS4 wide body electronic AMOK wire-free SVN escutcheon, BLE / Mifare / DESFire push buttonprivacy w/ key override function, O lever, left handed, bright brass finish, for use with 1 3/8" - 1 3/4" thick standard door | 1 |  | 1 Year | 867.65 | 0.15 | 737.5025
27151 | Salto | EB666O00PP38L-K | XS4 wide body electronic wire-free SVN escutcheon, BLE / Mifare / DESFire push buttonprivacy w/ key override function, with keypad, O lever, left handed, bright brass finish, for use with 1 3/8" - 1 3/4" thick standard door | 1 |  | 1 Year | 801.5 | 0.15 | 681.275
27152 | Salto | EB666O00PP38LW- | XS4 wide body electronic RF wireless SVN escutcheon, BLE / Mifare / DESFire push buttonprivacy w/ key override function, O lever, left handed, bright brass finish, for use with 1 3/8" - 1 3/4" thick standard door | 1 |  | 1 Year | 923.85 | 0.15 | 785.2725
27153 | Salto | EB666O00PP38LWK | XS4 wide body electronic RF wireless SVN escutcheon, BLE / Mifare / DESFire push buttonprivacy w/ key override function, with keypad, O lever, left handed, bright brass finish, for use with 1 3/8" - 1 3/4" thick standard door | 1 |  | 1 Year | 986.7 | 0.15 | 838.695
27154 | Salto | EB666O00PP38R-- | XS4 wide body electronic wire-free SVN escutcheon, BLE / Mifare / DESFire push buttonprivacy w/ key override function, O lever, right handed, bright brass finish, for use with 1 3/8" - 1 3/4" thick standard door | 1 |  | 1 Year | 738.65 | 0.15 | 627.8525
27155 | Salto | EB666O00PP38RA- | XS4 wide body electronic AMOK wire-free SVN escutcheon, BLE / Mifare / DESFire push buttonprivacy w/ key override function, O lever, right handed, bright brass finish, for use with 1 3/8" - 1 3/4" thick standard door | 1 |  | 1 Year | 867.65 | 0.15 | 737.5025
27156 | Salto | EB666O00PP38R-K | XS4 wide body electronic wire-free SVN escutcheon, BLE / Mifare / DESFire push buttonprivacy w/ key override function, with keypad, O lever, right handed, bright brass finish, for use with 1 3/8" - 1 3/4" thick standard door | 1 |  | 1 Year | 801.5 | 0.15 | 681.275
27157 | Salto | EB666O00PP38RW- | XS4 wide body electronic RF wireless SVN escutcheon, BLE / Mifare / DESFire push buttonprivacy w/ key override function, O lever, right handed, bright brass finish, for use with 1 3/8" - 1 3/4" thick standard door | 1 |  | 1 Year | 923.85 | 0.15 | 785.2725
27158 | Salto | EB666O00PP38RWK | XS4 wide body electronic RF wireless SVN escutcheon, BLE / Mifare / DESFire push buttonprivacy w/ key override function, with keypad, O lever, right handed, bright brass finish, for use with 1 3/8" - 1 3/4" thick standard door | 1 |  | 1 Year | 986.7 | 0.15 | 838.695
27159 | Salto | EB666O00PP48L-- | XS4 wide body electronic wire-free SVN escutcheon, BLE / Mifare / DESFire push buttonprivacy w/ key override function, O lever, left handed, bright brass finish, for use with 1 3/4" - 2 1/4" thick door | 1 |  | 1 Year | 738.65 | 0.15 | 627.8525
27160 | Salto | EB666O00PP48LA- | XS4 wide body electronic AMOK wire-free SVN escutcheon, BLE / Mifare / DESFire push buttonprivacy w/ key override function, O lever, left handed, bright brass finish, for use with 1 3/4" - 2 1/4" thick door | 1 |  | 1 Year | 867.65 | 0.15 | 737.5025
27161 | Salto | EB666O00PP48L-K | XS4 wide body electronic wire-free SVN escutcheon, BLE / Mifare / DESFire push buttonprivacy w/ key override function, with keypad, O lever, left handed, bright brass finish, for use with 1 3/4" - 2 1/4" thick door | 1 |  | 1 Year | 801.5 | 0.15 | 681.275
27162 | Salto | EB666O00PP48LW- | XS4 wide body electronic RF wireless SVN escutcheon, BLE / Mifare / DESFire push buttonprivacy w/ key override function, O lever, left handed, bright brass finish, for use with 1 3/4" - 2 1/4" thick door | 1 |  | 1 Year | 923.85 | 0.15 | 785.2725
27163 | Salto | EB666O00PP48LWK | XS4 wide body electronic RF wireless SVN escutcheon, BLE / Mifare / DESFire push buttonprivacy w/ key override function, with keypad, O lever, left handed, bright brass finish, for use with 1 3/4" - 2 1/4" thick door | 1 |  | 1 Year | 986.7 | 0.15 | 838.695
27164 | Salto | EB666O00PP48R-- | XS4 wide body electronic wire-free SVN escutcheon, BLE / Mifare / DESFire push buttonprivacy w/ key override function, O lever, right handed, bright brass finish, for use with 1 3/4" - 2 1/4" thick door | 1 |  | 1 Year | 738.65 | 0.15 | 627.8525
27165 | Salto | EB666O00PP48RA- | XS4 wide body electronic AMOK wire-free SVN escutcheon, BLE / Mifare / DESFire push buttonprivacy w/ key override function, O lever, right handed, bright brass finish, for use with 1 3/4" - 2 1/4" thick door | 1 |  | 1 Year | 867.65 | 0.15 | 737.5025
27166 | Salto | EB666O00PP48R-K | XS4 wide body electronic wire-free SVN escutcheon, BLE / Mifare / DESFire push buttonprivacy w/ key override function, with keypad, O lever, right handed, bright brass finish, for use with 1 3/4" - 2 1/4" thick door | 1 |  | 1 Year | 801.5 | 0.15 | 681.275
27167 | Salto | EB666O00PP48RW- | XS4 wide body electronic RF wireless SVN escutcheon, BLE / Mifare / DESFire push buttonprivacy w/ key override function, O lever, right handed, bright brass finish, for use with 1 3/4" - 2 1/4" thick door | 1 |  | 1 Year | 923.85 | 0.15 | 785.2725
27168 | Salto | EB666O00PP48RWK | XS4 wide body electronic RF wireless SVN escutcheon, BLE / Mifare / DESFire push buttonprivacy w/ key override function, with keypad, O lever, right handed, bright brass finish, for use with 1 3/4" - 2 1/4" thick door | 1 |  | 1 Year | 986.7 | 0.15 | 838.695
27169 | Salto | EB666W00BC38--- | XS4 wide body electronic wire-free SVN escutcheon, BLE / Mifare / DESFire push buttonprivacy w/ key override function, W lever, unhanded, BioCote antimicrobial finish, for use with 1 3/8" - 1 3/4" thick standard door | 1 |  | 1 Year | 764.15 | 0.15 | 649.5275
27170 | Salto | EB666W00BC38-A- | XS4 wide body electronic AMOK wire-free SVN escutcheon, BLE / Mifare / DESFire push buttonprivacy w/ key override function, W lever, unhanded, BioCote antimicrobial finish, for use with 1 3/8" - 1 3/4" thick standard door | 1 |  | 1 Year | 893.15 | 0.15 | 759.1775
27171 | Salto | EB666W00BC38--K | XS4 wide body electronic wire-free SVN escutcheon, BLE / Mifare / DESFire push buttonprivacy w/ key override function, with keypad, W lever, unhanded, BioCote antimicrobial finish, for use with 1 3/8" - 1 3/4" thick standard door | 1 |  | 1 Year | 827 | 0.15 | 702.95
27172 | Salto | EB666W00BC38-W- | XS4 wide body electronic RF wireless SVN escutcheon, BLE / Mifare / DESFire push buttonprivacy w/ key override function, W lever, unhanded, BioCote antimicrobial finish, for use with 1 3/8" - 1 3/4" thick standard door | 1 |  | 1 Year | 949.35 | 0.15 | 806.9475
27173 | Salto | EB666W00BC38-WK | XS4 wide body electronic RF wireless SVN escutcheon, BLE / Mifare / DESFire push buttonprivacy w/ key override function, with keypad, W lever, unhanded, BioCote antimicrobial finish, for use with 1 3/8" - 1 3/4" thick standard door | 1 |  | 1 Year | 1012.2 | 0.15 | 860.37
27174 | Salto | EB666W00BC48--- | XS4 wide body electronic wire-free SVN escutcheon, BLE / Mifare / DESFire push buttonprivacy w/ key override function, W lever, unhanded, BioCote antimicrobial finish, for use with 1 3/4" - 2 1/4" thick door | 1 |  | 1 Year | 764.15 | 0.15 | 649.5275
27175 | Salto | EB666W00BC48-A- | XS4 wide body electronic AMOK wire-free SVN escutcheon, BLE / Mifare / DESFire push buttonprivacy w/ key override function, W lever, unhanded, BioCote antimicrobial finish, for use with 1 3/4" - 2 1/4" thick door | 1 |  | 1 Year | 893.15 | 0.15 | 759.1775
27176 | Salto | EB666W00BC48--K | XS4 wide body electronic wire-free SVN escutcheon, BLE / Mifare / DESFire push buttonprivacy w/ key override function, with keypad, W lever, unhanded, BioCote antimicrobial finish, for use with 1 3/4" - 2 1/4" thick door | 1 |  | 1 Year | 827 | 0.15 | 702.95
27177 | Salto | EB666W00BC48-W- | XS4 wide body electronic RF wireless SVN escutcheon, BLE / Mifare / DESFire push buttonprivacy w/ key override function, W lever, unhanded, BioCote antimicrobial finish, for use with 1 3/4" - 2 1/4" thick door | 1 |  | 1 Year | 949.35 | 0.15 | 806.9475
27178 | Salto | EB666W00BC48-WK | XS4 wide body electronic RF wireless SVN escutcheon, BLE / Mifare / DESFire push buttonprivacy w/ key override function, with keypad, W lever, unhanded, BioCote antimicrobial finish, for use with 1 3/4" - 2 1/4" thick door | 1 |  | 1 Year | 1012.2 | 0.15 | 860.37
27179 | Salto | EB666W00IA38--- | XS4 wide body electronic wire-free SVN escutcheon, BLE / Mifare / DESFire push buttonprivacy w/ key override function, W lever, unhanded, antique brass finish, for use with 1 3/8" - 1 3/4" thick standard door | 1 |  | 1 Year | 764.15 | 0.15 | 649.5275
27180 | Salto | EB666W00IA38-A- | XS4 wide body electronic AMOK wire-free SVN escutcheon, BLE / Mifare / DESFire push buttonprivacy w/ key override function, W lever, unhanded, antique brass finish, for use with 1 3/8" - 1 3/4" thick standard door | 1 |  | 1 Year | 893.15 | 0.15 | 759.1775
27181 | Salto | EB666W00IA38--K | XS4 wide body electronic wire-free SVN escutcheon, BLE / Mifare / DESFire push buttonprivacy w/ key override function, with keypad, W lever, unhanded, antique brass finish, for use with 1 3/8" - 1 3/4" thick standard door | 1 |  | 1 Year | 827 | 0.15 | 702.95
27182 | Salto | EB666W00IA38-W- | XS4 wide body electronic RF wireless SVN escutcheon, BLE / Mifare / DESFire push buttonprivacy w/ key override function, W lever, unhanded, antique brass finish, for use with 1 3/8" - 1 3/4" thick standard door | 1 |  | 1 Year | 949.35 | 0.15 | 806.9475
27183 | Salto | EB666W00IA38-WK | XS4 wide body electronic RF wireless SVN escutcheon, BLE / Mifare / DESFire push buttonprivacy w/ key override function, with keypad, W lever, unhanded, antique brass finish, for use with 1 3/8" - 1 3/4" thick standard door | 1 |  | 1 Year | 1012.2 | 0.15 | 860.37
27184 | Salto | EB666W00IA48--- | XS4 wide body electronic wire-free SVN escutcheon, BLE / Mifare / DESFire push buttonprivacy w/ key override function, W lever, unhanded, antique brass finish, for use with 1 3/4" - 2 1/4" thick door | 1 |  | 1 Year | 764.15 | 0.15 | 649.5275
27185 | Salto | EB666W00IA48-A- | XS4 wide body electronic AMOK wire-free SVN escutcheon, BLE / Mifare / DESFire push buttonprivacy w/ key override function, W lever, unhanded, antique brass finish, for use with 1 3/4" - 2 1/4" thick door | 1 |  | 1 Year | 893.15 | 0.15 | 759.1775
27186 | Salto | EB666W00IA48--K | XS4 wide body electronic wire-free SVN escutcheon, BLE / Mifare / DESFire push buttonprivacy w/ key override function, with keypad, W lever, unhanded, antique brass finish, for use with 1 3/4" - 2 1/4" thick door | 1 |  | 1 Year | 827 | 0.15 | 702.95
27187 | Salto | EB666W00IA48-W- | XS4 wide body electronic RF wireless SVN escutcheon, BLE / Mifare / DESFire push buttonprivacy w/ key override function, W lever, unhanded, antique brass finish, for use with 1 3/4" - 2 1/4" thick door | 1 |  | 1 Year | 949.35 | 0.15 | 806.9475
27188 | Salto | EB666W00IA48-WK | XS4 wide body electronic RF wireless SVN escutcheon, BLE / Mifare / DESFire push buttonprivacy w/ key override function, with keypad, W lever, unhanded, antique brass finish, for use with 1 3/4" - 2 1/4" thick door | 1 |  | 1 Year | 1012.2 | 0.15 | 860.37
27189 | Salto | EB666W00IM38--- | XS4 wide body electronic wire-free SVN escutcheon, BLE / Mifare / DESFire push buttonprivacy w/ key override function, W lever, unhanded, satin stainless finish, for use with 1 3/8" - 1 3/4" thick standard door | 1 |  | 1 Year | 712.15 | 0.15 | 605.3275
27190 | Salto | EB666W00IM38-A- | XS4 wide body electronic AMOK wire-free SVN escutcheon, BLE / Mifare / DESFire push buttonprivacy w/ key override function, W lever, unhanded, satin stainless finish, for use with 1 3/8" - 1 3/4" thick standard door | 1 |  | 1 Year | 841.15 | 0.15 | 714.9775
27191 | Salto | EB666W00IM38--K | XS4 wide body electronic wire-free SVN escutcheon, BLE / Mifare / DESFire push buttonprivacy w/ key override function, with keypad, W lever, unhanded, satin stainless finish, for use with 1 3/8" - 1 3/4" thick standard door | 1 |  | 1 Year | 775 | 0.15 | 658.75
27192 | Salto | EB666W00IM38-W- | XS4 wide body electronic RF wireless SVN escutcheon, BLE / Mifare / DESFire push buttonprivacy w/ key override function, W lever, unhanded, satin stainless finish, for use with 1 3/8" - 1 3/4" thick standard door | 1 |  | 1 Year | 897.35 | 0.15 | 762.7475
27193 | Salto | EB666W00IM38-WK | XS4 wide body electronic RF wireless SVN escutcheon, BLE / Mifare / DESFire push buttonprivacy w/ key override function, with keypad, W lever, unhanded, satin stainless finish, for use with 1 3/8" - 1 3/4" thick standard door | 1 |  | 1 Year | 960.2 | 0.15 | 816.17
27194 | Salto | EB666W00IM48--- | XS4 wide body electronic wire-free SVN escutcheon, BLE / Mifare / DESFire push buttonprivacy w/ key override function, W lever, unhanded, satin stainless finish, for use with 1 3/4" - 2 1/4" thick door | 1 |  | 1 Year | 712.15 | 0.15 | 605.3275
27195 | Salto | EB666W00IM48-A- | XS4 wide body electronic AMOK wire-free SVN escutcheon, BLE / Mifare / DESFire push buttonprivacy w/ key override function, W lever, unhanded, satin stainless finish, for use with 1 3/4" - 2 1/4" thick door | 1 |  | 1 Year | 841.15 | 0.15 | 714.9775
27196 | Salto | EB666W00IM48--K | XS4 wide body electronic wire-free SVN escutcheon, BLE / Mifare / DESFire push buttonprivacy w/ key override function, with keypad, W lever, unhanded, satin stainless finish, for use with 1 3/4" - 2 1/4" thick door | 1 |  | 1 Year | 775 | 0.15 | 658.75
27197 | Salto | EB666W00IM48-W- | XS4 wide body electronic RF wireless SVN escutcheon, BLE / Mifare / DESFire push buttonprivacy w/ key override function, W lever, unhanded, satin stainless finish, for use with 1 3/4" - 2 1/4" thick door | 1 |  | 1 Year | 897.35 | 0.15 | 762.7475
27198 | Salto | EB666W00IM48-WK | XS4 wide body electronic RF wireless SVN escutcheon, BLE / Mifare / DESFire push buttonprivacy w/ key override function, with keypad, W lever, unhanded, satin stainless finish, for use with 1 3/4" - 2 1/4" thick door | 1 |  | 1 Year | 960.2 | 0.15 | 816.17
27199 | Salto | EB666W00IP38--- | XS4 wide body electronic wire-free SVN escutcheon, BLE / Mifare / DESFire push buttonprivacy w/ key override function, W lever, unhanded, bright stainless steel finish, for use with 1 3/8" - 1 3/4" thick standard door | 1 |  | 1 Year | 728.45 | 0.15 | 619.1825
27200 | Salto | EB666W00IP38-A- | XS4 wide body electronic AMOK wire-free SVN escutcheon, BLE / Mifare / DESFire push buttonprivacy w/ key override function, W lever, unhanded, bright stainless steel finish, for use with 1 3/8" - 1 3/4" thick standard door | 1 |  | 1 Year | 857.45 | 0.15 | 728.8325
27201 | Salto | EB666W00IP38--K | XS4 wide body electronic wire-free SVN escutcheon, BLE / Mifare / DESFire push buttonprivacy w/ key override function, with keypad, W lever, unhanded, bright stainless steel finish, for use with 1 3/8" - 1 3/4" thick standard door | 1 |  | 1 Year | 791.3 | 0.15 | 672.605
27202 | Salto | EB666W00IP38-W- | XS4 wide body electronic RF wireless SVN escutcheon, BLE / Mifare / DESFire push buttonprivacy w/ key override function, W lever, unhanded, bright stainless steel finish, for use with 1 3/8" - 1 3/4" thick standard door | 1 |  | 1 Year | 913.65 | 0.15 | 776.6025
27203 | Salto | EB666W00IP38-WK | XS4 wide body electronic RF wireless SVN escutcheon, BLE / Mifare / DESFire push buttonprivacy w/ key override function, with keypad, W lever, unhanded, bright stainless steel finish, for use with 1 3/8" - 1 3/4" thick standard door | 1 |  | 1 Year | 976.5 | 0.15 | 830.025
27204 | Salto | EB666W00IP48--- | XS4 wide body electronic wire-free SVN escutcheon, BLE / Mifare / DESFire push buttonprivacy w/ key override function, W lever, unhanded, bright stainless steel finish, for use with 1 3/4" - 2 1/4" thick door | 1 |  | 1 Year | 728.45 | 0.15 | 619.1825
27205 | Salto | EB666W00IP48-A- | XS4 wide body electronic AMOK wire-free SVN escutcheon, BLE / Mifare / DESFire push buttonprivacy w/ key override function, W lever, unhanded, bright stainless steel finish, for use with 1 3/4" - 2 1/4" thick door | 1 |  | 1 Year | 857.45 | 0.15 | 728.8325
27206 | Salto | EB666W00IP48--K | XS4 wide body electronic wire-free SVN escutcheon, BLE / Mifare / DESFire push buttonprivacy w/ key override function, with keypad, W lever, unhanded, bright stainless steel finish, for use with 1 3/4" - 2 1/4" thick door | 1 |  | 1 Year | 791.3 | 0.15 | 672.605
27207 | Salto | EB666W00IP48-W- | XS4 wide body electronic RF wireless SVN escutcheon, BLE / Mifare / DESFire push buttonprivacy w/ key override function, W lever, unhanded, bright stainless steel finish, for use with 1 3/4" - 2 1/4" thick door | 1 |  | 1 Year | 913.65 | 0.15 | 776.6025
27208 | Salto | EB666W00IP48-WK | XS4 wide body electronic RF wireless SVN escutcheon, BLE / Mifare / DESFire push buttonprivacy w/ key override function, with keypad, W lever, unhanded, bright stainless steel finish, for use with 1 3/4" - 2 1/4" thick door | 1 |  | 1 Year | 976.5 | 0.15 | 830.025
27209 | Salto | EB666W00NE38--- | XS4 wide body electronic wire-free SVN escutcheon, BLE / Mifare / DESFire push buttonprivacy w/ key override function, W lever, unhanded, black chromium finish, for use with 1 3/8" - 1 3/4" thick standard door | 1 |  | 1 Year | 746.85 | 0.15 | 634.8225
27210 | Salto | EB666W00NE38-A- | XS4 wide body electronic AMOK wire-free SVN escutcheon, BLE / Mifare / DESFire push buttonprivacy w/ key override function, W lever, unhanded, black chromium finish, for use with 1 3/8" - 1 3/4" thick standard door | 1 |  | 1 Year | 875.85 | 0.15 | 744.4725
27211 | Salto | EB666W00NE38--K | XS4 wide body electronic wire-free SVN escutcheon, BLE / Mifare / DESFire push buttonprivacy w/ key override function, with keypad, W lever, unhanded, black chromium finish, for use with 1 3/8" - 1 3/4" thick standard door | 1 |  | 1 Year | 809.7 | 0.15 | 688.245
27212 | Salto | EB666W00NE38-W- | XS4 wide body electronic RF wireless SVN escutcheon, BLE / Mifare / DESFire push buttonprivacy w/ key override function, W lever, unhanded, black chromium finish, for use with 1 3/8" - 1 3/4" thick standard door | 1 |  | 1 Year | 932.05 | 0.15 | 792.2425
27213 | Salto | EB666W00NE38-WK | XS4 wide body electronic RF wireless SVN escutcheon, BLE / Mifare / DESFire push buttonprivacy w/ key override function, with keypad, W lever, unhanded, black chromium finish, for use with 1 3/8" - 1 3/4" thick standard door | 1 |  | 1 Year | 994.9 | 0.15 | 845.665
27214 | Salto | EB666W00NE48--- | XS4 wide body electronic wire-free SVN escutcheon, BLE / Mifare / DESFire push buttonprivacy w/ key override function, W lever, unhanded, black chromium finish, for use with 1 3/4" - 2 1/4" thick door | 1 |  | 1 Year | 746.85 | 0.15 | 634.8225
27215 | Salto | EB666W00NE48-A- | XS4 wide body electronic AMOK wire-free SVN escutcheon, BLE / Mifare / DESFire push buttonprivacy w/ key override function, W lever, unhanded, black chromium finish, for use with 1 3/4" - 2 1/4" thick door | 1 |  | 1 Year | 875.85 | 0.15 | 744.4725
27216 | Salto | EB666W00NE48--K | XS4 wide body electronic wire-free SVN escutcheon, BLE / Mifare / DESFire push buttonprivacy w/ key override function, with keypad, W lever, unhanded, black chromium finish, for use with 1 3/4" - 2 1/4" thick door | 1 |  | 1 Year | 809.7 | 0.15 | 688.245
27217 | Salto | EB666W00NE48-W- | XS4 wide body electronic RF wireless SVN escutcheon, BLE / Mifare / DESFire push buttonprivacy w/ key override function, W lever, unhanded, black chromium finish, for use with 1 3/4" - 2 1/4" thick door | 1 |  | 1 Year | 932.05 | 0.15 | 792.2425
27218 | Salto | EB666W00NE48-WK | XS4 wide body electronic RF wireless SVN escutcheon, BLE / Mifare / DESFire push buttonprivacy w/ key override function, with keypad, W lever, unhanded, black chromium finish, for use with 1 3/4" - 2 1/4" thick door | 1 |  | 1 Year | 994.9 | 0.15 | 845.665
27219 | Salto | EB666W00PM38--- | XS4 wide body electronic wire-free SVN escutcheon, BLE / Mifare / DESFire push buttonprivacy w/ key override function, W lever, unhanded, satin brass finish, for use with 1 3/8" - 1 3/4" thick standard door | 1 |  | 1 Year | 712.15 | 0.15 | 605.3275
27220 | Salto | EB666W00PM38-A- | XS4 wide body electronic AMOK wire-free SVN escutcheon, BLE / Mifare / DESFire push buttonprivacy w/ key override function, W lever, unhanded, satin brass finish, for use with 1 3/8" - 1 3/4" thick standard door | 1 |  | 1 Year | 841.15 | 0.15 | 714.9775
27221 | Salto | EB666W00PM38--K | XS4 wide body electronic wire-free SVN escutcheon, BLE / Mifare / DESFire push buttonprivacy w/ key override function, with keypad, W lever, unhanded, satin brass finish, for use with 1 3/8" - 1 3/4" thick standard door | 1 |  | 1 Year | 775 | 0.15 | 658.75
27222 | Salto | EB666W00PM38-W- | XS4 wide body electronic RF wireless SVN escutcheon, BLE / Mifare / DESFire push buttonprivacy w/ key override function, W lever, unhanded, satin brass finish, for use with 1 3/8" - 1 3/4" thick standard door | 1 |  | 1 Year | 897.35 | 0.15 | 762.7475
27223 | Salto | EB666W00PM38-WK | XS4 wide body electronic RF wireless SVN escutcheon, BLE / Mifare / DESFire push buttonprivacy w/ key override function, with keypad, W lever, unhanded, satin brass finish, for use with 1 3/8" - 1 3/4" thick standard door | 1 |  | 1 Year | 960.2 | 0.15 | 816.17
27224 | Salto | EB666W00PM48--- | XS4 wide body electronic wire-free SVN escutcheon, BLE / Mifare / DESFire push buttonprivacy w/ key override function, W lever, unhanded, satin brass finish, for use with 1 3/4" - 2 1/4" thick door | 1 |  | 1 Year | 712.15 | 0.15 | 605.3275
27225 | Salto | EB666W00PM48-A- | XS4 wide body electronic AMOK wire-free SVN escutcheon, BLE / Mifare / DESFire push buttonprivacy w/ key override function, W lever, unhanded, satin brass finish, for use with 1 3/4" - 2 1/4" thick door | 1 |  | 1 Year | 841.15 | 0.15 | 714.9775
27226 | Salto | EB666W00PM48--K | XS4 wide body electronic wire-free SVN escutcheon, BLE / Mifare / DESFire push buttonprivacy w/ key override function, with keypad, W lever, unhanded, satin brass finish, for use with 1 3/4" - 2 1/4" thick door | 1 |  | 1 Year | 775 | 0.15 | 658.75
27227 | Salto | EB666W00PM48-W- | XS4 wide body electronic RF wireless SVN escutcheon, BLE / Mifare / DESFire push buttonprivacy w/ key override function, W lever, unhanded, satin brass finish, for use with 1 3/4" - 2 1/4" thick door | 1 |  | 1 Year | 897.35 | 0.15 | 762.7475
27228 | Salto | EB666W00PM48-WK | XS4 wide body electronic RF wireless SVN escutcheon, BLE / Mifare / DESFire push buttonprivacy w/ key override function, with keypad, W lever, unhanded, satin brass finish, for use with 1 3/4" - 2 1/4" thick door | 1 |  | 1 Year | 960.2 | 0.15 | 816.17
27229 | Salto | EB666W00PP38--- | XS4 wide body electronic wire-free SVN escutcheon, BLE / Mifare / DESFire push buttonprivacy w/ key override function, W lever, unhanded, bright brass finish, for use with 1 3/8" - 1 3/4" thick standard door | 1 |  | 1 Year | 728.45 | 0.15 | 619.1825
27230 | Salto | EB666W00PP38-A- | XS4 wide body electronic AMOK wire-free SVN escutcheon, BLE / Mifare / DESFire push buttonprivacy w/ key override function, W lever, unhanded, bright brass finish, for use with 1 3/8" - 1 3/4" thick standard door | 1 |  | 1 Year | 857.45 | 0.15 | 728.8325
27231 | Salto | EB666W00PP38--K | XS4 wide body electronic wire-free SVN escutcheon, BLE / Mifare / DESFire push buttonprivacy w/ key override function, with keypad, W lever, unhanded, bright brass finish, for use with 1 3/8" - 1 3/4" thick standard door | 1 |  | 1 Year | 791.3 | 0.15 | 672.605
27232 | Salto | EB666W00PP38-W- | XS4 wide body electronic RF wireless SVN escutcheon, BLE / Mifare / DESFire push buttonprivacy w/ key override function, W lever, unhanded, bright brass finish, for use with 1 3/8" - 1 3/4" thick standard door | 1 |  | 1 Year | 913.65 | 0.15 | 776.6025
27233 | Salto | EB666W00PP38-WK | XS4 wide body electronic RF wireless SVN escutcheon, BLE / Mifare / DESFire push buttonprivacy w/ key override function, with keypad, W lever, unhanded, bright brass finish, for use with 1 3/8" - 1 3/4" thick standard door | 1 |  | 1 Year | 976.5 | 0.15 | 830.025
27234 | Salto | EB666W00PP48--- | XS4 wide body electronic wire-free SVN escutcheon, BLE / Mifare / DESFire push buttonprivacy w/ key override function, W lever, unhanded, bright brass finish, for use with 1 3/4" - 2 1/4" thick door | 1 |  | 1 Year | 728.45 | 0.15 | 619.1825
27235 | Salto | EB666W00PP48-A- | XS4 wide body electronic AMOK wire-free SVN escutcheon, BLE / Mifare / DESFire push buttonprivacy w/ key override function, W lever, unhanded, bright brass finish, for use with 1 3/4" - 2 1/4" thick door | 1 |  | 1 Year | 857.45 | 0.15 | 728.8325
27236 | Salto | EB666W00PP48--K | XS4 wide body electronic wire-free SVN escutcheon, BLE / Mifare / DESFire push buttonprivacy w/ key override function, with keypad, W lever, unhanded, bright brass finish, for use with 1 3/4" - 2 1/4" thick door | 1 |  | 1 Year | 791.3 | 0.15 | 672.605
27237 | Salto | EB666W00PP48-W- | XS4 wide body electronic RF wireless SVN escutcheon, BLE / Mifare / DESFire push buttonprivacy w/ key override function, W lever, unhanded, bright brass finish, for use with 1 3/4" - 2 1/4" thick door | 1 |  | 1 Year | 913.65 | 0.15 | 776.6025
27238 | Salto | EB666W00PP48-WK | XS4 wide body electronic RF wireless SVN escutcheon, BLE / Mifare / DESFire push buttonprivacy w/ key override function, with keypad, W lever, unhanded, bright brass finish, for use with 1 3/4" - 2 1/4" thick door | 1 |  | 1 Year | 976.5 | 0.15 | 830.025
27239 | Salto | EB668261IM38--- | XS4 wide body electronic wire-free SVN escutcheon, BLE / Mifare / DESFire deadbolt privacy w/ key override function, Columbo Robodue premium series lever, unhanded, satin stainless finish, for use with 1 3/8" - 1 3/4" thick standard door | 1 |  | 1 Year | 758.05 | 0.15 | 644.3425
27240 | Salto | EB668261IM38-A- | XS4 wide body electronic AMOK wire-free SVN escutcheon, BLE / Mifare / DESFire deadbolt privacy w/ key override function, Columbo Robodue premium series lever, unhanded, satin stainless finish, for use with 1 3/8" - 1 3/4" thick standard door | 1 |  | 1 Year | 887.05 | 0.15 | 753.9925
27241 | Salto | EB668261IM38--K | XS4 wide body electronic wire-free SVN escutcheon, BLE / Mifare / DESFire deadbolt privacy w/ key override function, with keypad, Columbo Robodue premium series lever, unhanded, satin stainless finish, for use with 1 3/8" - 1 3/4" thick standard door | 1 |  | 1 Year | 820.9 | 0.15 | 697.765
27242 | Salto | EB668261IM38-W- | XS4 wide body electronic RF wireless SVN escutcheon, BLE / Mifare / DESFire deadbolt privacy w/ key override function, Columbo Robodue premium series lever, unhanded, satin stainless finish, for use with 1 3/8" - 1 3/4" thick standard door | 1 |  | 1 Year | 943.25 | 0.15 | 801.7625
27243 | Salto | EB668261IM38-WK | XS4 wide body electronic RF wireless SVN escutcheon, BLE / Mifare / DESFire deadbolt privacy w/ key override function, with keypad, Columbo Robodue premium series lever, unhanded, satin stainless finish, for use with 1 3/8" - 1 3/4" thick standard door | 1 |  | 1 Year | 1006.1 | 0.15 | 855.185
27244 | Salto | EB668261IM48--- | XS4 wide body electronic wire-free SVN escutcheon, BLE / Mifare / DESFire deadbolt privacy w/ key override function, Columbo Robodue premium series lever, unhanded, satin stainless finish, for use with 1 3/4" - 2 1/4" thick door | 1 |  | 1 Year | 758.05 | 0.15 | 644.3425
27245 | Salto | EB668261IM48-A- | XS4 wide body electronic AMOK wire-free SVN escutcheon, BLE / Mifare / DESFire deadbolt privacy w/ key override function, Columbo Robodue premium series lever, unhanded, satin stainless finish, for use with 1 3/4" - 2 1/4" thick door | 1 |  | 1 Year | 887.05 | 0.15 | 753.9925
27246 | Salto | EB668261IM48--K | XS4 wide body electronic wire-free SVN escutcheon, BLE / Mifare / DESFire deadbolt privacy w/ key override function, with keypad, Columbo Robodue premium series lever, unhanded, satin stainless finish, for use with 1 3/4" - 2 1/4" thick door | 1 |  | 1 Year | 820.9 | 0.15 | 697.765
27247 | Salto | EB668261IM48-W- | XS4 wide body electronic RF wireless SVN escutcheon, BLE / Mifare / DESFire deadbolt privacy w/ key override function, Columbo Robodue premium series lever, unhanded, satin stainless finish, for use with 1 3/4" - 2 1/4" thick door | 1 |  | 1 Year | 943.25 | 0.15 | 801.7625
27248 | Salto | EB668261IM48-WK | XS4 wide body electronic RF wireless SVN escutcheon, BLE / Mifare / DESFire deadbolt privacy w/ key override function, with keypad, Columbo Robodue premium series lever, unhanded, satin stainless finish, for use with 1 3/4" - 2 1/4" thick door | 1 |  | 1 Year | 1006.1 | 0.15 | 855.185
27249 | Salto | EB668261IP38--- | XS4 wide body electronic wire-free SVN escutcheon, BLE / Mifare / DESFire deadbolt privacy w/ key override function, Columbo Robodue premium series lever, unhanded, bright stainless steel finish, for use with 1 3/8" - 1 3/4" thick standard door | 1 |  | 1 Year | 774.35 | 0.15 | 658.1975
27250 | Salto | EB668261IP38-A- | XS4 wide body electronic AMOK wire-free SVN escutcheon, BLE / Mifare / DESFire deadbolt privacy w/ key override function, Columbo Robodue premium series lever, unhanded, bright stainless steel finish, for use with 1 3/8" - 1 3/4" thick standard door | 1 |  | 1 Year | 903.35 | 0.15 | 767.8475
27251 | Salto | EB668261IP38--K | XS4 wide body electronic wire-free SVN escutcheon, BLE / Mifare / DESFire deadbolt privacy w/ key override function, with keypad, Columbo Robodue premium series lever, unhanded, bright stainless steel finish, for use with 1 3/8" - 1 3/4" thick standard do | 1 |  | 1 Year | 837.2 | 0.15 | 711.62
27252 | Salto | EB668261IP38-W- | XS4 wide body electronic RF wireless SVN escutcheon, BLE / Mifare / DESFire deadbolt privacy w/ key override function, Columbo Robodue premium series lever, unhanded, bright stainless steel finish, for use with 1 3/8" - 1 3/4" thick standard door | 1 |  | 1 Year | 959.55 | 0.15 | 815.6175
27253 | Salto | EB668261IP38-WK | XS4 wide body electronic RF wireless SVN escutcheon, BLE / Mifare / DESFire deadbolt privacy w/ key override function, with keypad, Columbo Robodue premium series lever, unhanded, bright stainless steel finish, for use with 1 3/8" - 1 3/4" thick standard | 1 |  | 1 Year | 1022.4 | 0.15 | 869.04
27254 | Salto | EB668261IP48--- | XS4 wide body electronic wire-free SVN escutcheon, BLE / Mifare / DESFire deadbolt privacy w/ key override function, Columbo Robodue premium series lever, unhanded, bright stainless steel finish, for use with 1 3/4" - 2 1/4" thick door | 1 |  | 1 Year | 774.35 | 0.15 | 658.1975
27255 | Salto | EB668261IP48-A- | XS4 wide body electronic AMOK wire-free SVN escutcheon, BLE / Mifare / DESFire deadbolt privacy w/ key override function, Columbo Robodue premium series lever, unhanded, bright stainless steel finish, for use with 1 3/4" - 2 1/4" thick door | 1 |  | 1 Year | 903.35 | 0.15 | 767.8475
27256 | Salto | EB668261IP48--K | XS4 wide body electronic wire-free SVN escutcheon, BLE / Mifare / DESFire deadbolt privacy w/ key override function, with keypad, Columbo Robodue premium series lever, unhanded, bright stainless steel finish, for use with 1 3/4" - 2 1/4" thick door | 1 |  | 1 Year | 837.2 | 0.15 | 711.62
27257 | Salto | EB668261IP48-W- | XS4 wide body electronic RF wireless SVN escutcheon, BLE / Mifare / DESFire deadbolt privacy w/ key override function, Columbo Robodue premium series lever, unhanded, bright stainless steel finish, for use with 1 3/4" - 2 1/4" thick door | 1 |  | 1 Year | 959.55 | 0.15 | 815.6175
27258 | Salto | EB668261IP48-WK | XS4 wide body electronic RF wireless SVN escutcheon, BLE / Mifare / DESFire deadbolt privacy w/ key override function, with keypad, Columbo Robodue premium series lever, unhanded, bright stainless steel finish, for use with 1 3/4" - 2 1/4" thick door | 1 |  | 1 Year | 1022.4 | 0.15 | 869.04
27259 | Salto | EB668261PP38--- | XS4 wide body electronic wire-free SVN escutcheon, BLE / Mifare / DESFire deadbolt privacy w/ key override function, Columbo Robodue premium series lever, unhanded, bright brass finish, for use with 1 3/8" - 1 3/4" thick standard door | 1 |  | 1 Year | 774.35 | 0.15 | 658.1975
27260 | Salto | EB668261PP38-A- | XS4 wide body electronic AMOK wire-free SVN escutcheon, BLE / Mifare / DESFire deadbolt privacy w/ key override function, Columbo Robodue premium series lever, unhanded, bright brass finish, for use with 1 3/8" - 1 3/4" thick standard door | 1 |  | 1 Year | 903.35 | 0.15 | 767.8475
27261 | Salto | EB668261PP38--K | XS4 wide body electronic wire-free SVN escutcheon, BLE / Mifare / DESFire deadbolt privacy w/ key override function, with keypad, Columbo Robodue premium series lever, unhanded, bright brass finish, for use with 1 3/8" - 1 3/4" thick standard door | 1 |  | 1 Year | 837.2 | 0.15 | 711.62
27262 | Salto | EB668261PP38-W- | XS4 wide body electronic RF wireless SVN escutcheon, BLE / Mifare / DESFire deadbolt privacy w/ key override function, Columbo Robodue premium series lever, unhanded, bright brass finish, for use with 1 3/8" - 1 3/4" thick standard door | 1 |  | 1 Year | 959.55 | 0.15 | 815.6175
27263 | Salto | EB668261PP38-WK | XS4 wide body electronic RF wireless SVN escutcheon, BLE / Mifare / DESFire deadbolt privacy w/ key override function, with keypad, Columbo Robodue premium series lever, unhanded, bright brass finish, for use with 1 3/8" - 1 3/4" thick standard door | 1 |  | 1 Year | 1022.4 | 0.15 | 869.04
27264 | Salto | EB668261PP48--- | XS4 wide body electronic wire-free SVN escutcheon, BLE / Mifare / DESFire deadbolt privacy w/ key override function, Columbo Robodue premium series lever, unhanded, bright brass finish, for use with 1 3/4" - 2 1/4" thick door | 1 |  | 1 Year | 774.35 | 0.15 | 658.1975
27265 | Salto | EB668261PP48-A- | XS4 wide body electronic AMOK wire-free SVN escutcheon, BLE / Mifare / DESFire deadbolt privacy w/ key override function, Columbo Robodue premium series lever, unhanded, bright brass finish, for use with 1 3/4" - 2 1/4" thick door | 1 |  | 1 Year | 903.35 | 0.15 | 767.8475
27266 | Salto | EB668261PP48--K | XS4 wide body electronic wire-free SVN escutcheon, BLE / Mifare / DESFire deadbolt privacy w/ key override function, with keypad, Columbo Robodue premium series lever, unhanded, bright brass finish, for use with 1 3/4" - 2 1/4" thick door | 1 |  | 1 Year | 837.2 | 0.15 | 711.62
27267 | Salto | EB668261PP48-W- | XS4 wide body electronic RF wireless SVN escutcheon, BLE / Mifare / DESFire deadbolt privacy w/ key override function, Columbo Robodue premium series lever, unhanded, bright brass finish, for use with 1 3/4" - 2 1/4" thick door | 1 |  | 1 Year | 959.55 | 0.15 | 815.6175
27268 | Salto | EB668261PP48-WK | XS4 wide body electronic RF wireless SVN escutcheon, BLE / Mifare / DESFire deadbolt privacy w/ key override function, with keypad, Columbo Robodue premium series lever, unhanded, bright brass finish, for use with 1 3/4" - 2 1/4" thick door | 1 |  | 1 Year | 1022.4 | 0.15 | 869.04
27269 | Salto | EB668262IM38--- | XS4 wide body electronic wire-free SVN escutcheon, BLE / Mifare / DESFire deadbolt privacy w/ key override function, Columbo Robodue premium series lever, unhanded, satin stainless finish, for use with 1 3/8" - 1 3/4" thick standard door | 1 |  | 1 Year | 758.05 | 0.15 | 644.3425
27270 | Salto | EB668262IM38-A- | XS4 wide body electronic AMOK wire-free SVN escutcheon, BLE / Mifare / DESFire deadbolt privacy w/ key override function, Columbo Robodue premium series lever, unhanded, satin stainless finish, for use with 1 3/8" - 1 3/4" thick standard door | 1 |  | 1 Year | 887.05 | 0.15 | 753.9925
27271 | Salto | EB668262IM38--K | XS4 wide body electronic wire-free SVN escutcheon, BLE / Mifare / DESFire deadbolt privacy w/ key override function, with keypad, Columbo Robodue premium series lever, unhanded, satin stainless finish, for use with 1 3/8" - 1 3/4" thick standard door | 1 |  | 1 Year | 820.9 | 0.15 | 697.765
27272 | Salto | EB668262IM38-W- | XS4 wide body electronic RF wireless SVN escutcheon, BLE / Mifare / DESFire deadbolt privacy w/ key override function, Columbo Robodue premium series lever, unhanded, satin stainless finish, for use with 1 3/8" - 1 3/4" thick standard door | 1 |  | 1 Year | 943.25 | 0.15 | 801.7625
27273 | Salto | EB668262IM38-WK | XS4 wide body electronic RF wireless SVN escutcheon, BLE / Mifare / DESFire deadbolt privacy w/ key override function, with keypad, Columbo Robodue premium series lever, unhanded, satin stainless finish, for use with 1 3/8" - 1 3/4" thick standard door | 1 |  | 1 Year | 1006.1 | 0.15 | 855.185
27274 | Salto | EB668262IM48--- | XS4 wide body electronic wire-free SVN escutcheon, BLE / Mifare / DESFire deadbolt privacy w/ key override function, Columbo Robodue premium series lever, unhanded, satin stainless finish, for use with 1 3/4" - 2 1/4" thick door | 1 |  | 1 Year | 758.05 | 0.15 | 644.3425
27275 | Salto | EB668262IM48-A- | XS4 wide body electronic AMOK wire-free SVN escutcheon, BLE / Mifare / DESFire deadbolt privacy w/ key override function, Columbo Robodue premium series lever, unhanded, satin stainless finish, for use with 1 3/4" - 2 1/4" thick door | 1 |  | 1 Year | 887.05 | 0.15 | 753.9925
27276 | Salto | EB668262IM48--K | XS4 wide body electronic wire-free SVN escutcheon, BLE / Mifare / DESFire deadbolt privacy w/ key override function, with keypad, Columbo Robodue premium series lever, unhanded, satin stainless finish, for use with 1 3/4" - 2 1/4" thick door | 1 |  | 1 Year | 820.9 | 0.15 | 697.765
27277 | Salto | EB668262IM48-W- | XS4 wide body electronic RF wireless SVN escutcheon, BLE / Mifare / DESFire deadbolt privacy w/ key override function, Columbo Robodue premium series lever, unhanded, satin stainless finish, for use with 1 3/4" - 2 1/4" thick door | 1 |  | 1 Year | 943.25 | 0.15 | 801.7625
27278 | Salto | EB668262IM48-WK | XS4 wide body electronic RF wireless SVN escutcheon, BLE / Mifare / DESFire deadbolt privacy w/ key override function, with keypad, Columbo Robodue premium series lever, unhanded, satin stainless finish, for use with 1 3/4" - 2 1/4" thick door | 1 |  | 1 Year | 1006.1 | 0.15 | 855.185
27279 | Salto | EB668262IP38--- | XS4 wide body electronic wire-free SVN escutcheon, BLE / Mifare / DESFire deadbolt privacy w/ key override function, Columbo Robodue premium series lever, unhanded, bright stainless steel finish, for use with 1 3/8" - 1 3/4" thick standard door | 1 |  | 1 Year | 774.35 | 0.15 | 658.1975
27280 | Salto | EB668262IP38-A- | XS4 wide body electronic AMOK wire-free SVN escutcheon, BLE / Mifare / DESFire deadbolt privacy w/ key override function, Columbo Robodue premium series lever, unhanded, bright stainless steel finish, for use with 1 3/8" - 1 3/4" thick standard door | 1 |  | 1 Year | 903.35 | 0.15 | 767.8475
27281 | Salto | EB668262IP38--K | XS4 wide body electronic wire-free SVN escutcheon, BLE / Mifare / DESFire deadbolt privacy w/ key override function, with keypad, Columbo Robodue premium series lever, unhanded, bright stainless steel finish, for use with 1 3/8" - 1 3/4" thick standard do | 1 |  | 1 Year | 837.2 | 0.15 | 711.62
27282 | Salto | EB668262IP38-W- | XS4 wide body electronic RF wireless SVN escutcheon, BLE / Mifare / DESFire deadbolt privacy w/ key override function, Columbo Robodue premium series lever, unhanded, bright stainless steel finish, for use with 1 3/8" - 1 3/4" thick standard door | 1 |  | 1 Year | 959.55 | 0.15 | 815.6175
27283 | Salto | EB668262IP38-WK | XS4 wide body electronic RF wireless SVN escutcheon, BLE / Mifare / DESFire deadbolt privacy w/ key override function, with keypad, Columbo Robodue premium series lever, unhanded, bright stainless steel finish, for use with 1 3/8" - 1 3/4" thick standard | 1 |  | 1 Year | 1022.4 | 0.15 | 869.04
27284 | Salto | EB668262IP48--- | XS4 wide body electronic wire-free SVN escutcheon, BLE / Mifare / DESFire deadbolt privacy w/ key override function, Columbo Robodue premium series lever, unhanded, bright stainless steel finish, for use with 1 3/4" - 2 1/4" thick door | 1 |  | 1 Year | 774.35 | 0.15 | 658.1975
27285 | Salto | EB668262IP48-A- | XS4 wide body electronic AMOK wire-free SVN escutcheon, BLE / Mifare / DESFire deadbolt privacy w/ key override function, Columbo Robodue premium series lever, unhanded, bright stainless steel finish, for use with 1 3/4" - 2 1/4" thick door | 1 |  | 1 Year | 903.35 | 0.15 | 767.8475
27286 | Salto | EB668262IP48--K | XS4 wide body electronic wire-free SVN escutcheon, BLE / Mifare / DESFire deadbolt privacy w/ key override function, with keypad, Columbo Robodue premium series lever, unhanded, bright stainless steel finish, for use with 1 3/4" - 2 1/4" thick door | 1 |  | 1 Year | 837.2 | 0.15 | 711.62
27287 | Salto | EB668262IP48-W- | XS4 wide body electronic RF wireless SVN escutcheon, BLE / Mifare / DESFire deadbolt privacy w/ key override function, Columbo Robodue premium series lever, unhanded, bright stainless steel finish, for use with 1 3/4" - 2 1/4" thick door | 1 |  | 1 Year | 959.55 | 0.15 | 815.6175
27288 | Salto | EB668262IP48-WK | XS4 wide body electronic RF wireless SVN escutcheon, BLE / Mifare / DESFire deadbolt privacy w/ key override function, with keypad, Columbo Robodue premium series lever, unhanded, bright stainless steel finish, for use with 1 3/4" - 2 1/4" thick door | 1 |  | 1 Year | 1022.4 | 0.15 | 869.04
27289 | Salto | EB668262PP38--- | XS4 wide body electronic wire-free SVN escutcheon, BLE / Mifare / DESFire deadbolt privacy w/ key override function, Columbo Robodue premium series lever, unhanded, bright brass finish, for use with 1 3/8" - 1 3/4" thick standard door | 1 |  | 1 Year | 774.35 | 0.15 | 658.1975
27290 | Salto | EB668262PP38-A- | XS4 wide body electronic AMOK wire-free SVN escutcheon, BLE / Mifare / DESFire deadbolt privacy w/ key override function, Columbo Robodue premium series lever, unhanded, bright brass finish, for use with 1 3/8" - 1 3/4" thick standard door | 1 |  | 1 Year | 903.35 | 0.15 | 767.8475
27291 | Salto | EB668262PP38--K | XS4 wide body electronic wire-free SVN escutcheon, BLE / Mifare / DESFire deadbolt privacy w/ key override function, with keypad, Columbo Robodue premium series lever, unhanded, bright brass finish, for use with 1 3/8" - 1 3/4" thick standard door | 1 |  | 1 Year | 837.2 | 0.15 | 711.62
27292 | Salto | EB668262PP38-W- | XS4 wide body electronic RF wireless SVN escutcheon, BLE / Mifare / DESFire deadbolt privacy w/ key override function, Columbo Robodue premium series lever, unhanded, bright brass finish, for use with 1 3/8" - 1 3/4" thick standard door | 1 |  | 1 Year | 959.55 | 0.15 | 815.6175
27293 | Salto | EB668262PP38-WK | XS4 wide body electronic RF wireless SVN escutcheon, BLE / Mifare / DESFire deadbolt privacy w/ key override function, with keypad, Columbo Robodue premium series lever, unhanded, bright brass finish, for use with 1 3/8" - 1 3/4" thick standard door | 1 |  | 1 Year | 1022.4 | 0.15 | 869.04
27294 | Salto | EB668262PP48--- | XS4 wide body electronic wire-free SVN escutcheon, BLE / Mifare / DESFire deadbolt privacy w/ key override function, Columbo Robodue premium series lever, unhanded, bright brass finish, for use with 1 3/4" - 2 1/4" thick door | 1 |  | 1 Year | 774.35 | 0.15 | 658.1975
27295 | Salto | EB668262PP48-A- | XS4 wide body electronic AMOK wire-free SVN escutcheon, BLE / Mifare / DESFire deadbolt privacy w/ key override function, Columbo Robodue premium series lever, unhanded, bright brass finish, for use with 1 3/4" - 2 1/4" thick door | 1 |  | 1 Year | 903.35 | 0.15 | 767.8475
27296 | Salto | EB668262PP48--K | XS4 wide body electronic wire-free SVN escutcheon, BLE / Mifare / DESFire deadbolt privacy w/ key override function, with keypad, Columbo Robodue premium series lever, unhanded, bright brass finish, for use with 1 3/4" - 2 1/4" thick door | 1 |  | 1 Year | 837.2 | 0.15 | 711.62
27297 | Salto | EB668262PP48-W- | XS4 wide body electronic RF wireless SVN escutcheon, BLE / Mifare / DESFire deadbolt privacy w/ key override function, Columbo Robodue premium series lever, unhanded, bright brass finish, for use with 1 3/4" - 2 1/4" thick door | 1 |  | 1 Year | 959.55 | 0.15 | 815.6175
27298 | Salto | EB668262PP48-WK | XS4 wide body electronic RF wireless SVN escutcheon, BLE / Mifare / DESFire deadbolt privacy w/ key override function, with keypad, Columbo Robodue premium series lever, unhanded, bright brass finish, for use with 1 3/4" - 2 1/4" thick door | 1 |  | 1 Year | 1022.4 | 0.15 | 869.04
27299 | Salto | EB668263IM38--- | XS4 wide body electronic wire-free SVN escutcheon, BLE / Mifare / DESFire deadbolt privacy w/ key override function, Columbo Robodue premium series lever, unhanded, satin stainless finish, for use with 1 3/8" - 1 3/4" thick standard door | 1 |  | 1 Year | 758.05 | 0.15 | 644.3425
27300 | Salto | EB668263IM38-A- | XS4 wide body electronic AMOK wire-free SVN escutcheon, BLE / Mifare / DESFire deadbolt privacy w/ key override function, Columbo Robodue premium series lever, unhanded, satin stainless finish, for use with 1 3/8" - 1 3/4" thick standard door | 1 |  | 1 Year | 887.05 | 0.15 | 753.9925
27301 | Salto | EB668263IM38--K | XS4 wide body electronic wire-free SVN escutcheon, BLE / Mifare / DESFire deadbolt privacy w/ key override function, with keypad, Columbo Robodue premium series lever, unhanded, satin stainless finish, for use with 1 3/8" - 1 3/4" thick standard door | 1 |  | 1 Year | 820.9 | 0.15 | 697.765
27302 | Salto | EB668263IM38-W- | XS4 wide body electronic RF wireless SVN escutcheon, BLE / Mifare / DESFire deadbolt privacy w/ key override function, Columbo Robodue premium series lever, unhanded, satin stainless finish, for use with 1 3/8" - 1 3/4" thick standard door | 1 |  | 1 Year | 943.25 | 0.15 | 801.7625
27303 | Salto | EB668263IM38-WK | XS4 wide body electronic RF wireless SVN escutcheon, BLE / Mifare / DESFire deadbolt privacy w/ key override function, with keypad, Columbo Robodue premium series lever, unhanded, satin stainless finish, for use with 1 3/8" - 1 3/4" thick standard door | 1 |  | 1 Year | 1006.1 | 0.15 | 855.185
27304 | Salto | EB668263IM48--- | XS4 wide body electronic wire-free SVN escutcheon, BLE / Mifare / DESFire deadbolt privacy w/ key override function, Columbo Robodue premium series lever, unhanded, satin stainless finish, for use with 1 3/4" - 2 1/4" thick door | 1 |  | 1 Year | 758.05 | 0.15 | 644.3425
27305 | Salto | EB668263IM48-A- | XS4 wide body electronic AMOK wire-free SVN escutcheon, BLE / Mifare / DESFire deadbolt privacy w/ key override function, Columbo Robodue premium series lever, unhanded, satin stainless finish, for use with 1 3/4" - 2 1/4" thick door | 1 |  | 1 Year | 887.05 | 0.15 | 753.9925
27306 | Salto | EB668263IM48--K | XS4 wide body electronic wire-free SVN escutcheon, BLE / Mifare / DESFire deadbolt privacy w/ key override function, with keypad, Columbo Robodue premium series lever, unhanded, satin stainless finish, for use with 1 3/4" - 2 1/4" thick door | 1 |  | 1 Year | 820.9 | 0.15 | 697.765
27307 | Salto | EB668263IM48-W- | XS4 wide body electronic RF wireless SVN escutcheon, BLE / Mifare / DESFire deadbolt privacy w/ key override function, Columbo Robodue premium series lever, unhanded, satin stainless finish, for use with 1 3/4" - 2 1/4" thick door | 1 |  | 1 Year | 943.25 | 0.15 | 801.7625
27308 | Salto | EB668263IM48-WK | XS4 wide body electronic RF wireless SVN escutcheon, BLE / Mifare / DESFire deadbolt privacy w/ key override function, with keypad, Columbo Robodue premium series lever, unhanded, satin stainless finish, for use with 1 3/4" - 2 1/4" thick door | 1 |  | 1 Year | 1006.1 | 0.15 | 855.185
27309 | Salto | EB668263IP38--- | XS4 wide body electronic wire-free SVN escutcheon, BLE / Mifare / DESFire deadbolt privacy w/ key override function, Columbo Robodue premium series lever, unhanded, bright stainless steel finish, for use with 1 3/8" - 1 3/4" thick standard door | 1 |  | 1 Year | 774.35 | 0.15 | 658.1975
27310 | Salto | EB668263IP38-A- | XS4 wide body electronic AMOK wire-free SVN escutcheon, BLE / Mifare / DESFire deadbolt privacy w/ key override function, Columbo Robodue premium series lever, unhanded, bright stainless steel finish, for use with 1 3/8" - 1 3/4" thick standard door | 1 |  | 1 Year | 903.35 | 0.15 | 767.8475
27311 | Salto | EB668263IP38--K | XS4 wide body electronic wire-free SVN escutcheon, BLE / Mifare / DESFire deadbolt privacy w/ key override function, with keypad, Columbo Robodue premium series lever, unhanded, bright stainless steel finish, for use with 1 3/8" - 1 3/4" thick standard do | 1 |  | 1 Year | 837.2 | 0.15 | 711.62
27312 | Salto | EB668263IP38-W- | XS4 wide body electronic RF wireless SVN escutcheon, BLE / Mifare / DESFire deadbolt privacy w/ key override function, Columbo Robodue premium series lever, unhanded, bright stainless steel finish, for use with 1 3/8" - 1 3/4" thick standard door | 1 |  | 1 Year | 959.55 | 0.15 | 815.6175
27313 | Salto | EB668263IP38-WK | XS4 wide body electronic RF wireless SVN escutcheon, BLE / Mifare / DESFire deadbolt privacy w/ key override function, with keypad, Columbo Robodue premium series lever, unhanded, bright stainless steel finish, for use with 1 3/8" - 1 3/4" thick standard | 1 |  | 1 Year | 1022.4 | 0.15 | 869.04
27314 | Salto | EB668263IP48--- | XS4 wide body electronic wire-free SVN escutcheon, BLE / Mifare / DESFire deadbolt privacy w/ key override function, Columbo Robodue premium series lever, unhanded, bright stainless steel finish, for use with 1 3/4" - 2 1/4" thick door | 1 |  | 1 Year | 774.35 | 0.15 | 658.1975
27315 | Salto | EB668263IP48-A- | XS4 wide body electronic AMOK wire-free SVN escutcheon, BLE / Mifare / DESFire deadbolt privacy w/ key override function, Columbo Robodue premium series lever, unhanded, bright stainless steel finish, for use with 1 3/4" - 2 1/4" thick door | 1 |  | 1 Year | 903.35 | 0.15 | 767.8475
27316 | Salto | EB668263IP48--K | XS4 wide body electronic wire-free SVN escutcheon, BLE / Mifare / DESFire deadbolt privacy w/ key override function, with keypad, Columbo Robodue premium series lever, unhanded, bright stainless steel finish, for use with 1 3/4" - 2 1/4" thick door | 1 |  | 1 Year | 837.2 | 0.15 | 711.62
27317 | Salto | EB668263IP48-W- | XS4 wide body electronic RF wireless SVN escutcheon, BLE / Mifare / DESFire deadbolt privacy w/ key override function, Columbo Robodue premium series lever, unhanded, bright stainless steel finish, for use with 1 3/4" - 2 1/4" thick door | 1 |  | 1 Year | 959.55 | 0.15 | 815.6175
27318 | Salto | EB668263IP48-WK | XS4 wide body electronic RF wireless SVN escutcheon, BLE / Mifare / DESFire deadbolt privacy w/ key override function, with keypad, Columbo Robodue premium series lever, unhanded, bright stainless steel finish, for use with 1 3/4" - 2 1/4" thick door | 1 |  | 1 Year | 1022.4 | 0.15 | 869.04
27319 | Salto | EB668263PP38--- | XS4 wide body electronic wire-free SVN escutcheon, BLE / Mifare / DESFire deadbolt privacy w/ key override function, Columbo Robodue premium series lever, unhanded, bright brass finish, for use with 1 3/8" - 1 3/4" thick standard door | 1 |  | 1 Year | 774.35 | 0.15 | 658.1975
27320 | Salto | EB668263PP38-A- | XS4 wide body electronic AMOK wire-free SVN escutcheon, BLE / Mifare / DESFire deadbolt privacy w/ key override function, Columbo Robodue premium series lever, unhanded, bright brass finish, for use with 1 3/8" - 1 3/4" thick standard door | 1 |  | 1 Year | 903.35 | 0.15 | 767.8475
27321 | Salto | EB668263PP38--K | XS4 wide body electronic wire-free SVN escutcheon, BLE / Mifare / DESFire deadbolt privacy w/ key override function, with keypad, Columbo Robodue premium series lever, unhanded, bright brass finish, for use with 1 3/8" - 1 3/4" thick standard door | 1 |  | 1 Year | 837.2 | 0.15 | 711.62
27322 | Salto | EB668263PP38-W- | XS4 wide body electronic RF wireless SVN escutcheon, BLE / Mifare / DESFire deadbolt privacy w/ key override function, Columbo Robodue premium series lever, unhanded, bright brass finish, for use with 1 3/8" - 1 3/4" thick standard door | 1 |  | 1 Year | 959.55 | 0.15 | 815.6175
27323 | Salto | EB668263PP38-WK | XS4 wide body electronic RF wireless SVN escutcheon, BLE / Mifare / DESFire deadbolt privacy w/ key override function, with keypad, Columbo Robodue premium series lever, unhanded, bright brass finish, for use with 1 3/8" - 1 3/4" thick standard door | 1 |  | 1 Year | 1022.4 | 0.15 | 869.04
27324 | Salto | EB668263PP48--- | XS4 wide body electronic wire-free SVN escutcheon, BLE / Mifare / DESFire deadbolt privacy w/ key override function, Columbo Robodue premium series lever, unhanded, bright brass finish, for use with 1 3/4" - 2 1/4" thick door | 1 |  | 1 Year | 774.35 | 0.15 | 658.1975
27325 | Salto | EB668263PP48-A- | XS4 wide body electronic AMOK wire-free SVN escutcheon, BLE / Mifare / DESFire deadbolt privacy w/ key override function, Columbo Robodue premium series lever, unhanded, bright brass finish, for use with 1 3/4" - 2 1/4" thick door | 1 |  | 1 Year | 903.35 | 0.15 | 767.8475
27326 | Salto | EB668263PP48--K | XS4 wide body electronic wire-free SVN escutcheon, BLE / Mifare / DESFire deadbolt privacy w/ key override function, with keypad, Columbo Robodue premium series lever, unhanded, bright brass finish, for use with 1 3/4" - 2 1/4" thick door | 1 |  | 1 Year | 837.2 | 0.15 | 711.62
27327 | Salto | EB668263PP48-W- | XS4 wide body electronic RF wireless SVN escutcheon, BLE / Mifare / DESFire deadbolt privacy w/ key override function, Columbo Robodue premium series lever, unhanded, bright brass finish, for use with 1 3/4" - 2 1/4" thick door | 1 |  | 1 Year | 959.55 | 0.15 | 815.6175
27328 | Salto | EB668263PP48-WK | XS4 wide body electronic RF wireless SVN escutcheon, BLE / Mifare / DESFire deadbolt privacy w/ key override function, with keypad, Columbo Robodue premium series lever, unhanded, bright brass finish, for use with 1 3/4" - 2 1/4" thick door | 1 |  | 1 Year | 1022.4 | 0.15 | 869.04
27329 | Salto | EB668361IM38--- | XS4 wide body electronic wire-free SVN escutcheon, BLE / Mifare / DESFire deadbolt privacy w/ key override function, Columbo Robotre premium series lever, unhanded, satin stainless finish, for use with 1 3/8" - 1 3/4" thick standard door | 1 |  | 1 Year | 758.05 | 0.15 | 644.3425
27330 | Salto | EB668361IM38-A- | XS4 wide body electronic AMOK wire-free SVN escutcheon, BLE / Mifare / DESFire deadbolt privacy w/ key override function, Columbo Robotre premium series lever, unhanded, satin stainless finish, for use with 1 3/8" - 1 3/4" thick standard door | 1 |  | 1 Year | 887.05 | 0.15 | 753.9925
27331 | Salto | EB668361IM38--K | XS4 wide body electronic wire-free SVN escutcheon, BLE / Mifare / DESFire deadbolt privacy w/ key override function, with keypad, Columbo Robotre premium series lever, unhanded, satin stainless finish, for use with 1 3/8" - 1 3/4" thick standard door | 1 |  | 1 Year | 820.9 | 0.15 | 697.765
27332 | Salto | EB668361IM38-W- | XS4 wide body electronic RF wireless SVN escutcheon, BLE / Mifare / DESFire deadbolt privacy w/ key override function, Columbo Robotre premium series lever, unhanded, satin stainless finish, for use with 1 3/8" - 1 3/4" thick standard door | 1 |  | 1 Year | 943.25 | 0.15 | 801.7625
27333 | Salto | EB668361IM38-WK | XS4 wide body electronic RF wireless SVN escutcheon, BLE / Mifare / DESFire deadbolt privacy w/ key override function, with keypad, Columbo Robotre premium series lever, unhanded, satin stainless finish, for use with 1 3/8" - 1 3/4" thick standard door | 1 |  | 1 Year | 1006.1 | 0.15 | 855.185
27334 | Salto | EB668361IM48--- | XS4 wide body electronic wire-free SVN escutcheon, BLE / Mifare / DESFire deadbolt privacy w/ key override function, Columbo Robotre premium series lever, unhanded, satin stainless finish, for use with 1 3/4" - 2 1/4" thick door | 1 |  | 1 Year | 758.05 | 0.15 | 644.3425
27335 | Salto | EB668361IM48-A- | XS4 wide body electronic AMOK wire-free SVN escutcheon, BLE / Mifare / DESFire deadbolt privacy w/ key override function, Columbo Robotre premium series lever, unhanded, satin stainless finish, for use with 1 3/4" - 2 1/4" thick door | 1 |  | 1 Year | 887.05 | 0.15 | 753.9925
27336 | Salto | EB668361IM48--K | XS4 wide body electronic wire-free SVN escutcheon, BLE / Mifare / DESFire deadbolt privacy w/ key override function, with keypad, Columbo Robotre premium series lever, unhanded, satin stainless finish, for use with 1 3/4" - 2 1/4" thick door | 1 |  | 1 Year | 820.9 | 0.15 | 697.765
27337 | Salto | EB668361IM48-W- | XS4 wide body electronic RF wireless SVN escutcheon, BLE / Mifare / DESFire deadbolt privacy w/ key override function, Columbo Robotre premium series lever, unhanded, satin stainless finish, for use with 1 3/4" - 2 1/4" thick door | 1 |  | 1 Year | 943.25 | 0.15 | 801.7625
27338 | Salto | EB668361IM48-WK | XS4 wide body electronic RF wireless SVN escutcheon, BLE / Mifare / DESFire deadbolt privacy w/ key override function, with keypad, Columbo Robotre premium series lever, unhanded, satin stainless finish, for use with 1 3/4" - 2 1/4" thick door | 1 |  | 1 Year | 1006.1 | 0.15 | 855.185
27339 | Salto | EB668361IP38--- | XS4 wide body electronic wire-free SVN escutcheon, BLE / Mifare / DESFire deadbolt privacy w/ key override function, Columbo Robotre premium series lever, unhanded, bright stainless steel finish, for use with 1 3/8" - 1 3/4" thick standard door | 1 |  | 1 Year | 774.35 | 0.15 | 658.1975
27340 | Salto | EB668361IP38-A- | XS4 wide body electronic AMOK wire-free SVN escutcheon, BLE / Mifare / DESFire deadbolt privacy w/ key override function, Columbo Robotre premium series lever, unhanded, bright stainless steel finish, for use with 1 3/8" - 1 3/4" thick standard door | 1 |  | 1 Year | 903.35 | 0.15 | 767.8475
27341 | Salto | EB668361IP38--K | XS4 wide body electronic wire-free SVN escutcheon, BLE / Mifare / DESFire deadbolt privacy w/ key override function, with keypad, Columbo Robotre premium series lever, unhanded, bright stainless steel finish, for use with 1 3/8" - 1 3/4" thick standard do | 1 |  | 1 Year | 837.2 | 0.15 | 711.62
27342 | Salto | EB668361IP38-W- | XS4 wide body electronic RF wireless SVN escutcheon, BLE / Mifare / DESFire deadbolt privacy w/ key override function, Columbo Robotre premium series lever, unhanded, bright stainless steel finish, for use with 1 3/8" - 1 3/4" thick standard door | 1 |  | 1 Year | 959.55 | 0.15 | 815.6175
27343 | Salto | EB668361IP38-WK | XS4 wide body electronic RF wireless SVN escutcheon, BLE / Mifare / DESFire deadbolt privacy w/ key override function, with keypad, Columbo Robotre premium series lever, unhanded, bright stainless steel finish, for use with 1 3/8" - 1 3/4" thick standard | 1 |  | 1 Year | 1022.4 | 0.15 | 869.04
27344 | Salto | EB668361IP48--- | XS4 wide body electronic wire-free SVN escutcheon, BLE / Mifare / DESFire deadbolt privacy w/ key override function, Columbo Robotre premium series lever, unhanded, bright stainless steel finish, for use with 1 3/4" - 2 1/4" thick door | 1 |  | 1 Year | 774.35 | 0.15 | 658.1975
27345 | Salto | EB668361IP48-A- | XS4 wide body electronic AMOK wire-free SVN escutcheon, BLE / Mifare / DESFire deadbolt privacy w/ key override function, Columbo Robotre premium series lever, unhanded, bright stainless steel finish, for use with 1 3/4" - 2 1/4" thick door | 1 |  | 1 Year | 903.35 | 0.15 | 767.8475
27346 | Salto | EB668361IP48--K | XS4 wide body electronic wire-free SVN escutcheon, BLE / Mifare / DESFire deadbolt privacy w/ key override function, with keypad, Columbo Robotre premium series lever, unhanded, bright stainless steel finish, for use with 1 3/4" - 2 1/4" thick door | 1 |  | 1 Year | 837.2 | 0.15 | 711.62
27347 | Salto | EB668361IP48-W- | XS4 wide body electronic RF wireless SVN escutcheon, BLE / Mifare / DESFire deadbolt privacy w/ key override function, Columbo Robotre premium series lever, unhanded, bright stainless steel finish, for use with 1 3/4" - 2 1/4" thick door | 1 |  | 1 Year | 959.55 | 0.15 | 815.6175
27348 | Salto | EB668361IP48-WK | XS4 wide body electronic RF wireless SVN escutcheon, BLE / Mifare / DESFire deadbolt privacy w/ key override function, with keypad, Columbo Robotre premium series lever, unhanded, bright stainless steel finish, for use with 1 3/4" - 2 1/4" thick door | 1 |  | 1 Year | 1022.4 | 0.15 | 869.04
27349 | Salto | EB668361PP38--- | XS4 wide body electronic wire-free SVN escutcheon, BLE / Mifare / DESFire deadbolt privacy w/ key override function, Columbo Robotre premium series lever, unhanded, bright brass finish, for use with 1 3/8" - 1 3/4" thick standard door | 1 |  | 1 Year | 774.35 | 0.15 | 658.1975
27350 | Salto | EB668361PP38-A- | XS4 wide body electronic AMOK wire-free SVN escutcheon, BLE / Mifare / DESFire deadbolt privacy w/ key override function, Columbo Robotre premium series lever, unhanded, bright brass finish, for use with 1 3/8" - 1 3/4" thick standard door | 1 |  | 1 Year | 903.35 | 0.15 | 767.8475
27351 | Salto | EB668361PP38--K | XS4 wide body electronic wire-free SVN escutcheon, BLE / Mifare / DESFire deadbolt privacy w/ key override function, with keypad, Columbo Robotre premium series lever, unhanded, bright brass finish, for use with 1 3/8" - 1 3/4" thick standard door | 1 |  | 1 Year | 837.2 | 0.15 | 711.62
27352 | Salto | EB668361PP38-W- | XS4 wide body electronic RF wireless SVN escutcheon, BLE / Mifare / DESFire deadbolt privacy w/ key override function, Columbo Robotre premium series lever, unhanded, bright brass finish, for use with 1 3/8" - 1 3/4" thick standard door | 1 |  | 1 Year | 959.55 | 0.15 | 815.6175
27353 | Salto | EB668361PP38-WK | XS4 wide body electronic RF wireless SVN escutcheon, BLE / Mifare / DESFire deadbolt privacy w/ key override function, with keypad, Columbo Robotre premium series lever, unhanded, bright brass finish, for use with 1 3/8" - 1 3/4" thick standard door | 1 |  | 1 Year | 1022.4 | 0.15 | 869.04
27354 | Salto | EB668361PP48--- | XS4 wide body electronic wire-free SVN escutcheon, BLE / Mifare / DESFire deadbolt privacy w/ key override function, Columbo Robotre premium series lever, unhanded, bright brass finish, for use with 1 3/4" - 2 1/4" thick door | 1 |  | 1 Year | 774.35 | 0.15 | 658.1975
27355 | Salto | EB668361PP48-A- | XS4 wide body electronic AMOK wire-free SVN escutcheon, BLE / Mifare / DESFire deadbolt privacy w/ key override function, Columbo Robotre premium series lever, unhanded, bright brass finish, for use with 1 3/4" - 2 1/4" thick door | 1 |  | 1 Year | 903.35 | 0.15 | 767.8475
27356 | Salto | EB668361PP48--K | XS4 wide body electronic wire-free SVN escutcheon, BLE / Mifare / DESFire deadbolt privacy w/ key override function, with keypad, Columbo Robotre premium series lever, unhanded, bright brass finish, for use with 1 3/4" - 2 1/4" thick door | 1 |  | 1 Year | 837.2 | 0.15 | 711.62
27357 | Salto | EB668361PP48-W- | XS4 wide body electronic RF wireless SVN escutcheon, BLE / Mifare / DESFire deadbolt privacy w/ key override function, Columbo Robotre premium series lever, unhanded, bright brass finish, for use with 1 3/4" - 2 1/4" thick door | 1 |  | 1 Year | 959.55 | 0.15 | 815.6175
27358 | Salto | EB668361PP48-WK | XS4 wide body electronic RF wireless SVN escutcheon, BLE / Mifare / DESFire deadbolt privacy w/ key override function, with keypad, Columbo Robotre premium series lever, unhanded, bright brass finish, for use with 1 3/4" - 2 1/4" thick door | 1 |  | 1 Year | 1022.4 | 0.15 | 869.04
27359 | Salto | EB668362IM38--- | XS4 wide body electronic wire-free SVN escutcheon, BLE / Mifare / DESFire deadbolt privacy w/ key override function, Columbo Robotre premium series lever, unhanded, satin stainless finish, for use with 1 3/8" - 1 3/4" thick standard door | 1 |  | 1 Year | 758.05 | 0.15 | 644.3425
27360 | Salto | EB668362IM38-A- | XS4 wide body electronic AMOK wire-free SVN escutcheon, BLE / Mifare / DESFire deadbolt privacy w/ key override function, Columbo Robotre premium series lever, unhanded, satin stainless finish, for use with 1 3/8" - 1 3/4" thick standard door | 1 |  | 1 Year | 887.05 | 0.15 | 753.9925
27361 | Salto | EB668362IM38--K | XS4 wide body electronic wire-free SVN escutcheon, BLE / Mifare / DESFire deadbolt privacy w/ key override function, with keypad, Columbo Robotre premium series lever, unhanded, satin stainless finish, for use with 1 3/8" - 1 3/4" thick standard door | 1 |  | 1 Year | 820.9 | 0.15 | 697.765
27362 | Salto | EB668362IM38-W- | XS4 wide body electronic RF wireless SVN escutcheon, BLE / Mifare / DESFire deadbolt privacy w/ key override function, Columbo Robotre premium series lever, unhanded, satin stainless finish, for use with 1 3/8" - 1 3/4" thick standard door | 1 |  | 1 Year | 943.25 | 0.15 | 801.7625
27363 | Salto | EB668362IM38-WK | XS4 wide body electronic RF wireless SVN escutcheon, BLE / Mifare / DESFire deadbolt privacy w/ key override function, with keypad, Columbo Robotre premium series lever, unhanded, satin stainless finish, for use with 1 3/8" - 1 3/4" thick standard door | 1 |  | 1 Year | 1006.1 | 0.15 | 855.185
27364 | Salto | EB668362IM48--- | XS4 wide body electronic wire-free SVN escutcheon, BLE / Mifare / DESFire deadbolt privacy w/ key override function, Columbo Robotre premium series lever, unhanded, satin stainless finish, for use with 1 3/4" - 2 1/4" thick door | 1 |  | 1 Year | 758.05 | 0.15 | 644.3425
27365 | Salto | EB668362IM48-A- | XS4 wide body electronic AMOK wire-free SVN escutcheon, BLE / Mifare / DESFire deadbolt privacy w/ key override function, Columbo Robotre premium series lever, unhanded, satin stainless finish, for use with 1 3/4" - 2 1/4" thick door | 1 |  | 1 Year | 887.05 | 0.15 | 753.9925
27366 | Salto | EB668362IM48--K | XS4 wide body electronic wire-free SVN escutcheon, BLE / Mifare / DESFire deadbolt privacy w/ key override function, with keypad, Columbo Robotre premium series lever, unhanded, satin stainless finish, for use with 1 3/4" - 2 1/4" thick door | 1 |  | 1 Year | 820.9 | 0.15 | 697.765
27367 | Salto | EB668362IM48-W- | XS4 wide body electronic RF wireless SVN escutcheon, BLE / Mifare / DESFire deadbolt privacy w/ key override function, Columbo Robotre premium series lever, unhanded, satin stainless finish, for use with 1 3/4" - 2 1/4" thick door | 1 |  | 1 Year | 943.25 | 0.15 | 801.7625
27368 | Salto | EB668362IM48-WK | XS4 wide body electronic RF wireless SVN escutcheon, BLE / Mifare / DESFire deadbolt privacy w/ key override function, with keypad, Columbo Robotre premium series lever, unhanded, satin stainless finish, for use with 1 3/4" - 2 1/4" thick door | 1 |  | 1 Year | 1006.1 | 0.15 | 855.185
27369 | Salto | EB668362IP38--- | XS4 wide body electronic wire-free SVN escutcheon, BLE / Mifare / DESFire deadbolt privacy w/ key override function, Columbo Robotre premium series lever, unhanded, bright stainless steel finish, for use with 1 3/8" - 1 3/4" thick standard door | 1 |  | 1 Year | 774.35 | 0.15 | 658.1975
27370 | Salto | EB668362IP38-A- | XS4 wide body electronic AMOK wire-free SVN escutcheon, BLE / Mifare / DESFire deadbolt privacy w/ key override function, Columbo Robotre premium series lever, unhanded, bright stainless steel finish, for use with 1 3/8" - 1 3/4" thick standard door | 1 |  | 1 Year | 903.35 | 0.15 | 767.8475
27371 | Salto | EB668362IP38--K | XS4 wide body electronic wire-free SVN escutcheon, BLE / Mifare / DESFire deadbolt privacy w/ key override function, with keypad, Columbo Robotre premium series lever, unhanded, bright stainless steel finish, for use with 1 3/8" - 1 3/4" thick standard do | 1 |  | 1 Year | 837.2 | 0.15 | 711.62
27372 | Salto | EB668362IP38-W- | XS4 wide body electronic RF wireless SVN escutcheon, BLE / Mifare / DESFire deadbolt privacy w/ key override function, Columbo Robotre premium series lever, unhanded, bright stainless steel finish, for use with 1 3/8" - 1 3/4" thick standard door | 1 |  | 1 Year | 959.55 | 0.15 | 815.6175
27373 | Salto | EB668362IP38-WK | XS4 wide body electronic RF wireless SVN escutcheon, BLE / Mifare / DESFire deadbolt privacy w/ key override function, with keypad, Columbo Robotre premium series lever, unhanded, bright stainless steel finish, for use with 1 3/8" - 1 3/4" thick standard | 1 |  | 1 Year | 1022.4 | 0.15 | 869.04
27374 | Salto | EB668362IP48--- | XS4 wide body electronic wire-free SVN escutcheon, BLE / Mifare / DESFire deadbolt privacy w/ key override function, Columbo Robotre premium series lever, unhanded, bright stainless steel finish, for use with 1 3/4" - 2 1/4" thick door | 1 |  | 1 Year | 774.35 | 0.15 | 658.1975
27375 | Salto | EB668362IP48-A- | XS4 wide body electronic AMOK wire-free SVN escutcheon, BLE / Mifare / DESFire deadbolt privacy w/ key override function, Columbo Robotre premium series lever, unhanded, bright stainless steel finish, for use with 1 3/4" - 2 1/4" thick door | 1 |  | 1 Year | 903.35 | 0.15 | 767.8475
27376 | Salto | EB668362IP48--K | XS4 wide body electronic wire-free SVN escutcheon, BLE / Mifare / DESFire deadbolt privacy w/ key override function, with keypad, Columbo Robotre premium series lever, unhanded, bright stainless steel finish, for use with 1 3/4" - 2 1/4" thick door | 1 |  | 1 Year | 837.2 | 0.15 | 711.62
27377 | Salto | EB668362IP48-W- | XS4 wide body electronic RF wireless SVN escutcheon, BLE / Mifare / DESFire deadbolt privacy w/ key override function, Columbo Robotre premium series lever, unhanded, bright stainless steel finish, for use with 1 3/4" - 2 1/4" thick door | 1 |  | 1 Year | 959.55 | 0.15 | 815.6175
27378 | Salto | EB668362IP48-WK | XS4 wide body electronic RF wireless SVN escutcheon, BLE / Mifare / DESFire deadbolt privacy w/ key override function, with keypad, Columbo Robotre premium series lever, unhanded, bright stainless steel finish, for use with 1 3/4" - 2 1/4" thick door | 1 |  | 1 Year | 1022.4 | 0.15 | 869.04
27379 | Salto | EB668362PP38--- | XS4 wide body electronic wire-free SVN escutcheon, BLE / Mifare / DESFire deadbolt privacy w/ key override function, Columbo Robotre premium series lever, unhanded, bright brass finish, for use with 1 3/8" - 1 3/4" thick standard door | 1 |  | 1 Year | 774.35 | 0.15 | 658.1975
27380 | Salto | EB668362PP38-A- | XS4 wide body electronic AMOK wire-free SVN escutcheon, BLE / Mifare / DESFire deadbolt privacy w/ key override function, Columbo Robotre premium series lever, unhanded, bright brass finish, for use with 1 3/8" - 1 3/4" thick standard door | 1 |  | 1 Year | 903.35 | 0.15 | 767.8475
27381 | Salto | EB668362PP38--K | XS4 wide body electronic wire-free SVN escutcheon, BLE / Mifare / DESFire deadbolt privacy w/ key override function, with keypad, Columbo Robotre premium series lever, unhanded, bright brass finish, for use with 1 3/8" - 1 3/4" thick standard door | 1 |  | 1 Year | 837.2 | 0.15 | 711.62
27382 | Salto | EB668362PP38-W- | XS4 wide body electronic RF wireless SVN escutcheon, BLE / Mifare / DESFire deadbolt privacy w/ key override function, Columbo Robotre premium series lever, unhanded, bright brass finish, for use with 1 3/8" - 1 3/4" thick standard door | 1 |  | 1 Year | 959.55 | 0.15 | 815.6175
27383 | Salto | EB668362PP38-WK | XS4 wide body electronic RF wireless SVN escutcheon, BLE / Mifare / DESFire deadbolt privacy w/ key override function, with keypad, Columbo Robotre premium series lever, unhanded, bright brass finish, for use with 1 3/8" - 1 3/4" thick standard door | 1 |  | 1 Year | 1022.4 | 0.15 | 869.04
27384 | Salto | EB668362PP48--- | XS4 wide body electronic wire-free SVN escutcheon, BLE / Mifare / DESFire deadbolt privacy w/ key override function, Columbo Robotre premium series lever, unhanded, bright brass finish, for use with 1 3/4" - 2 1/4" thick door | 1 |  | 1 Year | 774.35 | 0.15 | 658.1975
27385 | Salto | EB668362PP48-A- | XS4 wide body electronic AMOK wire-free SVN escutcheon, BLE / Mifare / DESFire deadbolt privacy w/ key override function, Columbo Robotre premium series lever, unhanded, bright brass finish, for use with 1 3/4" - 2 1/4" thick door | 1 |  | 1 Year | 903.35 | 0.15 | 767.8475
27386 | Salto | EB668362PP48--K | XS4 wide body electronic wire-free SVN escutcheon, BLE / Mifare / DESFire deadbolt privacy w/ key override function, with keypad, Columbo Robotre premium series lever, unhanded, bright brass finish, for use with 1 3/4" - 2 1/4" thick door | 1 |  | 1 Year | 837.2 | 0.15 | 711.62
27387 | Salto | EB668362PP48-W- | XS4 wide body electronic RF wireless SVN escutcheon, BLE / Mifare / DESFire deadbolt privacy w/ key override function, Columbo Robotre premium series lever, unhanded, bright brass finish, for use with 1 3/4" - 2 1/4" thick door | 1 |  | 1 Year | 959.55 | 0.15 | 815.6175
27388 | Salto | EB668362PP48-WK | XS4 wide body electronic RF wireless SVN escutcheon, BLE / Mifare / DESFire deadbolt privacy w/ key override function, with keypad, Columbo Robotre premium series lever, unhanded, bright brass finish, for use with 1 3/4" - 2 1/4" thick door | 1 |  | 1 Year | 1022.4 | 0.15 | 869.04
27389 | Salto | EB668363IM38--- | XS4 wide body electronic wire-free SVN escutcheon, BLE / Mifare / DESFire deadbolt privacy w/ key override function, Columbo Robotre premium series lever, unhanded, satin stainless finish, for use with 1 3/8" - 1 3/4" thick standard door | 1 |  | 1 Year | 758.05 | 0.15 | 644.3425
27390 | Salto | EB668363IM38-A- | XS4 wide body electronic AMOK wire-free SVN escutcheon, BLE / Mifare / DESFire deadbolt privacy w/ key override function, Columbo Robotre premium series lever, unhanded, satin stainless finish, for use with 1 3/8" - 1 3/4" thick standard door | 1 |  | 1 Year | 887.05 | 0.15 | 753.9925
27391 | Salto | EB668363IM38--K | XS4 wide body electronic wire-free SVN escutcheon, BLE / Mifare / DESFire deadbolt privacy w/ key override function, with keypad, Columbo Robotre premium series lever, unhanded, satin stainless finish, for use with 1 3/8" - 1 3/4" thick standard door | 1 |  | 1 Year | 820.9 | 0.15 | 697.765
27392 | Salto | EB668363IM38-W- | XS4 wide body electronic RF wireless SVN escutcheon, BLE / Mifare / DESFire deadbolt privacy w/ key override function, Columbo Robotre premium series lever, unhanded, satin stainless finish, for use with 1 3/8" - 1 3/4" thick standard door | 1 |  | 1 Year | 943.25 | 0.15 | 801.7625
27393 | Salto | EB668363IM38-WK | XS4 wide body electronic RF wireless SVN escutcheon, BLE / Mifare / DESFire deadbolt privacy w/ key override function, with keypad, Columbo Robotre premium series lever, unhanded, satin stainless finish, for use with 1 3/8" - 1 3/4" thick standard door | 1 |  | 1 Year | 1006.1 | 0.15 | 855.185
27394 | Salto | EB668363IM48--- | XS4 wide body electronic wire-free SVN escutcheon, BLE / Mifare / DESFire deadbolt privacy w/ key override function, Columbo Robotre premium series lever, unhanded, satin stainless finish, for use with 1 3/4" - 2 1/4" thick door | 1 |  | 1 Year | 758.05 | 0.15 | 644.3425
27395 | Salto | EB668363IM48-A- | XS4 wide body electronic AMOK wire-free SVN escutcheon, BLE / Mifare / DESFire deadbolt privacy w/ key override function, Columbo Robotre premium series lever, unhanded, satin stainless finish, for use with 1 3/4" - 2 1/4" thick door | 1 |  | 1 Year | 887.05 | 0.15 | 753.9925
27396 | Salto | EB668363IM48--K | XS4 wide body electronic wire-free SVN escutcheon, BLE / Mifare / DESFire deadbolt privacy w/ key override function, with keypad, Columbo Robotre premium series lever, unhanded, satin stainless finish, for use with 1 3/4" - 2 1/4" thick door | 1 |  | 1 Year | 820.9 | 0.15 | 697.765
27397 | Salto | EB668363IM48-W- | XS4 wide body electronic RF wireless SVN escutcheon, BLE / Mifare / DESFire deadbolt privacy w/ key override function, Columbo Robotre premium series lever, unhanded, satin stainless finish, for use with 1 3/4" - 2 1/4" thick door | 1 |  | 1 Year | 943.25 | 0.15 | 801.7625
27398 | Salto | EB668363IM48-WK | XS4 wide body electronic RF wireless SVN escutcheon, BLE / Mifare / DESFire deadbolt privacy w/ key override function, with keypad, Columbo Robotre premium series lever, unhanded, satin stainless finish, for use with 1 3/4" - 2 1/4" thick door | 1 |  | 1 Year | 1006.1 | 0.15 | 855.185
27399 | Salto | EB668363IP38--- | XS4 wide body electronic wire-free SVN escutcheon, BLE / Mifare / DESFire deadbolt privacy w/ key override function, Columbo Robotre premium series lever, unhanded, bright stainless steel finish, for use with 1 3/8" - 1 3/4" thick standard door | 1 |  | 1 Year | 774.35 | 0.15 | 658.1975
27400 | Salto | EB668363IP38-A- | XS4 wide body electronic AMOK wire-free SVN escutcheon, BLE / Mifare / DESFire deadbolt privacy w/ key override function, Columbo Robotre premium series lever, unhanded, bright stainless steel finish, for use with 1 3/8" - 1 3/4" thick standard door | 1 |  | 1 Year | 903.35 | 0.15 | 767.8475
27401 | Salto | EB668363IP38--K | XS4 wide body electronic wire-free SVN escutcheon, BLE / Mifare / DESFire deadbolt privacy w/ key override function, with keypad, Columbo Robotre premium series lever, unhanded, bright stainless steel finish, for use with 1 3/8" - 1 3/4" thick standard do | 1 |  | 1 Year | 837.2 | 0.15 | 711.62
27402 | Salto | EB668363IP38-W- | XS4 wide body electronic RF wireless SVN escutcheon, BLE / Mifare / DESFire deadbolt privacy w/ key override function, Columbo Robotre premium series lever, unhanded, bright stainless steel finish, for use with 1 3/8" - 1 3/4" thick standard door | 1 |  | 1 Year | 959.55 | 0.15 | 815.6175
27403 | Salto | EB668363IP38-WK | XS4 wide body electronic RF wireless SVN escutcheon, BLE / Mifare / DESFire deadbolt privacy w/ key override function, with keypad, Columbo Robotre premium series lever, unhanded, bright stainless steel finish, for use with 1 3/8" - 1 3/4" thick standard | 1 |  | 1 Year | 1022.4 | 0.15 | 869.04
27404 | Salto | EB668363IP48--- | XS4 wide body electronic wire-free SVN escutcheon, BLE / Mifare / DESFire deadbolt privacy w/ key override function, Columbo Robotre premium series lever, unhanded, bright stainless steel finish, for use with 1 3/4" - 2 1/4" thick door | 1 |  | 1 Year | 774.35 | 0.15 | 658.1975
27405 | Salto | EB668363IP48-A- | XS4 wide body electronic AMOK wire-free SVN escutcheon, BLE / Mifare / DESFire deadbolt privacy w/ key override function, Columbo Robotre premium series lever, unhanded, bright stainless steel finish, for use with 1 3/4" - 2 1/4" thick door | 1 |  | 1 Year | 903.35 | 0.15 | 767.8475
27406 | Salto | EB668363IP48--K | XS4 wide body electronic wire-free SVN escutcheon, BLE / Mifare / DESFire deadbolt privacy w/ key override function, with keypad, Columbo Robotre premium series lever, unhanded, bright stainless steel finish, for use with 1 3/4" - 2 1/4" thick door | 1 |  | 1 Year | 837.2 | 0.15 | 711.62
27407 | Salto | EB668363IP48-W- | XS4 wide body electronic RF wireless SVN escutcheon, BLE / Mifare / DESFire deadbolt privacy w/ key override function, Columbo Robotre premium series lever, unhanded, bright stainless steel finish, for use with 1 3/4" - 2 1/4" thick door | 1 |  | 1 Year | 959.55 | 0.15 | 815.6175
27408 | Salto | EB668363IP48-WK | XS4 wide body electronic RF wireless SVN escutcheon, BLE / Mifare / DESFire deadbolt privacy w/ key override function, with keypad, Columbo Robotre premium series lever, unhanded, bright stainless steel finish, for use with 1 3/4" - 2 1/4" thick door | 1 |  | 1 Year | 1022.4 | 0.15 | 869.04
27409 | Salto | EB668363PP38--- | XS4 wide body electronic wire-free SVN escutcheon, BLE / Mifare / DESFire deadbolt privacy w/ key override function, Columbo Robotre premium series lever, unhanded, bright brass finish, for use with 1 3/8" - 1 3/4" thick standard door | 1 |  | 1 Year | 774.35 | 0.15 | 658.1975
27410 | Salto | EB668363PP38-A- | XS4 wide body electronic AMOK wire-free SVN escutcheon, BLE / Mifare / DESFire deadbolt privacy w/ key override function, Columbo Robotre premium series lever, unhanded, bright brass finish, for use with 1 3/8" - 1 3/4" thick standard door | 1 |  | 1 Year | 903.35 | 0.15 | 767.8475
27411 | Salto | EB668363PP38--K | XS4 wide body electronic wire-free SVN escutcheon, BLE / Mifare / DESFire deadbolt privacy w/ key override function, with keypad, Columbo Robotre premium series lever, unhanded, bright brass finish, for use with 1 3/8" - 1 3/4" thick standard door | 1 |  | 1 Year | 837.2 | 0.15 | 711.62
27412 | Salto | EB668363PP38-W- | XS4 wide body electronic RF wireless SVN escutcheon, BLE / Mifare / DESFire deadbolt privacy w/ key override function, Columbo Robotre premium series lever, unhanded, bright brass finish, for use with 1 3/8" - 1 3/4" thick standard door | 1 |  | 1 Year | 959.55 | 0.15 | 815.6175
27413 | Salto | EB668363PP38-WK | XS4 wide body electronic RF wireless SVN escutcheon, BLE / Mifare / DESFire deadbolt privacy w/ key override function, with keypad, Columbo Robotre premium series lever, unhanded, bright brass finish, for use with 1 3/8" - 1 3/4" thick standard door | 1 |  | 1 Year | 1022.4 | 0.15 | 869.04
27414 | Salto | EB668363PP48--- | XS4 wide body electronic wire-free SVN escutcheon, BLE / Mifare / DESFire deadbolt privacy w/ key override function, Columbo Robotre premium series lever, unhanded, bright brass finish, for use with 1 3/4" - 2 1/4" thick door | 1 |  | 1 Year | 774.35 | 0.15 | 658.1975
27415 | Salto | EB668363PP48-A- | XS4 wide body electronic AMOK wire-free SVN escutcheon, BLE / Mifare / DESFire deadbolt privacy w/ key override function, Columbo Robotre premium series lever, unhanded, bright brass finish, for use with 1 3/4" - 2 1/4" thick door | 1 |  | 1 Year | 903.35 | 0.15 | 767.8475
27416 | Salto | EB668363PP48--K | XS4 wide body electronic wire-free SVN escutcheon, BLE / Mifare / DESFire deadbolt privacy w/ key override function, with keypad, Columbo Robotre premium series lever, unhanded, bright brass finish, for use with 1 3/4" - 2 1/4" thick door | 1 |  | 1 Year | 837.2 | 0.15 | 711.62
27417 | Salto | EB668363PP48-W- | XS4 wide body electronic RF wireless SVN escutcheon, BLE / Mifare / DESFire deadbolt privacy w/ key override function, Columbo Robotre premium series lever, unhanded, bright brass finish, for use with 1 3/4" - 2 1/4" thick door | 1 |  | 1 Year | 959.55 | 0.15 | 815.6175
27418 | Salto | EB668363PP48-WK | XS4 wide body electronic RF wireless SVN escutcheon, BLE / Mifare / DESFire deadbolt privacy w/ key override function, with keypad, Columbo Robotre premium series lever, unhanded, bright brass finish, for use with 1 3/4" - 2 1/4" thick door | 1 |  | 1 Year | 1022.4 | 0.15 | 869.04
27419 | Salto | EB668461IM38--- | XS4 wide body electronic wire-free SVN escutcheon, BLE / Mifare / DESFire deadbolt privacy w/ key override function, Columbo Roboquattro premium series lever, unhanded, satin stainless finish, for use with 1 3/8" - 1 3/4" thick standard door | 1 |  | 1 Year | 758.05 | 0.15 | 644.3425
27420 | Salto | EB668461IM38-A- | XS4 wide body electronic AMOK wire-free SVN escutcheon, BLE / Mifare / DESFire deadbolt privacy w/ key override function, Columbo Roboquattro premium series lever, unhanded, satin stainless finish, for use with 1 3/8" - 1 3/4" thick standard door | 1 |  | 1 Year | 887.05 | 0.15 | 753.9925
27421 | Salto | EB668461IM38--K | XS4 wide body electronic wire-free SVN escutcheon, BLE / Mifare / DESFire deadbolt privacy w/ key override function, with keypad, Columbo Roboquattro premium series lever, unhanded, satin stainless finish, for use with 1 3/8" - 1 3/4" thick standard door | 1 |  | 1 Year | 820.9 | 0.15 | 697.765
27422 | Salto | EB668461IM38-W- | XS4 wide body electronic RF wireless SVN escutcheon, BLE / Mifare / DESFire deadbolt privacy w/ key override function, Columbo Roboquattro premium series lever, unhanded, satin stainless finish, for use with 1 3/8" - 1 3/4" thick standard door | 1 |  | 1 Year | 943.25 | 0.15 | 801.7625
27423 | Salto | EB668461IM38-WK | XS4 wide body electronic RF wireless SVN escutcheon, BLE / Mifare / DESFire deadbolt privacy w/ key override function, with keypad, Columbo Roboquattro premium series lever, unhanded, satin stainless finish, for use with 1 3/8" - 1 3/4" thick standard doo | 1 |  | 1 Year | 1006.1 | 0.15 | 855.185
27424 | Salto | EB668461IM48--- | XS4 wide body electronic wire-free SVN escutcheon, BLE / Mifare / DESFire deadbolt privacy w/ key override function, Columbo Roboquattro premium series lever, unhanded, satin stainless finish, for use with 1 3/4" - 2 1/4" thick door | 1 |  | 1 Year | 758.05 | 0.15 | 644.3425
27425 | Salto | EB668461IM48-A- | XS4 wide body electronic AMOK wire-free SVN escutcheon, BLE / Mifare / DESFire deadbolt privacy w/ key override function, Columbo Roboquattro premium series lever, unhanded, satin stainless finish, for use with 1 3/4" - 2 1/4" thick door | 1 |  | 1 Year | 887.05 | 0.15 | 753.9925
27426 | Salto | EB668461IM48--K | XS4 wide body electronic wire-free SVN escutcheon, BLE / Mifare / DESFire deadbolt privacy w/ key override function, with keypad, Columbo Roboquattro premium series lever, unhanded, satin stainless finish, for use with 1 3/4" - 2 1/4" thick door | 1 |  | 1 Year | 820.9 | 0.15 | 697.765
27427 | Salto | EB668461IM48-W- | XS4 wide body electronic RF wireless SVN escutcheon, BLE / Mifare / DESFire deadbolt privacy w/ key override function, Columbo Roboquattro premium series lever, unhanded, satin stainless finish, for use with 1 3/4" - 2 1/4" thick door | 1 |  | 1 Year | 943.25 | 0.15 | 801.7625
27428 | Salto | EB668461IM48-WK | XS4 wide body electronic RF wireless SVN escutcheon, BLE / Mifare / DESFire deadbolt privacy w/ key override function, with keypad, Columbo Roboquattro premium series lever, unhanded, satin stainless finish, for use with 1 3/4" - 2 1/4" thick door | 1 |  | 1 Year | 1006.1 | 0.15 | 855.185
27429 | Salto | EB668461IP38--- | XS4 wide body electronic wire-free SVN escutcheon, BLE / Mifare / DESFire deadbolt privacy w/ key override function, Columbo Roboquattro premium series lever, unhanded, bright stainless steel finish, for use with 1 3/8" - 1 3/4" thick standard door | 1 |  | 1 Year | 774.35 | 0.15 | 658.1975
27430 | Salto | EB668461IP38-A- | XS4 wide body electronic AMOK wire-free SVN escutcheon, BLE / Mifare / DESFire deadbolt privacy w/ key override function, Columbo Roboquattro premium series lever, unhanded, bright stainless steel finish, for use with 1 3/8" - 1 3/4" thick standard door | 1 |  | 1 Year | 903.35 | 0.15 | 767.8475
27431 | Salto | EB668461IP38--K | XS4 wide body electronic wire-free SVN escutcheon, BLE / Mifare / DESFire deadbolt privacy w/ key override function, with keypad, Columbo Roboquattro premium series lever, unhanded, bright stainless steel finish, for use with 1 3/8" - 1 3/4" thick standar | 1 |  | 1 Year | 837.2 | 0.15 | 711.62
27432 | Salto | EB668461IP38-W- | XS4 wide body electronic RF wireless SVN escutcheon, BLE / Mifare / DESFire deadbolt privacy w/ key override function, Columbo Roboquattro premium series lever, unhanded, bright stainless steel finish, for use with 1 3/8" - 1 3/4" thick standard door | 1 |  | 1 Year | 959.55 | 0.15 | 815.6175
27433 | Salto | EB668461IP38-WK | XS4 wide body electronic RF wireless SVN escutcheon, BLE / Mifare / DESFire deadbolt privacy w/ key override function, with keypad, Columbo Roboquattro premium series lever, unhanded, bright stainless steel finish, for use with 1 3/8" - 1 3/4" thick stand | 1 |  | 1 Year | 1022.4 | 0.15 | 869.04
27434 | Salto | EB668461IP48--- | XS4 wide body electronic wire-free SVN escutcheon, BLE / Mifare / DESFire deadbolt privacy w/ key override function, Columbo Roboquattro premium series lever, unhanded, bright stainless steel finish, for use with 1 3/4" - 2 1/4" thick door | 1 |  | 1 Year | 774.35 | 0.15 | 658.1975
27435 | Salto | EB668461IP48-A- | XS4 wide body electronic AMOK wire-free SVN escutcheon, BLE / Mifare / DESFire deadbolt privacy w/ key override function, Columbo Roboquattro premium series lever, unhanded, bright stainless steel finish, for use with 1 3/4" - 2 1/4" thick door | 1 |  | 1 Year | 903.35 | 0.15 | 767.8475
27436 | Salto | EB668461IP48--K | XS4 wide body electronic wire-free SVN escutcheon, BLE / Mifare / DESFire deadbolt privacy w/ key override function, with keypad, Columbo Roboquattro premium series lever, unhanded, bright stainless steel finish, for use with 1 3/4" - 2 1/4" thick door | 1 |  | 1 Year | 837.2 | 0.15 | 711.62
27437 | Salto | EB668461IP48-W- | XS4 wide body electronic RF wireless SVN escutcheon, BLE / Mifare / DESFire deadbolt privacy w/ key override function, Columbo Roboquattro premium series lever, unhanded, bright stainless steel finish, for use with 1 3/4" - 2 1/4" thick door | 1 |  | 1 Year | 959.55 | 0.15 | 815.6175
27438 | Salto | EB668461IP48-WK | XS4 wide body electronic RF wireless SVN escutcheon, BLE / Mifare / DESFire deadbolt privacy w/ key override function, with keypad, Columbo Roboquattro premium series lever, unhanded, bright stainless steel finish, for use with 1 3/4" - 2 1/4" thick door | 1 |  | 1 Year | 1022.4 | 0.15 | 869.04
27439 | Salto | EB668461PP38--- | XS4 wide body electronic wire-free SVN escutcheon, BLE / Mifare / DESFire deadbolt privacy w/ key override function, Columbo Roboquattro premium series lever, unhanded, bright brass finish, for use with 1 3/8" - 1 3/4" thick standard door | 1 |  | 1 Year | 774.35 | 0.15 | 658.1975
27440 | Salto | EB668461PP38-A- | XS4 wide body electronic AMOK wire-free SVN escutcheon, BLE / Mifare / DESFire deadbolt privacy w/ key override function, Columbo Roboquattro premium series lever, unhanded, bright brass finish, for use with 1 3/8" - 1 3/4" thick standard door | 1 |  | 1 Year | 903.35 | 0.15 | 767.8475
27441 | Salto | EB668461PP38--K | XS4 wide body electronic wire-free SVN escutcheon, BLE / Mifare / DESFire deadbolt privacy w/ key override function, with keypad, Columbo Roboquattro premium series lever, unhanded, bright brass finish, for use with 1 3/8" - 1 3/4" thick standard door | 1 |  | 1 Year | 837.2 | 0.15 | 711.62
27442 | Salto | EB668461PP38-W- | XS4 wide body electronic RF wireless SVN escutcheon, BLE / Mifare / DESFire deadbolt privacy w/ key override function, Columbo Roboquattro premium series lever, unhanded, bright brass finish, for use with 1 3/8" - 1 3/4" thick standard door | 1 |  | 1 Year | 959.55 | 0.15 | 815.6175
27443 | Salto | EB668461PP38-WK | XS4 wide body electronic RF wireless SVN escutcheon, BLE / Mifare / DESFire deadbolt privacy w/ key override function, with keypad, Columbo Roboquattro premium series lever, unhanded, bright brass finish, for use with 1 3/8" - 1 3/4" thick standard door | 1 |  | 1 Year | 1022.4 | 0.15 | 869.04
27444 | Salto | EB668461PP48--- | XS4 wide body electronic wire-free SVN escutcheon, BLE / Mifare / DESFire deadbolt privacy w/ key override function, Columbo Roboquattro premium series lever, unhanded, bright brass finish, for use with 1 3/4" - 2 1/4" thick door | 1 |  | 1 Year | 774.35 | 0.15 | 658.1975
27445 | Salto | EB668461PP48-A- | XS4 wide body electronic AMOK wire-free SVN escutcheon, BLE / Mifare / DESFire deadbolt privacy w/ key override function, Columbo Roboquattro premium series lever, unhanded, bright brass finish, for use with 1 3/4" - 2 1/4" thick door | 1 |  | 1 Year | 903.35 | 0.15 | 767.8475
27446 | Salto | EB668461PP48--K | XS4 wide body electronic wire-free SVN escutcheon, BLE / Mifare / DESFire deadbolt privacy w/ key override function, with keypad, Columbo Roboquattro premium series lever, unhanded, bright brass finish, for use with 1 3/4" - 2 1/4" thick door | 1 |  | 1 Year | 837.2 | 0.15 | 711.62
27447 | Salto | EB668461PP48-W- | XS4 wide body electronic RF wireless SVN escutcheon, BLE / Mifare / DESFire deadbolt privacy w/ key override function, Columbo Roboquattro premium series lever, unhanded, bright brass finish, for use with 1 3/4" - 2 1/4" thick door | 1 |  | 1 Year | 959.55 | 0.15 | 815.6175
27448 | Salto | EB668461PP48-WK | XS4 wide body electronic RF wireless SVN escutcheon, BLE / Mifare / DESFire deadbolt privacy w/ key override function, with keypad, Columbo Roboquattro premium series lever, unhanded, bright brass finish, for use with 1 3/4" - 2 1/4" thick door | 1 |  | 1 Year | 1022.4 | 0.15 | 869.04
27449 | Salto | EB668462IM38--- | XS4 wide body electronic wire-free SVN escutcheon, BLE / Mifare / DESFire deadbolt privacy w/ key override function, Columbo Roboquattro premium series lever, unhanded, satin stainless finish, for use with 1 3/8" - 1 3/4" thick standard door | 1 |  | 1 Year | 758.05 | 0.15 | 644.3425
27450 | Salto | EB668462IM38-A- | XS4 wide body electronic AMOK wire-free SVN escutcheon, BLE / Mifare / DESFire deadbolt privacy w/ key override function, Columbo Roboquattro premium series lever, unhanded, satin stainless finish, for use with 1 3/8" - 1 3/4" thick standard door | 1 |  | 1 Year | 887.05 | 0.15 | 753.9925
27451 | Salto | EB668462IM38--K | XS4 wide body electronic wire-free SVN escutcheon, BLE / Mifare / DESFire deadbolt privacy w/ key override function, with keypad, Columbo Roboquattro premium series lever, unhanded, satin stainless finish, for use with 1 3/8" - 1 3/4" thick standard door | 1 |  | 1 Year | 820.9 | 0.15 | 697.765
27452 | Salto | EB668462IM38-W- | XS4 wide body electronic RF wireless SVN escutcheon, BLE / Mifare / DESFire deadbolt privacy w/ key override function, Columbo Roboquattro premium series lever, unhanded, satin stainless finish, for use with 1 3/8" - 1 3/4" thick standard door | 1 |  | 1 Year | 943.25 | 0.15 | 801.7625
27453 | Salto | EB668462IM38-WK | XS4 wide body electronic RF wireless SVN escutcheon, BLE / Mifare / DESFire deadbolt privacy w/ key override function, with keypad, Columbo Roboquattro premium series lever, unhanded, satin stainless finish, for use with 1 3/8" - 1 3/4" thick standard doo | 1 |  | 1 Year | 1006.1 | 0.15 | 855.185
27454 | Salto | EB668462IM48--- | XS4 wide body electronic wire-free SVN escutcheon, BLE / Mifare / DESFire deadbolt privacy w/ key override function, Columbo Roboquattro premium series lever, unhanded, satin stainless finish, for use with 1 3/4" - 2 1/4" thick door | 1 |  | 1 Year | 758.05 | 0.15 | 644.3425
27455 | Salto | EB668462IM48-A- | XS4 wide body electronic AMOK wire-free SVN escutcheon, BLE / Mifare / DESFire deadbolt privacy w/ key override function, Columbo Roboquattro premium series lever, unhanded, satin stainless finish, for use with 1 3/4" - 2 1/4" thick door | 1 |  | 1 Year | 887.05 | 0.15 | 753.9925
27456 | Salto | EB668462IM48--K | XS4 wide body electronic wire-free SVN escutcheon, BLE / Mifare / DESFire deadbolt privacy w/ key override function, with keypad, Columbo Roboquattro premium series lever, unhanded, satin stainless finish, for use with 1 3/4" - 2 1/4" thick door | 1 |  | 1 Year | 820.9 | 0.15 | 697.765
27457 | Salto | EB668462IM48-W- | XS4 wide body electronic RF wireless SVN escutcheon, BLE / Mifare / DESFire deadbolt privacy w/ key override function, Columbo Roboquattro premium series lever, unhanded, satin stainless finish, for use with 1 3/4" - 2 1/4" thick door | 1 |  | 1 Year | 943.25 | 0.15 | 801.7625
27458 | Salto | EB668462IM48-WK | XS4 wide body electronic RF wireless SVN escutcheon, BLE / Mifare / DESFire deadbolt privacy w/ key override function, with keypad, Columbo Roboquattro premium series lever, unhanded, satin stainless finish, for use with 1 3/4" - 2 1/4" thick door | 1 |  | 1 Year | 1006.1 | 0.15 | 855.185
27459 | Salto | EB668462IP38--- | XS4 wide body electronic wire-free SVN escutcheon, BLE / Mifare / DESFire deadbolt privacy w/ key override function, Columbo Roboquattro premium series lever, unhanded, bright stainless steel finish, for use with 1 3/8" - 1 3/4" thick standard door | 1 |  | 1 Year | 774.35 | 0.15 | 658.1975
27460 | Salto | EB668462IP38-A- | XS4 wide body electronic AMOK wire-free SVN escutcheon, BLE / Mifare / DESFire deadbolt privacy w/ key override function, Columbo Roboquattro premium series lever, unhanded, bright stainless steel finish, for use with 1 3/8" - 1 3/4" thick standard door | 1 |  | 1 Year | 903.35 | 0.15 | 767.8475
27461 | Salto | EB668462IP38--K | XS4 wide body electronic wire-free SVN escutcheon, BLE / Mifare / DESFire deadbolt privacy w/ key override function, with keypad, Columbo Roboquattro premium series lever, unhanded, bright stainless steel finish, for use with 1 3/8" - 1 3/4" thick standar | 1 |  | 1 Year | 837.2 | 0.15 | 711.62
27462 | Salto | EB668462IP38-W- | XS4 wide body electronic RF wireless SVN escutcheon, BLE / Mifare / DESFire deadbolt privacy w/ key override function, Columbo Roboquattro premium series lever, unhanded, bright stainless steel finish, for use with 1 3/8" - 1 3/4" thick standard door | 1 |  | 1 Year | 959.55 | 0.15 | 815.6175
27463 | Salto | EB668462IP38-WK | XS4 wide body electronic RF wireless SVN escutcheon, BLE / Mifare / DESFire deadbolt privacy w/ key override function, with keypad, Columbo Roboquattro premium series lever, unhanded, bright stainless steel finish, for use with 1 3/8" - 1 3/4" thick stand | 1 |  | 1 Year | 1022.4 | 0.15 | 869.04
27464 | Salto | EB668462IP48--- | XS4 wide body electronic wire-free SVN escutcheon, BLE / Mifare / DESFire deadbolt privacy w/ key override function, Columbo Roboquattro premium series lever, unhanded, bright stainless steel finish, for use with 1 3/4" - 2 1/4" thick door | 1 |  | 1 Year | 774.35 | 0.15 | 658.1975
27465 | Salto | EB668462IP48-A- | XS4 wide body electronic AMOK wire-free SVN escutcheon, BLE / Mifare / DESFire deadbolt privacy w/ key override function, Columbo Roboquattro premium series lever, unhanded, bright stainless steel finish, for use with 1 3/4" - 2 1/4" thick door | 1 |  | 1 Year | 903.35 | 0.15 | 767.8475
27466 | Salto | EB668462IP48--K | XS4 wide body electronic wire-free SVN escutcheon, BLE / Mifare / DESFire deadbolt privacy w/ key override function, with keypad, Columbo Roboquattro premium series lever, unhanded, bright stainless steel finish, for use with 1 3/4" - 2 1/4" thick door | 1 |  | 1 Year | 837.2 | 0.15 | 711.62
27467 | Salto | EB668462IP48-W- | XS4 wide body electronic RF wireless SVN escutcheon, BLE / Mifare / DESFire deadbolt privacy w/ key override function, Columbo Roboquattro premium series lever, unhanded, bright stainless steel finish, for use with 1 3/4" - 2 1/4" thick door | 1 |  | 1 Year | 959.55 | 0.15 | 815.6175
27468 | Salto | EB668462IP48-WK | XS4 wide body electronic RF wireless SVN escutcheon, BLE / Mifare / DESFire deadbolt privacy w/ key override function, with keypad, Columbo Roboquattro premium series lever, unhanded, bright stainless steel finish, for use with 1 3/4" - 2 1/4" thick door | 1 |  | 1 Year | 1022.4 | 0.15 | 869.04
27469 | Salto | EB668462PP38--- | XS4 wide body electronic wire-free SVN escutcheon, BLE / Mifare / DESFire deadbolt privacy w/ key override function, Columbo Roboquattro premium series lever, unhanded, bright brass finish, for use with 1 3/8" - 1 3/4" thick standard door | 1 |  | 1 Year | 774.35 | 0.15 | 658.1975
27470 | Salto | EB668462PP38-A- | XS4 wide body electronic AMOK wire-free SVN escutcheon, BLE / Mifare / DESFire deadbolt privacy w/ key override function, Columbo Roboquattro premium series lever, unhanded, bright brass finish, for use with 1 3/8" - 1 3/4" thick standard door | 1 |  | 1 Year | 903.35 | 0.15 | 767.8475
27471 | Salto | EB668462PP38--K | XS4 wide body electronic wire-free SVN escutcheon, BLE / Mifare / DESFire deadbolt privacy w/ key override function, with keypad, Columbo Roboquattro premium series lever, unhanded, bright brass finish, for use with 1 3/8" - 1 3/4" thick standard door | 1 |  | 1 Year | 837.2 | 0.15 | 711.62
27472 | Salto | EB668462PP38-W- | XS4 wide body electronic RF wireless SVN escutcheon, BLE / Mifare / DESFire deadbolt privacy w/ key override function, Columbo Roboquattro premium series lever, unhanded, bright brass finish, for use with 1 3/8" - 1 3/4" thick standard door | 1 |  | 1 Year | 959.55 | 0.15 | 815.6175
27473 | Salto | EB668462PP38-WK | XS4 wide body electronic RF wireless SVN escutcheon, BLE / Mifare / DESFire deadbolt privacy w/ key override function, with keypad, Columbo Roboquattro premium series lever, unhanded, bright brass finish, for use with 1 3/8" - 1 3/4" thick standard door | 1 |  | 1 Year | 1022.4 | 0.15 | 869.04
27474 | Salto | EB668462PP48--- | XS4 wide body electronic wire-free SVN escutcheon, BLE / Mifare / DESFire deadbolt privacy w/ key override function, Columbo Roboquattro premium series lever, unhanded, bright brass finish, for use with 1 3/4" - 2 1/4" thick door | 1 |  | 1 Year | 774.35 | 0.15 | 658.1975
27475 | Salto | EB668462PP48-A- | XS4 wide body electronic AMOK wire-free SVN escutcheon, BLE / Mifare / DESFire deadbolt privacy w/ key override function, Columbo Roboquattro premium series lever, unhanded, bright brass finish, for use with 1 3/4" - 2 1/4" thick door | 1 |  | 1 Year | 903.35 | 0.15 | 767.8475
27476 | Salto | EB668462PP48--K | XS4 wide body electronic wire-free SVN escutcheon, BLE / Mifare / DESFire deadbolt privacy w/ key override function, with keypad, Columbo Roboquattro premium series lever, unhanded, bright brass finish, for use with 1 3/4" - 2 1/4" thick door | 1 |  | 1 Year | 837.2 | 0.15 | 711.62
27477 | Salto | EB668462PP48-W- | XS4 wide body electronic RF wireless SVN escutcheon, BLE / Mifare / DESFire deadbolt privacy w/ key override function, Columbo Roboquattro premium series lever, unhanded, bright brass finish, for use with 1 3/4" - 2 1/4" thick door | 1 |  | 1 Year | 959.55 | 0.15 | 815.6175
27478 | Salto | EB668462PP48-WK | XS4 wide body electronic RF wireless SVN escutcheon, BLE / Mifare / DESFire deadbolt privacy w/ key override function, with keypad, Columbo Roboquattro premium series lever, unhanded, bright brass finish, for use with 1 3/4" - 2 1/4" thick door | 1 |  | 1 Year | 1022.4 | 0.15 | 869.04
27479 | Salto | EB668463IM38--- | XS4 wide body electronic wire-free SVN escutcheon, BLE / Mifare / DESFire deadbolt privacy w/ key override function, Columbo Roboquattro premium series lever, unhanded, satin stainless finish, for use with 1 3/8" - 1 3/4" thick standard door | 1 |  | 1 Year | 758.05 | 0.15 | 644.3425
27480 | Salto | EB668463IM38-A- | XS4 wide body electronic AMOK wire-free SVN escutcheon, BLE / Mifare / DESFire deadbolt privacy w/ key override function, Columbo Roboquattro premium series lever, unhanded, satin stainless finish, for use with 1 3/8" - 1 3/4" thick standard door | 1 |  | 1 Year | 887.05 | 0.15 | 753.9925
27481 | Salto | EB668463IM38--K | XS4 wide body electronic wire-free SVN escutcheon, BLE / Mifare / DESFire deadbolt privacy w/ key override function, with keypad, Columbo Roboquattro premium series lever, unhanded, satin stainless finish, for use with 1 3/8" - 1 3/4" thick standard door | 1 |  | 1 Year | 820.9 | 0.15 | 697.765
27482 | Salto | EB668463IM38-W- | XS4 wide body electronic RF wireless SVN escutcheon, BLE / Mifare / DESFire deadbolt privacy w/ key override function, Columbo Roboquattro premium series lever, unhanded, satin stainless finish, for use with 1 3/8" - 1 3/4" thick standard door | 1 |  | 1 Year | 943.25 | 0.15 | 801.7625
27483 | Salto | EB668463IM38-WK | XS4 wide body electronic RF wireless SVN escutcheon, BLE / Mifare / DESFire deadbolt privacy w/ key override function, with keypad, Columbo Roboquattro premium series lever, unhanded, satin stainless finish, for use with 1 3/8" - 1 3/4" thick standard doo | 1 |  | 1 Year | 1006.1 | 0.15 | 855.185
27484 | Salto | EB668463IM48--- | XS4 wide body electronic wire-free SVN escutcheon, BLE / Mifare / DESFire deadbolt privacy w/ key override function, Columbo Roboquattro premium series lever, unhanded, satin stainless finish, for use with 1 3/4" - 2 1/4" thick door | 1 |  | 1 Year | 758.05 | 0.15 | 644.3425
27485 | Salto | EB668463IM48-A- | XS4 wide body electronic AMOK wire-free SVN escutcheon, BLE / Mifare / DESFire deadbolt privacy w/ key override function, Columbo Roboquattro premium series lever, unhanded, satin stainless finish, for use with 1 3/4" - 2 1/4" thick door | 1 |  | 1 Year | 887.05 | 0.15 | 753.9925
27486 | Salto | EB668463IM48--K | XS4 wide body electronic wire-free SVN escutcheon, BLE / Mifare / DESFire deadbolt privacy w/ key override function, with keypad, Columbo Roboquattro premium series lever, unhanded, satin stainless finish, for use with 1 3/4" - 2 1/4" thick door | 1 |  | 1 Year | 820.9 | 0.15 | 697.765
27487 | Salto | EB668463IM48-W- | XS4 wide body electronic RF wireless SVN escutcheon, BLE / Mifare / DESFire deadbolt privacy w/ key override function, Columbo Roboquattro premium series lever, unhanded, satin stainless finish, for use with 1 3/4" - 2 1/4" thick door | 1 |  | 1 Year | 943.25 | 0.15 | 801.7625
27488 | Salto | EB668463IM48-WK | XS4 wide body electronic RF wireless SVN escutcheon, BLE / Mifare / DESFire deadbolt privacy w/ key override function, with keypad, Columbo Roboquattro premium series lever, unhanded, satin stainless finish, for use with 1 3/4" - 2 1/4" thick door | 1 |  | 1 Year | 1006.1 | 0.15 | 855.185
27489 | Salto | EB668463IP38--- | XS4 wide body electronic wire-free SVN escutcheon, BLE / Mifare / DESFire deadbolt privacy w/ key override function, Columbo Roboquattro premium series lever, unhanded, bright stainless steel finish, for use with 1 3/8" - 1 3/4" thick standard door | 1 |  | 1 Year | 774.35 | 0.15 | 658.1975
27490 | Salto | EB668463IP38-A- | XS4 wide body electronic AMOK wire-free SVN escutcheon, BLE / Mifare / DESFire deadbolt privacy w/ key override function, Columbo Roboquattro premium series lever, unhanded, bright stainless steel finish, for use with 1 3/8" - 1 3/4" thick standard door | 1 |  | 1 Year | 903.35 | 0.15 | 767.8475
27491 | Salto | EB668463IP38--K | XS4 wide body electronic wire-free SVN escutcheon, BLE / Mifare / DESFire deadbolt privacy w/ key override function, with keypad, Columbo Roboquattro premium series lever, unhanded, bright stainless steel finish, for use with 1 3/8" - 1 3/4" thick standar | 1 |  | 1 Year | 837.2 | 0.15 | 711.62
27492 | Salto | EB668463IP38-W- | XS4 wide body electronic RF wireless SVN escutcheon, BLE / Mifare / DESFire deadbolt privacy w/ key override function, Columbo Roboquattro premium series lever, unhanded, bright stainless steel finish, for use with 1 3/8" - 1 3/4" thick standard door | 1 |  | 1 Year | 959.55 | 0.15 | 815.6175
27493 | Salto | EB668463IP38-WK | XS4 wide body electronic RF wireless SVN escutcheon, BLE / Mifare / DESFire deadbolt privacy w/ key override function, with keypad, Columbo Roboquattro premium series lever, unhanded, bright stainless steel finish, for use with 1 3/8" - 1 3/4" thick stand | 1 |  | 1 Year | 1022.4 | 0.15 | 869.04
27494 | Salto | EB668463IP48--- | XS4 wide body electronic wire-free SVN escutcheon, BLE / Mifare / DESFire deadbolt privacy w/ key override function, Columbo Roboquattro premium series lever, unhanded, bright stainless steel finish, for use with 1 3/4" - 2 1/4" thick door | 1 |  | 1 Year | 774.35 | 0.15 | 658.1975
27495 | Salto | EB668463IP48-A- | XS4 wide body electronic AMOK wire-free SVN escutcheon, BLE / Mifare / DESFire deadbolt privacy w/ key override function, Columbo Roboquattro premium series lever, unhanded, bright stainless steel finish, for use with 1 3/4" - 2 1/4" thick door | 1 |  | 1 Year | 903.35 | 0.15 | 767.8475
27496 | Salto | EB668463IP48--K | XS4 wide body electronic wire-free SVN escutcheon, BLE / Mifare / DESFire deadbolt privacy w/ key override function, with keypad, Columbo Roboquattro premium series lever, unhanded, bright stainless steel finish, for use with 1 3/4" - 2 1/4" thick door | 1 |  | 1 Year | 837.2 | 0.15 | 711.62
27497 | Salto | EB668463IP48-W- | XS4 wide body electronic RF wireless SVN escutcheon, BLE / Mifare / DESFire deadbolt privacy w/ key override function, Columbo Roboquattro premium series lever, unhanded, bright stainless steel finish, for use with 1 3/4" - 2 1/4" thick door | 1 |  | 1 Year | 959.55 | 0.15 | 815.6175
27498 | Salto | EB668463IP48-WK | XS4 wide body electronic RF wireless SVN escutcheon, BLE / Mifare / DESFire deadbolt privacy w/ key override function, with keypad, Columbo Roboquattro premium series lever, unhanded, bright stainless steel finish, for use with 1 3/4" - 2 1/4" thick door | 1 |  | 1 Year | 1022.4 | 0.15 | 869.04
27499 | Salto | EB668463PP38--- | XS4 wide body electronic wire-free SVN escutcheon, BLE / Mifare / DESFire deadbolt privacy w/ key override function, Columbo Roboquattro premium series lever, unhanded, bright brass finish, for use with 1 3/8" - 1 3/4" thick standard door | 1 |  | 1 Year | 774.35 | 0.15 | 658.1975
27500 | Salto | EB668463PP38-A- | XS4 wide body electronic AMOK wire-free SVN escutcheon, BLE / Mifare / DESFire deadbolt privacy w/ key override function, Columbo Roboquattro premium series lever, unhanded, bright brass finish, for use with 1 3/8" - 1 3/4" thick standard door | 1 |  | 1 Year | 903.35 | 0.15 | 767.8475
27501 | Salto | EB668463PP38--K | XS4 wide body electronic wire-free SVN escutcheon, BLE / Mifare / DESFire deadbolt privacy w/ key override function, with keypad, Columbo Roboquattro premium series lever, unhanded, bright brass finish, for use with 1 3/8" - 1 3/4" thick standard door | 1 |  | 1 Year | 837.2 | 0.15 | 711.62
27502 | Salto | EB668463PP38-W- | XS4 wide body electronic RF wireless SVN escutcheon, BLE / Mifare / DESFire deadbolt privacy w/ key override function, Columbo Roboquattro premium series lever, unhanded, bright brass finish, for use with 1 3/8" - 1 3/4" thick standard door | 1 |  | 1 Year | 959.55 | 0.15 | 815.6175
27503 | Salto | EB668463PP38-WK | XS4 wide body electronic RF wireless SVN escutcheon, BLE / Mifare / DESFire deadbolt privacy w/ key override function, with keypad, Columbo Roboquattro premium series lever, unhanded, bright brass finish, for use with 1 3/8" - 1 3/4" thick standard door | 1 |  | 1 Year | 1022.4 | 0.15 | 869.04
27504 | Salto | EB668463PP48--- | XS4 wide body electronic wire-free SVN escutcheon, BLE / Mifare / DESFire deadbolt privacy w/ key override function, Columbo Roboquattro premium series lever, unhanded, bright brass finish, for use with 1 3/4" - 2 1/4" thick door | 1 |  | 1 Year | 774.35 | 0.15 | 658.1975
27505 | Salto | EB668463PP48-A- | XS4 wide body electronic AMOK wire-free SVN escutcheon, BLE / Mifare / DESFire deadbolt privacy w/ key override function, Columbo Roboquattro premium series lever, unhanded, bright brass finish, for use with 1 3/4" - 2 1/4" thick door | 1 |  | 1 Year | 903.35 | 0.15 | 767.8475
27506 | Salto | EB668463PP48--K | XS4 wide body electronic wire-free SVN escutcheon, BLE / Mifare / DESFire deadbolt privacy w/ key override function, with keypad, Columbo Roboquattro premium series lever, unhanded, bright brass finish, for use with 1 3/4" - 2 1/4" thick door | 1 |  | 1 Year | 837.2 | 0.15 | 711.62
27507 | Salto | EB668463PP48-W- | XS4 wide body electronic RF wireless SVN escutcheon, BLE / Mifare / DESFire deadbolt privacy w/ key override function, Columbo Roboquattro premium series lever, unhanded, bright brass finish, for use with 1 3/4" - 2 1/4" thick door | 1 |  | 1 Year | 959.55 | 0.15 | 815.6175
27508 | Salto | EB668463PP48-WK | XS4 wide body electronic RF wireless SVN escutcheon, BLE / Mifare / DESFire deadbolt privacy w/ key override function, with keypad, Columbo Roboquattro premium series lever, unhanded, bright brass finish, for use with 1 3/4" - 2 1/4" thick door | 1 |  | 1 Year | 1022.4 | 0.15 | 869.04
27509 | Salto | EB668761IM38--- | XS4 wide body electronic wire-free SVN escutcheon, BLE / Mifare / DESFire deadbolt privacy w/ key override function, Columbo Mach premium series lever, unhanded, satin stainless finish, for use with 1 3/8" - 1 3/4" thick standard door | 1 |  | 1 Year | 758.05 | 0.15 | 644.3425
27510 | Salto | EB668761IM38-A- | XS4 wide body electronic AMOK wire-free SVN escutcheon, BLE / Mifare / DESFire deadbolt privacy w/ key override function, Columbo Mach premium series lever, unhanded, satin stainless finish, for use with 1 3/8" - 1 3/4" thick standard door | 1 |  | 1 Year | 887.05 | 0.15 | 753.9925
27511 | Salto | EB668761IM38--K | XS4 wide body electronic wire-free SVN escutcheon, BLE / Mifare / DESFire deadbolt privacy w/ key override function, with keypad, Columbo Mach premium series lever, unhanded, satin stainless finish, for use with 1 3/8" - 1 3/4" thick standard door | 1 |  | 1 Year | 820.9 | 0.15 | 697.765
27512 | Salto | EB668761IM38-W- | XS4 wide body electronic RF wireless SVN escutcheon, BLE / Mifare / DESFire deadbolt privacy w/ key override function, Columbo Mach premium series lever, unhanded, satin stainless finish, for use with 1 3/8" - 1 3/4" thick standard door | 1 |  | 1 Year | 943.25 | 0.15 | 801.7625
27513 | Salto | EB668761IM38-WK | XS4 wide body electronic RF wireless SVN escutcheon, BLE / Mifare / DESFire deadbolt privacy w/ key override function, with keypad, Columbo Mach premium series lever, unhanded, satin stainless finish, for use with 1 3/8" - 1 3/4" thick standard door | 1 |  | 1 Year | 1006.1 | 0.15 | 855.185
27514 | Salto | EB668761IM48--- | XS4 wide body electronic wire-free SVN escutcheon, BLE / Mifare / DESFire deadbolt privacy w/ key override function, Columbo Mach premium series lever, unhanded, satin stainless finish, for use with 1 3/4" - 2 1/4" thick door | 1 |  | 1 Year | 758.05 | 0.15 | 644.3425
27515 | Salto | EB668761IM48-A- | XS4 wide body electronic AMOK wire-free SVN escutcheon, BLE / Mifare / DESFire deadbolt privacy w/ key override function, Columbo Mach premium series lever, unhanded, satin stainless finish, for use with 1 3/4" - 2 1/4" thick door | 1 |  | 1 Year | 887.05 | 0.15 | 753.9925
27516 | Salto | EB668761IM48--K | XS4 wide body electronic wire-free SVN escutcheon, BLE / Mifare / DESFire deadbolt privacy w/ key override function, with keypad, Columbo Mach premium series lever, unhanded, satin stainless finish, for use with 1 3/4" - 2 1/4" thick door | 1 |  | 1 Year | 820.9 | 0.15 | 697.765
27517 | Salto | EB668761IM48-W- | XS4 wide body electronic RF wireless SVN escutcheon, BLE / Mifare / DESFire deadbolt privacy w/ key override function, Columbo Mach premium series lever, unhanded, satin stainless finish, for use with 1 3/4" - 2 1/4" thick door | 1 |  | 1 Year | 943.25 | 0.15 | 801.7625
27518 | Salto | EB668761IM48-WK | XS4 wide body electronic RF wireless SVN escutcheon, BLE / Mifare / DESFire deadbolt privacy w/ key override function, with keypad, Columbo Mach premium series lever, unhanded, satin stainless finish, for use with 1 3/4" - 2 1/4" thick door | 1 |  | 1 Year | 1006.1 | 0.15 | 855.185
27519 | Salto | EB668761IP38--- | XS4 wide body electronic wire-free SVN escutcheon, BLE / Mifare / DESFire deadbolt privacy w/ key override function, Columbo Mach premium series lever, unhanded, bright stainless steel finish, for use with 1 3/8" - 1 3/4" thick standard door | 1 |  | 1 Year | 774.35 | 0.15 | 658.1975
27520 | Salto | EB668761IP38-A- | XS4 wide body electronic AMOK wire-free SVN escutcheon, BLE / Mifare / DESFire deadbolt privacy w/ key override function, Columbo Mach premium series lever, unhanded, bright stainless steel finish, for use with 1 3/8" - 1 3/4" thick standard door | 1 |  | 1 Year | 903.35 | 0.15 | 767.8475
27521 | Salto | EB668761IP38--K | XS4 wide body electronic wire-free SVN escutcheon, BLE / Mifare / DESFire deadbolt privacy w/ key override function, with keypad, Columbo Mach premium series lever, unhanded, bright stainless steel finish, for use with 1 3/8" - 1 3/4" thick standard door | 1 |  | 1 Year | 837.2 | 0.15 | 711.62
27522 | Salto | EB668761IP38-W- | XS4 wide body electronic RF wireless SVN escutcheon, BLE / Mifare / DESFire deadbolt privacy w/ key override function, Columbo Mach premium series lever, unhanded, bright stainless steel finish, for use with 1 3/8" - 1 3/4" thick standard door | 1 |  | 1 Year | 959.55 | 0.15 | 815.6175
27523 | Salto | EB668761IP38-WK | XS4 wide body electronic RF wireless SVN escutcheon, BLE / Mifare / DESFire deadbolt privacy w/ key override function, with keypad, Columbo Mach premium series lever, unhanded, bright stainless steel finish, for use with 1 3/8" - 1 3/4" thick standard doo | 1 |  | 1 Year | 1022.4 | 0.15 | 869.04
27524 | Salto | EB668761IP48--- | XS4 wide body electronic wire-free SVN escutcheon, BLE / Mifare / DESFire deadbolt privacy w/ key override function, Columbo Mach premium series lever, unhanded, bright stainless steel finish, for use with 1 3/4" - 2 1/4" thick door | 1 |  | 1 Year | 774.35 | 0.15 | 658.1975
27525 | Salto | EB668761IP48-A- | XS4 wide body electronic AMOK wire-free SVN escutcheon, BLE / Mifare / DESFire deadbolt privacy w/ key override function, Columbo Mach premium series lever, unhanded, bright stainless steel finish, for use with 1 3/4" - 2 1/4" thick door | 1 |  | 1 Year | 903.35 | 0.15 | 767.8475
27526 | Salto | EB668761IP48--K | XS4 wide body electronic wire-free SVN escutcheon, BLE / Mifare / DESFire deadbolt privacy w/ key override function, with keypad, Columbo Mach premium series lever, unhanded, bright stainless steel finish, for use with 1 3/4" - 2 1/4" thick door | 1 |  | 1 Year | 837.2 | 0.15 | 711.62
27527 | Salto | EB668761IP48-W- | XS4 wide body electronic RF wireless SVN escutcheon, BLE / Mifare / DESFire deadbolt privacy w/ key override function, Columbo Mach premium series lever, unhanded, bright stainless steel finish, for use with 1 3/4" - 2 1/4" thick door | 1 |  | 1 Year | 959.55 | 0.15 | 815.6175
27528 | Salto | EB668761IP48-WK | XS4 wide body electronic RF wireless SVN escutcheon, BLE / Mifare / DESFire deadbolt privacy w/ key override function, with keypad, Columbo Mach premium series lever, unhanded, bright stainless steel finish, for use with 1 3/4" - 2 1/4" thick door | 1 |  | 1 Year | 1022.4 | 0.15 | 869.04
27529 | Salto | EB668761PP38--- | XS4 wide body electronic wire-free SVN escutcheon, BLE / Mifare / DESFire deadbolt privacy w/ key override function, Columbo Mach premium series lever, unhanded, bright brass finish, for use with 1 3/8" - 1 3/4" thick standard door | 1 |  | 1 Year | 774.35 | 0.15 | 658.1975
27530 | Salto | EB668761PP38-A- | XS4 wide body electronic AMOK wire-free SVN escutcheon, BLE / Mifare / DESFire deadbolt privacy w/ key override function, Columbo Mach premium series lever, unhanded, bright brass finish, for use with 1 3/8" - 1 3/4" thick standard door | 1 |  | 1 Year | 903.35 | 0.15 | 767.8475
27531 | Salto | EB668761PP38--K | XS4 wide body electronic wire-free SVN escutcheon, BLE / Mifare / DESFire deadbolt privacy w/ key override function, with keypad, Columbo Mach premium series lever, unhanded, bright brass finish, for use with 1 3/8" - 1 3/4" thick standard door | 1 |  | 1 Year | 837.2 | 0.15 | 711.62
27532 | Salto | EB668761PP38-W- | XS4 wide body electronic RF wireless SVN escutcheon, BLE / Mifare / DESFire deadbolt privacy w/ key override function, Columbo Mach premium series lever, unhanded, bright brass finish, for use with 1 3/8" - 1 3/4" thick standard door | 1 |  | 1 Year | 959.55 | 0.15 | 815.6175
27533 | Salto | EB668761PP38-WK | XS4 wide body electronic RF wireless SVN escutcheon, BLE / Mifare / DESFire deadbolt privacy w/ key override function, with keypad, Columbo Mach premium series lever, unhanded, bright brass finish, for use with 1 3/8" - 1 3/4" thick standard door | 1 |  | 1 Year | 1022.4 | 0.15 | 869.04
27534 | Salto | EB668761PP48--- | XS4 wide body electronic wire-free SVN escutcheon, BLE / Mifare / DESFire deadbolt privacy w/ key override function, Columbo Mach premium series lever, unhanded, bright brass finish, for use with 1 3/4" - 2 1/4" thick door | 1 |  | 1 Year | 774.35 | 0.15 | 658.1975
27535 | Salto | EB668761PP48-A- | XS4 wide body electronic AMOK wire-free SVN escutcheon, BLE / Mifare / DESFire deadbolt privacy w/ key override function, Columbo Mach premium series lever, unhanded, bright brass finish, for use with 1 3/4" - 2 1/4" thick door | 1 |  | 1 Year | 903.35 | 0.15 | 767.8475
27536 | Salto | EB668761PP48--K | XS4 wide body electronic wire-free SVN escutcheon, BLE / Mifare / DESFire deadbolt privacy w/ key override function, with keypad, Columbo Mach premium series lever, unhanded, bright brass finish, for use with 1 3/4" - 2 1/4" thick door | 1 |  | 1 Year | 837.2 | 0.15 | 711.62
27537 | Salto | EB668761PP48-W- | XS4 wide body electronic RF wireless SVN escutcheon, BLE / Mifare / DESFire deadbolt privacy w/ key override function, Columbo Mach premium series lever, unhanded, bright brass finish, for use with 1 3/4" - 2 1/4" thick door | 1 |  | 1 Year | 959.55 | 0.15 | 815.6175
27538 | Salto | EB668761PP48-WK | XS4 wide body electronic RF wireless SVN escutcheon, BLE / Mifare / DESFire deadbolt privacy w/ key override function, with keypad, Columbo Mach premium series lever, unhanded, bright brass finish, for use with 1 3/4" - 2 1/4" thick door | 1 |  | 1 Year | 1022.4 | 0.15 | 869.04
27539 | Salto | EB668762IM38--- | XS4 wide body electronic wire-free SVN escutcheon, BLE / Mifare / DESFire deadbolt privacy w/ key override function, Columbo Mach premium series lever, unhanded, satin stainless finish, for use with 1 3/8" - 1 3/4" thick standard door | 1 |  | 1 Year | 758.05 | 0.15 | 644.3425
27540 | Salto | EB668762IM38-A- | XS4 wide body electronic AMOK wire-free SVN escutcheon, BLE / Mifare / DESFire deadbolt privacy w/ key override function, Columbo Mach premium series lever, unhanded, satin stainless finish, for use with 1 3/8" - 1 3/4" thick standard door | 1 |  | 1 Year | 887.05 | 0.15 | 753.9925
27541 | Salto | EB668762IM38--K | XS4 wide body electronic wire-free SVN escutcheon, BLE / Mifare / DESFire deadbolt privacy w/ key override function, with keypad, Columbo Mach premium series lever, unhanded, satin stainless finish, for use with 1 3/8" - 1 3/4" thick standard door | 1 |  | 1 Year | 820.9 | 0.15 | 697.765
27542 | Salto | EB668762IM38-W- | XS4 wide body electronic RF wireless SVN escutcheon, BLE / Mifare / DESFire deadbolt privacy w/ key override function, Columbo Mach premium series lever, unhanded, satin stainless finish, for use with 1 3/8" - 1 3/4" thick standard door | 1 |  | 1 Year | 943.25 | 0.15 | 801.7625
27543 | Salto | EB668762IM38-WK | XS4 wide body electronic RF wireless SVN escutcheon, BLE / Mifare / DESFire deadbolt privacy w/ key override function, with keypad, Columbo Mach premium series lever, unhanded, satin stainless finish, for use with 1 3/8" - 1 3/4" thick standard door | 1 |  | 1 Year | 1006.1 | 0.15 | 855.185
27544 | Salto | EB668762IM48--- | XS4 wide body electronic wire-free SVN escutcheon, BLE / Mifare / DESFire deadbolt privacy w/ key override function, Columbo Mach premium series lever, unhanded, satin stainless finish, for use with 1 3/4" - 2 1/4" thick door | 1 |  | 1 Year | 758.05 | 0.15 | 644.3425
27545 | Salto | EB668762IM48-A- | XS4 wide body electronic AMOK wire-free SVN escutcheon, BLE / Mifare / DESFire deadbolt privacy w/ key override function, Columbo Mach premium series lever, unhanded, satin stainless finish, for use with 1 3/4" - 2 1/4" thick door | 1 |  | 1 Year | 887.05 | 0.15 | 753.9925
27546 | Salto | EB668762IM48--K | XS4 wide body electronic wire-free SVN escutcheon, BLE / Mifare / DESFire deadbolt privacy w/ key override function, with keypad, Columbo Mach premium series lever, unhanded, satin stainless finish, for use with 1 3/4" - 2 1/4" thick door | 1 |  | 1 Year | 820.9 | 0.15 | 697.765
27547 | Salto | EB668762IM48-W- | XS4 wide body electronic RF wireless SVN escutcheon, BLE / Mifare / DESFire deadbolt privacy w/ key override function, Columbo Mach premium series lever, unhanded, satin stainless finish, for use with 1 3/4" - 2 1/4" thick door | 1 |  | 1 Year | 943.25 | 0.15 | 801.7625
27548 | Salto | EB668762IM48-WK | XS4 wide body electronic RF wireless SVN escutcheon, BLE / Mifare / DESFire deadbolt privacy w/ key override function, with keypad, Columbo Mach premium series lever, unhanded, satin stainless finish, for use with 1 3/4" - 2 1/4" thick door | 1 |  | 1 Year | 1006.1 | 0.15 | 855.185
27549 | Salto | EB668762IP38--- | XS4 wide body electronic wire-free SVN escutcheon, BLE / Mifare / DESFire deadbolt privacy w/ key override function, Columbo Mach premium series lever, unhanded, bright stainless steel finish, for use with 1 3/8" - 1 3/4" thick standard door | 1 |  | 1 Year | 774.35 | 0.15 | 658.1975
27550 | Salto | EB668762IP38-A- | XS4 wide body electronic AMOK wire-free SVN escutcheon, BLE / Mifare / DESFire deadbolt privacy w/ key override function, Columbo Mach premium series lever, unhanded, bright stainless steel finish, for use with 1 3/8" - 1 3/4" thick standard door | 1 |  | 1 Year | 903.35 | 0.15 | 767.8475
27551 | Salto | EB668762IP38--K | XS4 wide body electronic wire-free SVN escutcheon, BLE / Mifare / DESFire deadbolt privacy w/ key override function, with keypad, Columbo Mach premium series lever, unhanded, bright stainless steel finish, for use with 1 3/8" - 1 3/4" thick standard door | 1 |  | 1 Year | 837.2 | 0.15 | 711.62
27552 | Salto | EB668762IP38-W- | XS4 wide body electronic RF wireless SVN escutcheon, BLE / Mifare / DESFire deadbolt privacy w/ key override function, Columbo Mach premium series lever, unhanded, bright stainless steel finish, for use with 1 3/8" - 1 3/4" thick standard door | 1 |  | 1 Year | 959.55 | 0.15 | 815.6175
27553 | Salto | EB668762IP38-WK | XS4 wide body electronic RF wireless SVN escutcheon, BLE / Mifare / DESFire deadbolt privacy w/ key override function, with keypad, Columbo Mach premium series lever, unhanded, bright stainless steel finish, for use with 1 3/8" - 1 3/4" thick standard doo | 1 |  | 1 Year | 1022.4 | 0.15 | 869.04
27554 | Salto | EB668762IP48--- | XS4 wide body electronic wire-free SVN escutcheon, BLE / Mifare / DESFire deadbolt privacy w/ key override function, Columbo Mach premium series lever, unhanded, bright stainless steel finish, for use with 1 3/4" - 2 1/4" thick door | 1 |  | 1 Year | 774.35 | 0.15 | 658.1975
27555 | Salto | EB668762IP48-A- | XS4 wide body electronic AMOK wire-free SVN escutcheon, BLE / Mifare / DESFire deadbolt privacy w/ key override function, Columbo Mach premium series lever, unhanded, bright stainless steel finish, for use with 1 3/4" - 2 1/4" thick door | 1 |  | 1 Year | 903.35 | 0.15 | 767.8475
27556 | Salto | EB668762IP48--K | XS4 wide body electronic wire-free SVN escutcheon, BLE / Mifare / DESFire deadbolt privacy w/ key override function, with keypad, Columbo Mach premium series lever, unhanded, bright stainless steel finish, for use with 1 3/4" - 2 1/4" thick door | 1 |  | 1 Year | 837.2 | 0.15 | 711.62
27557 | Salto | EB668762IP48-W- | XS4 wide body electronic RF wireless SVN escutcheon, BLE / Mifare / DESFire deadbolt privacy w/ key override function, Columbo Mach premium series lever, unhanded, bright stainless steel finish, for use with 1 3/4" - 2 1/4" thick door | 1 |  | 1 Year | 959.55 | 0.15 | 815.6175
27558 | Salto | EB668762IP48-WK | XS4 wide body electronic RF wireless SVN escutcheon, BLE / Mifare / DESFire deadbolt privacy w/ key override function, with keypad, Columbo Mach premium series lever, unhanded, bright stainless steel finish, for use with 1 3/4" - 2 1/4" thick door | 1 |  | 1 Year | 1022.4 | 0.15 | 869.04
27559 | Salto | EB668762PP38--- | XS4 wide body electronic wire-free SVN escutcheon, BLE / Mifare / DESFire deadbolt privacy w/ key override function, Columbo Mach premium series lever, unhanded, bright brass finish, for use with 1 3/8" - 1 3/4" thick standard door | 1 |  | 1 Year | 774.35 | 0.15 | 658.1975
27560 | Salto | EB668762PP38-A- | XS4 wide body electronic AMOK wire-free SVN escutcheon, BLE / Mifare / DESFire deadbolt privacy w/ key override function, Columbo Mach premium series lever, unhanded, bright brass finish, for use with 1 3/8" - 1 3/4" thick standard door | 1 |  | 1 Year | 903.35 | 0.15 | 767.8475
27561 | Salto | EB668762PP38--K | XS4 wide body electronic wire-free SVN escutcheon, BLE / Mifare / DESFire deadbolt privacy w/ key override function, with keypad, Columbo Mach premium series lever, unhanded, bright brass finish, for use with 1 3/8" - 1 3/4" thick standard door | 1 |  | 1 Year | 837.2 | 0.15 | 711.62
27562 | Salto | EB668762PP38-W- | XS4 wide body electronic RF wireless SVN escutcheon, BLE / Mifare / DESFire deadbolt privacy w/ key override function, Columbo Mach premium series lever, unhanded, bright brass finish, for use with 1 3/8" - 1 3/4" thick standard door | 1 |  | 1 Year | 959.55 | 0.15 | 815.6175
27563 | Salto | EB668762PP38-WK | XS4 wide body electronic RF wireless SVN escutcheon, BLE / Mifare / DESFire deadbolt privacy w/ key override function, with keypad, Columbo Mach premium series lever, unhanded, bright brass finish, for use with 1 3/8" - 1 3/4" thick standard door | 1 |  | 1 Year | 1022.4 | 0.15 | 869.04
27564 | Salto | EB668762PP48--- | XS4 wide body electronic wire-free SVN escutcheon, BLE / Mifare / DESFire deadbolt privacy w/ key override function, Columbo Mach premium series lever, unhanded, bright brass finish, for use with 1 3/4" - 2 1/4" thick door | 1 |  | 1 Year | 774.35 | 0.15 | 658.1975
27565 | Salto | EB668762PP48-A- | XS4 wide body electronic AMOK wire-free SVN escutcheon, BLE / Mifare / DESFire deadbolt privacy w/ key override function, Columbo Mach premium series lever, unhanded, bright brass finish, for use with 1 3/4" - 2 1/4" thick door | 1 |  | 1 Year | 903.35 | 0.15 | 767.8475
27566 | Salto | EB668762PP48--K | XS4 wide body electronic wire-free SVN escutcheon, BLE / Mifare / DESFire deadbolt privacy w/ key override function, with keypad, Columbo Mach premium series lever, unhanded, bright brass finish, for use with 1 3/4" - 2 1/4" thick door | 1 |  | 1 Year | 837.2 | 0.15 | 711.62
27567 | Salto | EB668762PP48-W- | XS4 wide body electronic RF wireless SVN escutcheon, BLE / Mifare / DESFire deadbolt privacy w/ key override function, Columbo Mach premium series lever, unhanded, bright brass finish, for use with 1 3/4" - 2 1/4" thick door | 1 |  | 1 Year | 959.55 | 0.15 | 815.6175
27568 | Salto | EB668762PP48-WK | XS4 wide body electronic RF wireless SVN escutcheon, BLE / Mifare / DESFire deadbolt privacy w/ key override function, with keypad, Columbo Mach premium series lever, unhanded, bright brass finish, for use with 1 3/4" - 2 1/4" thick door | 1 |  | 1 Year | 1022.4 | 0.15 | 869.04
27569 | Salto | EB668763IM38--- | XS4 wide body electronic wire-free SVN escutcheon, BLE / Mifare / DESFire deadbolt privacy w/ key override function, Columbo Mach premium series lever, unhanded, satin stainless finish, for use with 1 3/8" - 1 3/4" thick standard door | 1 |  | 1 Year | 758.05 | 0.15 | 644.3425
27570 | Salto | EB668763IM38-A- | XS4 wide body electronic AMOK wire-free SVN escutcheon, BLE / Mifare / DESFire deadbolt privacy w/ key override function, Columbo Mach premium series lever, unhanded, satin stainless finish, for use with 1 3/8" - 1 3/4" thick standard door | 1 |  | 1 Year | 887.05 | 0.15 | 753.9925
27571 | Salto | EB668763IM38--K | XS4 wide body electronic wire-free SVN escutcheon, BLE / Mifare / DESFire deadbolt privacy w/ key override function, with keypad, Columbo Mach premium series lever, unhanded, satin stainless finish, for use with 1 3/8" - 1 3/4" thick standard door | 1 |  | 1 Year | 820.9 | 0.15 | 697.765
27572 | Salto | EB668763IM38-W- | XS4 wide body electronic RF wireless SVN escutcheon, BLE / Mifare / DESFire deadbolt privacy w/ key override function, Columbo Mach premium series lever, unhanded, satin stainless finish, for use with 1 3/8" - 1 3/4" thick standard door | 1 |  | 1 Year | 943.25 | 0.15 | 801.7625
27573 | Salto | EB668763IM38-WK | XS4 wide body electronic RF wireless SVN escutcheon, BLE / Mifare / DESFire deadbolt privacy w/ key override function, with keypad, Columbo Mach premium series lever, unhanded, satin stainless finish, for use with 1 3/8" - 1 3/4" thick standard door | 1 |  | 1 Year | 1006.1 | 0.15 | 855.185
27574 | Salto | EB668763IM48--- | XS4 wide body electronic wire-free SVN escutcheon, BLE / Mifare / DESFire deadbolt privacy w/ key override function, Columbo Mach premium series lever, unhanded, satin stainless finish, for use with 1 3/4" - 2 1/4" thick door | 1 |  | 1 Year | 758.05 | 0.15 | 644.3425
27575 | Salto | EB668763IM48-A- | XS4 wide body electronic AMOK wire-free SVN escutcheon, BLE / Mifare / DESFire deadbolt privacy w/ key override function, Columbo Mach premium series lever, unhanded, satin stainless finish, for use with 1 3/4" - 2 1/4" thick door | 1 |  | 1 Year | 887.05 | 0.15 | 753.9925
27576 | Salto | EB668763IM48--K | XS4 wide body electronic wire-free SVN escutcheon, BLE / Mifare / DESFire deadbolt privacy w/ key override function, with keypad, Columbo Mach premium series lever, unhanded, satin stainless finish, for use with 1 3/4" - 2 1/4" thick door | 1 |  | 1 Year | 820.9 | 0.15 | 697.765
27577 | Salto | EB668763IM48-W- | XS4 wide body electronic RF wireless SVN escutcheon, BLE / Mifare / DESFire deadbolt privacy w/ key override function, Columbo Mach premium series lever, unhanded, satin stainless finish, for use with 1 3/4" - 2 1/4" thick door | 1 |  | 1 Year | 943.25 | 0.15 | 801.7625
27578 | Salto | EB668763IM48-WK | XS4 wide body electronic RF wireless SVN escutcheon, BLE / Mifare / DESFire deadbolt privacy w/ key override function, with keypad, Columbo Mach premium series lever, unhanded, satin stainless finish, for use with 1 3/4" - 2 1/4" thick door | 1 |  | 1 Year | 1006.1 | 0.15 | 855.185
27579 | Salto | EB668763IP38--- | XS4 wide body electronic wire-free SVN escutcheon, BLE / Mifare / DESFire deadbolt privacy w/ key override function, Columbo Mach premium series lever, unhanded, bright stainless steel finish, for use with 1 3/8" - 1 3/4" thick standard door | 1 |  | 1 Year | 774.35 | 0.15 | 658.1975
27580 | Salto | EB668763IP38-A- | XS4 wide body electronic AMOK wire-free SVN escutcheon, BLE / Mifare / DESFire deadbolt privacy w/ key override function, Columbo Mach premium series lever, unhanded, bright stainless steel finish, for use with 1 3/8" - 1 3/4" thick standard door | 1 |  | 1 Year | 903.35 | 0.15 | 767.8475
27581 | Salto | EB668763IP38--K | XS4 wide body electronic wire-free SVN escutcheon, BLE / Mifare / DESFire deadbolt privacy w/ key override function, with keypad, Columbo Mach premium series lever, unhanded, bright stainless steel finish, for use with 1 3/8" - 1 3/4" thick standard door | 1 |  | 1 Year | 837.2 | 0.15 | 711.62
27582 | Salto | EB668763IP38-W- | XS4 wide body electronic RF wireless SVN escutcheon, BLE / Mifare / DESFire deadbolt privacy w/ key override function, Columbo Mach premium series lever, unhanded, bright stainless steel finish, for use with 1 3/8" - 1 3/4" thick standard door | 1 |  | 1 Year | 959.55 | 0.15 | 815.6175
27583 | Salto | EB668763IP38-WK | XS4 wide body electronic RF wireless SVN escutcheon, BLE / Mifare / DESFire deadbolt privacy w/ key override function, with keypad, Columbo Mach premium series lever, unhanded, bright stainless steel finish, for use with 1 3/8" - 1 3/4" thick standard doo | 1 |  | 1 Year | 1022.4 | 0.15 | 869.04
27584 | Salto | EB668763IP48--- | XS4 wide body electronic wire-free SVN escutcheon, BLE / Mifare / DESFire deadbolt privacy w/ key override function, Columbo Mach premium series lever, unhanded, bright stainless steel finish, for use with 1 3/4" - 2 1/4" thick door | 1 |  | 1 Year | 774.35 | 0.15 | 658.1975
27585 | Salto | EB668763IP48-A- | XS4 wide body electronic AMOK wire-free SVN escutcheon, BLE / Mifare / DESFire deadbolt privacy w/ key override function, Columbo Mach premium series lever, unhanded, bright stainless steel finish, for use with 1 3/4" - 2 1/4" thick door | 1 |  | 1 Year | 903.35 | 0.15 | 767.8475
27586 | Salto | EB668763IP48--K | XS4 wide body electronic wire-free SVN escutcheon, BLE / Mifare / DESFire deadbolt privacy w/ key override function, with keypad, Columbo Mach premium series lever, unhanded, bright stainless steel finish, for use with 1 3/4" - 2 1/4" thick door | 1 |  | 1 Year | 837.2 | 0.15 | 711.62
27587 | Salto | EB668763IP48-W- | XS4 wide body electronic RF wireless SVN escutcheon, BLE / Mifare / DESFire deadbolt privacy w/ key override function, Columbo Mach premium series lever, unhanded, bright stainless steel finish, for use with 1 3/4" - 2 1/4" thick door | 1 |  | 1 Year | 959.55 | 0.15 | 815.6175
27588 | Salto | EB668763IP48-WK | XS4 wide body electronic RF wireless SVN escutcheon, BLE / Mifare / DESFire deadbolt privacy w/ key override function, with keypad, Columbo Mach premium series lever, unhanded, bright stainless steel finish, for use with 1 3/4" - 2 1/4" thick door | 1 |  | 1 Year | 1022.4 | 0.15 | 869.04
27589 | Salto | EB668763PP38--- | XS4 wide body electronic wire-free SVN escutcheon, BLE / Mifare / DESFire deadbolt privacy w/ key override function, Columbo Mach premium series lever, unhanded, bright brass finish, for use with 1 3/8" - 1 3/4" thick standard door | 1 |  | 1 Year | 774.35 | 0.15 | 658.1975
27590 | Salto | EB668763PP38-A- | XS4 wide body electronic AMOK wire-free SVN escutcheon, BLE / Mifare / DESFire deadbolt privacy w/ key override function, Columbo Mach premium series lever, unhanded, bright brass finish, for use with 1 3/8" - 1 3/4" thick standard door | 1 |  | 1 Year | 903.35 | 0.15 | 767.8475
27591 | Salto | EB668763PP38--K | XS4 wide body electronic wire-free SVN escutcheon, BLE / Mifare / DESFire deadbolt privacy w/ key override function, with keypad, Columbo Mach premium series lever, unhanded, bright brass finish, for use with 1 3/8" - 1 3/4" thick standard door | 1 |  | 1 Year | 837.2 | 0.15 | 711.62
27592 | Salto | EB668763PP38-W- | XS4 wide body electronic RF wireless SVN escutcheon, BLE / Mifare / DESFire deadbolt privacy w/ key override function, Columbo Mach premium series lever, unhanded, bright brass finish, for use with 1 3/8" - 1 3/4" thick standard door | 1 |  | 1 Year | 959.55 | 0.15 | 815.6175
27593 | Salto | EB668763PP38-WK | XS4 wide body electronic RF wireless SVN escutcheon, BLE / Mifare / DESFire deadbolt privacy w/ key override function, with keypad, Columbo Mach premium series lever, unhanded, bright brass finish, for use with 1 3/8" - 1 3/4" thick standard door | 1 |  | 1 Year | 1022.4 | 0.15 | 869.04
27594 | Salto | EB668763PP48--- | XS4 wide body electronic wire-free SVN escutcheon, BLE / Mifare / DESFire deadbolt privacy w/ key override function, Columbo Mach premium series lever, unhanded, bright brass finish, for use with 1 3/4" - 2 1/4" thick door | 1 |  | 1 Year | 774.35 | 0.15 | 658.1975
27595 | Salto | EB668763PP48-A- | XS4 wide body electronic AMOK wire-free SVN escutcheon, BLE / Mifare / DESFire deadbolt privacy w/ key override function, Columbo Mach premium series lever, unhanded, bright brass finish, for use with 1 3/4" - 2 1/4" thick door | 1 |  | 1 Year | 903.35 | 0.15 | 767.8475
27596 | Salto | EB668763PP48--K | XS4 wide body electronic wire-free SVN escutcheon, BLE / Mifare / DESFire deadbolt privacy w/ key override function, with keypad, Columbo Mach premium series lever, unhanded, bright brass finish, for use with 1 3/4" - 2 1/4" thick door | 1 |  | 1 Year | 837.2 | 0.15 | 711.62
27597 | Salto | EB668763PP48-W- | XS4 wide body electronic RF wireless SVN escutcheon, BLE / Mifare / DESFire deadbolt privacy w/ key override function, Columbo Mach premium series lever, unhanded, bright brass finish, for use with 1 3/4" - 2 1/4" thick door | 1 |  | 1 Year | 959.55 | 0.15 | 815.6175
27598 | Salto | EB668763PP48-WK | XS4 wide body electronic RF wireless SVN escutcheon, BLE / Mifare / DESFire deadbolt privacy w/ key override function, with keypad, Columbo Mach premium series lever, unhanded, bright brass finish, for use with 1 3/4" - 2 1/4" thick door | 1 |  | 1 Year | 1022.4 | 0.15 | 869.04
27599 | Salto | EB668A61BC38--- | XS4 wide body electronic wire-free SVN escutcheon, BLE / Mifare / DESFire deadbolt privacy w/ key override function, A lever, unhanded, BioCote antimicrobial finish, for use with 1 3/8" - 1 3/4" thick standard door | 1 |  | 1 Year | 764.15 | 0.15 | 649.5275
27600 | Salto | EB668A61BC38-A- | XS4 wide body electronic AMOK wire-free SVN escutcheon, BLE / Mifare / DESFire deadbolt privacy w/ key override function, A lever, unhanded, BioCote antimicrobial finish, for use with 1 3/8" - 1 3/4" thick standard door | 1 |  | 1 Year | 893.15 | 0.15 | 759.1775
27601 | Salto | EB668A61BC38--K | XS4 wide body electronic wire-free SVN escutcheon, BLE / Mifare / DESFire deadbolt privacy w/ key override function, with keypad, A lever, unhanded, BioCote antimicrobial finish, for use with 1 3/8" - 1 3/4" thick standard door | 1 |  | 1 Year | 827 | 0.15 | 702.95
27602 | Salto | EB668A61BC38-W- | XS4 wide body electronic RF wireless SVN escutcheon, BLE / Mifare / DESFire deadbolt privacy w/ key override function, A lever, unhanded, BioCote antimicrobial finish, for use with 1 3/8" - 1 3/4" thick standard door | 1 |  | 1 Year | 949.35 | 0.15 | 806.9475
27603 | Salto | EB668A61BC38-WK | XS4 wide body electronic RF wireless SVN escutcheon, BLE / Mifare / DESFire deadbolt privacy w/ key override function, with keypad, A lever, unhanded, BioCote antimicrobial finish, for use with 1 3/8" - 1 3/4" thick standard door | 1 |  | 1 Year | 1012.2 | 0.15 | 860.37
27604 | Salto | EB668A61BC48--- | XS4 wide body electronic wire-free SVN escutcheon, BLE / Mifare / DESFire deadbolt privacy w/ key override function, A lever, unhanded, BioCote antimicrobial finish, for use with 1 3/4" - 2 1/4" thick door | 1 |  | 1 Year | 764.15 | 0.15 | 649.5275
27605 | Salto | EB668A61BC48-A- | XS4 wide body electronic AMOK wire-free SVN escutcheon, BLE / Mifare / DESFire deadbolt privacy w/ key override function, A lever, unhanded, BioCote antimicrobial finish, for use with 1 3/4" - 2 1/4" thick door | 1 |  | 1 Year | 893.15 | 0.15 | 759.1775
27606 | Salto | EB668A61BC48--K | XS4 wide body electronic wire-free SVN escutcheon, BLE / Mifare / DESFire deadbolt privacy w/ key override function, with keypad, A lever, unhanded, BioCote antimicrobial finish, for use with 1 3/4" - 2 1/4" thick door | 1 |  | 1 Year | 827 | 0.15 | 702.95
27607 | Salto | EB668A61BC48-W- | XS4 wide body electronic RF wireless SVN escutcheon, BLE / Mifare / DESFire deadbolt privacy w/ key override function, A lever, unhanded, BioCote antimicrobial finish, for use with 1 3/4" - 2 1/4" thick door | 1 |  | 1 Year | 949.35 | 0.15 | 806.9475
27608 | Salto | EB668A61BC48-WK | XS4 wide body electronic RF wireless SVN escutcheon, BLE / Mifare / DESFire deadbolt privacy w/ key override function, with keypad, A lever, unhanded, BioCote antimicrobial finish, for use with 1 3/4" - 2 1/4" thick door | 1 |  | 1 Year | 1012.2 | 0.15 | 860.37
27609 | Salto | EB668A61IA38--- | XS4 wide body electronic wire-free SVN escutcheon, BLE / Mifare / DESFire deadbolt privacy w/ key override function, A lever, unhanded, antique brass finish, for use with 1 3/8" - 1 3/4" thick standard door | 1 |  | 1 Year | 764.15 | 0.15 | 649.5275
27610 | Salto | EB668A61IA38-A- | XS4 wide body electronic AMOK wire-free SVN escutcheon, BLE / Mifare / DESFire deadbolt privacy w/ key override function, A lever, unhanded, antique brass finish, for use with 1 3/8" - 1 3/4" thick standard door | 1 |  | 1 Year | 893.15 | 0.15 | 759.1775
27611 | Salto | EB668A61IA38--K | XS4 wide body electronic wire-free SVN escutcheon, BLE / Mifare / DESFire deadbolt privacy w/ key override function, with keypad, A lever, unhanded, antique brass finish, for use with 1 3/8" - 1 3/4" thick standard door | 1 |  | 1 Year | 827 | 0.15 | 702.95
27612 | Salto | EB668A61IA38-W- | XS4 wide body electronic RF wireless SVN escutcheon, BLE / Mifare / DESFire deadbolt privacy w/ key override function, A lever, unhanded, antique brass finish, for use with 1 3/8" - 1 3/4" thick standard door | 1 |  | 1 Year | 949.35 | 0.15 | 806.9475
27613 | Salto | EB668A61IA38-WK | XS4 wide body electronic RF wireless SVN escutcheon, BLE / Mifare / DESFire deadbolt privacy w/ key override function, with keypad, A lever, unhanded, antique brass finish, for use with 1 3/8" - 1 3/4" thick standard door | 1 |  | 1 Year | 1012.2 | 0.15 | 860.37
27614 | Salto | EB668A61IA48--- | XS4 wide body electronic wire-free SVN escutcheon, BLE / Mifare / DESFire deadbolt privacy w/ key override function, A lever, unhanded, antique brass finish, for use with 1 3/4" - 2 1/4" thick door | 1 |  | 1 Year | 764.15 | 0.15 | 649.5275
27615 | Salto | EB668A61IA48-A- | XS4 wide body electronic AMOK wire-free SVN escutcheon, BLE / Mifare / DESFire deadbolt privacy w/ key override function, A lever, unhanded, antique brass finish, for use with 1 3/4" - 2 1/4" thick door | 1 |  | 1 Year | 893.15 | 0.15 | 759.1775
27616 | Salto | EB668A61IA48--K | XS4 wide body electronic wire-free SVN escutcheon, BLE / Mifare / DESFire deadbolt privacy w/ key override function, with keypad, A lever, unhanded, antique brass finish, for use with 1 3/4" - 2 1/4" thick door | 1 |  | 1 Year | 827 | 0.15 | 702.95
27617 | Salto | EB668A61IA48-W- | XS4 wide body electronic RF wireless SVN escutcheon, BLE / Mifare / DESFire deadbolt privacy w/ key override function, A lever, unhanded, antique brass finish, for use with 1 3/4" - 2 1/4" thick door | 1 |  | 1 Year | 949.35 | 0.15 | 806.9475
27618 | Salto | EB668A61IA48-WK | XS4 wide body electronic RF wireless SVN escutcheon, BLE / Mifare / DESFire deadbolt privacy w/ key override function, with keypad, A lever, unhanded, antique brass finish, for use with 1 3/4" - 2 1/4" thick door | 1 |  | 1 Year | 1012.2 | 0.15 | 860.37
27619 | Salto | EB668A61IM38--- | XS4 wide body electronic wire-free SVN escutcheon, BLE / Mifare / DESFire deadbolt privacy w/ key override function, A lever, unhanded, satin stainless finish, for use with 1 3/8" - 1 3/4" thick standard door | 1 |  | 1 Year | 712.15 | 0.15 | 605.3275
27620 | Salto | EB668A61IM38-A- | XS4 wide body electronic AMOK wire-free SVN escutcheon, BLE / Mifare / DESFire deadbolt privacy w/ key override function, A lever, unhanded, satin stainless finish, for use with 1 3/8" - 1 3/4" thick standard door | 1 |  | 1 Year | 841.15 | 0.15 | 714.9775
27621 | Salto | EB668A61IM38--K | XS4 wide body electronic wire-free SVN escutcheon, BLE / Mifare / DESFire deadbolt privacy w/ key override function, with keypad, A lever, unhanded, satin stainless finish, for use with 1 3/8" - 1 3/4" thick standard door | 1 |  | 1 Year | 775 | 0.15 | 658.75
27622 | Salto | EB668A61IM38-W- | XS4 wide body electronic RF wireless SVN escutcheon, BLE / Mifare / DESFire deadbolt privacy w/ key override function, A lever, unhanded, satin stainless finish, for use with 1 3/8" - 1 3/4" thick standard door | 1 |  | 1 Year | 897.35 | 0.15 | 762.7475
27623 | Salto | EB668A61IM38-WK | XS4 wide body electronic RF wireless SVN escutcheon, BLE / Mifare / DESFire deadbolt privacy w/ key override function, with keypad, A lever, unhanded, satin stainless finish, for use with 1 3/8" - 1 3/4" thick standard door | 1 |  | 1 Year | 960.2 | 0.15 | 816.17
27624 | Salto | EB668A61IM48--- | XS4 wide body electronic wire-free SVN escutcheon, BLE / Mifare / DESFire deadbolt privacy w/ key override function, A lever, unhanded, satin stainless finish, for use with 1 3/4" - 2 1/4" thick door | 1 |  | 1 Year | 712.15 | 0.15 | 605.3275
27625 | Salto | EB668A61IM48-A- | XS4 wide body electronic AMOK wire-free SVN escutcheon, BLE / Mifare / DESFire deadbolt privacy w/ key override function, A lever, unhanded, satin stainless finish, for use with 1 3/4" - 2 1/4" thick door | 1 |  | 1 Year | 841.15 | 0.15 | 714.9775
27626 | Salto | EB668A61IM48--K | XS4 wide body electronic wire-free SVN escutcheon, BLE / Mifare / DESFire deadbolt privacy w/ key override function, with keypad, A lever, unhanded, satin stainless finish, for use with 1 3/4" - 2 1/4" thick door | 1 |  | 1 Year | 775 | 0.15 | 658.75
27627 | Salto | EB668A61IM48-W- | XS4 wide body electronic RF wireless SVN escutcheon, BLE / Mifare / DESFire deadbolt privacy w/ key override function, A lever, unhanded, satin stainless finish, for use with 1 3/4" - 2 1/4" thick door | 1 |  | 1 Year | 897.35 | 0.15 | 762.7475
27628 | Salto | EB668A61IM48-WK | XS4 wide body electronic RF wireless SVN escutcheon, BLE / Mifare / DESFire deadbolt privacy w/ key override function, with keypad, A lever, unhanded, satin stainless finish, for use with 1 3/4" - 2 1/4" thick door | 1 |  | 1 Year | 960.2 | 0.15 | 816.17
27629 | Salto | EB668A61IP38--- | XS4 wide body electronic wire-free SVN escutcheon, BLE / Mifare / DESFire deadbolt privacy w/ key override function, A lever, unhanded, bright stainless steel finish, for use with 1 3/8" - 1 3/4" thick standard door | 1 |  | 1 Year | 728.45 | 0.15 | 619.1825
27630 | Salto | EB668A61IP38-A- | XS4 wide body electronic AMOK wire-free SVN escutcheon, BLE / Mifare / DESFire deadbolt privacy w/ key override function, A lever, unhanded, bright stainless steel finish, for use with 1 3/8" - 1 3/4" thick standard door | 1 |  | 1 Year | 857.45 | 0.15 | 728.8325
27631 | Salto | EB668A61IP38--K | XS4 wide body electronic wire-free SVN escutcheon, BLE / Mifare / DESFire deadbolt privacy w/ key override function, with keypad, A lever, unhanded, bright stainless steel finish, for use with 1 3/8" - 1 3/4" thick standard door | 1 |  | 1 Year | 791.3 | 0.15 | 672.605
27632 | Salto | EB668A61IP38-W- | XS4 wide body electronic RF wireless SVN escutcheon, BLE / Mifare / DESFire deadbolt privacy w/ key override function, A lever, unhanded, bright stainless steel finish, for use with 1 3/8" - 1 3/4" thick standard door | 1 |  | 1 Year | 913.65 | 0.15 | 776.6025
27633 | Salto | EB668A61IP38-WK | XS4 wide body electronic RF wireless SVN escutcheon, BLE / Mifare / DESFire deadbolt privacy w/ key override function, with keypad, A lever, unhanded, bright stainless steel finish, for use with 1 3/8" - 1 3/4" thick standard door | 1 |  | 1 Year | 976.5 | 0.15 | 830.025
27634 | Salto | EB668A61IP48--- | XS4 wide body electronic wire-free SVN escutcheon, BLE / Mifare / DESFire deadbolt privacy w/ key override function, A lever, unhanded, bright stainless steel finish, for use with 1 3/4" - 2 1/4" thick door | 1 |  | 1 Year | 728.45 | 0.15 | 619.1825
27635 | Salto | EB668A61IP48-A- | XS4 wide body electronic AMOK wire-free SVN escutcheon, BLE / Mifare / DESFire deadbolt privacy w/ key override function, A lever, unhanded, bright stainless steel finish, for use with 1 3/4" - 2 1/4" thick door | 1 |  | 1 Year | 857.45 | 0.15 | 728.8325
27636 | Salto | EB668A61IP48--K | XS4 wide body electronic wire-free SVN escutcheon, BLE / Mifare / DESFire deadbolt privacy w/ key override function, with keypad, A lever, unhanded, bright stainless steel finish, for use with 1 3/4" - 2 1/4" thick door | 1 |  | 1 Year | 791.3 | 0.15 | 672.605
27637 | Salto | EB668A61IP48-W- | XS4 wide body electronic RF wireless SVN escutcheon, BLE / Mifare / DESFire deadbolt privacy w/ key override function, A lever, unhanded, bright stainless steel finish, for use with 1 3/4" - 2 1/4" thick door | 1 |  | 1 Year | 913.65 | 0.15 | 776.6025
27638 | Salto | EB668A61IP48-WK | XS4 wide body electronic RF wireless SVN escutcheon, BLE / Mifare / DESFire deadbolt privacy w/ key override function, with keypad, A lever, unhanded, bright stainless steel finish, for use with 1 3/4" - 2 1/4" thick door | 1 |  | 1 Year | 976.5 | 0.15 | 830.025
27639 | Salto | EB668A61NE38--- | XS4 wide body electronic wire-free SVN escutcheon, BLE / Mifare / DESFire deadbolt privacy w/ key override function, A lever, unhanded, black chromium finish, for use with 1 3/8" - 1 3/4" thick standard door | 1 |  | 1 Year | 746.85 | 0.15 | 634.8225
27640 | Salto | EB668A61NE38-A- | XS4 wide body electronic AMOK wire-free SVN escutcheon, BLE / Mifare / DESFire deadbolt privacy w/ key override function, A lever, unhanded, black chromium finish, for use with 1 3/8" - 1 3/4" thick standard door | 1 |  | 1 Year | 875.85 | 0.15 | 744.4725
27641 | Salto | EB668A61NE38--K | XS4 wide body electronic wire-free SVN escutcheon, BLE / Mifare / DESFire deadbolt privacy w/ key override function, with keypad, A lever, unhanded, black chromium finish, for use with 1 3/8" - 1 3/4" thick standard door | 1 |  | 1 Year | 809.7 | 0.15 | 688.245
27642 | Salto | EB668A61NE38-W- | XS4 wide body electronic RF wireless SVN escutcheon, BLE / Mifare / DESFire deadbolt privacy w/ key override function, A lever, unhanded, black chromium finish, for use with 1 3/8" - 1 3/4" thick standard door | 1 |  | 1 Year | 932.05 | 0.15 | 792.2425
27643 | Salto | EB668A61NE38-WK | XS4 wide body electronic RF wireless SVN escutcheon, BLE / Mifare / DESFire deadbolt privacy w/ key override function, with keypad, A lever, unhanded, black chromium finish, for use with 1 3/8" - 1 3/4" thick standard door | 1 |  | 1 Year | 994.9 | 0.15 | 845.665
27644 | Salto | EB668A61NE48--- | XS4 wide body electronic wire-free SVN escutcheon, BLE / Mifare / DESFire deadbolt privacy w/ key override function, A lever, unhanded, black chromium finish, for use with 1 3/4" - 2 1/4" thick door | 1 |  | 1 Year | 746.85 | 0.15 | 634.8225
27645 | Salto | EB668A61NE48-A- | XS4 wide body electronic AMOK wire-free SVN escutcheon, BLE / Mifare / DESFire deadbolt privacy w/ key override function, A lever, unhanded, black chromium finish, for use with 1 3/4" - 2 1/4" thick door | 1 |  | 1 Year | 875.85 | 0.15 | 744.4725
27646 | Salto | EB668A61NE48--K | XS4 wide body electronic wire-free SVN escutcheon, BLE / Mifare / DESFire deadbolt privacy w/ key override function, with keypad, A lever, unhanded, black chromium finish, for use with 1 3/4" - 2 1/4" thick door | 1 |  | 1 Year | 809.7 | 0.15 | 688.245
27647 | Salto | EB668A61NE48-W- | XS4 wide body electronic RF wireless SVN escutcheon, BLE / Mifare / DESFire deadbolt privacy w/ key override function, A lever, unhanded, black chromium finish, for use with 1 3/4" - 2 1/4" thick door | 1 |  | 1 Year | 932.05 | 0.15 | 792.2425
27648 | Salto | EB668A61NE48-WK | XS4 wide body electronic RF wireless SVN escutcheon, BLE / Mifare / DESFire deadbolt privacy w/ key override function, with keypad, A lever, unhanded, black chromium finish, for use with 1 3/4" - 2 1/4" thick door | 1 |  | 1 Year | 994.9 | 0.15 | 845.665
27649 | Salto | EB668A61PM38--- | XS4 wide body electronic wire-free SVN escutcheon, BLE / Mifare / DESFire deadbolt privacy w/ key override function, A lever, unhanded, satin brass finish, for use with 1 3/8" - 1 3/4" thick standard door | 1 |  | 1 Year | 712.15 | 0.15 | 605.3275
27650 | Salto | EB668A61PM38-A- | XS4 wide body electronic AMOK wire-free SVN escutcheon, BLE / Mifare / DESFire deadbolt privacy w/ key override function, A lever, unhanded, satin brass finish, for use with 1 3/8" - 1 3/4" thick standard door | 1 |  | 1 Year | 841.15 | 0.15 | 714.9775
27651 | Salto | EB668A61PM38--K | XS4 wide body electronic wire-free SVN escutcheon, BLE / Mifare / DESFire deadbolt privacy w/ key override function, with keypad, A lever, unhanded, satin brass finish, for use with 1 3/8" - 1 3/4" thick standard door | 1 |  | 1 Year | 775 | 0.15 | 658.75
27652 | Salto | EB668A61PM38-W- | XS4 wide body electronic RF wireless SVN escutcheon, BLE / Mifare / DESFire deadbolt privacy w/ key override function, A lever, unhanded, satin brass finish, for use with 1 3/8" - 1 3/4" thick standard door | 1 |  | 1 Year | 897.35 | 0.15 | 762.7475
27653 | Salto | EB668A61PM38-WK | XS4 wide body electronic RF wireless SVN escutcheon, BLE / Mifare / DESFire deadbolt privacy w/ key override function, with keypad, A lever, unhanded, satin brass finish, for use with 1 3/8" - 1 3/4" thick standard door | 1 |  | 1 Year | 960.2 | 0.15 | 816.17
27654 | Salto | EB668A61PM48--- | XS4 wide body electronic wire-free SVN escutcheon, BLE / Mifare / DESFire deadbolt privacy w/ key override function, A lever, unhanded, satin brass finish, for use with 1 3/4" - 2 1/4" thick door | 1 |  | 1 Year | 712.15 | 0.15 | 605.3275
27655 | Salto | EB668A61PM48-A- | XS4 wide body electronic AMOK wire-free SVN escutcheon, BLE / Mifare / DESFire deadbolt privacy w/ key override function, A lever, unhanded, satin brass finish, for use with 1 3/4" - 2 1/4" thick door | 1 |  | 1 Year | 841.15 | 0.15 | 714.9775
27656 | Salto | EB668A61PM48--K | XS4 wide body electronic wire-free SVN escutcheon, BLE / Mifare / DESFire deadbolt privacy w/ key override function, with keypad, A lever, unhanded, satin brass finish, for use with 1 3/4" - 2 1/4" thick door | 1 |  | 1 Year | 775 | 0.15 | 658.75
27657 | Salto | EB668A61PM48-W- | XS4 wide body electronic RF wireless SVN escutcheon, BLE / Mifare / DESFire deadbolt privacy w/ key override function, A lever, unhanded, satin brass finish, for use with 1 3/4" - 2 1/4" thick door | 1 |  | 1 Year | 897.35 | 0.15 | 762.7475
27658 | Salto | EB668A61PM48-WK | XS4 wide body electronic RF wireless SVN escutcheon, BLE / Mifare / DESFire deadbolt privacy w/ key override function, with keypad, A lever, unhanded, satin brass finish, for use with 1 3/4" - 2 1/4" thick door | 1 |  | 1 Year | 960.2 | 0.15 | 816.17
27659 | Salto | EB668A61PP38--- | XS4 wide body electronic wire-free SVN escutcheon, BLE / Mifare / DESFire deadbolt privacy w/ key override function, A lever, unhanded, bright brass finish, for use with 1 3/8" - 1 3/4" thick standard door | 1 |  | 1 Year | 728.45 | 0.15 | 619.1825
27660 | Salto | EB668A61PP38-A- | XS4 wide body electronic AMOK wire-free SVN escutcheon, BLE / Mifare / DESFire deadbolt privacy w/ key override function, A lever, unhanded, bright brass finish, for use with 1 3/8" - 1 3/4" thick standard door | 1 |  | 1 Year | 857.45 | 0.15 | 728.8325
27661 | Salto | EB668A61PP38--K | XS4 wide body electronic wire-free SVN escutcheon, BLE / Mifare / DESFire deadbolt privacy w/ key override function, with keypad, A lever, unhanded, bright brass finish, for use with 1 3/8" - 1 3/4" thick standard door | 1 |  | 1 Year | 791.3 | 0.15 | 672.605
27662 | Salto | EB668A61PP38-W- | XS4 wide body electronic RF wireless SVN escutcheon, BLE / Mifare / DESFire deadbolt privacy w/ key override function, A lever, unhanded, bright brass finish, for use with 1 3/8" - 1 3/4" thick standard door | 1 |  | 1 Year | 913.65 | 0.15 | 776.6025
27663 | Salto | EB668A61PP38-WK | XS4 wide body electronic RF wireless SVN escutcheon, BLE / Mifare / DESFire deadbolt privacy w/ key override function, with keypad, A lever, unhanded, bright brass finish, for use with 1 3/8" - 1 3/4" thick standard door | 1 |  | 1 Year | 976.5 | 0.15 | 830.025
27664 | Salto | EB668A61PP48--- | XS4 wide body electronic wire-free SVN escutcheon, BLE / Mifare / DESFire deadbolt privacy w/ key override function, A lever, unhanded, bright brass finish, for use with 1 3/4" - 2 1/4" thick door | 1 |  | 1 Year | 728.45 | 0.15 | 619.1825
27665 | Salto | EB668A61PP48-A- | XS4 wide body electronic AMOK wire-free SVN escutcheon, BLE / Mifare / DESFire deadbolt privacy w/ key override function, A lever, unhanded, bright brass finish, for use with 1 3/4" - 2 1/4" thick door | 1 |  | 1 Year | 857.45 | 0.15 | 728.8325
27666 | Salto | EB668A61PP48--K | XS4 wide body electronic wire-free SVN escutcheon, BLE / Mifare / DESFire deadbolt privacy w/ key override function, with keypad, A lever, unhanded, bright brass finish, for use with 1 3/4" - 2 1/4" thick door | 1 |  | 1 Year | 791.3 | 0.15 | 672.605
27667 | Salto | EB668A61PP48-W- | XS4 wide body electronic RF wireless SVN escutcheon, BLE / Mifare / DESFire deadbolt privacy w/ key override function, A lever, unhanded, bright brass finish, for use with 1 3/4" - 2 1/4" thick door | 1 |  | 1 Year | 913.65 | 0.15 | 776.6025
27668 | Salto | EB668A61PP48-WK | XS4 wide body electronic RF wireless SVN escutcheon, BLE / Mifare / DESFire deadbolt privacy w/ key override function, with keypad, A lever, unhanded, bright brass finish, for use with 1 3/4" - 2 1/4" thick door | 1 |  | 1 Year | 976.5 | 0.15 | 830.025
27669 | Salto | EB668A62BC38--- | XS4 wide body electronic wire-free SVN escutcheon, BLE / Mifare / DESFire deadbolt privacy w/ key override function, A lever, unhanded, BioCote antimicrobial finish, for use with 1 3/8" - 1 3/4" thick standard door | 1 |  | 1 Year | 764.15 | 0.15 | 649.5275
27670 | Salto | EB668A62BC38-A- | XS4 wide body electronic AMOK wire-free SVN escutcheon, BLE / Mifare / DESFire deadbolt privacy w/ key override function, A lever, unhanded, BioCote antimicrobial finish, for use with 1 3/8" - 1 3/4" thick standard door | 1 |  | 1 Year | 893.15 | 0.15 | 759.1775
27671 | Salto | EB668A62BC38--K | XS4 wide body electronic wire-free SVN escutcheon, BLE / Mifare / DESFire deadbolt privacy w/ key override function, with keypad, A lever, unhanded, BioCote antimicrobial finish, for use with 1 3/8" - 1 3/4" thick standard door | 1 |  | 1 Year | 827 | 0.15 | 702.95
27672 | Salto | EB668A62BC38-W- | XS4 wide body electronic RF wireless SVN escutcheon, BLE / Mifare / DESFire deadbolt privacy w/ key override function, A lever, unhanded, BioCote antimicrobial finish, for use with 1 3/8" - 1 3/4" thick standard door | 1 |  | 1 Year | 949.35 | 0.15 | 806.9475
27673 | Salto | EB668A62BC38-WK | XS4 wide body electronic RF wireless SVN escutcheon, BLE / Mifare / DESFire deadbolt privacy w/ key override function, with keypad, A lever, unhanded, BioCote antimicrobial finish, for use with 1 3/8" - 1 3/4" thick standard door | 1 |  | 1 Year | 1012.2 | 0.15 | 860.37
27674 | Salto | EB668A62BC48--- | XS4 wide body electronic wire-free SVN escutcheon, BLE / Mifare / DESFire deadbolt privacy w/ key override function, A lever, unhanded, BioCote antimicrobial finish, for use with 1 3/4" - 2 1/4" thick door | 1 |  | 1 Year | 764.15 | 0.15 | 649.5275
27675 | Salto | EB668A62BC48-A- | XS4 wide body electronic AMOK wire-free SVN escutcheon, BLE / Mifare / DESFire deadbolt privacy w/ key override function, A lever, unhanded, BioCote antimicrobial finish, for use with 1 3/4" - 2 1/4" thick door | 1 |  | 1 Year | 893.15 | 0.15 | 759.1775
27676 | Salto | EB668A62BC48--K | XS4 wide body electronic wire-free SVN escutcheon, BLE / Mifare / DESFire deadbolt privacy w/ key override function, with keypad, A lever, unhanded, BioCote antimicrobial finish, for use with 1 3/4" - 2 1/4" thick door | 1 |  | 1 Year | 827 | 0.15 | 702.95
27677 | Salto | EB668A62BC48-W- | XS4 wide body electronic RF wireless SVN escutcheon, BLE / Mifare / DESFire deadbolt privacy w/ key override function, A lever, unhanded, BioCote antimicrobial finish, for use with 1 3/4" - 2 1/4" thick door | 1 |  | 1 Year | 949.35 | 0.15 | 806.9475
27678 | Salto | EB668A62BC48-WK | XS4 wide body electronic RF wireless SVN escutcheon, BLE / Mifare / DESFire deadbolt privacy w/ key override function, with keypad, A lever, unhanded, BioCote antimicrobial finish, for use with 1 3/4" - 2 1/4" thick door | 1 |  | 1 Year | 1012.2 | 0.15 | 860.37
27679 | Salto | EB668A62IA38--- | XS4 wide body electronic wire-free SVN escutcheon, BLE / Mifare / DESFire deadbolt privacy w/ key override function, A lever, unhanded, antique brass finish, for use with 1 3/8" - 1 3/4" thick standard door | 1 |  | 1 Year | 764.15 | 0.15 | 649.5275
27680 | Salto | EB668A62IA38-A- | XS4 wide body electronic AMOK wire-free SVN escutcheon, BLE / Mifare / DESFire deadbolt privacy w/ key override function, A lever, unhanded, antique brass finish, for use with 1 3/8" - 1 3/4" thick standard door | 1 |  | 1 Year | 893.15 | 0.15 | 759.1775
27681 | Salto | EB668A62IA38--K | XS4 wide body electronic wire-free SVN escutcheon, BLE / Mifare / DESFire deadbolt privacy w/ key override function, with keypad, A lever, unhanded, antique brass finish, for use with 1 3/8" - 1 3/4" thick standard door | 1 |  | 1 Year | 827 | 0.15 | 702.95
27682 | Salto | EB668A62IA38-W- | XS4 wide body electronic RF wireless SVN escutcheon, BLE / Mifare / DESFire deadbolt privacy w/ key override function, A lever, unhanded, antique brass finish, for use with 1 3/8" - 1 3/4" thick standard door | 1 |  | 1 Year | 949.35 | 0.15 | 806.9475
27683 | Salto | EB668A62IA38-WK | XS4 wide body electronic RF wireless SVN escutcheon, BLE / Mifare / DESFire deadbolt privacy w/ key override function, with keypad, A lever, unhanded, antique brass finish, for use with 1 3/8" - 1 3/4" thick standard door | 1 |  | 1 Year | 1012.2 | 0.15 | 860.37
27684 | Salto | EB668A62IA48--- | XS4 wide body electronic wire-free SVN escutcheon, BLE / Mifare / DESFire deadbolt privacy w/ key override function, A lever, unhanded, antique brass finish, for use with 1 3/4" - 2 1/4" thick door | 1 |  | 1 Year | 764.15 | 0.15 | 649.5275
27685 | Salto | EB668A62IA48-A- | XS4 wide body electronic AMOK wire-free SVN escutcheon, BLE / Mifare / DESFire deadbolt privacy w/ key override function, A lever, unhanded, antique brass finish, for use with 1 3/4" - 2 1/4" thick door | 1 |  | 1 Year | 893.15 | 0.15 | 759.1775
27686 | Salto | EB668A62IA48--K | XS4 wide body electronic wire-free SVN escutcheon, BLE / Mifare / DESFire deadbolt privacy w/ key override function, with keypad, A lever, unhanded, antique brass finish, for use with 1 3/4" - 2 1/4" thick door | 1 |  | 1 Year | 827 | 0.15 | 702.95
27687 | Salto | EB668A62IA48-W- | XS4 wide body electronic RF wireless SVN escutcheon, BLE / Mifare / DESFire deadbolt privacy w/ key override function, A lever, unhanded, antique brass finish, for use with 1 3/4" - 2 1/4" thick door | 1 |  | 1 Year | 949.35 | 0.15 | 806.9475
27688 | Salto | EB668A62IA48-WK | XS4 wide body electronic RF wireless SVN escutcheon, BLE / Mifare / DESFire deadbolt privacy w/ key override function, with keypad, A lever, unhanded, antique brass finish, for use with 1 3/4" - 2 1/4" thick door | 1 |  | 1 Year | 1012.2 | 0.15 | 860.37
27689 | Salto | EB668A62IM38--- | XS4 wide body electronic wire-free SVN escutcheon, BLE / Mifare / DESFire deadbolt privacy w/ key override function, A lever, unhanded, satin stainless finish, for use with 1 3/8" - 1 3/4" thick standard door | 1 |  | 1 Year | 712.15 | 0.15 | 605.3275
27690 | Salto | EB668A62IM38-A- | XS4 wide body electronic AMOK wire-free SVN escutcheon, BLE / Mifare / DESFire deadbolt privacy w/ key override function, A lever, unhanded, satin stainless finish, for use with 1 3/8" - 1 3/4" thick standard door | 1 |  | 1 Year | 841.15 | 0.15 | 714.9775
27691 | Salto | EB668A62IM38--K | XS4 wide body electronic wire-free SVN escutcheon, BLE / Mifare / DESFire deadbolt privacy w/ key override function, with keypad, A lever, unhanded, satin stainless finish, for use with 1 3/8" - 1 3/4" thick standard door | 1 |  | 1 Year | 775 | 0.15 | 658.75
27692 | Salto | EB668A62IM38-W- | XS4 wide body electronic RF wireless SVN escutcheon, BLE / Mifare / DESFire deadbolt privacy w/ key override function, A lever, unhanded, satin stainless finish, for use with 1 3/8" - 1 3/4" thick standard door | 1 |  | 1 Year | 897.35 | 0.15 | 762.7475
27693 | Salto | EB668A62IM38-WK | XS4 wide body electronic RF wireless SVN escutcheon, BLE / Mifare / DESFire deadbolt privacy w/ key override function, with keypad, A lever, unhanded, satin stainless finish, for use with 1 3/8" - 1 3/4" thick standard door | 1 |  | 1 Year | 960.2 | 0.15 | 816.17
27694 | Salto | EB668A62IM48--- | XS4 wide body electronic wire-free SVN escutcheon, BLE / Mifare / DESFire deadbolt privacy w/ key override function, A lever, unhanded, satin stainless finish, for use with 1 3/4" - 2 1/4" thick door | 1 |  | 1 Year | 712.15 | 0.15 | 605.3275
27695 | Salto | EB668A62IM48-A- | XS4 wide body electronic AMOK wire-free SVN escutcheon, BLE / Mifare / DESFire deadbolt privacy w/ key override function, A lever, unhanded, satin stainless finish, for use with 1 3/4" - 2 1/4" thick door | 1 |  | 1 Year | 841.15 | 0.15 | 714.9775
27696 | Salto | EB668A62IM48--K | XS4 wide body electronic wire-free SVN escutcheon, BLE / Mifare / DESFire deadbolt privacy w/ key override function, with keypad, A lever, unhanded, satin stainless finish, for use with 1 3/4" - 2 1/4" thick door | 1 |  | 1 Year | 775 | 0.15 | 658.75
27697 | Salto | EB668A62IM48-W- | XS4 wide body electronic RF wireless SVN escutcheon, BLE / Mifare / DESFire deadbolt privacy w/ key override function, A lever, unhanded, satin stainless finish, for use with 1 3/4" - 2 1/4" thick door | 1 |  | 1 Year | 897.35 | 0.15 | 762.7475
27698 | Salto | EB668A62IM48-WK | XS4 wide body electronic RF wireless SVN escutcheon, BLE / Mifare / DESFire deadbolt privacy w/ key override function, with keypad, A lever, unhanded, satin stainless finish, for use with 1 3/4" - 2 1/4" thick door | 1 |  | 1 Year | 960.2 | 0.15 | 816.17
27699 | Salto | EB668A62IP38--- | XS4 wide body electronic wire-free SVN escutcheon, BLE / Mifare / DESFire deadbolt privacy w/ key override function, A lever, unhanded, bright stainless steel finish, for use with 1 3/8" - 1 3/4" thick standard door | 1 |  | 1 Year | 728.45 | 0.15 | 619.1825
27700 | Salto | EB668A62IP38-A- | XS4 wide body electronic AMOK wire-free SVN escutcheon, BLE / Mifare / DESFire deadbolt privacy w/ key override function, A lever, unhanded, bright stainless steel finish, for use with 1 3/8" - 1 3/4" thick standard door | 1 |  | 1 Year | 857.45 | 0.15 | 728.8325
27701 | Salto | EB668A62IP38--K | XS4 wide body electronic wire-free SVN escutcheon, BLE / Mifare / DESFire deadbolt privacy w/ key override function, with keypad, A lever, unhanded, bright stainless steel finish, for use with 1 3/8" - 1 3/4" thick standard door | 1 |  | 1 Year | 791.3 | 0.15 | 672.605
27702 | Salto | EB668A62IP38-W- | XS4 wide body electronic RF wireless SVN escutcheon, BLE / Mifare / DESFire deadbolt privacy w/ key override function, A lever, unhanded, bright stainless steel finish, for use with 1 3/8" - 1 3/4" thick standard door | 1 |  | 1 Year | 913.65 | 0.15 | 776.6025
27703 | Salto | EB668A62IP38-WK | XS4 wide body electronic RF wireless SVN escutcheon, BLE / Mifare / DESFire deadbolt privacy w/ key override function, with keypad, A lever, unhanded, bright stainless steel finish, for use with 1 3/8" - 1 3/4" thick standard door | 1 |  | 1 Year | 976.5 | 0.15 | 830.025
27704 | Salto | EB668A62IP48--- | XS4 wide body electronic wire-free SVN escutcheon, BLE / Mifare / DESFire deadbolt privacy w/ key override function, A lever, unhanded, bright stainless steel finish, for use with 1 3/4" - 2 1/4" thick door | 1 |  | 1 Year | 728.45 | 0.15 | 619.1825
27705 | Salto | EB668A62IP48-A- | XS4 wide body electronic AMOK wire-free SVN escutcheon, BLE / Mifare / DESFire deadbolt privacy w/ key override function, A lever, unhanded, bright stainless steel finish, for use with 1 3/4" - 2 1/4" thick door | 1 |  | 1 Year | 857.45 | 0.15 | 728.8325
27706 | Salto | EB668A62IP48--K | XS4 wide body electronic wire-free SVN escutcheon, BLE / Mifare / DESFire deadbolt privacy w/ key override function, with keypad, A lever, unhanded, bright stainless steel finish, for use with 1 3/4" - 2 1/4" thick door | 1 |  | 1 Year | 791.3 | 0.15 | 672.605
27707 | Salto | EB668A62IP48-W- | XS4 wide body electronic RF wireless SVN escutcheon, BLE / Mifare / DESFire deadbolt privacy w/ key override function, A lever, unhanded, bright stainless steel finish, for use with 1 3/4" - 2 1/4" thick door | 1 |  | 1 Year | 913.65 | 0.15 | 776.6025
27708 | Salto | EB668A62IP48-WK | XS4 wide body electronic RF wireless SVN escutcheon, BLE / Mifare / DESFire deadbolt privacy w/ key override function, with keypad, A lever, unhanded, bright stainless steel finish, for use with 1 3/4" - 2 1/4" thick door | 1 |  | 1 Year | 976.5 | 0.15 | 830.025
27709 | Salto | EB668A62NE38--- | XS4 wide body electronic wire-free SVN escutcheon, BLE / Mifare / DESFire deadbolt privacy w/ key override function, A lever, unhanded, black chromium finish, for use with 1 3/8" - 1 3/4" thick standard door | 1 |  | 1 Year | 746.85 | 0.15 | 634.8225
27710 | Salto | EB668A62NE38-A- | XS4 wide body electronic AMOK wire-free SVN escutcheon, BLE / Mifare / DESFire deadbolt privacy w/ key override function, A lever, unhanded, black chromium finish, for use with 1 3/8" - 1 3/4" thick standard door | 1 |  | 1 Year | 875.85 | 0.15 | 744.4725
27711 | Salto | EB668A62NE38--K | XS4 wide body electronic wire-free SVN escutcheon, BLE / Mifare / DESFire deadbolt privacy w/ key override function, with keypad, A lever, unhanded, black chromium finish, for use with 1 3/8" - 1 3/4" thick standard door | 1 |  | 1 Year | 809.7 | 0.15 | 688.245
27712 | Salto | EB668A62NE38-W- | XS4 wide body electronic RF wireless SVN escutcheon, BLE / Mifare / DESFire deadbolt privacy w/ key override function, A lever, unhanded, black chromium finish, for use with 1 3/8" - 1 3/4" thick standard door | 1 |  | 1 Year | 932.05 | 0.15 | 792.2425
27713 | Salto | EB668A62NE38-WK | XS4 wide body electronic RF wireless SVN escutcheon, BLE / Mifare / DESFire deadbolt privacy w/ key override function, with keypad, A lever, unhanded, black chromium finish, for use with 1 3/8" - 1 3/4" thick standard door | 1 |  | 1 Year | 994.9 | 0.15 | 845.665
27714 | Salto | EB668A62NE48--- | XS4 wide body electronic wire-free SVN escutcheon, BLE / Mifare / DESFire deadbolt privacy w/ key override function, A lever, unhanded, black chromium finish, for use with 1 3/4" - 2 1/4" thick door | 1 |  | 1 Year | 746.85 | 0.15 | 634.8225
27715 | Salto | EB668A62NE48-A- | XS4 wide body electronic AMOK wire-free SVN escutcheon, BLE / Mifare / DESFire deadbolt privacy w/ key override function, A lever, unhanded, black chromium finish, for use with 1 3/4" - 2 1/4" thick door | 1 |  | 1 Year | 875.85 | 0.15 | 744.4725
27716 | Salto | EB668A62NE48--K | XS4 wide body electronic wire-free SVN escutcheon, BLE / Mifare / DESFire deadbolt privacy w/ key override function, with keypad, A lever, unhanded, black chromium finish, for use with 1 3/4" - 2 1/4" thick door | 1 |  | 1 Year | 809.7 | 0.15 | 688.245
27717 | Salto | EB668A62NE48-W- | XS4 wide body electronic RF wireless SVN escutcheon, BLE / Mifare / DESFire deadbolt privacy w/ key override function, A lever, unhanded, black chromium finish, for use with 1 3/4" - 2 1/4" thick door | 1 |  | 1 Year | 932.05 | 0.15 | 792.2425
27718 | Salto | EB668A62NE48-WK | XS4 wide body electronic RF wireless SVN escutcheon, BLE / Mifare / DESFire deadbolt privacy w/ key override function, with keypad, A lever, unhanded, black chromium finish, for use with 1 3/4" - 2 1/4" thick door | 1 |  | 1 Year | 994.9 | 0.15 | 845.665
27719 | Salto | EB668A62PM38--- | XS4 wide body electronic wire-free SVN escutcheon, BLE / Mifare / DESFire deadbolt privacy w/ key override function, A lever, unhanded, satin brass finish, for use with 1 3/8" - 1 3/4" thick standard door | 1 |  | 1 Year | 712.15 | 0.15 | 605.3275
27720 | Salto | EB668A62PM38-A- | XS4 wide body electronic AMOK wire-free SVN escutcheon, BLE / Mifare / DESFire deadbolt privacy w/ key override function, A lever, unhanded, satin brass finish, for use with 1 3/8" - 1 3/4" thick standard door | 1 |  | 1 Year | 841.15 | 0.15 | 714.9775
27721 | Salto | EB668A62PM38--K | XS4 wide body electronic wire-free SVN escutcheon, BLE / Mifare / DESFire deadbolt privacy w/ key override function, with keypad, A lever, unhanded, satin brass finish, for use with 1 3/8" - 1 3/4" thick standard door | 1 |  | 1 Year | 775 | 0.15 | 658.75
27722 | Salto | EB668A62PM38-W- | XS4 wide body electronic RF wireless SVN escutcheon, BLE / Mifare / DESFire deadbolt privacy w/ key override function, A lever, unhanded, satin brass finish, for use with 1 3/8" - 1 3/4" thick standard door | 1 |  | 1 Year | 897.35 | 0.15 | 762.7475
27723 | Salto | EB668A62PM38-WK | XS4 wide body electronic RF wireless SVN escutcheon, BLE / Mifare / DESFire deadbolt privacy w/ key override function, with keypad, A lever, unhanded, satin brass finish, for use with 1 3/8" - 1 3/4" thick standard door | 1 |  | 1 Year | 960.2 | 0.15 | 816.17
27724 | Salto | EB668A62PM48--- | XS4 wide body electronic wire-free SVN escutcheon, BLE / Mifare / DESFire deadbolt privacy w/ key override function, A lever, unhanded, satin brass finish, for use with 1 3/4" - 2 1/4" thick door | 1 |  | 1 Year | 712.15 | 0.15 | 605.3275
27725 | Salto | EB668A62PM48-A- | XS4 wide body electronic AMOK wire-free SVN escutcheon, BLE / Mifare / DESFire deadbolt privacy w/ key override function, A lever, unhanded, satin brass finish, for use with 1 3/4" - 2 1/4" thick door | 1 |  | 1 Year | 841.15 | 0.15 | 714.9775
27726 | Salto | EB668A62PM48--K | XS4 wide body electronic wire-free SVN escutcheon, BLE / Mifare / DESFire deadbolt privacy w/ key override function, with keypad, A lever, unhanded, satin brass finish, for use with 1 3/4" - 2 1/4" thick door | 1 |  | 1 Year | 775 | 0.15 | 658.75
27727 | Salto | EB668A62PM48-W- | XS4 wide body electronic RF wireless SVN escutcheon, BLE / Mifare / DESFire deadbolt privacy w/ key override function, A lever, unhanded, satin brass finish, for use with 1 3/4" - 2 1/4" thick door | 1 |  | 1 Year | 897.35 | 0.15 | 762.7475
27728 | Salto | EB668A62PM48-WK | XS4 wide body electronic RF wireless SVN escutcheon, BLE / Mifare / DESFire deadbolt privacy w/ key override function, with keypad, A lever, unhanded, satin brass finish, for use with 1 3/4" - 2 1/4" thick door | 1 |  | 1 Year | 960.2 | 0.15 | 816.17
27729 | Salto | EB668A62PP38--- | XS4 wide body electronic wire-free SVN escutcheon, BLE / Mifare / DESFire deadbolt privacy w/ key override function, A lever, unhanded, bright brass finish, for use with 1 3/8" - 1 3/4" thick standard door | 1 |  | 1 Year | 728.45 | 0.15 | 619.1825
27730 | Salto | EB668A62PP38-A- | XS4 wide body electronic AMOK wire-free SVN escutcheon, BLE / Mifare / DESFire deadbolt privacy w/ key override function, A lever, unhanded, bright brass finish, for use with 1 3/8" - 1 3/4" thick standard door | 1 |  | 1 Year | 857.45 | 0.15 | 728.8325
27731 | Salto | EB668A62PP38--K | XS4 wide body electronic wire-free SVN escutcheon, BLE / Mifare / DESFire deadbolt privacy w/ key override function, with keypad, A lever, unhanded, bright brass finish, for use with 1 3/8" - 1 3/4" thick standard door | 1 |  | 1 Year | 791.3 | 0.15 | 672.605
27732 | Salto | EB668A62PP38-W- | XS4 wide body electronic RF wireless SVN escutcheon, BLE / Mifare / DESFire deadbolt privacy w/ key override function, A lever, unhanded, bright brass finish, for use with 1 3/8" - 1 3/4" thick standard door | 1 |  | 1 Year | 913.65 | 0.15 | 776.6025
27733 | Salto | EB668A62PP38-WK | XS4 wide body electronic RF wireless SVN escutcheon, BLE / Mifare / DESFire deadbolt privacy w/ key override function, with keypad, A lever, unhanded, bright brass finish, for use with 1 3/8" - 1 3/4" thick standard door | 1 |  | 1 Year | 976.5 | 0.15 | 830.025
27734 | Salto | EB668A62PP48--- | XS4 wide body electronic wire-free SVN escutcheon, BLE / Mifare / DESFire deadbolt privacy w/ key override function, A lever, unhanded, bright brass finish, for use with 1 3/4" - 2 1/4" thick door | 1 |  | 1 Year | 728.45 | 0.15 | 619.1825
27735 | Salto | EB668A62PP48-A- | XS4 wide body electronic AMOK wire-free SVN escutcheon, BLE / Mifare / DESFire deadbolt privacy w/ key override function, A lever, unhanded, bright brass finish, for use with 1 3/4" - 2 1/4" thick door | 1 |  | 1 Year | 857.45 | 0.15 | 728.8325
27736 | Salto | EB668A62PP48--K | XS4 wide body electronic wire-free SVN escutcheon, BLE / Mifare / DESFire deadbolt privacy w/ key override function, with keypad, A lever, unhanded, bright brass finish, for use with 1 3/4" - 2 1/4" thick door | 1 |  | 1 Year | 791.3 | 0.15 | 672.605
27737 | Salto | EB668A62PP48-W- | XS4 wide body electronic RF wireless SVN escutcheon, BLE / Mifare / DESFire deadbolt privacy w/ key override function, A lever, unhanded, bright brass finish, for use with 1 3/4" - 2 1/4" thick door | 1 |  | 1 Year | 913.65 | 0.15 | 776.6025
27738 | Salto | EB668A62PP48-WK | XS4 wide body electronic RF wireless SVN escutcheon, BLE / Mifare / DESFire deadbolt privacy w/ key override function, with keypad, A lever, unhanded, bright brass finish, for use with 1 3/4" - 2 1/4" thick door | 1 |  | 1 Year | 976.5 | 0.15 | 830.025
27739 | Salto | EB668A63BC38--- | XS4 wide body electronic wire-free SVN escutcheon, BLE / Mifare / DESFire deadbolt privacy w/ key override function, A lever, unhanded, BioCote antimicrobial finish, for use with 1 3/8" - 1 3/4" thick standard door | 1 |  | 1 Year | 764.15 | 0.15 | 649.5275
27740 | Salto | EB668A63BC38-A- | XS4 wide body electronic AMOK wire-free SVN escutcheon, BLE / Mifare / DESFire deadbolt privacy w/ key override function, A lever, unhanded, BioCote antimicrobial finish, for use with 1 3/8" - 1 3/4" thick standard door | 1 |  | 1 Year | 893.15 | 0.15 | 759.1775
27741 | Salto | EB668A63BC38--K | XS4 wide body electronic wire-free SVN escutcheon, BLE / Mifare / DESFire deadbolt privacy w/ key override function, with keypad, A lever, unhanded, BioCote antimicrobial finish, for use with 1 3/8" - 1 3/4" thick standard door | 1 |  | 1 Year | 827 | 0.15 | 702.95
27742 | Salto | EB668A63BC38-W- | XS4 wide body electronic RF wireless SVN escutcheon, BLE / Mifare / DESFire deadbolt privacy w/ key override function, A lever, unhanded, BioCote antimicrobial finish, for use with 1 3/8" - 1 3/4" thick standard door | 1 |  | 1 Year | 949.35 | 0.15 | 806.9475
27743 | Salto | EB668A63BC38-WK | XS4 wide body electronic RF wireless SVN escutcheon, BLE / Mifare / DESFire deadbolt privacy w/ key override function, with keypad, A lever, unhanded, BioCote antimicrobial finish, for use with 1 3/8" - 1 3/4" thick standard door | 1 |  | 1 Year | 1012.2 | 0.15 | 860.37
27744 | Salto | EB668A63BC48--- | XS4 wide body electronic wire-free SVN escutcheon, BLE / Mifare / DESFire deadbolt privacy w/ key override function, A lever, unhanded, BioCote antimicrobial finish, for use with 1 3/4" - 2 1/4" thick door | 1 |  | 1 Year | 764.15 | 0.15 | 649.5275
27745 | Salto | EB668A63BC48-A- | XS4 wide body electronic AMOK wire-free SVN escutcheon, BLE / Mifare / DESFire deadbolt privacy w/ key override function, A lever, unhanded, BioCote antimicrobial finish, for use with 1 3/4" - 2 1/4" thick door | 1 |  | 1 Year | 893.15 | 0.15 | 759.1775
27746 | Salto | EB668A63BC48--K | XS4 wide body electronic wire-free SVN escutcheon, BLE / Mifare / DESFire deadbolt privacy w/ key override function, with keypad, A lever, unhanded, BioCote antimicrobial finish, for use with 1 3/4" - 2 1/4" thick door | 1 |  | 1 Year | 827 | 0.15 | 702.95
27747 | Salto | EB668A63BC48-W- | XS4 wide body electronic RF wireless SVN escutcheon, BLE / Mifare / DESFire deadbolt privacy w/ key override function, A lever, unhanded, BioCote antimicrobial finish, for use with 1 3/4" - 2 1/4" thick door | 1 |  | 1 Year | 949.35 | 0.15 | 806.9475
27748 | Salto | EB668A63BC48-WK | XS4 wide body electronic RF wireless SVN escutcheon, BLE / Mifare / DESFire deadbolt privacy w/ key override function, with keypad, A lever, unhanded, BioCote antimicrobial finish, for use with 1 3/4" - 2 1/4" thick door | 1 |  | 1 Year | 1012.2 | 0.15 | 860.37
27749 | Salto | EB668A63IA38--- | XS4 wide body electronic wire-free SVN escutcheon, BLE / Mifare / DESFire deadbolt privacy w/ key override function, A lever, unhanded, antique brass finish, for use with 1 3/8" - 1 3/4" thick standard door | 1 |  | 1 Year | 764.15 | 0.15 | 649.5275
27750 | Salto | EB668A63IA38-A- | XS4 wide body electronic AMOK wire-free SVN escutcheon, BLE / Mifare / DESFire deadbolt privacy w/ key override function, A lever, unhanded, antique brass finish, for use with 1 3/8" - 1 3/4" thick standard door | 1 |  | 1 Year | 893.15 | 0.15 | 759.1775
27751 | Salto | EB668A63IA38--K | XS4 wide body electronic wire-free SVN escutcheon, BLE / Mifare / DESFire deadbolt privacy w/ key override function, with keypad, A lever, unhanded, antique brass finish, for use with 1 3/8" - 1 3/4" thick standard door | 1 |  | 1 Year | 827 | 0.15 | 702.95
27752 | Salto | EB668A63IA38-W- | XS4 wide body electronic RF wireless SVN escutcheon, BLE / Mifare / DESFire deadbolt privacy w/ key override function, A lever, unhanded, antique brass finish, for use with 1 3/8" - 1 3/4" thick standard door | 1 |  | 1 Year | 949.35 | 0.15 | 806.9475
27753 | Salto | EB668A63IA38-WK | XS4 wide body electronic RF wireless SVN escutcheon, BLE / Mifare / DESFire deadbolt privacy w/ key override function, with keypad, A lever, unhanded, antique brass finish, for use with 1 3/8" - 1 3/4" thick standard door | 1 |  | 1 Year | 1012.2 | 0.15 | 860.37
27754 | Salto | EB668A63IA48--- | XS4 wide body electronic wire-free SVN escutcheon, BLE / Mifare / DESFire deadbolt privacy w/ key override function, A lever, unhanded, antique brass finish, for use with 1 3/4" - 2 1/4" thick door | 1 |  | 1 Year | 764.15 | 0.15 | 649.5275
27755 | Salto | EB668A63IA48-A- | XS4 wide body electronic AMOK wire-free SVN escutcheon, BLE / Mifare / DESFire deadbolt privacy w/ key override function, A lever, unhanded, antique brass finish, for use with 1 3/4" - 2 1/4" thick door | 1 |  | 1 Year | 893.15 | 0.15 | 759.1775
27756 | Salto | EB668A63IA48--K | XS4 wide body electronic wire-free SVN escutcheon, BLE / Mifare / DESFire deadbolt privacy w/ key override function, with keypad, A lever, unhanded, antique brass finish, for use with 1 3/4" - 2 1/4" thick door | 1 |  | 1 Year | 827 | 0.15 | 702.95
27757 | Salto | EB668A63IA48-W- | XS4 wide body electronic RF wireless SVN escutcheon, BLE / Mifare / DESFire deadbolt privacy w/ key override function, A lever, unhanded, antique brass finish, for use with 1 3/4" - 2 1/4" thick door | 1 |  | 1 Year | 949.35 | 0.15 | 806.9475
27758 | Salto | EB668A63IA48-WK | XS4 wide body electronic RF wireless SVN escutcheon, BLE / Mifare / DESFire deadbolt privacy w/ key override function, with keypad, A lever, unhanded, antique brass finish, for use with 1 3/4" - 2 1/4" thick door | 1 |  | 1 Year | 1012.2 | 0.15 | 860.37
27759 | Salto | EB668A63IM38--- | XS4 wide body electronic wire-free SVN escutcheon, BLE / Mifare / DESFire deadbolt privacy w/ key override function, A lever, unhanded, satin stainless finish, for use with 1 3/8" - 1 3/4" thick standard door | 1 |  | 1 Year | 712.15 | 0.15 | 605.3275
27760 | Salto | EB668A63IM38-A- | XS4 wide body electronic AMOK wire-free SVN escutcheon, BLE / Mifare / DESFire deadbolt privacy w/ key override function, A lever, unhanded, satin stainless finish, for use with 1 3/8" - 1 3/4" thick standard door | 1 |  | 1 Year | 841.15 | 0.15 | 714.9775
27761 | Salto | EB668A63IM38--K | XS4 wide body electronic wire-free SVN escutcheon, BLE / Mifare / DESFire deadbolt privacy w/ key override function, with keypad, A lever, unhanded, satin stainless finish, for use with 1 3/8" - 1 3/4" thick standard door | 1 |  | 1 Year | 775 | 0.15 | 658.75
27762 | Salto | EB668A63IM38-W- | XS4 wide body electronic RF wireless SVN escutcheon, BLE / Mifare / DESFire deadbolt privacy w/ key override function, A lever, unhanded, satin stainless finish, for use with 1 3/8" - 1 3/4" thick standard door | 1 |  | 1 Year | 897.35 | 0.15 | 762.7475
27763 | Salto | EB668A63IM38-WK | XS4 wide body electronic RF wireless SVN escutcheon, BLE / Mifare / DESFire deadbolt privacy w/ key override function, with keypad, A lever, unhanded, satin stainless finish, for use with 1 3/8" - 1 3/4" thick standard door | 1 |  | 1 Year | 960.2 | 0.15 | 816.17
27764 | Salto | EB668A63IM48--- | XS4 wide body electronic wire-free SVN escutcheon, BLE / Mifare / DESFire deadbolt privacy w/ key override function, A lever, unhanded, satin stainless finish, for use with 1 3/4" - 2 1/4" thick door | 1 |  | 1 Year | 712.15 | 0.15 | 605.3275
27765 | Salto | EB668A63IM48-A- | XS4 wide body electronic AMOK wire-free SVN escutcheon, BLE / Mifare / DESFire deadbolt privacy w/ key override function, A lever, unhanded, satin stainless finish, for use with 1 3/4" - 2 1/4" thick door | 1 |  | 1 Year | 841.15 | 0.15 | 714.9775
27766 | Salto | EB668A63IM48--K | XS4 wide body electronic wire-free SVN escutcheon, BLE / Mifare / DESFire deadbolt privacy w/ key override function, with keypad, A lever, unhanded, satin stainless finish, for use with 1 3/4" - 2 1/4" thick door | 1 |  | 1 Year | 775 | 0.15 | 658.75
27767 | Salto | EB668A63IM48-W- | XS4 wide body electronic RF wireless SVN escutcheon, BLE / Mifare / DESFire deadbolt privacy w/ key override function, A lever, unhanded, satin stainless finish, for use with 1 3/4" - 2 1/4" thick door | 1 |  | 1 Year | 897.35 | 0.15 | 762.7475
27768 | Salto | EB668A63IM48-WK | XS4 wide body electronic RF wireless SVN escutcheon, BLE / Mifare / DESFire deadbolt privacy w/ key override function, with keypad, A lever, unhanded, satin stainless finish, for use with 1 3/4" - 2 1/4" thick door | 1 |  | 1 Year | 960.2 | 0.15 | 816.17
27769 | Salto | EB668A63IP38--- | XS4 wide body electronic wire-free SVN escutcheon, BLE / Mifare / DESFire deadbolt privacy w/ key override function, A lever, unhanded, bright stainless steel finish, for use with 1 3/8" - 1 3/4" thick standard door | 1 |  | 1 Year | 728.45 | 0.15 | 619.1825
27770 | Salto | EB668A63IP38-A- | XS4 wide body electronic AMOK wire-free SVN escutcheon, BLE / Mifare / DESFire deadbolt privacy w/ key override function, A lever, unhanded, bright stainless steel finish, for use with 1 3/8" - 1 3/4" thick standard door | 1 |  | 1 Year | 857.45 | 0.15 | 728.8325
27771 | Salto | EB668A63IP38--K | XS4 wide body electronic wire-free SVN escutcheon, BLE / Mifare / DESFire deadbolt privacy w/ key override function, with keypad, A lever, unhanded, bright stainless steel finish, for use with 1 3/8" - 1 3/4" thick standard door | 1 |  | 1 Year | 791.3 | 0.15 | 672.605
27772 | Salto | EB668A63IP38-W- | XS4 wide body electronic RF wireless SVN escutcheon, BLE / Mifare / DESFire deadbolt privacy w/ key override function, A lever, unhanded, bright stainless steel finish, for use with 1 3/8" - 1 3/4" thick standard door | 1 |  | 1 Year | 913.65 | 0.15 | 776.6025
27773 | Salto | EB668A63IP38-WK | XS4 wide body electronic RF wireless SVN escutcheon, BLE / Mifare / DESFire deadbolt privacy w/ key override function, with keypad, A lever, unhanded, bright stainless steel finish, for use with 1 3/8" - 1 3/4" thick standard door | 1 |  | 1 Year | 976.5 | 0.15 | 830.025
27774 | Salto | EB668A63IP48--- | XS4 wide body electronic wire-free SVN escutcheon, BLE / Mifare / DESFire deadbolt privacy w/ key override function, A lever, unhanded, bright stainless steel finish, for use with 1 3/4" - 2 1/4" thick door | 1 |  | 1 Year | 728.45 | 0.15 | 619.1825
27775 | Salto | EB668A63IP48-A- | XS4 wide body electronic AMOK wire-free SVN escutcheon, BLE / Mifare / DESFire deadbolt privacy w/ key override function, A lever, unhanded, bright stainless steel finish, for use with 1 3/4" - 2 1/4" thick door | 1 |  | 1 Year | 857.45 | 0.15 | 728.8325
27776 | Salto | EB668A63IP48--K | XS4 wide body electronic wire-free SVN escutcheon, BLE / Mifare / DESFire deadbolt privacy w/ key override function, with keypad, A lever, unhanded, bright stainless steel finish, for use with 1 3/4" - 2 1/4" thick door | 1 |  | 1 Year | 791.3 | 0.15 | 672.605
27777 | Salto | EB668A63IP48-W- | XS4 wide body electronic RF wireless SVN escutcheon, BLE / Mifare / DESFire deadbolt privacy w/ key override function, A lever, unhanded, bright stainless steel finish, for use with 1 3/4" - 2 1/4" thick door | 1 |  | 1 Year | 913.65 | 0.15 | 776.6025
27778 | Salto | EB668A63IP48-WK | XS4 wide body electronic RF wireless SVN escutcheon, BLE / Mifare / DESFire deadbolt privacy w/ key override function, with keypad, A lever, unhanded, bright stainless steel finish, for use with 1 3/4" - 2 1/4" thick door | 1 |  | 1 Year | 976.5 | 0.15 | 830.025
27779 | Salto | EB668A63NE38--- | XS4 wide body electronic wire-free SVN escutcheon, BLE / Mifare / DESFire deadbolt privacy w/ key override function, A lever, unhanded, black chromium finish, for use with 1 3/8" - 1 3/4" thick standard door | 1 |  | 1 Year | 746.85 | 0.15 | 634.8225
27780 | Salto | EB668A63NE38-A- | XS4 wide body electronic AMOK wire-free SVN escutcheon, BLE / Mifare / DESFire deadbolt privacy w/ key override function, A lever, unhanded, black chromium finish, for use with 1 3/8" - 1 3/4" thick standard door | 1 |  | 1 Year | 875.85 | 0.15 | 744.4725
27781 | Salto | EB668A63NE38--K | XS4 wide body electronic wire-free SVN escutcheon, BLE / Mifare / DESFire deadbolt privacy w/ key override function, with keypad, A lever, unhanded, black chromium finish, for use with 1 3/8" - 1 3/4" thick standard door | 1 |  | 1 Year | 809.7 | 0.15 | 688.245
27782 | Salto | EB668A63NE38-W- | XS4 wide body electronic RF wireless SVN escutcheon, BLE / Mifare / DESFire deadbolt privacy w/ key override function, A lever, unhanded, black chromium finish, for use with 1 3/8" - 1 3/4" thick standard door | 1 |  | 1 Year | 932.05 | 0.15 | 792.2425
27783 | Salto | EB668A63NE38-WK | XS4 wide body electronic RF wireless SVN escutcheon, BLE / Mifare / DESFire deadbolt privacy w/ key override function, with keypad, A lever, unhanded, black chromium finish, for use with 1 3/8" - 1 3/4" thick standard door | 1 |  | 1 Year | 994.9 | 0.15 | 845.665
27784 | Salto | EB668A63NE48--- | XS4 wide body electronic wire-free SVN escutcheon, BLE / Mifare / DESFire deadbolt privacy w/ key override function, A lever, unhanded, black chromium finish, for use with 1 3/4" - 2 1/4" thick door | 1 |  | 1 Year | 746.85 | 0.15 | 634.8225
27785 | Salto | EB668A63NE48-A- | XS4 wide body electronic AMOK wire-free SVN escutcheon, BLE / Mifare / DESFire deadbolt privacy w/ key override function, A lever, unhanded, black chromium finish, for use with 1 3/4" - 2 1/4" thick door | 1 |  | 1 Year | 875.85 | 0.15 | 744.4725
27786 | Salto | EB668A63NE48--K | XS4 wide body electronic wire-free SVN escutcheon, BLE / Mifare / DESFire deadbolt privacy w/ key override function, with keypad, A lever, unhanded, black chromium finish, for use with 1 3/4" - 2 1/4" thick door | 1 |  | 1 Year | 809.7 | 0.15 | 688.245
27787 | Salto | EB668A63NE48-W- | XS4 wide body electronic RF wireless SVN escutcheon, BLE / Mifare / DESFire deadbolt privacy w/ key override function, A lever, unhanded, black chromium finish, for use with 1 3/4" - 2 1/4" thick door | 1 |  | 1 Year | 932.05 | 0.15 | 792.2425
27788 | Salto | EB668A63NE48-WK | XS4 wide body electronic RF wireless SVN escutcheon, BLE / Mifare / DESFire deadbolt privacy w/ key override function, with keypad, A lever, unhanded, black chromium finish, for use with 1 3/4" - 2 1/4" thick door | 1 |  | 1 Year | 994.9 | 0.15 | 845.665
27789 | Salto | EB668A63PM38--- | XS4 wide body electronic wire-free SVN escutcheon, BLE / Mifare / DESFire deadbolt privacy w/ key override function, A lever, unhanded, satin brass finish, for use with 1 3/8" - 1 3/4" thick standard door | 1 |  | 1 Year | 712.15 | 0.15 | 605.3275
27790 | Salto | EB668A63PM38-A- | XS4 wide body electronic AMOK wire-free SVN escutcheon, BLE / Mifare / DESFire deadbolt privacy w/ key override function, A lever, unhanded, satin brass finish, for use with 1 3/8" - 1 3/4" thick standard door | 1 |  | 1 Year | 841.15 | 0.15 | 714.9775
27791 | Salto | EB668A63PM38--K | XS4 wide body electronic wire-free SVN escutcheon, BLE / Mifare / DESFire deadbolt privacy w/ key override function, with keypad, A lever, unhanded, satin brass finish, for use with 1 3/8" - 1 3/4" thick standard door | 1 |  | 1 Year | 775 | 0.15 | 658.75
27792 | Salto | EB668A63PM38-W- | XS4 wide body electronic RF wireless SVN escutcheon, BLE / Mifare / DESFire deadbolt privacy w/ key override function, A lever, unhanded, satin brass finish, for use with 1 3/8" - 1 3/4" thick standard door | 1 |  | 1 Year | 897.35 | 0.15 | 762.7475
27793 | Salto | EB668A63PM38-WK | XS4 wide body electronic RF wireless SVN escutcheon, BLE / Mifare / DESFire deadbolt privacy w/ key override function, with keypad, A lever, unhanded, satin brass finish, for use with 1 3/8" - 1 3/4" thick standard door | 1 |  | 1 Year | 960.2 | 0.15 | 816.17
27794 | Salto | EB668A63PM48--- | XS4 wide body electronic wire-free SVN escutcheon, BLE / Mifare / DESFire deadbolt privacy w/ key override function, A lever, unhanded, satin brass finish, for use with 1 3/4" - 2 1/4" thick door | 1 |  | 1 Year | 712.15 | 0.15 | 605.3275
27795 | Salto | EB668A63PM48-A- | XS4 wide body electronic AMOK wire-free SVN escutcheon, BLE / Mifare / DESFire deadbolt privacy w/ key override function, A lever, unhanded, satin brass finish, for use with 1 3/4" - 2 1/4" thick door | 1 |  | 1 Year | 841.15 | 0.15 | 714.9775
27796 | Salto | EB668A63PM48--K | XS4 wide body electronic wire-free SVN escutcheon, BLE / Mifare / DESFire deadbolt privacy w/ key override function, with keypad, A lever, unhanded, satin brass finish, for use with 1 3/4" - 2 1/4" thick door | 1 |  | 1 Year | 775 | 0.15 | 658.75
27797 | Salto | EB668A63PM48-W- | XS4 wide body electronic RF wireless SVN escutcheon, BLE / Mifare / DESFire deadbolt privacy w/ key override function, A lever, unhanded, satin brass finish, for use with 1 3/4" - 2 1/4" thick door | 1 |  | 1 Year | 897.35 | 0.15 | 762.7475
27798 | Salto | EB668A63PM48-WK | XS4 wide body electronic RF wireless SVN escutcheon, BLE / Mifare / DESFire deadbolt privacy w/ key override function, with keypad, A lever, unhanded, satin brass finish, for use with 1 3/4" - 2 1/4" thick door | 1 |  | 1 Year | 960.2 | 0.15 | 816.17
27799 | Salto | EB668A63PP38--- | XS4 wide body electronic wire-free SVN escutcheon, BLE / Mifare / DESFire deadbolt privacy w/ key override function, A lever, unhanded, bright brass finish, for use with 1 3/8" - 1 3/4" thick standard door | 1 |  | 1 Year | 728.45 | 0.15 | 619.1825
27800 | Salto | EB668A63PP38-A- | XS4 wide body electronic AMOK wire-free SVN escutcheon, BLE / Mifare / DESFire deadbolt privacy w/ key override function, A lever, unhanded, bright brass finish, for use with 1 3/8" - 1 3/4" thick standard door | 1 |  | 1 Year | 857.45 | 0.15 | 728.8325
27801 | Salto | EB668A63PP38--K | XS4 wide body electronic wire-free SVN escutcheon, BLE / Mifare / DESFire deadbolt privacy w/ key override function, with keypad, A lever, unhanded, bright brass finish, for use with 1 3/8" - 1 3/4" thick standard door | 1 |  | 1 Year | 791.3 | 0.15 | 672.605
27802 | Salto | EB668A63PP38-W- | XS4 wide body electronic RF wireless SVN escutcheon, BLE / Mifare / DESFire deadbolt privacy w/ key override function, A lever, unhanded, bright brass finish, for use with 1 3/8" - 1 3/4" thick standard door | 1 |  | 1 Year | 913.65 | 0.15 | 776.6025
27803 | Salto | EB668A63PP38-WK | XS4 wide body electronic RF wireless SVN escutcheon, BLE / Mifare / DESFire deadbolt privacy w/ key override function, with keypad, A lever, unhanded, bright brass finish, for use with 1 3/8" - 1 3/4" thick standard door | 1 |  | 1 Year | 976.5 | 0.15 | 830.025
27804 | Salto | EB668A63PP48--- | XS4 wide body electronic wire-free SVN escutcheon, BLE / Mifare / DESFire deadbolt privacy w/ key override function, A lever, unhanded, bright brass finish, for use with 1 3/4" - 2 1/4" thick door | 1 |  | 1 Year | 728.45 | 0.15 | 619.1825
27805 | Salto | EB668A63PP48-A- | XS4 wide body electronic AMOK wire-free SVN escutcheon, BLE / Mifare / DESFire deadbolt privacy w/ key override function, A lever, unhanded, bright brass finish, for use with 1 3/4" - 2 1/4" thick door | 1 |  | 1 Year | 857.45 | 0.15 | 728.8325
27806 | Salto | EB668A63PP48--K | XS4 wide body electronic wire-free SVN escutcheon, BLE / Mifare / DESFire deadbolt privacy w/ key override function, with keypad, A lever, unhanded, bright brass finish, for use with 1 3/4" - 2 1/4" thick door | 1 |  | 1 Year | 791.3 | 0.15 | 672.605
27807 | Salto | EB668A63PP48-W- | XS4 wide body electronic RF wireless SVN escutcheon, BLE / Mifare / DESFire deadbolt privacy w/ key override function, A lever, unhanded, bright brass finish, for use with 1 3/4" - 2 1/4" thick door | 1 |  | 1 Year | 913.65 | 0.15 | 776.6025
27808 | Salto | EB668A63PP48-WK | XS4 wide body electronic RF wireless SVN escutcheon, BLE / Mifare / DESFire deadbolt privacy w/ key override function, with keypad, A lever, unhanded, bright brass finish, for use with 1 3/4" - 2 1/4" thick door | 1 |  | 1 Year | 976.5 | 0.15 | 830.025
27809 | Salto | EB668G61BC38--- | XS4 wide body electronic wire-free SVN escutcheon, BLE / Mifare / DESFire deadbolt privacy w/ key override function, G lever, unhanded, BioCote antimicrobial finish, for use with 1 3/8" - 1 3/4" thick standard door | 1 |  | 1 Year | 764.15 | 0.15 | 649.5275
27810 | Salto | EB668G61BC38-A- | XS4 wide body electronic AMOK wire-free SVN escutcheon, BLE / Mifare / DESFire deadbolt privacy w/ key override function, G lever, unhanded, BioCote antimicrobial finish, for use with 1 3/8" - 1 3/4" thick standard door | 1 |  | 1 Year | 893.15 | 0.15 | 759.1775
27811 | Salto | EB668G61BC38--K | XS4 wide body electronic wire-free SVN escutcheon, BLE / Mifare / DESFire deadbolt privacy w/ key override function, with keypad, G lever, unhanded, BioCote antimicrobial finish, for use with 1 3/8" - 1 3/4" thick standard door | 1 |  | 1 Year | 827 | 0.15 | 702.95
27812 | Salto | EB668G61BC38-W- | XS4 wide body electronic RF wireless SVN escutcheon, BLE / Mifare / DESFire deadbolt privacy w/ key override function, G lever, unhanded, BioCote antimicrobial finish, for use with 1 3/8" - 1 3/4" thick standard door | 1 |  | 1 Year | 949.35 | 0.15 | 806.9475
27813 | Salto | EB668G61BC38-WK | XS4 wide body electronic RF wireless SVN escutcheon, BLE / Mifare / DESFire deadbolt privacy w/ key override function, with keypad, G lever, unhanded, BioCote antimicrobial finish, for use with 1 3/8" - 1 3/4" thick standard door | 1 |  | 1 Year | 1012.2 | 0.15 | 860.37
27814 | Salto | EB668G61BC48--- | XS4 wide body electronic wire-free SVN escutcheon, BLE / Mifare / DESFire deadbolt privacy w/ key override function, G lever, unhanded, BioCote antimicrobial finish, for use with 1 3/4" - 2 1/4" thick door | 1 |  | 1 Year | 764.15 | 0.15 | 649.5275
27815 | Salto | EB668G61BC48-A- | XS4 wide body electronic AMOK wire-free SVN escutcheon, BLE / Mifare / DESFire deadbolt privacy w/ key override function, G lever, unhanded, BioCote antimicrobial finish, for use with 1 3/4" - 2 1/4" thick door | 1 |  | 1 Year | 893.15 | 0.15 | 759.1775
27816 | Salto | EB668G61BC48--K | XS4 wide body electronic wire-free SVN escutcheon, BLE / Mifare / DESFire deadbolt privacy w/ key override function, with keypad, G lever, unhanded, BioCote antimicrobial finish, for use with 1 3/4" - 2 1/4" thick door | 1 |  | 1 Year | 827 | 0.15 | 702.95
27817 | Salto | EB668G61BC48-W- | XS4 wide body electronic RF wireless SVN escutcheon, BLE / Mifare / DESFire deadbolt privacy w/ key override function, G lever, unhanded, BioCote antimicrobial finish, for use with 1 3/4" - 2 1/4" thick door | 1 |  | 1 Year | 949.35 | 0.15 | 806.9475
27818 | Salto | EB668G61BC48-WK | XS4 wide body electronic RF wireless SVN escutcheon, BLE / Mifare / DESFire deadbolt privacy w/ key override function, with keypad, G lever, unhanded, BioCote antimicrobial finish, for use with 1 3/4" - 2 1/4" thick door | 1 |  | 1 Year | 1012.2 | 0.15 | 860.37
27819 | Salto | EB668G61IM38--- | XS4 wide body electronic wire-free SVN escutcheon, BLE / Mifare / DESFire deadbolt privacy w/ key override function, G lever, unhanded, satin stainless finish, for use with 1 3/8" - 1 3/4" thick standard door | 1 |  | 1 Year | 712.15 | 0.15 | 605.3275
27820 | Salto | EB668G61IM38-A- | XS4 wide body electronic AMOK wire-free SVN escutcheon, BLE / Mifare / DESFire deadbolt privacy w/ key override function, G lever, unhanded, satin stainless finish, for use with 1 3/8" - 1 3/4" thick standard door | 1 |  | 1 Year | 841.15 | 0.15 | 714.9775
27821 | Salto | EB668G61IM38--K | XS4 wide body electronic wire-free SVN escutcheon, BLE / Mifare / DESFire deadbolt privacy w/ key override function, with keypad, G lever, unhanded, satin stainless finish, for use with 1 3/8" - 1 3/4" thick standard door | 1 |  | 1 Year | 775 | 0.15 | 658.75
27822 | Salto | EB668G61IM38-W- | XS4 wide body electronic RF wireless SVN escutcheon, BLE / Mifare / DESFire deadbolt privacy w/ key override function, G lever, unhanded, satin stainless finish, for use with 1 3/8" - 1 3/4" thick standard door | 1 |  | 1 Year | 897.35 | 0.15 | 762.7475
27823 | Salto | EB668G61IM38-WK | XS4 wide body electronic RF wireless SVN escutcheon, BLE / Mifare / DESFire deadbolt privacy w/ key override function, with keypad, G lever, unhanded, satin stainless finish, for use with 1 3/8" - 1 3/4" thick standard door | 1 |  | 1 Year | 960.2 | 0.15 | 816.17
27824 | Salto | EB668G61IM48--- | XS4 wide body electronic wire-free SVN escutcheon, BLE / Mifare / DESFire deadbolt privacy w/ key override function, G lever, unhanded, satin stainless finish, for use with 1 3/4" - 2 1/4" thick door | 1 |  | 1 Year | 712.15 | 0.15 | 605.3275
27825 | Salto | EB668G61IM48-A- | XS4 wide body electronic AMOK wire-free SVN escutcheon, BLE / Mifare / DESFire deadbolt privacy w/ key override function, G lever, unhanded, satin stainless finish, for use with 1 3/4" - 2 1/4" thick door | 1 |  | 1 Year | 841.15 | 0.15 | 714.9775
27826 | Salto | EB668G61IM48--K | XS4 wide body electronic wire-free SVN escutcheon, BLE / Mifare / DESFire deadbolt privacy w/ key override function, with keypad, G lever, unhanded, satin stainless finish, for use with 1 3/4" - 2 1/4" thick door | 1 |  | 1 Year | 775 | 0.15 | 658.75
27827 | Salto | EB668G61IM48-W- | XS4 wide body electronic RF wireless SVN escutcheon, BLE / Mifare / DESFire deadbolt privacy w/ key override function, G lever, unhanded, satin stainless finish, for use with 1 3/4" - 2 1/4" thick door | 1 |  | 1 Year | 897.35 | 0.15 | 762.7475
27828 | Salto | EB668G61IM48-WK | XS4 wide body electronic RF wireless SVN escutcheon, BLE / Mifare / DESFire deadbolt privacy w/ key override function, with keypad, G lever, unhanded, satin stainless finish, for use with 1 3/4" - 2 1/4" thick door | 1 |  | 1 Year | 960.2 | 0.15 | 816.17
27829 | Salto | EB668G61PM38--- | XS4 wide body electronic wire-free SVN escutcheon, BLE / Mifare / DESFire deadbolt privacy w/ key override function, G lever, unhanded, satin brass finish, for use with 1 3/8" - 1 3/4" thick standard door | 1 |  | 1 Year | 712.15 | 0.15 | 605.3275
27830 | Salto | EB668G61PM38-A- | XS4 wide body electronic AMOK wire-free SVN escutcheon, BLE / Mifare / DESFire deadbolt privacy w/ key override function, G lever, unhanded, satin brass finish, for use with 1 3/8" - 1 3/4" thick standard door | 1 |  | 1 Year | 841.15 | 0.15 | 714.9775
27831 | Salto | EB668G61PM38--K | XS4 wide body electronic wire-free SVN escutcheon, BLE / Mifare / DESFire deadbolt privacy w/ key override function, with keypad, G lever, unhanded, satin brass finish, for use with 1 3/8" - 1 3/4" thick standard door | 1 |  | 1 Year | 775 | 0.15 | 658.75
27832 | Salto | EB668G61PM38-W- | XS4 wide body electronic RF wireless SVN escutcheon, BLE / Mifare / DESFire deadbolt privacy w/ key override function, G lever, unhanded, satin brass finish, for use with 1 3/8" - 1 3/4" thick standard door | 1 |  | 1 Year | 897.35 | 0.15 | 762.7475
27833 | Salto | EB668G61PM38-WK | XS4 wide body electronic RF wireless SVN escutcheon, BLE / Mifare / DESFire deadbolt privacy w/ key override function, with keypad, G lever, unhanded, satin brass finish, for use with 1 3/8" - 1 3/4" thick standard door | 1 |  | 1 Year | 960.2 | 0.15 | 816.17
27834 | Salto | EB668G61PM48--- | XS4 wide body electronic wire-free SVN escutcheon, BLE / Mifare / DESFire deadbolt privacy w/ key override function, G lever, unhanded, satin brass finish, for use with 1 3/4" - 2 1/4" thick door | 1 |  | 1 Year | 712.15 | 0.15 | 605.3275
27835 | Salto | EB668G61PM48-A- | XS4 wide body electronic AMOK wire-free SVN escutcheon, BLE / Mifare / DESFire deadbolt privacy w/ key override function, G lever, unhanded, satin brass finish, for use with 1 3/4" - 2 1/4" thick door | 1 |  | 1 Year | 841.15 | 0.15 | 714.9775
27836 | Salto | EB668G61PM48--K | XS4 wide body electronic wire-free SVN escutcheon, BLE / Mifare / DESFire deadbolt privacy w/ key override function, with keypad, G lever, unhanded, satin brass finish, for use with 1 3/4" - 2 1/4" thick door | 1 |  | 1 Year | 775 | 0.15 | 658.75
27837 | Salto | EB668G61PM48-W- | XS4 wide body electronic RF wireless SVN escutcheon, BLE / Mifare / DESFire deadbolt privacy w/ key override function, G lever, unhanded, satin brass finish, for use with 1 3/4" - 2 1/4" thick door | 1 |  | 1 Year | 897.35 | 0.15 | 762.7475
27838 | Salto | EB668G61PM48-WK | XS4 wide body electronic RF wireless SVN escutcheon, BLE / Mifare / DESFire deadbolt privacy w/ key override function, with keypad, G lever, unhanded, satin brass finish, for use with 1 3/4" - 2 1/4" thick door | 1 |  | 1 Year | 960.2 | 0.15 | 816.17
27839 | Salto | EB668G62BC38--- | XS4 wide body electronic wire-free SVN escutcheon, BLE / Mifare / DESFire deadbolt privacy w/ key override function, G lever, unhanded, BioCote antimicrobial finish, for use with 1 3/8" - 1 3/4" thick standard door | 1 |  | 1 Year | 764.15 | 0.15 | 649.5275
27840 | Salto | EB668G62BC38-A- | XS4 wide body electronic AMOK wire-free SVN escutcheon, BLE / Mifare / DESFire deadbolt privacy w/ key override function, G lever, unhanded, BioCote antimicrobial finish, for use with 1 3/8" - 1 3/4" thick standard door | 1 |  | 1 Year | 893.15 | 0.15 | 759.1775
27841 | Salto | EB668G62BC38--K | XS4 wide body electronic wire-free SVN escutcheon, BLE / Mifare / DESFire deadbolt privacy w/ key override function, with keypad, G lever, unhanded, BioCote antimicrobial finish, for use with 1 3/8" - 1 3/4" thick standard door | 1 |  | 1 Year | 827 | 0.15 | 702.95
27842 | Salto | EB668G62BC38-W- | XS4 wide body electronic RF wireless SVN escutcheon, BLE / Mifare / DESFire deadbolt privacy w/ key override function, G lever, unhanded, BioCote antimicrobial finish, for use with 1 3/8" - 1 3/4" thick standard door | 1 |  | 1 Year | 949.35 | 0.15 | 806.9475
27843 | Salto | EB668G62BC38-WK | XS4 wide body electronic RF wireless SVN escutcheon, BLE / Mifare / DESFire deadbolt privacy w/ key override function, with keypad, G lever, unhanded, BioCote antimicrobial finish, for use with 1 3/8" - 1 3/4" thick standard door | 1 |  | 1 Year | 1012.2 | 0.15 | 860.37
27844 | Salto | EB668G62BC48--- | XS4 wide body electronic wire-free SVN escutcheon, BLE / Mifare / DESFire deadbolt privacy w/ key override function, G lever, unhanded, BioCote antimicrobial finish, for use with 1 3/4" - 2 1/4" thick door | 1 |  | 1 Year | 764.15 | 0.15 | 649.5275
27845 | Salto | EB668G62BC48-A- | XS4 wide body electronic AMOK wire-free SVN escutcheon, BLE / Mifare / DESFire deadbolt privacy w/ key override function, G lever, unhanded, BioCote antimicrobial finish, for use with 1 3/4" - 2 1/4" thick door | 1 |  | 1 Year | 893.15 | 0.15 | 759.1775
27846 | Salto | EB668G62BC48--K | XS4 wide body electronic wire-free SVN escutcheon, BLE / Mifare / DESFire deadbolt privacy w/ key override function, with keypad, G lever, unhanded, BioCote antimicrobial finish, for use with 1 3/4" - 2 1/4" thick door | 1 |  | 1 Year | 827 | 0.15 | 702.95
27847 | Salto | EB668G62BC48-W- | XS4 wide body electronic RF wireless SVN escutcheon, BLE / Mifare / DESFire deadbolt privacy w/ key override function, G lever, unhanded, BioCote antimicrobial finish, for use with 1 3/4" - 2 1/4" thick door | 1 |  | 1 Year | 949.35 | 0.15 | 806.9475
27848 | Salto | EB668G62BC48-WK | XS4 wide body electronic RF wireless SVN escutcheon, BLE / Mifare / DESFire deadbolt privacy w/ key override function, with keypad, G lever, unhanded, BioCote antimicrobial finish, for use with 1 3/4" - 2 1/4" thick door | 1 |  | 1 Year | 1012.2 | 0.15 | 860.37
27849 | Salto | EB668G62IM38--- | XS4 wide body electronic wire-free SVN escutcheon, BLE / Mifare / DESFire deadbolt privacy w/ key override function, G lever, unhanded, satin stainless finish, for use with 1 3/8" - 1 3/4" thick standard door | 1 |  | 1 Year | 712.15 | 0.15 | 605.3275
27850 | Salto | EB668G62IM38-A- | XS4 wide body electronic AMOK wire-free SVN escutcheon, BLE / Mifare / DESFire deadbolt privacy w/ key override function, G lever, unhanded, satin stainless finish, for use with 1 3/8" - 1 3/4" thick standard door | 1 |  | 1 Year | 841.15 | 0.15 | 714.9775
27851 | Salto | EB668G62IM38--K | XS4 wide body electronic wire-free SVN escutcheon, BLE / Mifare / DESFire deadbolt privacy w/ key override function, with keypad, G lever, unhanded, satin stainless finish, for use with 1 3/8" - 1 3/4" thick standard door | 1 |  | 1 Year | 775 | 0.15 | 658.75
27852 | Salto | EB668G62IM38-W- | XS4 wide body electronic RF wireless SVN escutcheon, BLE / Mifare / DESFire deadbolt privacy w/ key override function, G lever, unhanded, satin stainless finish, for use with 1 3/8" - 1 3/4" thick standard door | 1 |  | 1 Year | 897.35 | 0.15 | 762.7475
27853 | Salto | EB668G62IM38-WK | XS4 wide body electronic RF wireless SVN escutcheon, BLE / Mifare / DESFire deadbolt privacy w/ key override function, with keypad, G lever, unhanded, satin stainless finish, for use with 1 3/8" - 1 3/4" thick standard door | 1 |  | 1 Year | 960.2 | 0.15 | 816.17
27854 | Salto | EB668G62IM48--- | XS4 wide body electronic wire-free SVN escutcheon, BLE / Mifare / DESFire deadbolt privacy w/ key override function, G lever, unhanded, satin stainless finish, for use with 1 3/4" - 2 1/4" thick door | 1 |  | 1 Year | 712.15 | 0.15 | 605.3275
27855 | Salto | EB668G62IM48-A- | XS4 wide body electronic AMOK wire-free SVN escutcheon, BLE / Mifare / DESFire deadbolt privacy w/ key override function, G lever, unhanded, satin stainless finish, for use with 1 3/4" - 2 1/4" thick door | 1 |  | 1 Year | 841.15 | 0.15 | 714.9775
27856 | Salto | EB668G62IM48--K | XS4 wide body electronic wire-free SVN escutcheon, BLE / Mifare / DESFire deadbolt privacy w/ key override function, with keypad, G lever, unhanded, satin stainless finish, for use with 1 3/4" - 2 1/4" thick door | 1 |  | 1 Year | 775 | 0.15 | 658.75
27857 | Salto | EB668G62IM48-W- | XS4 wide body electronic RF wireless SVN escutcheon, BLE / Mifare / DESFire deadbolt privacy w/ key override function, G lever, unhanded, satin stainless finish, for use with 1 3/4" - 2 1/4" thick door | 1 |  | 1 Year | 897.35 | 0.15 | 762.7475
27858 | Salto | EB668G62IM48-WK | XS4 wide body electronic RF wireless SVN escutcheon, BLE / Mifare / DESFire deadbolt privacy w/ key override function, with keypad, G lever, unhanded, satin stainless finish, for use with 1 3/4" - 2 1/4" thick door | 1 |  | 1 Year | 960.2 | 0.15 | 816.17
27859 | Salto | EB668G62PM38--- | XS4 wide body electronic wire-free SVN escutcheon, BLE / Mifare / DESFire deadbolt privacy w/ key override function, G lever, unhanded, satin brass finish, for use with 1 3/8" - 1 3/4" thick standard door | 1 |  | 1 Year | 712.15 | 0.15 | 605.3275
27860 | Salto | EB668G62PM38-A- | XS4 wide body electronic AMOK wire-free SVN escutcheon, BLE / Mifare / DESFire deadbolt privacy w/ key override function, G lever, unhanded, satin brass finish, for use with 1 3/8" - 1 3/4" thick standard door | 1 |  | 1 Year | 841.15 | 0.15 | 714.9775
27861 | Salto | EB668G62PM38--K | XS4 wide body electronic wire-free SVN escutcheon, BLE / Mifare / DESFire deadbolt privacy w/ key override function, with keypad, G lever, unhanded, satin brass finish, for use with 1 3/8" - 1 3/4" thick standard door | 1 |  | 1 Year | 775 | 0.15 | 658.75
27862 | Salto | EB668G62PM38-W- | XS4 wide body electronic RF wireless SVN escutcheon, BLE / Mifare / DESFire deadbolt privacy w/ key override function, G lever, unhanded, satin brass finish, for use with 1 3/8" - 1 3/4" thick standard door | 1 |  | 1 Year | 897.35 | 0.15 | 762.7475
27863 | Salto | EB668G62PM38-WK | XS4 wide body electronic RF wireless SVN escutcheon, BLE / Mifare / DESFire deadbolt privacy w/ key override function, with keypad, G lever, unhanded, satin brass finish, for use with 1 3/8" - 1 3/4" thick standard door | 1 |  | 1 Year | 960.2 | 0.15 | 816.17
27864 | Salto | EB668G62PM48--- | XS4 wide body electronic wire-free SVN escutcheon, BLE / Mifare / DESFire deadbolt privacy w/ key override function, G lever, unhanded, satin brass finish, for use with 1 3/4" - 2 1/4" thick door | 1 |  | 1 Year | 712.15 | 0.15 | 605.3275
27865 | Salto | EB668G62PM48-A- | XS4 wide body electronic AMOK wire-free SVN escutcheon, BLE / Mifare / DESFire deadbolt privacy w/ key override function, G lever, unhanded, satin brass finish, for use with 1 3/4" - 2 1/4" thick door | 1 |  | 1 Year | 841.15 | 0.15 | 714.9775
27866 | Salto | EB668G62PM48--K | XS4 wide body electronic wire-free SVN escutcheon, BLE / Mifare / DESFire deadbolt privacy w/ key override function, with keypad, G lever, unhanded, satin brass finish, for use with 1 3/4" - 2 1/4" thick door | 1 |  | 1 Year | 775 | 0.15 | 658.75
27867 | Salto | EB668G62PM48-W- | XS4 wide body electronic RF wireless SVN escutcheon, BLE / Mifare / DESFire deadbolt privacy w/ key override function, G lever, unhanded, satin brass finish, for use with 1 3/4" - 2 1/4" thick door | 1 |  | 1 Year | 897.35 | 0.15 | 762.7475
27868 | Salto | EB668G62PM48-WK | XS4 wide body electronic RF wireless SVN escutcheon, BLE / Mifare / DESFire deadbolt privacy w/ key override function, with keypad, G lever, unhanded, satin brass finish, for use with 1 3/4" - 2 1/4" thick door | 1 |  | 1 Year | 960.2 | 0.15 | 816.17
27869 | Salto | EB668G63BC38--- | XS4 wide body electronic wire-free SVN escutcheon, BLE / Mifare / DESFire deadbolt privacy w/ key override function, G lever, unhanded, BioCote antimicrobial finish, for use with 1 3/8" - 1 3/4" thick standard door | 1 |  | 1 Year | 764.15 | 0.15 | 649.5275
27870 | Salto | EB668G63BC38-A- | XS4 wide body electronic AMOK wire-free SVN escutcheon, BLE / Mifare / DESFire deadbolt privacy w/ key override function, G lever, unhanded, BioCote antimicrobial finish, for use with 1 3/8" - 1 3/4" thick standard door | 1 |  | 1 Year | 893.15 | 0.15 | 759.1775
27871 | Salto | EB668G63BC38--K | XS4 wide body electronic wire-free SVN escutcheon, BLE / Mifare / DESFire deadbolt privacy w/ key override function, with keypad, G lever, unhanded, BioCote antimicrobial finish, for use with 1 3/8" - 1 3/4" thick standard door | 1 |  | 1 Year | 827 | 0.15 | 702.95
27872 | Salto | EB668G63BC38-W- | XS4 wide body electronic RF wireless SVN escutcheon, BLE / Mifare / DESFire deadbolt privacy w/ key override function, G lever, unhanded, BioCote antimicrobial finish, for use with 1 3/8" - 1 3/4" thick standard door | 1 |  | 1 Year | 949.35 | 0.15 | 806.9475
27873 | Salto | EB668G63BC38-WK | XS4 wide body electronic RF wireless SVN escutcheon, BLE / Mifare / DESFire deadbolt privacy w/ key override function, with keypad, G lever, unhanded, BioCote antimicrobial finish, for use with 1 3/8" - 1 3/4" thick standard door | 1 |  | 1 Year | 1012.2 | 0.15 | 860.37
27874 | Salto | EB668G63BC48--- | XS4 wide body electronic wire-free SVN escutcheon, BLE / Mifare / DESFire deadbolt privacy w/ key override function, G lever, unhanded, BioCote antimicrobial finish, for use with 1 3/4" - 2 1/4" thick door | 1 |  | 1 Year | 764.15 | 0.15 | 649.5275
27875 | Salto | EB668G63BC48-A- | XS4 wide body electronic AMOK wire-free SVN escutcheon, BLE / Mifare / DESFire deadbolt privacy w/ key override function, G lever, unhanded, BioCote antimicrobial finish, for use with 1 3/4" - 2 1/4" thick door | 1 |  | 1 Year | 893.15 | 0.15 | 759.1775
27876 | Salto | EB668G63BC48--K | XS4 wide body electronic wire-free SVN escutcheon, BLE / Mifare / DESFire deadbolt privacy w/ key override function, with keypad, G lever, unhanded, BioCote antimicrobial finish, for use with 1 3/4" - 2 1/4" thick door | 1 |  | 1 Year | 827 | 0.15 | 702.95
27877 | Salto | EB668G63BC48-W- | XS4 wide body electronic RF wireless SVN escutcheon, BLE / Mifare / DESFire deadbolt privacy w/ key override function, G lever, unhanded, BioCote antimicrobial finish, for use with 1 3/4" - 2 1/4" thick door | 1 |  | 1 Year | 949.35 | 0.15 | 806.9475
27878 | Salto | EB668G63BC48-WK | XS4 wide body electronic RF wireless SVN escutcheon, BLE / Mifare / DESFire deadbolt privacy w/ key override function, with keypad, G lever, unhanded, BioCote antimicrobial finish, for use with 1 3/4" - 2 1/4" thick door | 1 |  | 1 Year | 1012.2 | 0.15 | 860.37
27879 | Salto | EB668G63IM38--- | XS4 wide body electronic wire-free SVN escutcheon, BLE / Mifare / DESFire deadbolt privacy w/ key override function, G lever, unhanded, satin stainless finish, for use with 1 3/8" - 1 3/4" thick standard door | 1 |  | 1 Year | 712.15 | 0.15 | 605.3275
27880 | Salto | EB668G63IM38-A- | XS4 wide body electronic AMOK wire-free SVN escutcheon, BLE / Mifare / DESFire deadbolt privacy w/ key override function, G lever, unhanded, satin stainless finish, for use with 1 3/8" - 1 3/4" thick standard door | 1 |  | 1 Year | 841.15 | 0.15 | 714.9775
27881 | Salto | EB668G63IM38--K | XS4 wide body electronic wire-free SVN escutcheon, BLE / Mifare / DESFire deadbolt privacy w/ key override function, with keypad, G lever, unhanded, satin stainless finish, for use with 1 3/8" - 1 3/4" thick standard door | 1 |  | 1 Year | 775 | 0.15 | 658.75
27882 | Salto | EB668G63IM38-W- | XS4 wide body electronic RF wireless SVN escutcheon, BLE / Mifare / DESFire deadbolt privacy w/ key override function, G lever, unhanded, satin stainless finish, for use with 1 3/8" - 1 3/4" thick standard door | 1 |  | 1 Year | 897.35 | 0.15 | 762.7475
27883 | Salto | EB668G63IM38-WK | XS4 wide body electronic RF wireless SVN escutcheon, BLE / Mifare / DESFire deadbolt privacy w/ key override function, with keypad, G lever, unhanded, satin stainless finish, for use with 1 3/8" - 1 3/4" thick standard door | 1 |  | 1 Year | 960.2 | 0.15 | 816.17
27884 | Salto | EB668G63IM48--- | XS4 wide body electronic wire-free SVN escutcheon, BLE / Mifare / DESFire deadbolt privacy w/ key override function, G lever, unhanded, satin stainless finish, for use with 1 3/4" - 2 1/4" thick door | 1 |  | 1 Year | 712.15 | 0.15 | 605.3275
27885 | Salto | EB668G63IM48-A- | XS4 wide body electronic AMOK wire-free SVN escutcheon, BLE / Mifare / DESFire deadbolt privacy w/ key override function, G lever, unhanded, satin stainless finish, for use with 1 3/4" - 2 1/4" thick door | 1 |  | 1 Year | 841.15 | 0.15 | 714.9775
27886 | Salto | EB668G63IM48--K | XS4 wide body electronic wire-free SVN escutcheon, BLE / Mifare / DESFire deadbolt privacy w/ key override function, with keypad, G lever, unhanded, satin stainless finish, for use with 1 3/4" - 2 1/4" thick door | 1 |  | 1 Year | 775 | 0.15 | 658.75
27887 | Salto | EB668G63IM48-W- | XS4 wide body electronic RF wireless SVN escutcheon, BLE / Mifare / DESFire deadbolt privacy w/ key override function, G lever, unhanded, satin stainless finish, for use with 1 3/4" - 2 1/4" thick door | 1 |  | 1 Year | 897.35 | 0.15 | 762.7475
27888 | Salto | EB668G63IM48-WK | XS4 wide body electronic RF wireless SVN escutcheon, BLE / Mifare / DESFire deadbolt privacy w/ key override function, with keypad, G lever, unhanded, satin stainless finish, for use with 1 3/4" - 2 1/4" thick door | 1 |  | 1 Year | 960.2 | 0.15 | 816.17
27889 | Salto | EB668G63PM38--- | XS4 wide body electronic wire-free SVN escutcheon, BLE / Mifare / DESFire deadbolt privacy w/ key override function, G lever, unhanded, satin brass finish, for use with 1 3/8" - 1 3/4" thick standard door | 1 |  | 1 Year | 712.15 | 0.15 | 605.3275
27890 | Salto | EB668G63PM38-A- | XS4 wide body electronic AMOK wire-free SVN escutcheon, BLE / Mifare / DESFire deadbolt privacy w/ key override function, G lever, unhanded, satin brass finish, for use with 1 3/8" - 1 3/4" thick standard door | 1 |  | 1 Year | 841.15 | 0.15 | 714.9775
27891 | Salto | EB668G63PM38--K | XS4 wide body electronic wire-free SVN escutcheon, BLE / Mifare / DESFire deadbolt privacy w/ key override function, with keypad, G lever, unhanded, satin brass finish, for use with 1 3/8" - 1 3/4" thick standard door | 1 |  | 1 Year | 775 | 0.15 | 658.75
27892 | Salto | EB668G63PM38-W- | XS4 wide body electronic RF wireless SVN escutcheon, BLE / Mifare / DESFire deadbolt privacy w/ key override function, G lever, unhanded, satin brass finish, for use with 1 3/8" - 1 3/4" thick standard door | 1 |  | 1 Year | 897.35 | 0.15 | 762.7475
27893 | Salto | EB668G63PM38-WK | XS4 wide body electronic RF wireless SVN escutcheon, BLE / Mifare / DESFire deadbolt privacy w/ key override function, with keypad, G lever, unhanded, satin brass finish, for use with 1 3/8" - 1 3/4" thick standard door | 1 |  | 1 Year | 960.2 | 0.15 | 816.17
27894 | Salto | EB668G63PM48--- | XS4 wide body electronic wire-free SVN escutcheon, BLE / Mifare / DESFire deadbolt privacy w/ key override function, G lever, unhanded, satin brass finish, for use with 1 3/4" - 2 1/4" thick door | 1 |  | 1 Year | 712.15 | 0.15 | 605.3275
27895 | Salto | EB668G63PM48-A- | XS4 wide body electronic AMOK wire-free SVN escutcheon, BLE / Mifare / DESFire deadbolt privacy w/ key override function, G lever, unhanded, satin brass finish, for use with 1 3/4" - 2 1/4" thick door | 1 |  | 1 Year | 841.15 | 0.15 | 714.9775
27896 | Salto | EB668G63PM48--K | XS4 wide body electronic wire-free SVN escutcheon, BLE / Mifare / DESFire deadbolt privacy w/ key override function, with keypad, G lever, unhanded, satin brass finish, for use with 1 3/4" - 2 1/4" thick door | 1 |  | 1 Year | 775 | 0.15 | 658.75
27897 | Salto | EB668G63PM48-W- | XS4 wide body electronic RF wireless SVN escutcheon, BLE / Mifare / DESFire deadbolt privacy w/ key override function, G lever, unhanded, satin brass finish, for use with 1 3/4" - 2 1/4" thick door | 1 |  | 1 Year | 897.35 | 0.15 | 762.7475
27898 | Salto | EB668G63PM48-WK | XS4 wide body electronic RF wireless SVN escutcheon, BLE / Mifare / DESFire deadbolt privacy w/ key override function, with keypad, G lever, unhanded, satin brass finish, for use with 1 3/4" - 2 1/4" thick door | 1 |  | 1 Year | 960.2 | 0.15 | 816.17
27899 | Salto | EB668J61BC38--- | XS4 wide body electronic wire-free SVN escutcheon, BLE / Mifare / DESFire deadbolt privacy w/ key override function, J lever, unhanded, BioCote antimicrobial finish, for use with 1 3/8" - 1 3/4" thick standard door | 1 |  | 1 Year | 774.35 | 0.15 | 658.1975
27900 | Salto | EB668J61BC38-A- | XS4 wide body electronic AMOK wire-free SVN escutcheon, BLE / Mifare / DESFire deadbolt privacy w/ key override function, J lever, unhanded, BioCote antimicrobial finish, for use with 1 3/8" - 1 3/4" thick standard door | 1 |  | 1 Year | 903.35 | 0.15 | 767.8475
27901 | Salto | EB668J61BC38--K | XS4 wide body electronic wire-free SVN escutcheon, BLE / Mifare / DESFire deadbolt privacy w/ key override function, with keypad, J lever, unhanded, BioCote antimicrobial finish, for use with 1 3/8" - 1 3/4" thick standard door | 1 |  | 1 Year | 837.2 | 0.15 | 711.62
27902 | Salto | EB668J61BC38-W- | XS4 wide body electronic RF wireless SVN escutcheon, BLE / Mifare / DESFire deadbolt privacy w/ key override function, J lever, unhanded, BioCote antimicrobial finish, for use with 1 3/8" - 1 3/4" thick standard door | 1 |  | 1 Year | 959.55 | 0.15 | 815.6175
27903 | Salto | EB668J61BC38-WK | XS4 wide body electronic RF wireless SVN escutcheon, BLE / Mifare / DESFire deadbolt privacy w/ key override function, with keypad, J lever, unhanded, BioCote antimicrobial finish, for use with 1 3/8" - 1 3/4" thick standard door | 1 |  | 1 Year | 1022.4 | 0.15 | 869.04
27904 | Salto | EB668J61BC48--- | XS4 wide body electronic wire-free SVN escutcheon, BLE / Mifare / DESFire deadbolt privacy w/ key override function, J lever, unhanded, BioCote antimicrobial finish, for use with 1 3/4" - 2 1/4" thick door | 1 |  | 1 Year | 774.35 | 0.15 | 658.1975
27905 | Salto | EB668J61BC48-A- | XS4 wide body electronic AMOK wire-free SVN escutcheon, BLE / Mifare / DESFire deadbolt privacy w/ key override function, J lever, unhanded, BioCote antimicrobial finish, for use with 1 3/4" - 2 1/4" thick door | 1 |  | 1 Year | 903.35 | 0.15 | 767.8475
27906 | Salto | EB668J61BC48--K | XS4 wide body electronic wire-free SVN escutcheon, BLE / Mifare / DESFire deadbolt privacy w/ key override function, with keypad, J lever, unhanded, BioCote antimicrobial finish, for use with 1 3/4" - 2 1/4" thick door | 1 |  | 1 Year | 837.2 | 0.15 | 711.62
27907 | Salto | EB668J61BC48-W- | XS4 wide body electronic RF wireless SVN escutcheon, BLE / Mifare / DESFire deadbolt privacy w/ key override function, J lever, unhanded, BioCote antimicrobial finish, for use with 1 3/4" - 2 1/4" thick door | 1 |  | 1 Year | 959.55 | 0.15 | 815.6175
27908 | Salto | EB668J61BC48-WK | XS4 wide body electronic RF wireless SVN escutcheon, BLE / Mifare / DESFire deadbolt privacy w/ key override function, with keypad, J lever, unhanded, BioCote antimicrobial finish, for use with 1 3/4" - 2 1/4" thick door | 1 |  | 1 Year | 1022.4 | 0.15 | 869.04
27909 | Salto | EB668J61IA38--- | XS4 wide body electronic wire-free SVN escutcheon, BLE / Mifare / DESFire deadbolt privacy w/ key override function, J lever, unhanded, antique brass finish, for use with 1 3/8" - 1 3/4" thick standard door | 1 |  | 1 Year | 774.35 | 0.15 | 658.1975
27910 | Salto | EB668J61IA38-A- | XS4 wide body electronic AMOK wire-free SVN escutcheon, BLE / Mifare / DESFire deadbolt privacy w/ key override function, J lever, unhanded, antique brass finish, for use with 1 3/8" - 1 3/4" thick standard door | 1 |  | 1 Year | 903.35 | 0.15 | 767.8475
27911 | Salto | EB668J61IA38--K | XS4 wide body electronic wire-free SVN escutcheon, BLE / Mifare / DESFire deadbolt privacy w/ key override function, with keypad, J lever, unhanded, antique brass finish, for use with 1 3/8" - 1 3/4" thick standard door | 1 |  | 1 Year | 837.2 | 0.15 | 711.62
27912 | Salto | EB668J61IA38-W- | XS4 wide body electronic RF wireless SVN escutcheon, BLE / Mifare / DESFire deadbolt privacy w/ key override function, J lever, unhanded, antique brass finish, for use with 1 3/8" - 1 3/4" thick standard door | 1 |  | 1 Year | 959.55 | 0.15 | 815.6175
27913 | Salto | EB668J61IA38-WK | XS4 wide body electronic RF wireless SVN escutcheon, BLE / Mifare / DESFire deadbolt privacy w/ key override function, with keypad, J lever, unhanded, antique brass finish, for use with 1 3/8" - 1 3/4" thick standard door | 1 |  | 1 Year | 1022.4 | 0.15 | 869.04
27914 | Salto | EB668J61IA48--- | XS4 wide body electronic wire-free SVN escutcheon, BLE / Mifare / DESFire deadbolt privacy w/ key override function, J lever, unhanded, antique brass finish, for use with 1 3/4" - 2 1/4" thick door | 1 |  | 1 Year | 774.35 | 0.15 | 658.1975
27915 | Salto | EB668J61IA48-A- | XS4 wide body electronic AMOK wire-free SVN escutcheon, BLE / Mifare / DESFire deadbolt privacy w/ key override function, J lever, unhanded, antique brass finish, for use with 1 3/4" - 2 1/4" thick door | 1 |  | 1 Year | 903.35 | 0.15 | 767.8475
27916 | Salto | EB668J61IA48--K | XS4 wide body electronic wire-free SVN escutcheon, BLE / Mifare / DESFire deadbolt privacy w/ key override function, with keypad, J lever, unhanded, antique brass finish, for use with 1 3/4" - 2 1/4" thick door | 1 |  | 1 Year | 837.2 | 0.15 | 711.62
27917 | Salto | EB668J61IA48-W- | XS4 wide body electronic RF wireless SVN escutcheon, BLE / Mifare / DESFire deadbolt privacy w/ key override function, J lever, unhanded, antique brass finish, for use with 1 3/4" - 2 1/4" thick door | 1 |  | 1 Year | 959.55 | 0.15 | 815.6175
27918 | Salto | EB668J61IA48-WK | XS4 wide body electronic RF wireless SVN escutcheon, BLE / Mifare / DESFire deadbolt privacy w/ key override function, with keypad, J lever, unhanded, antique brass finish, for use with 1 3/4" - 2 1/4" thick door | 1 |  | 1 Year | 1022.4 | 0.15 | 869.04
27919 | Salto | EB668J61IM38--- | XS4 wide body electronic wire-free SVN escutcheon, BLE / Mifare / DESFire deadbolt privacy w/ key override function, J lever, unhanded, satin stainless finish, for use with 1 3/8" - 1 3/4" thick standard door | 1 |  | 1 Year | 722.35 | 0.15 | 613.9975
27920 | Salto | EB668J61IM38-A- | XS4 wide body electronic AMOK wire-free SVN escutcheon, BLE / Mifare / DESFire deadbolt privacy w/ key override function, J lever, unhanded, satin stainless finish, for use with 1 3/8" - 1 3/4" thick standard door | 1 |  | 1 Year | 851.35 | 0.15 | 723.6475
27921 | Salto | EB668J61IM38--K | XS4 wide body electronic wire-free SVN escutcheon, BLE / Mifare / DESFire deadbolt privacy w/ key override function, with keypad, J lever, unhanded, satin stainless finish, for use with 1 3/8" - 1 3/4" thick standard door | 1 |  | 1 Year | 785.2 | 0.15 | 667.42
27922 | Salto | EB668J61IM38-W- | XS4 wide body electronic RF wireless SVN escutcheon, BLE / Mifare / DESFire deadbolt privacy w/ key override function, J lever, unhanded, satin stainless finish, for use with 1 3/8" - 1 3/4" thick standard door | 1 |  | 1 Year | 907.55 | 0.15 | 771.4175
27923 | Salto | EB668J61IM38-WK | XS4 wide body electronic RF wireless SVN escutcheon, BLE / Mifare / DESFire deadbolt privacy w/ key override function, with keypad, J lever, unhanded, satin stainless finish, for use with 1 3/8" - 1 3/4" thick standard door | 1 |  | 1 Year | 970.4 | 0.15 | 824.84
27924 | Salto | EB668J61IM48--- | XS4 wide body electronic wire-free SVN escutcheon, BLE / Mifare / DESFire deadbolt privacy w/ key override function, J lever, unhanded, satin stainless finish, for use with 1 3/4" - 2 1/4" thick door | 1 |  | 1 Year | 722.35 | 0.15 | 613.9975
27925 | Salto | EB668J61IM48-A- | XS4 wide body electronic AMOK wire-free SVN escutcheon, BLE / Mifare / DESFire deadbolt privacy w/ key override function, J lever, unhanded, satin stainless finish, for use with 1 3/4" - 2 1/4" thick door | 1 |  | 1 Year | 851.35 | 0.15 | 723.6475
27926 | Salto | EB668J61IM48--K | XS4 wide body electronic wire-free SVN escutcheon, BLE / Mifare / DESFire deadbolt privacy w/ key override function, with keypad, J lever, unhanded, satin stainless finish, for use with 1 3/4" - 2 1/4" thick door | 1 |  | 1 Year | 785.2 | 0.15 | 667.42
27927 | Salto | EB668J61IM48-W- | XS4 wide body electronic RF wireless SVN escutcheon, BLE / Mifare / DESFire deadbolt privacy w/ key override function, J lever, unhanded, satin stainless finish, for use with 1 3/4" - 2 1/4" thick door | 1 |  | 1 Year | 907.55 | 0.15 | 771.4175
27928 | Salto | EB668J61IM48-WK | XS4 wide body electronic RF wireless SVN escutcheon, BLE / Mifare / DESFire deadbolt privacy w/ key override function, with keypad, J lever, unhanded, satin stainless finish, for use with 1 3/4" - 2 1/4" thick door | 1 |  | 1 Year | 970.4 | 0.15 | 824.84
27929 | Salto | EB668J61NE38--- | XS4 wide body electronic wire-free SVN escutcheon, BLE / Mifare / DESFire deadbolt privacy w/ key override function, J lever, unhanded, black chromium finish, for use with 1 3/8" - 1 3/4" thick standard door | 1 |  | 1 Year | 757.05 | 0.15 | 643.4925
27930 | Salto | EB668J61NE38-A- | XS4 wide body electronic AMOK wire-free SVN escutcheon, BLE / Mifare / DESFire deadbolt privacy w/ key override function, J lever, unhanded, black chromium finish, for use with 1 3/8" - 1 3/4" thick standard door | 1 |  | 1 Year | 886.05 | 0.15 | 753.1425
27931 | Salto | EB668J61NE38--K | XS4 wide body electronic wire-free SVN escutcheon, BLE / Mifare / DESFire deadbolt privacy w/ key override function, with keypad, J lever, unhanded, black chromium finish, for use with 1 3/8" - 1 3/4" thick standard door | 1 |  | 1 Year | 819.9 | 0.15 | 696.915
27932 | Salto | EB668J61NE38-W- | XS4 wide body electronic RF wireless SVN escutcheon, BLE / Mifare / DESFire deadbolt privacy w/ key override function, J lever, unhanded, black chromium finish, for use with 1 3/8" - 1 3/4" thick standard door | 1 |  | 1 Year | 942.25 | 0.15 | 800.9125
27933 | Salto | EB668J61NE38-WK | XS4 wide body electronic RF wireless SVN escutcheon, BLE / Mifare / DESFire deadbolt privacy w/ key override function, with keypad, J lever, unhanded, black chromium finish, for use with 1 3/8" - 1 3/4" thick standard door | 1 |  | 1 Year | 1005.1 | 0.15 | 854.335
27934 | Salto | EB668J61NE48--- | XS4 wide body electronic wire-free SVN escutcheon, BLE / Mifare / DESFire deadbolt privacy w/ key override function, J lever, unhanded, black chromium finish, for use with 1 3/4" - 2 1/4" thick door | 1 |  | 1 Year | 757.05 | 0.15 | 643.4925
27935 | Salto | EB668J61NE48-A- | XS4 wide body electronic AMOK wire-free SVN escutcheon, BLE / Mifare / DESFire deadbolt privacy w/ key override function, J lever, unhanded, black chromium finish, for use with 1 3/4" - 2 1/4" thick door | 1 |  | 1 Year | 886.05 | 0.15 | 753.1425
27936 | Salto | EB668J61NE48--K | XS4 wide body electronic wire-free SVN escutcheon, BLE / Mifare / DESFire deadbolt privacy w/ key override function, with keypad, J lever, unhanded, black chromium finish, for use with 1 3/4" - 2 1/4" thick door | 1 |  | 1 Year | 819.9 | 0.15 | 696.915
27937 | Salto | EB668J61NE48-W- | XS4 wide body electronic RF wireless SVN escutcheon, BLE / Mifare / DESFire deadbolt privacy w/ key override function, J lever, unhanded, black chromium finish, for use with 1 3/4" - 2 1/4" thick door | 1 |  | 1 Year | 942.25 | 0.15 | 800.9125
27938 | Salto | EB668J61NE48-WK | XS4 wide body electronic RF wireless SVN escutcheon, BLE / Mifare / DESFire deadbolt privacy w/ key override function, with keypad, J lever, unhanded, black chromium finish, for use with 1 3/4" - 2 1/4" thick door | 1 |  | 1 Year | 1005.1 | 0.15 | 854.335
27939 | Salto | EB668J61PM38--- | XS4 wide body electronic wire-free SVN escutcheon, BLE / Mifare / DESFire deadbolt privacy w/ key override function, J lever, unhanded, satin brass finish, for use with 1 3/8" - 1 3/4" thick standard door | 1 |  | 1 Year | 722.35 | 0.15 | 613.9975
27940 | Salto | EB668J61PM38-A- | XS4 wide body electronic AMOK wire-free SVN escutcheon, BLE / Mifare / DESFire deadbolt privacy w/ key override function, J lever, unhanded, satin brass finish, for use with 1 3/8" - 1 3/4" thick standard door | 1 |  | 1 Year | 851.35 | 0.15 | 723.6475
27941 | Salto | EB668J61PM38--K | XS4 wide body electronic wire-free SVN escutcheon, BLE / Mifare / DESFire deadbolt privacy w/ key override function, with keypad, J lever, unhanded, satin brass finish, for use with 1 3/8" - 1 3/4" thick standard door | 1 |  | 1 Year | 785.2 | 0.15 | 667.42
27942 | Salto | EB668J61PM38-W- | XS4 wide body electronic RF wireless SVN escutcheon, BLE / Mifare / DESFire deadbolt privacy w/ key override function, J lever, unhanded, satin brass finish, for use with 1 3/8" - 1 3/4" thick standard door | 1 |  | 1 Year | 907.55 | 0.15 | 771.4175
27943 | Salto | EB668J61PM38-WK | XS4 wide body electronic RF wireless SVN escutcheon, BLE / Mifare / DESFire deadbolt privacy w/ key override function, with keypad, J lever, unhanded, satin brass finish, for use with 1 3/8" - 1 3/4" thick standard door | 1 |  | 1 Year | 970.4 | 0.15 | 824.84
27944 | Salto | EB668J61PM48--- | XS4 wide body electronic wire-free SVN escutcheon, BLE / Mifare / DESFire deadbolt privacy w/ key override function, J lever, unhanded, satin brass finish, for use with 1 3/4" - 2 1/4" thick door | 1 |  | 1 Year | 722.35 | 0.15 | 613.9975
27945 | Salto | EB668J61PM48-A- | XS4 wide body electronic AMOK wire-free SVN escutcheon, BLE / Mifare / DESFire deadbolt privacy w/ key override function, J lever, unhanded, satin brass finish, for use with 1 3/4" - 2 1/4" thick door | 1 |  | 1 Year | 851.35 | 0.15 | 723.6475
27946 | Salto | EB668J61PM48--K | XS4 wide body electronic wire-free SVN escutcheon, BLE / Mifare / DESFire deadbolt privacy w/ key override function, with keypad, J lever, unhanded, satin brass finish, for use with 1 3/4" - 2 1/4" thick door | 1 |  | 1 Year | 785.2 | 0.15 | 667.42
27947 | Salto | EB668J61PM48-W- | XS4 wide body electronic RF wireless SVN escutcheon, BLE / Mifare / DESFire deadbolt privacy w/ key override function, J lever, unhanded, satin brass finish, for use with 1 3/4" - 2 1/4" thick door | 1 |  | 1 Year | 907.55 | 0.15 | 771.4175
27948 | Salto | EB668J61PM48-WK | XS4 wide body electronic RF wireless SVN escutcheon, BLE / Mifare / DESFire deadbolt privacy w/ key override function, with keypad, J lever, unhanded, satin brass finish, for use with 1 3/4" - 2 1/4" thick door | 1 |  | 1 Year | 970.4 | 0.15 | 824.84
27949 | Salto | EB668J62BC38--- | XS4 wide body electronic wire-free SVN escutcheon, BLE / Mifare / DESFire deadbolt privacy w/ key override function, J lever, unhanded, BioCote antimicrobial finish, for use with 1 3/8" - 1 3/4" thick standard door | 1 |  | 1 Year | 774.35 | 0.15 | 658.1975
27950 | Salto | EB668J62BC38-A- | XS4 wide body electronic AMOK wire-free SVN escutcheon, BLE / Mifare / DESFire deadbolt privacy w/ key override function, J lever, unhanded, BioCote antimicrobial finish, for use with 1 3/8" - 1 3/4" thick standard door | 1 |  | 1 Year | 903.35 | 0.15 | 767.8475
27951 | Salto | EB668J62BC38--K | XS4 wide body electronic wire-free SVN escutcheon, BLE / Mifare / DESFire deadbolt privacy w/ key override function, with keypad, J lever, unhanded, BioCote antimicrobial finish, for use with 1 3/8" - 1 3/4" thick standard door | 1 |  | 1 Year | 837.2 | 0.15 | 711.62
27952 | Salto | EB668J62BC38-W- | XS4 wide body electronic RF wireless SVN escutcheon, BLE / Mifare / DESFire deadbolt privacy w/ key override function, J lever, unhanded, BioCote antimicrobial finish, for use with 1 3/8" - 1 3/4" thick standard door | 1 |  | 1 Year | 959.55 | 0.15 | 815.6175
27953 | Salto | EB668J62BC38-WK | XS4 wide body electronic RF wireless SVN escutcheon, BLE / Mifare / DESFire deadbolt privacy w/ key override function, with keypad, J lever, unhanded, BioCote antimicrobial finish, for use with 1 3/8" - 1 3/4" thick standard door | 1 |  | 1 Year | 1022.4 | 0.15 | 869.04
27954 | Salto | EB668J62BC48--- | XS4 wide body electronic wire-free SVN escutcheon, BLE / Mifare / DESFire deadbolt privacy w/ key override function, J lever, unhanded, BioCote antimicrobial finish, for use with 1 3/4" - 2 1/4" thick door | 1 |  | 1 Year | 774.35 | 0.15 | 658.1975
27955 | Salto | EB668J62BC48-A- | XS4 wide body electronic AMOK wire-free SVN escutcheon, BLE / Mifare / DESFire deadbolt privacy w/ key override function, J lever, unhanded, BioCote antimicrobial finish, for use with 1 3/4" - 2 1/4" thick door | 1 |  | 1 Year | 903.35 | 0.15 | 767.8475
27956 | Salto | EB668J62BC48--K | XS4 wide body electronic wire-free SVN escutcheon, BLE / Mifare / DESFire deadbolt privacy w/ key override function, with keypad, J lever, unhanded, BioCote antimicrobial finish, for use with 1 3/4" - 2 1/4" thick door | 1 |  | 1 Year | 837.2 | 0.15 | 711.62
27957 | Salto | EB668J62BC48-W- | XS4 wide body electronic RF wireless SVN escutcheon, BLE / Mifare / DESFire deadbolt privacy w/ key override function, J lever, unhanded, BioCote antimicrobial finish, for use with 1 3/4" - 2 1/4" thick door | 1 |  | 1 Year | 959.55 | 0.15 | 815.6175
27958 | Salto | EB668J62BC48-WK | XS4 wide body electronic RF wireless SVN escutcheon, BLE / Mifare / DESFire deadbolt privacy w/ key override function, with keypad, J lever, unhanded, BioCote antimicrobial finish, for use with 1 3/4" - 2 1/4" thick door | 1 |  | 1 Year | 1022.4 | 0.15 | 869.04
27959 | Salto | EB668J62IA38--- | XS4 wide body electronic wire-free SVN escutcheon, BLE / Mifare / DESFire deadbolt privacy w/ key override function, J lever, unhanded, antique brass finish, for use with 1 3/8" - 1 3/4" thick standard door | 1 |  | 1 Year | 774.35 | 0.15 | 658.1975
27960 | Salto | EB668J62IA38-A- | XS4 wide body electronic AMOK wire-free SVN escutcheon, BLE / Mifare / DESFire deadbolt privacy w/ key override function, J lever, unhanded, antique brass finish, for use with 1 3/8" - 1 3/4" thick standard door | 1 |  | 1 Year | 903.35 | 0.15 | 767.8475
27961 | Salto | EB668J62IA38--K | XS4 wide body electronic wire-free SVN escutcheon, BLE / Mifare / DESFire deadbolt privacy w/ key override function, with keypad, J lever, unhanded, antique brass finish, for use with 1 3/8" - 1 3/4" thick standard door | 1 |  | 1 Year | 837.2 | 0.15 | 711.62
27962 | Salto | EB668J62IA38-W- | XS4 wide body electronic RF wireless SVN escutcheon, BLE / Mifare / DESFire deadbolt privacy w/ key override function, J lever, unhanded, antique brass finish, for use with 1 3/8" - 1 3/4" thick standard door | 1 |  | 1 Year | 959.55 | 0.15 | 815.6175
27963 | Salto | EB668J62IA38-WK | XS4 wide body electronic RF wireless SVN escutcheon, BLE / Mifare / DESFire deadbolt privacy w/ key override function, with keypad, J lever, unhanded, antique brass finish, for use with 1 3/8" - 1 3/4" thick standard door | 1 |  | 1 Year | 1022.4 | 0.15 | 869.04
27964 | Salto | EB668J62IA48--- | XS4 wide body electronic wire-free SVN escutcheon, BLE / Mifare / DESFire deadbolt privacy w/ key override function, J lever, unhanded, antique brass finish, for use with 1 3/4" - 2 1/4" thick door | 1 |  | 1 Year | 774.35 | 0.15 | 658.1975
27965 | Salto | EB668J62IA48-A- | XS4 wide body electronic AMOK wire-free SVN escutcheon, BLE / Mifare / DESFire deadbolt privacy w/ key override function, J lever, unhanded, antique brass finish, for use with 1 3/4" - 2 1/4" thick door | 1 |  | 1 Year | 903.35 | 0.15 | 767.8475
27966 | Salto | EB668J62IA48--K | XS4 wide body electronic wire-free SVN escutcheon, BLE / Mifare / DESFire deadbolt privacy w/ key override function, with keypad, J lever, unhanded, antique brass finish, for use with 1 3/4" - 2 1/4" thick door | 1 |  | 1 Year | 837.2 | 0.15 | 711.62
27967 | Salto | EB668J62IA48-W- | XS4 wide body electronic RF wireless SVN escutcheon, BLE / Mifare / DESFire deadbolt privacy w/ key override function, J lever, unhanded, antique brass finish, for use with 1 3/4" - 2 1/4" thick door | 1 |  | 1 Year | 959.55 | 0.15 | 815.6175
27968 | Salto | EB668J62IA48-WK | XS4 wide body electronic RF wireless SVN escutcheon, BLE / Mifare / DESFire deadbolt privacy w/ key override function, with keypad, J lever, unhanded, antique brass finish, for use with 1 3/4" - 2 1/4" thick door | 1 |  | 1 Year | 1022.4 | 0.15 | 869.04
27969 | Salto | EB668J62IM38--- | XS4 wide body electronic wire-free SVN escutcheon, BLE / Mifare / DESFire deadbolt privacy w/ key override function, J lever, unhanded, satin stainless finish, for use with 1 3/8" - 1 3/4" thick standard door | 1 |  | 1 Year | 722.35 | 0.15 | 613.9975
27970 | Salto | EB668J62IM38-A- | XS4 wide body electronic AMOK wire-free SVN escutcheon, BLE / Mifare / DESFire deadbolt privacy w/ key override function, J lever, unhanded, satin stainless finish, for use with 1 3/8" - 1 3/4" thick standard door | 1 |  | 1 Year | 851.35 | 0.15 | 723.6475
27971 | Salto | EB668J62IM38--K | XS4 wide body electronic wire-free SVN escutcheon, BLE / Mifare / DESFire deadbolt privacy w/ key override function, with keypad, J lever, unhanded, satin stainless finish, for use with 1 3/8" - 1 3/4" thick standard door | 1 |  | 1 Year | 785.2 | 0.15 | 667.42
27972 | Salto | EB668J62IM38-W- | XS4 wide body electronic RF wireless SVN escutcheon, BLE / Mifare / DESFire deadbolt privacy w/ key override function, J lever, unhanded, satin stainless finish, for use with 1 3/8" - 1 3/4" thick standard door | 1 |  | 1 Year | 907.55 | 0.15 | 771.4175
27973 | Salto | EB668J62IM38-WK | XS4 wide body electronic RF wireless SVN escutcheon, BLE / Mifare / DESFire deadbolt privacy w/ key override function, with keypad, J lever, unhanded, satin stainless finish, for use with 1 3/8" - 1 3/4" thick standard door | 1 |  | 1 Year | 970.4 | 0.15 | 824.84
27974 | Salto | EB668J62IM48--- | XS4 wide body electronic wire-free SVN escutcheon, BLE / Mifare / DESFire deadbolt privacy w/ key override function, J lever, unhanded, satin stainless finish, for use with 1 3/4" - 2 1/4" thick door | 1 |  | 1 Year | 722.35 | 0.15 | 613.9975
27975 | Salto | EB668J62IM48-A- | XS4 wide body electronic AMOK wire-free SVN escutcheon, BLE / Mifare / DESFire deadbolt privacy w/ key override function, J lever, unhanded, satin stainless finish, for use with 1 3/4" - 2 1/4" thick door | 1 |  | 1 Year | 851.35 | 0.15 | 723.6475
27976 | Salto | EB668J62IM48--K | XS4 wide body electronic wire-free SVN escutcheon, BLE / Mifare / DESFire deadbolt privacy w/ key override function, with keypad, J lever, unhanded, satin stainless finish, for use with 1 3/4" - 2 1/4" thick door | 1 |  | 1 Year | 785.2 | 0.15 | 667.42
27977 | Salto | EB668J62IM48-W- | XS4 wide body electronic RF wireless SVN escutcheon, BLE / Mifare / DESFire deadbolt privacy w/ key override function, J lever, unhanded, satin stainless finish, for use with 1 3/4" - 2 1/4" thick door | 1 |  | 1 Year | 907.55 | 0.15 | 771.4175
27978 | Salto | EB668J62IM48-WK | XS4 wide body electronic RF wireless SVN escutcheon, BLE / Mifare / DESFire deadbolt privacy w/ key override function, with keypad, J lever, unhanded, satin stainless finish, for use with 1 3/4" - 2 1/4" thick door | 1 |  | 1 Year | 970.4 | 0.15 | 824.84
27979 | Salto | EB668J62NE38--- | XS4 wide body electronic wire-free SVN escutcheon, BLE / Mifare / DESFire deadbolt privacy w/ key override function, J lever, unhanded, black chromium finish, for use with 1 3/8" - 1 3/4" thick standard door | 1 |  | 1 Year | 757.05 | 0.15 | 643.4925
27980 | Salto | EB668J62NE38-A- | XS4 wide body electronic AMOK wire-free SVN escutcheon, BLE / Mifare / DESFire deadbolt privacy w/ key override function, J lever, unhanded, black chromium finish, for use with 1 3/8" - 1 3/4" thick standard door | 1 |  | 1 Year | 886.05 | 0.15 | 753.1425
27981 | Salto | EB668J62NE38--K | XS4 wide body electronic wire-free SVN escutcheon, BLE / Mifare / DESFire deadbolt privacy w/ key override function, with keypad, J lever, unhanded, black chromium finish, for use with 1 3/8" - 1 3/4" thick standard door | 1 |  | 1 Year | 819.9 | 0.15 | 696.915
27982 | Salto | EB668J62NE38-W- | XS4 wide body electronic RF wireless SVN escutcheon, BLE / Mifare / DESFire deadbolt privacy w/ key override function, J lever, unhanded, black chromium finish, for use with 1 3/8" - 1 3/4" thick standard door | 1 |  | 1 Year | 942.25 | 0.15 | 800.9125
27983 | Salto | EB668J62NE38-WK | XS4 wide body electronic RF wireless SVN escutcheon, BLE / Mifare / DESFire deadbolt privacy w/ key override function, with keypad, J lever, unhanded, black chromium finish, for use with 1 3/8" - 1 3/4" thick standard door | 1 |  | 1 Year | 1005.1 | 0.15 | 854.335
27984 | Salto | EB668J62NE48--- | XS4 wide body electronic wire-free SVN escutcheon, BLE / Mifare / DESFire deadbolt privacy w/ key override function, J lever, unhanded, black chromium finish, for use with 1 3/4" - 2 1/4" thick door | 1 |  | 1 Year | 757.05 | 0.15 | 643.4925
27985 | Salto | EB668J62NE48-A- | XS4 wide body electronic AMOK wire-free SVN escutcheon, BLE / Mifare / DESFire deadbolt privacy w/ key override function, J lever, unhanded, black chromium finish, for use with 1 3/4" - 2 1/4" thick door | 1 |  | 1 Year | 886.05 | 0.15 | 753.1425
27986 | Salto | EB668J62NE48--K | XS4 wide body electronic wire-free SVN escutcheon, BLE / Mifare / DESFire deadbolt privacy w/ key override function, with keypad, J lever, unhanded, black chromium finish, for use with 1 3/4" - 2 1/4" thick door | 1 |  | 1 Year | 819.9 | 0.15 | 696.915
27987 | Salto | EB668J62NE48-W- | XS4 wide body electronic RF wireless SVN escutcheon, BLE / Mifare / DESFire deadbolt privacy w/ key override function, J lever, unhanded, black chromium finish, for use with 1 3/4" - 2 1/4" thick door | 1 |  | 1 Year | 942.25 | 0.15 | 800.9125
27988 | Salto | EB668J62NE48-WK | XS4 wide body electronic RF wireless SVN escutcheon, BLE / Mifare / DESFire deadbolt privacy w/ key override function, with keypad, J lever, unhanded, black chromium finish, for use with 1 3/4" - 2 1/4" thick door | 1 |  | 1 Year | 1005.1 | 0.15 | 854.335
27989 | Salto | EB668J62PM38--- | XS4 wide body electronic wire-free SVN escutcheon, BLE / Mifare / DESFire deadbolt privacy w/ key override function, J lever, unhanded, satin brass finish, for use with 1 3/8" - 1 3/4" thick standard door | 1 |  | 1 Year | 722.35 | 0.15 | 613.9975
27990 | Salto | EB668J62PM38-A- | XS4 wide body electronic AMOK wire-free SVN escutcheon, BLE / Mifare / DESFire deadbolt privacy w/ key override function, J lever, unhanded, satin brass finish, for use with 1 3/8" - 1 3/4" thick standard door | 1 |  | 1 Year | 851.35 | 0.15 | 723.6475
27991 | Salto | EB668J62PM38--K | XS4 wide body electronic wire-free SVN escutcheon, BLE / Mifare / DESFire deadbolt privacy w/ key override function, with keypad, J lever, unhanded, satin brass finish, for use with 1 3/8" - 1 3/4" thick standard door | 1 |  | 1 Year | 785.2 | 0.15 | 667.42
27992 | Salto | EB668J62PM38-W- | XS4 wide body electronic RF wireless SVN escutcheon, BLE / Mifare / DESFire deadbolt privacy w/ key override function, J lever, unhanded, satin brass finish, for use with 1 3/8" - 1 3/4" thick standard door | 1 |  | 1 Year | 907.55 | 0.15 | 771.4175
27993 | Salto | EB668J62PM38-WK | XS4 wide body electronic RF wireless SVN escutcheon, BLE / Mifare / DESFire deadbolt privacy w/ key override function, with keypad, J lever, unhanded, satin brass finish, for use with 1 3/8" - 1 3/4" thick standard door | 1 |  | 1 Year | 970.4 | 0.15 | 824.84
27994 | Salto | EB668J62PM48--- | XS4 wide body electronic wire-free SVN escutcheon, BLE / Mifare / DESFire deadbolt privacy w/ key override function, J lever, unhanded, satin brass finish, for use with 1 3/4" - 2 1/4" thick door | 1 |  | 1 Year | 722.35 | 0.15 | 613.9975
27995 | Salto | EB668J62PM48-A- | XS4 wide body electronic AMOK wire-free SVN escutcheon, BLE / Mifare / DESFire deadbolt privacy w/ key override function, J lever, unhanded, satin brass finish, for use with 1 3/4" - 2 1/4" thick door | 1 |  | 1 Year | 851.35 | 0.15 | 723.6475
27996 | Salto | EB668J62PM48--K | XS4 wide body electronic wire-free SVN escutcheon, BLE / Mifare / DESFire deadbolt privacy w/ key override function, with keypad, J lever, unhanded, satin brass finish, for use with 1 3/4" - 2 1/4" thick door | 1 |  | 1 Year | 785.2 | 0.15 | 667.42
27997 | Salto | EB668J62PM48-W- | XS4 wide body electronic RF wireless SVN escutcheon, BLE / Mifare / DESFire deadbolt privacy w/ key override function, J lever, unhanded, satin brass finish, for use with 1 3/4" - 2 1/4" thick door | 1 |  | 1 Year | 907.55 | 0.15 | 771.4175
27998 | Salto | EB668J62PM48-WK | XS4 wide body electronic RF wireless SVN escutcheon, BLE / Mifare / DESFire deadbolt privacy w/ key override function, with keypad, J lever, unhanded, satin brass finish, for use with 1 3/4" - 2 1/4" thick door | 1 |  | 1 Year | 970.4 | 0.15 | 824.84
27999 | Salto | EB668J63BC38--- | XS4 wide body electronic wire-free SVN escutcheon, BLE / Mifare / DESFire deadbolt privacy w/ key override function, J lever, unhanded, BioCote antimicrobial finish, for use with 1 3/8" - 1 3/4" thick standard door | 1 |  | 1 Year | 774.35 | 0.15 | 658.1975
28000 | Salto | EB668J63BC38-A- | XS4 wide body electronic AMOK wire-free SVN escutcheon, BLE / Mifare / DESFire deadbolt privacy w/ key override function, J lever, unhanded, BioCote antimicrobial finish, for use with 1 3/8" - 1 3/4" thick standard door | 1 |  | 1 Year | 903.35 | 0.15 | 767.8475
28001 | Salto | EB668J63BC38--K | XS4 wide body electronic wire-free SVN escutcheon, BLE / Mifare / DESFire deadbolt privacy w/ key override function, with keypad, J lever, unhanded, BioCote antimicrobial finish, for use with 1 3/8" - 1 3/4" thick standard door | 1 |  | 1 Year | 837.2 | 0.15 | 711.62
28002 | Salto | EB668J63BC38-W- | XS4 wide body electronic RF wireless SVN escutcheon, BLE / Mifare / DESFire deadbolt privacy w/ key override function, J lever, unhanded, BioCote antimicrobial finish, for use with 1 3/8" - 1 3/4" thick standard door | 1 |  | 1 Year | 959.55 | 0.15 | 815.6175
28003 | Salto | EB668J63BC38-WK | XS4 wide body electronic RF wireless SVN escutcheon, BLE / Mifare / DESFire deadbolt privacy w/ key override function, with keypad, J lever, unhanded, BioCote antimicrobial finish, for use with 1 3/8" - 1 3/4" thick standard door | 1 |  | 1 Year | 1022.4 | 0.15 | 869.04
28004 | Salto | EB668J63BC48--- | XS4 wide body electronic wire-free SVN escutcheon, BLE / Mifare / DESFire deadbolt privacy w/ key override function, J lever, unhanded, BioCote antimicrobial finish, for use with 1 3/4" - 2 1/4" thick door | 1 |  | 1 Year | 774.35 | 0.15 | 658.1975
28005 | Salto | EB668J63BC48-A- | XS4 wide body electronic AMOK wire-free SVN escutcheon, BLE / Mifare / DESFire deadbolt privacy w/ key override function, J lever, unhanded, BioCote antimicrobial finish, for use with 1 3/4" - 2 1/4" thick door | 1 |  | 1 Year | 903.35 | 0.15 | 767.8475
28006 | Salto | EB668J63BC48--K | XS4 wide body electronic wire-free SVN escutcheon, BLE / Mifare / DESFire deadbolt privacy w/ key override function, with keypad, J lever, unhanded, BioCote antimicrobial finish, for use with 1 3/4" - 2 1/4" thick door | 1 |  | 1 Year | 837.2 | 0.15 | 711.62
28007 | Salto | EB668J63BC48-W- | XS4 wide body electronic RF wireless SVN escutcheon, BLE / Mifare / DESFire deadbolt privacy w/ key override function, J lever, unhanded, BioCote antimicrobial finish, for use with 1 3/4" - 2 1/4" thick door | 1 |  | 1 Year | 959.55 | 0.15 | 815.6175
28008 | Salto | EB668J63BC48-WK | XS4 wide body electronic RF wireless SVN escutcheon, BLE / Mifare / DESFire deadbolt privacy w/ key override function, with keypad, J lever, unhanded, BioCote antimicrobial finish, for use with 1 3/4" - 2 1/4" thick door | 1 |  | 1 Year | 1022.4 | 0.15 | 869.04
28009 | Salto | EB668J63IA38--- | XS4 wide body electronic wire-free SVN escutcheon, BLE / Mifare / DESFire deadbolt privacy w/ key override function, J lever, unhanded, antique brass finish, for use with 1 3/8" - 1 3/4" thick standard door | 1 |  | 1 Year | 774.35 | 0.15 | 658.1975
28010 | Salto | EB668J63IA38-A- | XS4 wide body electronic AMOK wire-free SVN escutcheon, BLE / Mifare / DESFire deadbolt privacy w/ key override function, J lever, unhanded, antique brass finish, for use with 1 3/8" - 1 3/4" thick standard door | 1 |  | 1 Year | 903.35 | 0.15 | 767.8475
28011 | Salto | EB668J63IA38--K | XS4 wide body electronic wire-free SVN escutcheon, BLE / Mifare / DESFire deadbolt privacy w/ key override function, with keypad, J lever, unhanded, antique brass finish, for use with 1 3/8" - 1 3/4" thick standard door | 1 |  | 1 Year | 837.2 | 0.15 | 711.62
28012 | Salto | EB668J63IA38-W- | XS4 wide body electronic RF wireless SVN escutcheon, BLE / Mifare / DESFire deadbolt privacy w/ key override function, J lever, unhanded, antique brass finish, for use with 1 3/8" - 1 3/4" thick standard door | 1 |  | 1 Year | 959.55 | 0.15 | 815.6175
28013 | Salto | EB668J63IA38-WK | XS4 wide body electronic RF wireless SVN escutcheon, BLE / Mifare / DESFire deadbolt privacy w/ key override function, with keypad, J lever, unhanded, antique brass finish, for use with 1 3/8" - 1 3/4" thick standard door | 1 |  | 1 Year | 1022.4 | 0.15 | 869.04
28014 | Salto | EB668J63IA48--- | XS4 wide body electronic wire-free SVN escutcheon, BLE / Mifare / DESFire deadbolt privacy w/ key override function, J lever, unhanded, antique brass finish, for use with 1 3/4" - 2 1/4" thick door | 1 |  | 1 Year | 774.35 | 0.15 | 658.1975
28015 | Salto | EB668J63IA48-A- | XS4 wide body electronic AMOK wire-free SVN escutcheon, BLE / Mifare / DESFire deadbolt privacy w/ key override function, J lever, unhanded, antique brass finish, for use with 1 3/4" - 2 1/4" thick door | 1 |  | 1 Year | 903.35 | 0.15 | 767.8475
28016 | Salto | EB668J63IA48--K | XS4 wide body electronic wire-free SVN escutcheon, BLE / Mifare / DESFire deadbolt privacy w/ key override function, with keypad, J lever, unhanded, antique brass finish, for use with 1 3/4" - 2 1/4" thick door | 1 |  | 1 Year | 837.2 | 0.15 | 711.62
28017 | Salto | EB668J63IA48-W- | XS4 wide body electronic RF wireless SVN escutcheon, BLE / Mifare / DESFire deadbolt privacy w/ key override function, J lever, unhanded, antique brass finish, for use with 1 3/4" - 2 1/4" thick door | 1 |  | 1 Year | 959.55 | 0.15 | 815.6175
28018 | Salto | EB668J63IA48-WK | XS4 wide body electronic RF wireless SVN escutcheon, BLE / Mifare / DESFire deadbolt privacy w/ key override function, with keypad, J lever, unhanded, antique brass finish, for use with 1 3/4" - 2 1/4" thick door | 1 |  | 1 Year | 1022.4 | 0.15 | 869.04
28019 | Salto | EB668J63IM38--- | XS4 wide body electronic wire-free SVN escutcheon, BLE / Mifare / DESFire deadbolt privacy w/ key override function, J lever, unhanded, satin stainless finish, for use with 1 3/8" - 1 3/4" thick standard door | 1 |  | 1 Year | 722.35 | 0.15 | 613.9975
28020 | Salto | EB668J63IM38-A- | XS4 wide body electronic AMOK wire-free SVN escutcheon, BLE / Mifare / DESFire deadbolt privacy w/ key override function, J lever, unhanded, satin stainless finish, for use with 1 3/8" - 1 3/4" thick standard door | 1 |  | 1 Year | 851.35 | 0.15 | 723.6475
28021 | Salto | EB668J63IM38--K | XS4 wide body electronic wire-free SVN escutcheon, BLE / Mifare / DESFire deadbolt privacy w/ key override function, with keypad, J lever, unhanded, satin stainless finish, for use with 1 3/8" - 1 3/4" thick standard door | 1 |  | 1 Year | 785.2 | 0.15 | 667.42
28022 | Salto | EB668J63IM38-W- | XS4 wide body electronic RF wireless SVN escutcheon, BLE / Mifare / DESFire deadbolt privacy w/ key override function, J lever, unhanded, satin stainless finish, for use with 1 3/8" - 1 3/4" thick standard door | 1 |  | 1 Year | 907.55 | 0.15 | 771.4175
28023 | Salto | EB668J63IM38-WK | XS4 wide body electronic RF wireless SVN escutcheon, BLE / Mifare / DESFire deadbolt privacy w/ key override function, with keypad, J lever, unhanded, satin stainless finish, for use with 1 3/8" - 1 3/4" thick standard door | 1 |  | 1 Year | 970.4 | 0.15 | 824.84
28024 | Salto | EB668J63IM48--- | XS4 wide body electronic wire-free SVN escutcheon, BLE / Mifare / DESFire deadbolt privacy w/ key override function, J lever, unhanded, satin stainless finish, for use with 1 3/4" - 2 1/4" thick door | 1 |  | 1 Year | 722.35 | 0.15 | 613.9975
28025 | Salto | EB668J63IM48-A- | XS4 wide body electronic AMOK wire-free SVN escutcheon, BLE / Mifare / DESFire deadbolt privacy w/ key override function, J lever, unhanded, satin stainless finish, for use with 1 3/4" - 2 1/4" thick door | 1 |  | 1 Year | 851.35 | 0.15 | 723.6475
28026 | Salto | EB668J63IM48--K | XS4 wide body electronic wire-free SVN escutcheon, BLE / Mifare / DESFire deadbolt privacy w/ key override function, with keypad, J lever, unhanded, satin stainless finish, for use with 1 3/4" - 2 1/4" thick door | 1 |  | 1 Year | 785.2 | 0.15 | 667.42
28027 | Salto | EB668J63IM48-W- | XS4 wide body electronic RF wireless SVN escutcheon, BLE / Mifare / DESFire deadbolt privacy w/ key override function, J lever, unhanded, satin stainless finish, for use with 1 3/4" - 2 1/4" thick door | 1 |  | 1 Year | 907.55 | 0.15 | 771.4175
28028 | Salto | EB668J63IM48-WK | XS4 wide body electronic RF wireless SVN escutcheon, BLE / Mifare / DESFire deadbolt privacy w/ key override function, with keypad, J lever, unhanded, satin stainless finish, for use with 1 3/4" - 2 1/4" thick door | 1 |  | 1 Year | 970.4 | 0.15 | 824.84
28029 | Salto | EB668J63NE38--- | XS4 wide body electronic wire-free SVN escutcheon, BLE / Mifare / DESFire deadbolt privacy w/ key override function, J lever, unhanded, black chromium finish, for use with 1 3/8" - 1 3/4" thick standard door | 1 |  | 1 Year | 757.05 | 0.15 | 643.4925
28030 | Salto | EB668J63NE38-A- | XS4 wide body electronic AMOK wire-free SVN escutcheon, BLE / Mifare / DESFire deadbolt privacy w/ key override function, J lever, unhanded, black chromium finish, for use with 1 3/8" - 1 3/4" thick standard door | 1 |  | 1 Year | 886.05 | 0.15 | 753.1425
28031 | Salto | EB668J63NE38--K | XS4 wide body electronic wire-free SVN escutcheon, BLE / Mifare / DESFire deadbolt privacy w/ key override function, with keypad, J lever, unhanded, black chromium finish, for use with 1 3/8" - 1 3/4" thick standard door | 1 |  | 1 Year | 819.9 | 0.15 | 696.915
28032 | Salto | EB668J63NE38-W- | XS4 wide body electronic RF wireless SVN escutcheon, BLE / Mifare / DESFire deadbolt privacy w/ key override function, J lever, unhanded, black chromium finish, for use with 1 3/8" - 1 3/4" thick standard door | 1 |  | 1 Year | 942.25 | 0.15 | 800.9125
28033 | Salto | EB668J63NE38-WK | XS4 wide body electronic RF wireless SVN escutcheon, BLE / Mifare / DESFire deadbolt privacy w/ key override function, with keypad, J lever, unhanded, black chromium finish, for use with 1 3/8" - 1 3/4" thick standard door | 1 |  | 1 Year | 1005.1 | 0.15 | 854.335
28034 | Salto | EB668J63NE48--- | XS4 wide body electronic wire-free SVN escutcheon, BLE / Mifare / DESFire deadbolt privacy w/ key override function, J lever, unhanded, black chromium finish, for use with 1 3/4" - 2 1/4" thick door | 1 |  | 1 Year | 757.05 | 0.15 | 643.4925
28035 | Salto | EB668J63NE48-A- | XS4 wide body electronic AMOK wire-free SVN escutcheon, BLE / Mifare / DESFire deadbolt privacy w/ key override function, J lever, unhanded, black chromium finish, for use with 1 3/4" - 2 1/4" thick door | 1 |  | 1 Year | 886.05 | 0.15 | 753.1425
28036 | Salto | EB668J63NE48--K | XS4 wide body electronic wire-free SVN escutcheon, BLE / Mifare / DESFire deadbolt privacy w/ key override function, with keypad, J lever, unhanded, black chromium finish, for use with 1 3/4" - 2 1/4" thick door | 1 |  | 1 Year | 819.9 | 0.15 | 696.915
28037 | Salto | EB668J63NE48-W- | XS4 wide body electronic RF wireless SVN escutcheon, BLE / Mifare / DESFire deadbolt privacy w/ key override function, J lever, unhanded, black chromium finish, for use with 1 3/4" - 2 1/4" thick door | 1 |  | 1 Year | 942.25 | 0.15 | 800.9125
28038 | Salto | EB668J63NE48-WK | XS4 wide body electronic RF wireless SVN escutcheon, BLE / Mifare / DESFire deadbolt privacy w/ key override function, with keypad, J lever, unhanded, black chromium finish, for use with 1 3/4" - 2 1/4" thick door | 1 |  | 1 Year | 1005.1 | 0.15 | 854.335
28039 | Salto | EB668J63PM38--- | XS4 wide body electronic wire-free SVN escutcheon, BLE / Mifare / DESFire deadbolt privacy w/ key override function, J lever, unhanded, satin brass finish, for use with 1 3/8" - 1 3/4" thick standard door | 1 |  | 1 Year | 722.35 | 0.15 | 613.9975
28040 | Salto | EB668J63PM38-A- | XS4 wide body electronic AMOK wire-free SVN escutcheon, BLE / Mifare / DESFire deadbolt privacy w/ key override function, J lever, unhanded, satin brass finish, for use with 1 3/8" - 1 3/4" thick standard door | 1 |  | 1 Year | 851.35 | 0.15 | 723.6475
28041 | Salto | EB668J63PM38--K | XS4 wide body electronic wire-free SVN escutcheon, BLE / Mifare / DESFire deadbolt privacy w/ key override function, with keypad, J lever, unhanded, satin brass finish, for use with 1 3/8" - 1 3/4" thick standard door | 1 |  | 1 Year | 785.2 | 0.15 | 667.42
28042 | Salto | EB668J63PM38-W- | XS4 wide body electronic RF wireless SVN escutcheon, BLE / Mifare / DESFire deadbolt privacy w/ key override function, J lever, unhanded, satin brass finish, for use with 1 3/8" - 1 3/4" thick standard door | 1 |  | 1 Year | 907.55 | 0.15 | 771.4175
28043 | Salto | EB668J63PM38-WK | XS4 wide body electronic RF wireless SVN escutcheon, BLE / Mifare / DESFire deadbolt privacy w/ key override function, with keypad, J lever, unhanded, satin brass finish, for use with 1 3/8" - 1 3/4" thick standard door | 1 |  | 1 Year | 970.4 | 0.15 | 824.84
28044 | Salto | EB668J63PM48--- | XS4 wide body electronic wire-free SVN escutcheon, BLE / Mifare / DESFire deadbolt privacy w/ key override function, J lever, unhanded, satin brass finish, for use with 1 3/4" - 2 1/4" thick door | 1 |  | 1 Year | 722.35 | 0.15 | 613.9975
28045 | Salto | EB668J63PM48-A- | XS4 wide body electronic AMOK wire-free SVN escutcheon, BLE / Mifare / DESFire deadbolt privacy w/ key override function, J lever, unhanded, satin brass finish, for use with 1 3/4" - 2 1/4" thick door | 1 |  | 1 Year | 851.35 | 0.15 | 723.6475
28046 | Salto | EB668J63PM48--K | XS4 wide body electronic wire-free SVN escutcheon, BLE / Mifare / DESFire deadbolt privacy w/ key override function, with keypad, J lever, unhanded, satin brass finish, for use with 1 3/4" - 2 1/4" thick door | 1 |  | 1 Year | 785.2 | 0.15 | 667.42
28047 | Salto | EB668J63PM48-W- | XS4 wide body electronic RF wireless SVN escutcheon, BLE / Mifare / DESFire deadbolt privacy w/ key override function, J lever, unhanded, satin brass finish, for use with 1 3/4" - 2 1/4" thick door | 1 |  | 1 Year | 907.55 | 0.15 | 771.4175
28048 | Salto | EB668J63PM48-WK | XS4 wide body electronic RF wireless SVN escutcheon, BLE / Mifare / DESFire deadbolt privacy w/ key override function, with keypad, J lever, unhanded, satin brass finish, for use with 1 3/4" - 2 1/4" thick door | 1 |  | 1 Year | 970.4 | 0.15 | 824.84
28049 | Salto | EB668K61IM38L-- | XS4 wide body electronic wire-free SVN escutcheon, BLE / Mifare / DESFire deadbolt privacy w/ key override function, K lever, left handed, satin stainless finish, for use with 1 3/8" - 1 3/4" thick standard door | 1 |  | 1 Year | 722.35 | 0.15 | 613.9975
28050 | Salto | EB668K61IM38LA- | XS4 wide body electronic AMOK wire-free SVN escutcheon, BLE / Mifare / DESFire deadbolt privacy w/ key override function, K lever, left handed, satin stainless finish, for use with 1 3/8" - 1 3/4" thick standard door | 1 |  | 1 Year | 851.35 | 0.15 | 723.6475
28051 | Salto | EB668K61IM38L-K | XS4 wide body electronic wire-free SVN escutcheon, BLE / Mifare / DESFire deadbolt privacy w/ key override function, with keypad, K lever, left handed, satin stainless finish, for use with 1 3/8" - 1 3/4" thick standard door | 1 |  | 1 Year | 785.2 | 0.15 | 667.42
28052 | Salto | EB668K61IM38LW- | XS4 wide body electronic RF wireless SVN escutcheon, BLE / Mifare / DESFire deadbolt privacy w/ key override function, K lever, left handed, satin stainless finish, for use with 1 3/8" - 1 3/4" thick standard door | 1 |  | 1 Year | 907.55 | 0.15 | 771.4175
28053 | Salto | EB668K61IM38LWK | XS4 wide body electronic RF wireless SVN escutcheon, BLE / Mifare / DESFire deadbolt privacy w/ key override function, with keypad, K lever, left handed, satin stainless finish, for use with 1 3/8" - 1 3/4" thick standard door | 1 |  | 1 Year | 970.4 | 0.15 | 824.84
28054 | Salto | EB668K61IM38R-- | XS4 wide body electronic wire-free SVN escutcheon, BLE / Mifare / DESFire deadbolt privacy w/ key override function, K lever, right handed, satin stainless finish, for use with 1 3/8" - 1 3/4" thick standard door | 1 |  | 1 Year | 722.35 | 0.15 | 613.9975
28055 | Salto | EB668K61IM38RA- | XS4 wide body electronic AMOK wire-free SVN escutcheon, BLE / Mifare / DESFire deadbolt privacy w/ key override function, K lever, right handed, satin stainless finish, for use with 1 3/8" - 1 3/4" thick standard door | 1 |  | 1 Year | 851.35 | 0.15 | 723.6475
28056 | Salto | EB668K61IM38R-K | XS4 wide body electronic wire-free SVN escutcheon, BLE / Mifare / DESFire deadbolt privacy w/ key override function, with keypad, K lever, right handed, satin stainless finish, for use with 1 3/8" - 1 3/4" thick standard door | 1 |  | 1 Year | 785.2 | 0.15 | 667.42
28057 | Salto | EB668K61IM38RW- | XS4 wide body electronic RF wireless SVN escutcheon, BLE / Mifare / DESFire deadbolt privacy w/ key override function, K lever, right handed, satin stainless finish, for use with 1 3/8" - 1 3/4" thick standard door | 1 |  | 1 Year | 907.55 | 0.15 | 771.4175
28058 | Salto | EB668K61IM38RWK | XS4 wide body electronic RF wireless SVN escutcheon, BLE / Mifare / DESFire deadbolt privacy w/ key override function, with keypad, K lever, right handed, satin stainless finish, for use with 1 3/8" - 1 3/4" thick standard door | 1 |  | 1 Year | 970.4 | 0.15 | 824.84
28059 | Salto | EB668K61IM48L-- | XS4 wide body electronic wire-free SVN escutcheon, BLE / Mifare / DESFire deadbolt privacy w/ key override function, K lever, left handed, satin stainless finish, for use with 1 3/4" - 2 1/4" thick door | 1 |  | 1 Year | 722.35 | 0.15 | 613.9975
28060 | Salto | EB668K61IM48LA- | XS4 wide body electronic AMOK wire-free SVN escutcheon, BLE / Mifare / DESFire deadbolt privacy w/ key override function, K lever, left handed, satin stainless finish, for use with 1 3/4" - 2 1/4" thick door | 1 |  | 1 Year | 851.35 | 0.15 | 723.6475
28061 | Salto | EB668K61IM48L-K | XS4 wide body electronic wire-free SVN escutcheon, BLE / Mifare / DESFire deadbolt privacy w/ key override function, with keypad, K lever, left handed, satin stainless finish, for use with 1 3/4" - 2 1/4" thick door | 1 |  | 1 Year | 785.2 | 0.15 | 667.42
28062 | Salto | EB668K61IM48LW- | XS4 wide body electronic RF wireless SVN escutcheon, BLE / Mifare / DESFire deadbolt privacy w/ key override function, K lever, left handed, satin stainless finish, for use with 1 3/4" - 2 1/4" thick door | 1 |  | 1 Year | 907.55 | 0.15 | 771.4175
28063 | Salto | EB668K61IM48LWK | XS4 wide body electronic RF wireless SVN escutcheon, BLE / Mifare / DESFire deadbolt privacy w/ key override function, with keypad, K lever, left handed, satin stainless finish, for use with 1 3/4" - 2 1/4" thick door | 1 |  | 1 Year | 970.4 | 0.15 | 824.84
28064 | Salto | EB668K61IM48R-- | XS4 wide body electronic wire-free SVN escutcheon, BLE / Mifare / DESFire deadbolt privacy w/ key override function, K lever, right handed, satin stainless finish, for use with 1 3/4" - 2 1/4" thick door | 1 |  | 1 Year | 722.35 | 0.15 | 613.9975
28065 | Salto | EB668K61IM48RA- | XS4 wide body electronic AMOK wire-free SVN escutcheon, BLE / Mifare / DESFire deadbolt privacy w/ key override function, K lever, right handed, satin stainless finish, for use with 1 3/4" - 2 1/4" thick door | 1 |  | 1 Year | 851.35 | 0.15 | 723.6475
28066 | Salto | EB668K61IM48R-K | XS4 wide body electronic wire-free SVN escutcheon, BLE / Mifare / DESFire deadbolt privacy w/ key override function, with keypad, K lever, right handed, satin stainless finish, for use with 1 3/4" - 2 1/4" thick door | 1 |  | 1 Year | 785.2 | 0.15 | 667.42
28067 | Salto | EB668K61IM48RW- | XS4 wide body electronic RF wireless SVN escutcheon, BLE / Mifare / DESFire deadbolt privacy w/ key override function, K lever, right handed, satin stainless finish, for use with 1 3/4" - 2 1/4" thick door | 1 |  | 1 Year | 907.55 | 0.15 | 771.4175
28068 | Salto | EB668K61IM48RWK | XS4 wide body electronic RF wireless SVN escutcheon, BLE / Mifare / DESFire deadbolt privacy w/ key override function, with keypad, K lever, right handed, satin stainless finish, for use with 1 3/4" - 2 1/4" thick door | 1 |  | 1 Year | 970.4 | 0.15 | 824.84
28069 | Salto | EB668K61IP38L-- | XS4 wide body electronic wire-free SVN escutcheon, BLE / Mifare / DESFire deadbolt privacy w/ key override function, K lever, left handed, bright stainless steel finish, for use with 1 3/8" - 1 3/4" thick standard door | 1 |  | 1 Year | 738.65 | 0.15 | 627.8525
28070 | Salto | EB668K61IP38LA- | XS4 wide body electronic AMOK wire-free SVN escutcheon, BLE / Mifare / DESFire deadbolt privacy w/ key override function, K lever, left handed, bright stainless steel finish, for use with 1 3/8" - 1 3/4" thick standard door | 1 |  | 1 Year | 867.65 | 0.15 | 737.5025
28071 | Salto | EB668K61IP38L-K | XS4 wide body electronic wire-free SVN escutcheon, BLE / Mifare / DESFire deadbolt privacy w/ key override function, with keypad, K lever, left handed, bright stainless steel finish, for use with 1 3/8" - 1 3/4" thick standard door | 1 |  | 1 Year | 801.5 | 0.15 | 681.275
28072 | Salto | EB668K61IP38LW- | XS4 wide body electronic RF wireless SVN escutcheon, BLE / Mifare / DESFire deadbolt privacy w/ key override function, K lever, left handed, bright stainless steel finish, for use with 1 3/8" - 1 3/4" thick standard door | 1 |  | 1 Year | 923.85 | 0.15 | 785.2725
28073 | Salto | EB668K61IP38LWK | XS4 wide body electronic RF wireless SVN escutcheon, BLE / Mifare / DESFire deadbolt privacy w/ key override function, with keypad, K lever, left handed, bright stainless steel finish, for use with 1 3/8" - 1 3/4" thick standard door | 1 |  | 1 Year | 986.7 | 0.15 | 838.695
28074 | Salto | EB668K61IP38R-- | XS4 wide body electronic wire-free SVN escutcheon, BLE / Mifare / DESFire deadbolt privacy w/ key override function, K lever, right handed, bright stainless steel finish, for use with 1 3/8" - 1 3/4" thick standard door | 1 |  | 1 Year | 738.65 | 0.15 | 627.8525
28075 | Salto | EB668K61IP38RA- | XS4 wide body electronic AMOK wire-free SVN escutcheon, BLE / Mifare / DESFire deadbolt privacy w/ key override function, K lever, right handed, bright stainless steel finish, for use with 1 3/8" - 1 3/4" thick standard door | 1 |  | 1 Year | 867.65 | 0.15 | 737.5025
28076 | Salto | EB668K61IP38R-K | XS4 wide body electronic wire-free SVN escutcheon, BLE / Mifare / DESFire deadbolt privacy w/ key override function, with keypad, K lever, right handed, bright stainless steel finish, for use with 1 3/8" - 1 3/4" thick standard door | 1 |  | 1 Year | 801.5 | 0.15 | 681.275
28077 | Salto | EB668K61IP38RW- | XS4 wide body electronic RF wireless SVN escutcheon, BLE / Mifare / DESFire deadbolt privacy w/ key override function, K lever, right handed, bright stainless steel finish, for use with 1 3/8" - 1 3/4" thick standard door | 1 |  | 1 Year | 923.85 | 0.15 | 785.2725
28078 | Salto | EB668K61IP38RWK | XS4 wide body electronic RF wireless SVN escutcheon, BLE / Mifare / DESFire deadbolt privacy w/ key override function, with keypad, K lever, right handed, bright stainless steel finish, for use with 1 3/8" - 1 3/4" thick standard door | 1 |  | 1 Year | 986.7 | 0.15 | 838.695
28079 | Salto | EB668K61IP48L-- | XS4 wide body electronic wire-free SVN escutcheon, BLE / Mifare / DESFire deadbolt privacy w/ key override function, K lever, left handed, bright stainless steel finish, for use with 1 3/4" - 2 1/4" thick door | 1 |  | 1 Year | 738.65 | 0.15 | 627.8525
28080 | Salto | EB668K61IP48LA- | XS4 wide body electronic AMOK wire-free SVN escutcheon, BLE / Mifare / DESFire deadbolt privacy w/ key override function, K lever, left handed, bright stainless steel finish, for use with 1 3/4" - 2 1/4" thick door | 1 |  | 1 Year | 867.65 | 0.15 | 737.5025
28081 | Salto | EB668K61IP48L-K | XS4 wide body electronic wire-free SVN escutcheon, BLE / Mifare / DESFire deadbolt privacy w/ key override function, with keypad, K lever, left handed, bright stainless steel finish, for use with 1 3/4" - 2 1/4" thick door | 1 |  | 1 Year | 801.5 | 0.15 | 681.275
28082 | Salto | EB668K61IP48LW- | XS4 wide body electronic RF wireless SVN escutcheon, BLE / Mifare / DESFire deadbolt privacy w/ key override function, K lever, left handed, bright stainless steel finish, for use with 1 3/4" - 2 1/4" thick door | 1 |  | 1 Year | 923.85 | 0.15 | 785.2725
28083 | Salto | EB668K61IP48LWK | XS4 wide body electronic RF wireless SVN escutcheon, BLE / Mifare / DESFire deadbolt privacy w/ key override function, with keypad, K lever, left handed, bright stainless steel finish, for use with 1 3/4" - 2 1/4" thick door | 1 |  | 1 Year | 986.7 | 0.15 | 838.695
28084 | Salto | EB668K61IP48R-- | XS4 wide body electronic wire-free SVN escutcheon, BLE / Mifare / DESFire deadbolt privacy w/ key override function, K lever, right handed, bright stainless steel finish, for use with 1 3/4" - 2 1/4" thick door | 1 |  | 1 Year | 738.65 | 0.15 | 627.8525
28085 | Salto | EB668K61IP48RA- | XS4 wide body electronic AMOK wire-free SVN escutcheon, BLE / Mifare / DESFire deadbolt privacy w/ key override function, K lever, right handed, bright stainless steel finish, for use with 1 3/4" - 2 1/4" thick door | 1 |  | 1 Year | 867.65 | 0.15 | 737.5025
28086 | Salto | EB668K61IP48R-K | XS4 wide body electronic wire-free SVN escutcheon, BLE / Mifare / DESFire deadbolt privacy w/ key override function, with keypad, K lever, right handed, bright stainless steel finish, for use with 1 3/4" - 2 1/4" thick door | 1 |  | 1 Year | 801.5 | 0.15 | 681.275
28087 | Salto | EB668K61IP48RW- | XS4 wide body electronic RF wireless SVN escutcheon, BLE / Mifare / DESFire deadbolt privacy w/ key override function, K lever, right handed, bright stainless steel finish, for use with 1 3/4" - 2 1/4" thick door | 1 |  | 1 Year | 923.85 | 0.15 | 785.2725
28088 | Salto | EB668K61IP48RWK | XS4 wide body electronic RF wireless SVN escutcheon, BLE / Mifare / DESFire deadbolt privacy w/ key override function, with keypad, K lever, right handed, bright stainless steel finish, for use with 1 3/4" - 2 1/4" thick door | 1 |  | 1 Year | 986.7 | 0.15 | 838.695
28089 | Salto | EB668K61PP38L-- | XS4 wide body electronic wire-free SVN escutcheon, BLE / Mifare / DESFire deadbolt privacy w/ key override function, K lever, left handed, bright brass finish, for use with 1 3/8" - 1 3/4" thick standard door | 1 |  | 1 Year | 738.65 | 0.15 | 627.8525
28090 | Salto | EB668K61PP38LA- | XS4 wide body electronic AMOK wire-free SVN escutcheon, BLE / Mifare / DESFire deadbolt privacy w/ key override function, K lever, left handed, bright brass finish, for use with 1 3/8" - 1 3/4" thick standard door | 1 |  | 1 Year | 867.65 | 0.15 | 737.5025
28091 | Salto | EB668K61PP38L-K | XS4 wide body electronic wire-free SVN escutcheon, BLE / Mifare / DESFire deadbolt privacy w/ key override function, with keypad, K lever, left handed, bright brass finish, for use with 1 3/8" - 1 3/4" thick standard door | 1 |  | 1 Year | 801.5 | 0.15 | 681.275
28092 | Salto | EB668K61PP38LW- | XS4 wide body electronic RF wireless SVN escutcheon, BLE / Mifare / DESFire deadbolt privacy w/ key override function, K lever, left handed, bright brass finish, for use with 1 3/8" - 1 3/4" thick standard door | 1 |  | 1 Year | 923.85 | 0.15 | 785.2725
28093 | Salto | EB668K61PP38LWK | XS4 wide body electronic RF wireless SVN escutcheon, BLE / Mifare / DESFire deadbolt privacy w/ key override function, with keypad, K lever, left handed, bright brass finish, for use with 1 3/8" - 1 3/4" thick standard door | 1 |  | 1 Year | 986.7 | 0.15 | 838.695
28094 | Salto | EB668K61PP38R-- | XS4 wide body electronic wire-free SVN escutcheon, BLE / Mifare / DESFire deadbolt privacy w/ key override function, K lever, right handed, bright brass finish, for use with 1 3/8" - 1 3/4" thick standard door | 1 |  | 1 Year | 738.65 | 0.15 | 627.8525
28095 | Salto | EB668K61PP38RA- | XS4 wide body electronic AMOK wire-free SVN escutcheon, BLE / Mifare / DESFire deadbolt privacy w/ key override function, K lever, right handed, bright brass finish, for use with 1 3/8" - 1 3/4" thick standard door | 1 |  | 1 Year | 867.65 | 0.15 | 737.5025
28096 | Salto | EB668K61PP38R-K | XS4 wide body electronic wire-free SVN escutcheon, BLE / Mifare / DESFire deadbolt privacy w/ key override function, with keypad, K lever, right handed, bright brass finish, for use with 1 3/8" - 1 3/4" thick standard door | 1 |  | 1 Year | 801.5 | 0.15 | 681.275
28097 | Salto | EB668K61PP38RW- | XS4 wide body electronic RF wireless SVN escutcheon, BLE / Mifare / DESFire deadbolt privacy w/ key override function, K lever, right handed, bright brass finish, for use with 1 3/8" - 1 3/4" thick standard door | 1 |  | 1 Year | 923.85 | 0.15 | 785.2725
28098 | Salto | EB668K61PP38RWK | XS4 wide body electronic RF wireless SVN escutcheon, BLE / Mifare / DESFire deadbolt privacy w/ key override function, with keypad, K lever, right handed, bright brass finish, for use with 1 3/8" - 1 3/4" thick standard door | 1 |  | 1 Year | 986.7 | 0.15 | 838.695
28099 | Salto | EB668K61PP48L-- | XS4 wide body electronic wire-free SVN escutcheon, BLE / Mifare / DESFire deadbolt privacy w/ key override function, K lever, left handed, bright brass finish, for use with 1 3/4" - 2 1/4" thick door | 1 |  | 1 Year | 738.65 | 0.15 | 627.8525
28100 | Salto | EB668K61PP48LA- | XS4 wide body electronic AMOK wire-free SVN escutcheon, BLE / Mifare / DESFire deadbolt privacy w/ key override function, K lever, left handed, bright brass finish, for use with 1 3/4" - 2 1/4" thick door | 1 |  | 1 Year | 867.65 | 0.15 | 737.5025
28101 | Salto | EB668K61PP48L-K | XS4 wide body electronic wire-free SVN escutcheon, BLE / Mifare / DESFire deadbolt privacy w/ key override function, with keypad, K lever, left handed, bright brass finish, for use with 1 3/4" - 2 1/4" thick door | 1 |  | 1 Year | 801.5 | 0.15 | 681.275
28102 | Salto | EB668K61PP48LW- | XS4 wide body electronic RF wireless SVN escutcheon, BLE / Mifare / DESFire deadbolt privacy w/ key override function, K lever, left handed, bright brass finish, for use with 1 3/4" - 2 1/4" thick door | 1 |  | 1 Year | 923.85 | 0.15 | 785.2725
28103 | Salto | EB668K61PP48LWK | XS4 wide body electronic RF wireless SVN escutcheon, BLE / Mifare / DESFire deadbolt privacy w/ key override function, with keypad, K lever, left handed, bright brass finish, for use with 1 3/4" - 2 1/4" thick door | 1 |  | 1 Year | 986.7 | 0.15 | 838.695
28104 | Salto | EB668K61PP48R-- | XS4 wide body electronic wire-free SVN escutcheon, BLE / Mifare / DESFire deadbolt privacy w/ key override function, K lever, right handed, bright brass finish, for use with 1 3/4" - 2 1/4" thick door | 1 |  | 1 Year | 738.65 | 0.15 | 627.8525
28105 | Salto | EB668K61PP48RA- | XS4 wide body electronic AMOK wire-free SVN escutcheon, BLE / Mifare / DESFire deadbolt privacy w/ key override function, K lever, right handed, bright brass finish, for use with 1 3/4" - 2 1/4" thick door | 1 |  | 1 Year | 867.65 | 0.15 | 737.5025
28106 | Salto | EB668K61PP48R-K | XS4 wide body electronic wire-free SVN escutcheon, BLE / Mifare / DESFire deadbolt privacy w/ key override function, with keypad, K lever, right handed, bright brass finish, for use with 1 3/4" - 2 1/4" thick door | 1 |  | 1 Year | 801.5 | 0.15 | 681.275
28107 | Salto | EB668K61PP48RW- | XS4 wide body electronic RF wireless SVN escutcheon, BLE / Mifare / DESFire deadbolt privacy w/ key override function, K lever, right handed, bright brass finish, for use with 1 3/4" - 2 1/4" thick door | 1 |  | 1 Year | 923.85 | 0.15 | 785.2725
28108 | Salto | EB668K61PP48RWK | XS4 wide body electronic RF wireless SVN escutcheon, BLE / Mifare / DESFire deadbolt privacy w/ key override function, with keypad, K lever, right handed, bright brass finish, for use with 1 3/4" - 2 1/4" thick door | 1 |  | 1 Year | 986.7 | 0.15 | 838.695
28109 | Salto | EB668K62IM38L-- | XS4 wide body electronic wire-free SVN escutcheon, BLE / Mifare / DESFire deadbolt privacy w/ key override function, K lever, left handed, satin stainless finish, for use with 1 3/8" - 1 3/4" thick standard door | 1 |  | 1 Year | 722.35 | 0.15 | 613.9975
28110 | Salto | EB668K62IM38LA- | XS4 wide body electronic AMOK wire-free SVN escutcheon, BLE / Mifare / DESFire deadbolt privacy w/ key override function, K lever, left handed, satin stainless finish, for use with 1 3/8" - 1 3/4" thick standard door | 1 |  | 1 Year | 851.35 | 0.15 | 723.6475
28111 | Salto | EB668K62IM38L-K | XS4 wide body electronic wire-free SVN escutcheon, BLE / Mifare / DESFire deadbolt privacy w/ key override function, with keypad, K lever, left handed, satin stainless finish, for use with 1 3/8" - 1 3/4" thick standard door | 1 |  | 1 Year | 785.2 | 0.15 | 667.42
28112 | Salto | EB668K62IM38LW- | XS4 wide body electronic RF wireless SVN escutcheon, BLE / Mifare / DESFire deadbolt privacy w/ key override function, K lever, left handed, satin stainless finish, for use with 1 3/8" - 1 3/4" thick standard door | 1 |  | 1 Year | 907.55 | 0.15 | 771.4175
28113 | Salto | EB668K62IM38LWK | XS4 wide body electronic RF wireless SVN escutcheon, BLE / Mifare / DESFire deadbolt privacy w/ key override function, with keypad, K lever, left handed, satin stainless finish, for use with 1 3/8" - 1 3/4" thick standard door | 1 |  | 1 Year | 970.4 | 0.15 | 824.84
28114 | Salto | EB668K62IM38R-- | XS4 wide body electronic wire-free SVN escutcheon, BLE / Mifare / DESFire deadbolt privacy w/ key override function, K lever, right handed, satin stainless finish, for use with 1 3/8" - 1 3/4" thick standard door | 1 |  | 1 Year | 722.35 | 0.15 | 613.9975
28115 | Salto | EB668K62IM38RA- | XS4 wide body electronic AMOK wire-free SVN escutcheon, BLE / Mifare / DESFire deadbolt privacy w/ key override function, K lever, right handed, satin stainless finish, for use with 1 3/8" - 1 3/4" thick standard door | 1 |  | 1 Year | 851.35 | 0.15 | 723.6475
28116 | Salto | EB668K62IM38R-K | XS4 wide body electronic wire-free SVN escutcheon, BLE / Mifare / DESFire deadbolt privacy w/ key override function, with keypad, K lever, right handed, satin stainless finish, for use with 1 3/8" - 1 3/4" thick standard door | 1 |  | 1 Year | 785.2 | 0.15 | 667.42
28117 | Salto | EB668K62IM38RW- | XS4 wide body electronic RF wireless SVN escutcheon, BLE / Mifare / DESFire deadbolt privacy w/ key override function, K lever, right handed, satin stainless finish, for use with 1 3/8" - 1 3/4" thick standard door | 1 |  | 1 Year | 907.55 | 0.15 | 771.4175
28118 | Salto | EB668K62IM38RWK | XS4 wide body electronic RF wireless SVN escutcheon, BLE / Mifare / DESFire deadbolt privacy w/ key override function, with keypad, K lever, right handed, satin stainless finish, for use with 1 3/8" - 1 3/4" thick standard door | 1 |  | 1 Year | 970.4 | 0.15 | 824.84
28119 | Salto | EB668K62IM48L-- | XS4 wide body electronic wire-free SVN escutcheon, BLE / Mifare / DESFire deadbolt privacy w/ key override function, K lever, left handed, satin stainless finish, for use with 1 3/4" - 2 1/4" thick door | 1 |  | 1 Year | 722.35 | 0.15 | 613.9975
28120 | Salto | EB668K62IM48LA- | XS4 wide body electronic AMOK wire-free SVN escutcheon, BLE / Mifare / DESFire deadbolt privacy w/ key override function, K lever, left handed, satin stainless finish, for use with 1 3/4" - 2 1/4" thick door | 1 |  | 1 Year | 851.35 | 0.15 | 723.6475
28121 | Salto | EB668K62IM48L-K | XS4 wide body electronic wire-free SVN escutcheon, BLE / Mifare / DESFire deadbolt privacy w/ key override function, with keypad, K lever, left handed, satin stainless finish, for use with 1 3/4" - 2 1/4" thick door | 1 |  | 1 Year | 785.2 | 0.15 | 667.42
28122 | Salto | EB668K62IM48LW- | XS4 wide body electronic RF wireless SVN escutcheon, BLE / Mifare / DESFire deadbolt privacy w/ key override function, K lever, left handed, satin stainless finish, for use with 1 3/4" - 2 1/4" thick door | 1 |  | 1 Year | 907.55 | 0.15 | 771.4175
28123 | Salto | EB668K62IM48LWK | XS4 wide body electronic RF wireless SVN escutcheon, BLE / Mifare / DESFire deadbolt privacy w/ key override function, with keypad, K lever, left handed, satin stainless finish, for use with 1 3/4" - 2 1/4" thick door | 1 |  | 1 Year | 970.4 | 0.15 | 824.84
28124 | Salto | EB668K62IM48R-- | XS4 wide body electronic wire-free SVN escutcheon, BLE / Mifare / DESFire deadbolt privacy w/ key override function, K lever, right handed, satin stainless finish, for use with 1 3/4" - 2 1/4" thick door | 1 |  | 1 Year | 722.35 | 0.15 | 613.9975
28125 | Salto | EB668K62IM48RA- | XS4 wide body electronic AMOK wire-free SVN escutcheon, BLE / Mifare / DESFire deadbolt privacy w/ key override function, K lever, right handed, satin stainless finish, for use with 1 3/4" - 2 1/4" thick door | 1 |  | 1 Year | 851.35 | 0.15 | 723.6475
28126 | Salto | EB668K62IM48R-K | XS4 wide body electronic wire-free SVN escutcheon, BLE / Mifare / DESFire deadbolt privacy w/ key override function, with keypad, K lever, right handed, satin stainless finish, for use with 1 3/4" - 2 1/4" thick door | 1 |  | 1 Year | 785.2 | 0.15 | 667.42
28127 | Salto | EB668K62IM48RW- | XS4 wide body electronic RF wireless SVN escutcheon, BLE / Mifare / DESFire deadbolt privacy w/ key override function, K lever, right handed, satin stainless finish, for use with 1 3/4" - 2 1/4" thick door | 1 |  | 1 Year | 907.55 | 0.15 | 771.4175
28128 | Salto | EB668K62IM48RWK | XS4 wide body electronic RF wireless SVN escutcheon, BLE / Mifare / DESFire deadbolt privacy w/ key override function, with keypad, K lever, right handed, satin stainless finish, for use with 1 3/4" - 2 1/4" thick door | 1 |  | 1 Year | 970.4 | 0.15 | 824.84
28129 | Salto | EB668K62IP38L-- | XS4 wide body electronic wire-free SVN escutcheon, BLE / Mifare / DESFire deadbolt privacy w/ key override function, K lever, left handed, bright stainless steel finish, for use with 1 3/8" - 1 3/4" thick standard door | 1 |  | 1 Year | 738.65 | 0.15 | 627.8525
28130 | Salto | EB668K62IP38LA- | XS4 wide body electronic AMOK wire-free SVN escutcheon, BLE / Mifare / DESFire deadbolt privacy w/ key override function, K lever, left handed, bright stainless steel finish, for use with 1 3/8" - 1 3/4" thick standard door | 1 |  | 1 Year | 867.65 | 0.15 | 737.5025
28131 | Salto | EB668K62IP38L-K | XS4 wide body electronic wire-free SVN escutcheon, BLE / Mifare / DESFire deadbolt privacy w/ key override function, with keypad, K lever, left handed, bright stainless steel finish, for use with 1 3/8" - 1 3/4" thick standard door | 1 |  | 1 Year | 801.5 | 0.15 | 681.275
28132 | Salto | EB668K62IP38LW- | XS4 wide body electronic RF wireless SVN escutcheon, BLE / Mifare / DESFire deadbolt privacy w/ key override function, K lever, left handed, bright stainless steel finish, for use with 1 3/8" - 1 3/4" thick standard door | 1 |  | 1 Year | 923.85 | 0.15 | 785.2725
28133 | Salto | EB668K62IP38LWK | XS4 wide body electronic RF wireless SVN escutcheon, BLE / Mifare / DESFire deadbolt privacy w/ key override function, with keypad, K lever, left handed, bright stainless steel finish, for use with 1 3/8" - 1 3/4" thick standard door | 1 |  | 1 Year | 986.7 | 0.15 | 838.695
28134 | Salto | EB668K62IP38R-- | XS4 wide body electronic wire-free SVN escutcheon, BLE / Mifare / DESFire deadbolt privacy w/ key override function, K lever, right handed, bright stainless steel finish, for use with 1 3/8" - 1 3/4" thick standard door | 1 |  | 1 Year | 738.65 | 0.15 | 627.8525
28135 | Salto | EB668K62IP38RA- | XS4 wide body electronic AMOK wire-free SVN escutcheon, BLE / Mifare / DESFire deadbolt privacy w/ key override function, K lever, right handed, bright stainless steel finish, for use with 1 3/8" - 1 3/4" thick standard door | 1 |  | 1 Year | 867.65 | 0.15 | 737.5025
28136 | Salto | EB668K62IP38R-K | XS4 wide body electronic wire-free SVN escutcheon, BLE / Mifare / DESFire deadbolt privacy w/ key override function, with keypad, K lever, right handed, bright stainless steel finish, for use with 1 3/8" - 1 3/4" thick standard door | 1 |  | 1 Year | 801.5 | 0.15 | 681.275
28137 | Salto | EB668K62IP38RW- | XS4 wide body electronic RF wireless SVN escutcheon, BLE / Mifare / DESFire deadbolt privacy w/ key override function, K lever, right handed, bright stainless steel finish, for use with 1 3/8" - 1 3/4" thick standard door | 1 |  | 1 Year | 923.85 | 0.15 | 785.2725
28138 | Salto | EB668K62IP38RWK | XS4 wide body electronic RF wireless SVN escutcheon, BLE / Mifare / DESFire deadbolt privacy w/ key override function, with keypad, K lever, right handed, bright stainless steel finish, for use with 1 3/8" - 1 3/4" thick standard door | 1 |  | 1 Year | 986.7 | 0.15 | 838.695
28139 | Salto | EB668K62IP48L-- | XS4 wide body electronic wire-free SVN escutcheon, BLE / Mifare / DESFire deadbolt privacy w/ key override function, K lever, left handed, bright stainless steel finish, for use with 1 3/4" - 2 1/4" thick door | 1 |  | 1 Year | 738.65 | 0.15 | 627.8525
28140 | Salto | EB668K62IP48LA- | XS4 wide body electronic AMOK wire-free SVN escutcheon, BLE / Mifare / DESFire deadbolt privacy w/ key override function, K lever, left handed, bright stainless steel finish, for use with 1 3/4" - 2 1/4" thick door | 1 |  | 1 Year | 867.65 | 0.15 | 737.5025
28141 | Salto | EB668K62IP48L-K | XS4 wide body electronic wire-free SVN escutcheon, BLE / Mifare / DESFire deadbolt privacy w/ key override function, with keypad, K lever, left handed, bright stainless steel finish, for use with 1 3/4" - 2 1/4" thick door | 1 |  | 1 Year | 801.5 | 0.15 | 681.275
28142 | Salto | EB668K62IP48LW- | XS4 wide body electronic RF wireless SVN escutcheon, BLE / Mifare / DESFire deadbolt privacy w/ key override function, K lever, left handed, bright stainless steel finish, for use with 1 3/4" - 2 1/4" thick door | 1 |  | 1 Year | 923.85 | 0.15 | 785.2725
28143 | Salto | EB668K62IP48LWK | XS4 wide body electronic RF wireless SVN escutcheon, BLE / Mifare / DESFire deadbolt privacy w/ key override function, with keypad, K lever, left handed, bright stainless steel finish, for use with 1 3/4" - 2 1/4" thick door | 1 |  | 1 Year | 986.7 | 0.15 | 838.695
28144 | Salto | EB668K62IP48R-- | XS4 wide body electronic wire-free SVN escutcheon, BLE / Mifare / DESFire deadbolt privacy w/ key override function, K lever, right handed, bright stainless steel finish, for use with 1 3/4" - 2 1/4" thick door | 1 |  | 1 Year | 738.65 | 0.15 | 627.8525
28145 | Salto | EB668K62IP48RA- | XS4 wide body electronic AMOK wire-free SVN escutcheon, BLE / Mifare / DESFire deadbolt privacy w/ key override function, K lever, right handed, bright stainless steel finish, for use with 1 3/4" - 2 1/4" thick door | 1 |  | 1 Year | 867.65 | 0.15 | 737.5025
28146 | Salto | EB668K62IP48R-K | XS4 wide body electronic wire-free SVN escutcheon, BLE / Mifare / DESFire deadbolt privacy w/ key override function, with keypad, K lever, right handed, bright stainless steel finish, for use with 1 3/4" - 2 1/4" thick door | 1 |  | 1 Year | 801.5 | 0.15 | 681.275
28147 | Salto | EB668K62IP48RW- | XS4 wide body electronic RF wireless SVN escutcheon, BLE / Mifare / DESFire deadbolt privacy w/ key override function, K lever, right handed, bright stainless steel finish, for use with 1 3/4" - 2 1/4" thick door | 1 |  | 1 Year | 923.85 | 0.15 | 785.2725
28148 | Salto | EB668K62IP48RWK | XS4 wide body electronic RF wireless SVN escutcheon, BLE / Mifare / DESFire deadbolt privacy w/ key override function, with keypad, K lever, right handed, bright stainless steel finish, for use with 1 3/4" - 2 1/4" thick door | 1 |  | 1 Year | 986.7 | 0.15 | 838.695
28149 | Salto | EB668K62PP38L-- | XS4 wide body electronic wire-free SVN escutcheon, BLE / Mifare / DESFire deadbolt privacy w/ key override function, K lever, left handed, bright brass finish, for use with 1 3/8" - 1 3/4" thick standard door | 1 |  | 1 Year | 738.65 | 0.15 | 627.8525
28150 | Salto | EB668K62PP38LA- | XS4 wide body electronic AMOK wire-free SVN escutcheon, BLE / Mifare / DESFire deadbolt privacy w/ key override function, K lever, left handed, bright brass finish, for use with 1 3/8" - 1 3/4" thick standard door | 1 |  | 1 Year | 867.65 | 0.15 | 737.5025
28151 | Salto | EB668K62PP38L-K | XS4 wide body electronic wire-free SVN escutcheon, BLE / Mifare / DESFire deadbolt privacy w/ key override function, with keypad, K lever, left handed, bright brass finish, for use with 1 3/8" - 1 3/4" thick standard door | 1 |  | 1 Year | 801.5 | 0.15 | 681.275
28152 | Salto | EB668K62PP38LW- | XS4 wide body electronic RF wireless SVN escutcheon, BLE / Mifare / DESFire deadbolt privacy w/ key override function, K lever, left handed, bright brass finish, for use with 1 3/8" - 1 3/4" thick standard door | 1 |  | 1 Year | 923.85 | 0.15 | 785.2725
28153 | Salto | EB668K62PP38LWK | XS4 wide body electronic RF wireless SVN escutcheon, BLE / Mifare / DESFire deadbolt privacy w/ key override function, with keypad, K lever, left handed, bright brass finish, for use with 1 3/8" - 1 3/4" thick standard door | 1 |  | 1 Year | 986.7 | 0.15 | 838.695
28154 | Salto | EB668K62PP38R-- | XS4 wide body electronic wire-free SVN escutcheon, BLE / Mifare / DESFire deadbolt privacy w/ key override function, K lever, right handed, bright brass finish, for use with 1 3/8" - 1 3/4" thick standard door | 1 |  | 1 Year | 738.65 | 0.15 | 627.8525
28155 | Salto | EB668K62PP38RA- | XS4 wide body electronic AMOK wire-free SVN escutcheon, BLE / Mifare / DESFire deadbolt privacy w/ key override function, K lever, right handed, bright brass finish, for use with 1 3/8" - 1 3/4" thick standard door | 1 |  | 1 Year | 867.65 | 0.15 | 737.5025
28156 | Salto | EB668K62PP38R-K | XS4 wide body electronic wire-free SVN escutcheon, BLE / Mifare / DESFire deadbolt privacy w/ key override function, with keypad, K lever, right handed, bright brass finish, for use with 1 3/8" - 1 3/4" thick standard door | 1 |  | 1 Year | 801.5 | 0.15 | 681.275
28157 | Salto | EB668K62PP38RW- | XS4 wide body electronic RF wireless SVN escutcheon, BLE / Mifare / DESFire deadbolt privacy w/ key override function, K lever, right handed, bright brass finish, for use with 1 3/8" - 1 3/4" thick standard door | 1 |  | 1 Year | 923.85 | 0.15 | 785.2725
28158 | Salto | EB668K62PP38RWK | XS4 wide body electronic RF wireless SVN escutcheon, BLE / Mifare / DESFire deadbolt privacy w/ key override function, with keypad, K lever, right handed, bright brass finish, for use with 1 3/8" - 1 3/4" thick standard door | 1 |  | 1 Year | 986.7 | 0.15 | 838.695
28159 | Salto | EB668K62PP48L-- | XS4 wide body electronic wire-free SVN escutcheon, BLE / Mifare / DESFire deadbolt privacy w/ key override function, K lever, left handed, bright brass finish, for use with 1 3/4" - 2 1/4" thick door | 1 |  | 1 Year | 738.65 | 0.15 | 627.8525
28160 | Salto | EB668K62PP48LA- | XS4 wide body electronic AMOK wire-free SVN escutcheon, BLE / Mifare / DESFire deadbolt privacy w/ key override function, K lever, left handed, bright brass finish, for use with 1 3/4" - 2 1/4" thick door | 1 |  | 1 Year | 867.65 | 0.15 | 737.5025
28161 | Salto | EB668K62PP48L-K | XS4 wide body electronic wire-free SVN escutcheon, BLE / Mifare / DESFire deadbolt privacy w/ key override function, with keypad, K lever, left handed, bright brass finish, for use with 1 3/4" - 2 1/4" thick door | 1 |  | 1 Year | 801.5 | 0.15 | 681.275
28162 | Salto | EB668K62PP48LW- | XS4 wide body electronic RF wireless SVN escutcheon, BLE / Mifare / DESFire deadbolt privacy w/ key override function, K lever, left handed, bright brass finish, for use with 1 3/4" - 2 1/4" thick door | 1 |  | 1 Year | 923.85 | 0.15 | 785.2725
28163 | Salto | EB668K62PP48LWK | XS4 wide body electronic RF wireless SVN escutcheon, BLE / Mifare / DESFire deadbolt privacy w/ key override function, with keypad, K lever, left handed, bright brass finish, for use with 1 3/4" - 2 1/4" thick door | 1 |  | 1 Year | 986.7 | 0.15 | 838.695
28164 | Salto | EB668K62PP48R-- | XS4 wide body electronic wire-free SVN escutcheon, BLE / Mifare / DESFire deadbolt privacy w/ key override function, K lever, right handed, bright brass finish, for use with 1 3/4" - 2 1/4" thick door | 1 |  | 1 Year | 738.65 | 0.15 | 627.8525
28165 | Salto | EB668K62PP48RA- | XS4 wide body electronic AMOK wire-free SVN escutcheon, BLE / Mifare / DESFire deadbolt privacy w/ key override function, K lever, right handed, bright brass finish, for use with 1 3/4" - 2 1/4" thick door | 1 |  | 1 Year | 867.65 | 0.15 | 737.5025
28166 | Salto | EB668K62PP48R-K | XS4 wide body electronic wire-free SVN escutcheon, BLE / Mifare / DESFire deadbolt privacy w/ key override function, with keypad, K lever, right handed, bright brass finish, for use with 1 3/4" - 2 1/4" thick door | 1 |  | 1 Year | 801.5 | 0.15 | 681.275
28167 | Salto | EB668K62PP48RW- | XS4 wide body electronic RF wireless SVN escutcheon, BLE / Mifare / DESFire deadbolt privacy w/ key override function, K lever, right handed, bright brass finish, for use with 1 3/4" - 2 1/4" thick door | 1 |  | 1 Year | 923.85 | 0.15 | 785.2725
28168 | Salto | EB668K62PP48RWK | XS4 wide body electronic RF wireless SVN escutcheon, BLE / Mifare / DESFire deadbolt privacy w/ key override function, with keypad, K lever, right handed, bright brass finish, for use with 1 3/4" - 2 1/4" thick door | 1 |  | 1 Year | 986.7 | 0.15 | 838.695
28169 | Salto | EB668K63IM38L-- | XS4 wide body electronic wire-free SVN escutcheon, BLE / Mifare / DESFire deadbolt privacy w/ key override function, K lever, left handed, satin stainless finish, for use with 1 3/8" - 1 3/4" thick standard door | 1 |  | 1 Year | 722.35 | 0.15 | 613.9975
28170 | Salto | EB668K63IM38LA- | XS4 wide body electronic AMOK wire-free SVN escutcheon, BLE / Mifare / DESFire deadbolt privacy w/ key override function, K lever, left handed, satin stainless finish, for use with 1 3/8" - 1 3/4" thick standard door | 1 |  | 1 Year | 851.35 | 0.15 | 723.6475
28171 | Salto | EB668K63IM38L-K | XS4 wide body electronic wire-free SVN escutcheon, BLE / Mifare / DESFire deadbolt privacy w/ key override function, with keypad, K lever, left handed, satin stainless finish, for use with 1 3/8" - 1 3/4" thick standard door | 1 |  | 1 Year | 785.2 | 0.15 | 667.42
28172 | Salto | EB668K63IM38LW- | XS4 wide body electronic RF wireless SVN escutcheon, BLE / Mifare / DESFire deadbolt privacy w/ key override function, K lever, left handed, satin stainless finish, for use with 1 3/8" - 1 3/4" thick standard door | 1 |  | 1 Year | 907.55 | 0.15 | 771.4175
28173 | Salto | EB668K63IM38LWK | XS4 wide body electronic RF wireless SVN escutcheon, BLE / Mifare / DESFire deadbolt privacy w/ key override function, with keypad, K lever, left handed, satin stainless finish, for use with 1 3/8" - 1 3/4" thick standard door | 1 |  | 1 Year | 970.4 | 0.15 | 824.84
28174 | Salto | EB668K63IM38R-- | XS4 wide body electronic wire-free SVN escutcheon, BLE / Mifare / DESFire deadbolt privacy w/ key override function, K lever, right handed, satin stainless finish, for use with 1 3/8" - 1 3/4" thick standard door | 1 |  | 1 Year | 722.35 | 0.15 | 613.9975
28175 | Salto | EB668K63IM38RA- | XS4 wide body electronic AMOK wire-free SVN escutcheon, BLE / Mifare / DESFire deadbolt privacy w/ key override function, K lever, right handed, satin stainless finish, for use with 1 3/8" - 1 3/4" thick standard door | 1 |  | 1 Year | 851.35 | 0.15 | 723.6475
28176 | Salto | EB668K63IM38R-K | XS4 wide body electronic wire-free SVN escutcheon, BLE / Mifare / DESFire deadbolt privacy w/ key override function, with keypad, K lever, right handed, satin stainless finish, for use with 1 3/8" - 1 3/4" thick standard door | 1 |  | 1 Year | 785.2 | 0.15 | 667.42
28177 | Salto | EB668K63IM38RW- | XS4 wide body electronic RF wireless SVN escutcheon, BLE / Mifare / DESFire deadbolt privacy w/ key override function, K lever, right handed, satin stainless finish, for use with 1 3/8" - 1 3/4" thick standard door | 1 |  | 1 Year | 907.55 | 0.15 | 771.4175
28178 | Salto | EB668K63IM38RWK | XS4 wide body electronic RF wireless SVN escutcheon, BLE / Mifare / DESFire deadbolt privacy w/ key override function, with keypad, K lever, right handed, satin stainless finish, for use with 1 3/8" - 1 3/4" thick standard door | 1 |  | 1 Year | 970.4 | 0.15 | 824.84
28179 | Salto | EB668K63IM48L-- | XS4 wide body electronic wire-free SVN escutcheon, BLE / Mifare / DESFire deadbolt privacy w/ key override function, K lever, left handed, satin stainless finish, for use with 1 3/4" - 2 1/4" thick door | 1 |  | 1 Year | 722.35 | 0.15 | 613.9975
28180 | Salto | EB668K63IM48LA- | XS4 wide body electronic AMOK wire-free SVN escutcheon, BLE / Mifare / DESFire deadbolt privacy w/ key override function, K lever, left handed, satin stainless finish, for use with 1 3/4" - 2 1/4" thick door | 1 |  | 1 Year | 851.35 | 0.15 | 723.6475
28181 | Salto | EB668K63IM48L-K | XS4 wide body electronic wire-free SVN escutcheon, BLE / Mifare / DESFire deadbolt privacy w/ key override function, with keypad, K lever, left handed, satin stainless finish, for use with 1 3/4" - 2 1/4" thick door | 1 |  | 1 Year | 785.2 | 0.15 | 667.42
28182 | Salto | EB668K63IM48LW- | XS4 wide body electronic RF wireless SVN escutcheon, BLE / Mifare / DESFire deadbolt privacy w/ key override function, K lever, left handed, satin stainless finish, for use with 1 3/4" - 2 1/4" thick door | 1 |  | 1 Year | 907.55 | 0.15 | 771.4175
28183 | Salto | EB668K63IM48LWK | XS4 wide body electronic RF wireless SVN escutcheon, BLE / Mifare / DESFire deadbolt privacy w/ key override function, with keypad, K lever, left handed, satin stainless finish, for use with 1 3/4" - 2 1/4" thick door | 1 |  | 1 Year | 970.4 | 0.15 | 824.84
28184 | Salto | EB668K63IM48R-- | XS4 wide body electronic wire-free SVN escutcheon, BLE / Mifare / DESFire deadbolt privacy w/ key override function, K lever, right handed, satin stainless finish, for use with 1 3/4" - 2 1/4" thick door | 1 |  | 1 Year | 722.35 | 0.15 | 613.9975
28185 | Salto | EB668K63IM48RA- | XS4 wide body electronic AMOK wire-free SVN escutcheon, BLE / Mifare / DESFire deadbolt privacy w/ key override function, K lever, right handed, satin stainless finish, for use with 1 3/4" - 2 1/4" thick door | 1 |  | 1 Year | 851.35 | 0.15 | 723.6475
28186 | Salto | EB668K63IM48R-K | XS4 wide body electronic wire-free SVN escutcheon, BLE / Mifare / DESFire deadbolt privacy w/ key override function, with keypad, K lever, right handed, satin stainless finish, for use with 1 3/4" - 2 1/4" thick door | 1 |  | 1 Year | 785.2 | 0.15 | 667.42
28187 | Salto | EB668K63IM48RW- | XS4 wide body electronic RF wireless SVN escutcheon, BLE / Mifare / DESFire deadbolt privacy w/ key override function, K lever, right handed, satin stainless finish, for use with 1 3/4" - 2 1/4" thick door | 1 |  | 1 Year | 907.55 | 0.15 | 771.4175
28188 | Salto | EB668K63IM48RWK | XS4 wide body electronic RF wireless SVN escutcheon, BLE / Mifare / DESFire deadbolt privacy w/ key override function, with keypad, K lever, right handed, satin stainless finish, for use with 1 3/4" - 2 1/4" thick door | 1 |  | 1 Year | 970.4 | 0.15 | 824.84
28189 | Salto | EB668K63IP38L-- | XS4 wide body electronic wire-free SVN escutcheon, BLE / Mifare / DESFire deadbolt privacy w/ key override function, K lever, left handed, bright stainless steel finish, for use with 1 3/8" - 1 3/4" thick standard door | 1 |  | 1 Year | 738.65 | 0.15 | 627.8525
28190 | Salto | EB668K63IP38LA- | XS4 wide body electronic AMOK wire-free SVN escutcheon, BLE / Mifare / DESFire deadbolt privacy w/ key override function, K lever, left handed, bright stainless steel finish, for use with 1 3/8" - 1 3/4" thick standard door | 1 |  | 1 Year | 867.65 | 0.15 | 737.5025
28191 | Salto | EB668K63IP38L-K | XS4 wide body electronic wire-free SVN escutcheon, BLE / Mifare / DESFire deadbolt privacy w/ key override function, with keypad, K lever, left handed, bright stainless steel finish, for use with 1 3/8" - 1 3/4" thick standard door | 1 |  | 1 Year | 801.5 | 0.15 | 681.275
28192 | Salto | EB668K63IP38LW- | XS4 wide body electronic RF wireless SVN escutcheon, BLE / Mifare / DESFire deadbolt privacy w/ key override function, K lever, left handed, bright stainless steel finish, for use with 1 3/8" - 1 3/4" thick standard door | 1 |  | 1 Year | 923.85 | 0.15 | 785.2725
28193 | Salto | EB668K63IP38LWK | XS4 wide body electronic RF wireless SVN escutcheon, BLE / Mifare / DESFire deadbolt privacy w/ key override function, with keypad, K lever, left handed, bright stainless steel finish, for use with 1 3/8" - 1 3/4" thick standard door | 1 |  | 1 Year | 986.7 | 0.15 | 838.695
28194 | Salto | EB668K63IP38R-- | XS4 wide body electronic wire-free SVN escutcheon, BLE / Mifare / DESFire deadbolt privacy w/ key override function, K lever, right handed, bright stainless steel finish, for use with 1 3/8" - 1 3/4" thick standard door | 1 |  | 1 Year | 738.65 | 0.15 | 627.8525
28195 | Salto | EB668K63IP38RA- | XS4 wide body electronic AMOK wire-free SVN escutcheon, BLE / Mifare / DESFire deadbolt privacy w/ key override function, K lever, right handed, bright stainless steel finish, for use with 1 3/8" - 1 3/4" thick standard door | 1 |  | 1 Year | 867.65 | 0.15 | 737.5025
28196 | Salto | EB668K63IP38R-K | XS4 wide body electronic wire-free SVN escutcheon, BLE / Mifare / DESFire deadbolt privacy w/ key override function, with keypad, K lever, right handed, bright stainless steel finish, for use with 1 3/8" - 1 3/4" thick standard door | 1 |  | 1 Year | 801.5 | 0.15 | 681.275
28197 | Salto | EB668K63IP38RW- | XS4 wide body electronic RF wireless SVN escutcheon, BLE / Mifare / DESFire deadbolt privacy w/ key override function, K lever, right handed, bright stainless steel finish, for use with 1 3/8" - 1 3/4" thick standard door | 1 |  | 1 Year | 923.85 | 0.15 | 785.2725
28198 | Salto | EB668K63IP38RWK | XS4 wide body electronic RF wireless SVN escutcheon, BLE / Mifare / DESFire deadbolt privacy w/ key override function, with keypad, K lever, right handed, bright stainless steel finish, for use with 1 3/8" - 1 3/4" thick standard door | 1 |  | 1 Year | 986.7 | 0.15 | 838.695
28199 | Salto | EB668K63IP48L-- | XS4 wide body electronic wire-free SVN escutcheon, BLE / Mifare / DESFire deadbolt privacy w/ key override function, K lever, left handed, bright stainless steel finish, for use with 1 3/4" - 2 1/4" thick door | 1 |  | 1 Year | 738.65 | 0.15 | 627.8525
28200 | Salto | EB668K63IP48LA- | XS4 wide body electronic AMOK wire-free SVN escutcheon, BLE / Mifare / DESFire deadbolt privacy w/ key override function, K lever, left handed, bright stainless steel finish, for use with 1 3/4" - 2 1/4" thick door | 1 |  | 1 Year | 867.65 | 0.15 | 737.5025
28201 | Salto | EB668K63IP48L-K | XS4 wide body electronic wire-free SVN escutcheon, BLE / Mifare / DESFire deadbolt privacy w/ key override function, with keypad, K lever, left handed, bright stainless steel finish, for use with 1 3/4" - 2 1/4" thick door | 1 |  | 1 Year | 801.5 | 0.15 | 681.275
28202 | Salto | EB668K63IP48LW- | XS4 wide body electronic RF wireless SVN escutcheon, BLE / Mifare / DESFire deadbolt privacy w/ key override function, K lever, left handed, bright stainless steel finish, for use with 1 3/4" - 2 1/4" thick door | 1 |  | 1 Year | 923.85 | 0.15 | 785.2725
28203 | Salto | EB668K63IP48LWK | XS4 wide body electronic RF wireless SVN escutcheon, BLE / Mifare / DESFire deadbolt privacy w/ key override function, with keypad, K lever, left handed, bright stainless steel finish, for use with 1 3/4" - 2 1/4" thick door | 1 |  | 1 Year | 986.7 | 0.15 | 838.695
28204 | Salto | EB668K63IP48R-- | XS4 wide body electronic wire-free SVN escutcheon, BLE / Mifare / DESFire deadbolt privacy w/ key override function, K lever, right handed, bright stainless steel finish, for use with 1 3/4" - 2 1/4" thick door | 1 |  | 1 Year | 738.65 | 0.15 | 627.8525
28205 | Salto | EB668K63IP48RA- | XS4 wide body electronic AMOK wire-free SVN escutcheon, BLE / Mifare / DESFire deadbolt privacy w/ key override function, K lever, right handed, bright stainless steel finish, for use with 1 3/4" - 2 1/4" thick door | 1 |  | 1 Year | 867.65 | 0.15 | 737.5025
28206 | Salto | EB668K63IP48R-K | XS4 wide body electronic wire-free SVN escutcheon, BLE / Mifare / DESFire deadbolt privacy w/ key override function, with keypad, K lever, right handed, bright stainless steel finish, for use with 1 3/4" - 2 1/4" thick door | 1 |  | 1 Year | 801.5 | 0.15 | 681.275
28207 | Salto | EB668K63IP48RW- | XS4 wide body electronic RF wireless SVN escutcheon, BLE / Mifare / DESFire deadbolt privacy w/ key override function, K lever, right handed, bright stainless steel finish, for use with 1 3/4" - 2 1/4" thick door | 1 |  | 1 Year | 923.85 | 0.15 | 785.2725
28208 | Salto | EB668K63IP48RWK | XS4 wide body electronic RF wireless SVN escutcheon, BLE / Mifare / DESFire deadbolt privacy w/ key override function, with keypad, K lever, right handed, bright stainless steel finish, for use with 1 3/4" - 2 1/4" thick door | 1 |  | 1 Year | 986.7 | 0.15 | 838.695
28209 | Salto | EB668K63PP38L-- | XS4 wide body electronic wire-free SVN escutcheon, BLE / Mifare / DESFire deadbolt privacy w/ key override function, K lever, left handed, bright brass finish, for use with 1 3/8" - 1 3/4" thick standard door | 1 |  | 1 Year | 738.65 | 0.15 | 627.8525
28210 | Salto | EB668K63PP38LA- | XS4 wide body electronic AMOK wire-free SVN escutcheon, BLE / Mifare / DESFire deadbolt privacy w/ key override function, K lever, left handed, bright brass finish, for use with 1 3/8" - 1 3/4" thick standard door | 1 |  | 1 Year | 867.65 | 0.15 | 737.5025
28211 | Salto | EB668K63PP38L-K | XS4 wide body electronic wire-free SVN escutcheon, BLE / Mifare / DESFire deadbolt privacy w/ key override function, with keypad, K lever, left handed, bright brass finish, for use with 1 3/8" - 1 3/4" thick standard door | 1 |  | 1 Year | 801.5 | 0.15 | 681.275
28212 | Salto | EB668K63PP38LW- | XS4 wide body electronic RF wireless SVN escutcheon, BLE / Mifare / DESFire deadbolt privacy w/ key override function, K lever, left handed, bright brass finish, for use with 1 3/8" - 1 3/4" thick standard door | 1 |  | 1 Year | 923.85 | 0.15 | 785.2725
28213 | Salto | EB668K63PP38LWK | XS4 wide body electronic RF wireless SVN escutcheon, BLE / Mifare / DESFire deadbolt privacy w/ key override function, with keypad, K lever, left handed, bright brass finish, for use with 1 3/8" - 1 3/4" thick standard door | 1 |  | 1 Year | 986.7 | 0.15 | 838.695
28214 | Salto | EB668K63PP38R-- | XS4 wide body electronic wire-free SVN escutcheon, BLE / Mifare / DESFire deadbolt privacy w/ key override function, K lever, right handed, bright brass finish, for use with 1 3/8" - 1 3/4" thick standard door | 1 |  | 1 Year | 738.65 | 0.15 | 627.8525
28215 | Salto | EB668K63PP38RA- | XS4 wide body electronic AMOK wire-free SVN escutcheon, BLE / Mifare / DESFire deadbolt privacy w/ key override function, K lever, right handed, bright brass finish, for use with 1 3/8" - 1 3/4" thick standard door | 1 |  | 1 Year | 867.65 | 0.15 | 737.5025
28216 | Salto | EB668K63PP38R-K | XS4 wide body electronic wire-free SVN escutcheon, BLE / Mifare / DESFire deadbolt privacy w/ key override function, with keypad, K lever, right handed, bright brass finish, for use with 1 3/8" - 1 3/4" thick standard door | 1 |  | 1 Year | 801.5 | 0.15 | 681.275
28217 | Salto | EB668K63PP38RW- | XS4 wide body electronic RF wireless SVN escutcheon, BLE / Mifare / DESFire deadbolt privacy w/ key override function, K lever, right handed, bright brass finish, for use with 1 3/8" - 1 3/4" thick standard door | 1 |  | 1 Year | 923.85 | 0.15 | 785.2725
28218 | Salto | EB668K63PP38RWK | XS4 wide body electronic RF wireless SVN escutcheon, BLE / Mifare / DESFire deadbolt privacy w/ key override function, with keypad, K lever, right handed, bright brass finish, for use with 1 3/8" - 1 3/4" thick standard door | 1 |  | 1 Year | 986.7 | 0.15 | 838.695
28219 | Salto | EB668K63PP48L-- | XS4 wide body electronic wire-free SVN escutcheon, BLE / Mifare / DESFire deadbolt privacy w/ key override function, K lever, left handed, bright brass finish, for use with 1 3/4" - 2 1/4" thick door | 1 |  | 1 Year | 738.65 | 0.15 | 627.8525
28220 | Salto | EB668K63PP48LA- | XS4 wide body electronic AMOK wire-free SVN escutcheon, BLE / Mifare / DESFire deadbolt privacy w/ key override function, K lever, left handed, bright brass finish, for use with 1 3/4" - 2 1/4" thick door | 1 |  | 1 Year | 867.65 | 0.15 | 737.5025
28221 | Salto | EB668K63PP48L-K | XS4 wide body electronic wire-free SVN escutcheon, BLE / Mifare / DESFire deadbolt privacy w/ key override function, with keypad, K lever, left handed, bright brass finish, for use with 1 3/4" - 2 1/4" thick door | 1 |  | 1 Year | 801.5 | 0.15 | 681.275
28222 | Salto | EB668K63PP48LW- | XS4 wide body electronic RF wireless SVN escutcheon, BLE / Mifare / DESFire deadbolt privacy w/ key override function, K lever, left handed, bright brass finish, for use with 1 3/4" - 2 1/4" thick door | 1 |  | 1 Year | 923.85 | 0.15 | 785.2725
28223 | Salto | EB668K63PP48LWK | XS4 wide body electronic RF wireless SVN escutcheon, BLE / Mifare / DESFire deadbolt privacy w/ key override function, with keypad, K lever, left handed, bright brass finish, for use with 1 3/4" - 2 1/4" thick door | 1 |  | 1 Year | 986.7 | 0.15 | 838.695
28224 | Salto | EB668K63PP48R-- | XS4 wide body electronic wire-free SVN escutcheon, BLE / Mifare / DESFire deadbolt privacy w/ key override function, K lever, right handed, bright brass finish, for use with 1 3/4" - 2 1/4" thick door | 1 |  | 1 Year | 738.65 | 0.15 | 627.8525
28225 | Salto | EB668K63PP48RA- | XS4 wide body electronic AMOK wire-free SVN escutcheon, BLE / Mifare / DESFire deadbolt privacy w/ key override function, K lever, right handed, bright brass finish, for use with 1 3/4" - 2 1/4" thick door | 1 |  | 1 Year | 867.65 | 0.15 | 737.5025
28226 | Salto | EB668K63PP48R-K | XS4 wide body electronic wire-free SVN escutcheon, BLE / Mifare / DESFire deadbolt privacy w/ key override function, with keypad, K lever, right handed, bright brass finish, for use with 1 3/4" - 2 1/4" thick door | 1 |  | 1 Year | 801.5 | 0.15 | 681.275
28227 | Salto | EB668K63PP48RW- | XS4 wide body electronic RF wireless SVN escutcheon, BLE / Mifare / DESFire deadbolt privacy w/ key override function, K lever, right handed, bright brass finish, for use with 1 3/4" - 2 1/4" thick door | 1 |  | 1 Year | 923.85 | 0.15 | 785.2725
28228 | Salto | EB668K63PP48RWK | XS4 wide body electronic RF wireless SVN escutcheon, BLE / Mifare / DESFire deadbolt privacy w/ key override function, with keypad, K lever, right handed, bright brass finish, for use with 1 3/4" - 2 1/4" thick door | 1 |  | 1 Year | 986.7 | 0.15 | 838.695
28229 | Salto | EB668L61BC38--- | XS4 wide body electronic wire-free SVN escutcheon, BLE / Mifare / DESFire deadbolt privacy w/ key override function, L lever, unhanded, BioCote antimicrobial finish, for use with 1 3/8" - 1 3/4" thick standard door | 1 |  | 1 Year | 764.15 | 0.15 | 649.5275
28230 | Salto | EB668L61BC38-A- | XS4 wide body electronic AMOK wire-free SVN escutcheon, BLE / Mifare / DESFire deadbolt privacy w/ key override function, L lever, unhanded, BioCote antimicrobial finish, for use with 1 3/8" - 1 3/4" thick standard door | 1 |  | 1 Year | 893.15 | 0.15 | 759.1775
28231 | Salto | EB668L61BC38--K | XS4 wide body electronic wire-free SVN escutcheon, BLE / Mifare / DESFire deadbolt privacy w/ key override function, with keypad, L lever, unhanded, BioCote antimicrobial finish, for use with 1 3/8" - 1 3/4" thick standard door | 1 |  | 1 Year | 827 | 0.15 | 702.95
28232 | Salto | EB668L61BC38-W- | XS4 wide body electronic RF wireless SVN escutcheon, BLE / Mifare / DESFire deadbolt privacy w/ key override function, L lever, unhanded, BioCote antimicrobial finish, for use with 1 3/8" - 1 3/4" thick standard door | 1 |  | 1 Year | 949.35 | 0.15 | 806.9475
28233 | Salto | EB668L61BC38-WK | XS4 wide body electronic RF wireless SVN escutcheon, BLE / Mifare / DESFire deadbolt privacy w/ key override function, with keypad, L lever, unhanded, BioCote antimicrobial finish, for use with 1 3/8" - 1 3/4" thick standard door | 1 |  | 1 Year | 1012.2 | 0.15 | 860.37
28234 | Salto | EB668L61BC48--- | XS4 wide body electronic wire-free SVN escutcheon, BLE / Mifare / DESFire deadbolt privacy w/ key override function, L lever, unhanded, BioCote antimicrobial finish, for use with 1 3/4" - 2 1/4" thick door | 1 |  | 1 Year | 764.15 | 0.15 | 649.5275
28235 | Salto | EB668L61BC48-A- | XS4 wide body electronic AMOK wire-free SVN escutcheon, BLE / Mifare / DESFire deadbolt privacy w/ key override function, L lever, unhanded, BioCote antimicrobial finish, for use with 1 3/4" - 2 1/4" thick door | 1 |  | 1 Year | 893.15 | 0.15 | 759.1775
28236 | Salto | EB668L61BC48--K | XS4 wide body electronic wire-free SVN escutcheon, BLE / Mifare / DESFire deadbolt privacy w/ key override function, with keypad, L lever, unhanded, BioCote antimicrobial finish, for use with 1 3/4" - 2 1/4" thick door | 1 |  | 1 Year | 827 | 0.15 | 702.95
28237 | Salto | EB668L61BC48-W- | XS4 wide body electronic RF wireless SVN escutcheon, BLE / Mifare / DESFire deadbolt privacy w/ key override function, L lever, unhanded, BioCote antimicrobial finish, for use with 1 3/4" - 2 1/4" thick door | 1 |  | 1 Year | 949.35 | 0.15 | 806.9475
28238 | Salto | EB668L61BC48-WK | XS4 wide body electronic RF wireless SVN escutcheon, BLE / Mifare / DESFire deadbolt privacy w/ key override function, with keypad, L lever, unhanded, BioCote antimicrobial finish, for use with 1 3/4" - 2 1/4" thick door | 1 |  | 1 Year | 1012.2 | 0.15 | 860.37
28239 | Salto | EB668L61IA38--- | XS4 wide body electronic wire-free SVN escutcheon, BLE / Mifare / DESFire deadbolt privacy w/ key override function, L lever, unhanded, antique brass finish, for use with 1 3/8" - 1 3/4" thick standard door | 1 |  | 1 Year | 764.15 | 0.15 | 649.5275
28240 | Salto | EB668L61IA38-A- | XS4 wide body electronic AMOK wire-free SVN escutcheon, BLE / Mifare / DESFire deadbolt privacy w/ key override function, L lever, unhanded, antique brass finish, for use with 1 3/8" - 1 3/4" thick standard door | 1 |  | 1 Year | 893.15 | 0.15 | 759.1775
28241 | Salto | EB668L61IA38--K | XS4 wide body electronic wire-free SVN escutcheon, BLE / Mifare / DESFire deadbolt privacy w/ key override function, with keypad, L lever, unhanded, antique brass finish, for use with 1 3/8" - 1 3/4" thick standard door | 1 |  | 1 Year | 827 | 0.15 | 702.95
28242 | Salto | EB668L61IA38-W- | XS4 wide body electronic RF wireless SVN escutcheon, BLE / Mifare / DESFire deadbolt privacy w/ key override function, L lever, unhanded, antique brass finish, for use with 1 3/8" - 1 3/4" thick standard door | 1 |  | 1 Year | 949.35 | 0.15 | 806.9475
28243 | Salto | EB668L61IA38-WK | XS4 wide body electronic RF wireless SVN escutcheon, BLE / Mifare / DESFire deadbolt privacy w/ key override function, with keypad, L lever, unhanded, antique brass finish, for use with 1 3/8" - 1 3/4" thick standard door | 1 |  | 1 Year | 1012.2 | 0.15 | 860.37
28244 | Salto | EB668L61IA48--- | XS4 wide body electronic wire-free SVN escutcheon, BLE / Mifare / DESFire deadbolt privacy w/ key override function, L lever, unhanded, antique brass finish, for use with 1 3/4" - 2 1/4" thick door | 1 |  | 1 Year | 764.15 | 0.15 | 649.5275
28245 | Salto | EB668L61IA48-A- | XS4 wide body electronic AMOK wire-free SVN escutcheon, BLE / Mifare / DESFire deadbolt privacy w/ key override function, L lever, unhanded, antique brass finish, for use with 1 3/4" - 2 1/4" thick door | 1 |  | 1 Year | 893.15 | 0.15 | 759.1775
28246 | Salto | EB668L61IA48--K | XS4 wide body electronic wire-free SVN escutcheon, BLE / Mifare / DESFire deadbolt privacy w/ key override function, with keypad, L lever, unhanded, antique brass finish, for use with 1 3/4" - 2 1/4" thick door | 1 |  | 1 Year | 827 | 0.15 | 702.95
28247 | Salto | EB668L61IA48-W- | XS4 wide body electronic RF wireless SVN escutcheon, BLE / Mifare / DESFire deadbolt privacy w/ key override function, L lever, unhanded, antique brass finish, for use with 1 3/4" - 2 1/4" thick door | 1 |  | 1 Year | 949.35 | 0.15 | 806.9475
28248 | Salto | EB668L61IA48-WK | XS4 wide body electronic RF wireless SVN escutcheon, BLE / Mifare / DESFire deadbolt privacy w/ key override function, with keypad, L lever, unhanded, antique brass finish, for use with 1 3/4" - 2 1/4" thick door | 1 |  | 1 Year | 1012.2 | 0.15 | 860.37
28249 | Salto | EB668L61IM38--- | XS4 wide body electronic wire-free SVN escutcheon, BLE / Mifare / DESFire deadbolt privacy w/ key override function, L lever, unhanded, satin stainless finish, for use with 1 3/8" - 1 3/4" thick standard door | 1 |  | 1 Year | 712.15 | 0.15 | 605.3275
28250 | Salto | EB668L61IM38-A- | XS4 wide body electronic AMOK wire-free SVN escutcheon, BLE / Mifare / DESFire deadbolt privacy w/ key override function, L lever, unhanded, satin stainless finish, for use with 1 3/8" - 1 3/4" thick standard door | 1 |  | 1 Year | 841.15 | 0.15 | 714.9775
28251 | Salto | EB668L61IM38--K | XS4 wide body electronic wire-free SVN escutcheon, BLE / Mifare / DESFire deadbolt privacy w/ key override function, with keypad, L lever, unhanded, satin stainless finish, for use with 1 3/8" - 1 3/4" thick standard door | 1 |  | 1 Year | 775 | 0.15 | 658.75
28252 | Salto | EB668L61IM38-W- | XS4 wide body electronic RF wireless SVN escutcheon, BLE / Mifare / DESFire deadbolt privacy w/ key override function, L lever, unhanded, satin stainless finish, for use with 1 3/8" - 1 3/4" thick standard door | 1 |  | 1 Year | 897.35 | 0.15 | 762.7475
28253 | Salto | EB668L61IM38-WK | XS4 wide body electronic RF wireless SVN escutcheon, BLE / Mifare / DESFire deadbolt privacy w/ key override function, with keypad, L lever, unhanded, satin stainless finish, for use with 1 3/8" - 1 3/4" thick standard door | 1 |  | 1 Year | 960.2 | 0.15 | 816.17
28254 | Salto | EB668L61IM48--- | XS4 wide body electronic wire-free SVN escutcheon, BLE / Mifare / DESFire deadbolt privacy w/ key override function, L lever, unhanded, satin stainless finish, for use with 1 3/4" - 2 1/4" thick door | 1 |  | 1 Year | 712.15 | 0.15 | 605.3275
28255 | Salto | EB668L61IM48-A- | XS4 wide body electronic AMOK wire-free SVN escutcheon, BLE / Mifare / DESFire deadbolt privacy w/ key override function, L lever, unhanded, satin stainless finish, for use with 1 3/4" - 2 1/4" thick door | 1 |  | 1 Year | 841.15 | 0.15 | 714.9775
28256 | Salto | EB668L61IM48--K | XS4 wide body electronic wire-free SVN escutcheon, BLE / Mifare / DESFire deadbolt privacy w/ key override function, with keypad, L lever, unhanded, satin stainless finish, for use with 1 3/4" - 2 1/4" thick door | 1 |  | 1 Year | 775 | 0.15 | 658.75
28257 | Salto | EB668L61IM48-W- | XS4 wide body electronic RF wireless SVN escutcheon, BLE / Mifare / DESFire deadbolt privacy w/ key override function, L lever, unhanded, satin stainless finish, for use with 1 3/4" - 2 1/4" thick door | 1 |  | 1 Year | 897.35 | 0.15 | 762.7475
28258 | Salto | EB668L61IM48-WK | XS4 wide body electronic RF wireless SVN escutcheon, BLE / Mifare / DESFire deadbolt privacy w/ key override function, with keypad, L lever, unhanded, satin stainless finish, for use with 1 3/4" - 2 1/4" thick door | 1 |  | 1 Year | 960.2 | 0.15 | 816.17
28259 | Salto | EB668L61IP38--- | XS4 wide body electronic wire-free SVN escutcheon, BLE / Mifare / DESFire deadbolt privacy w/ key override function, L lever, unhanded, bright stainless steel finish, for use with 1 3/8" - 1 3/4" thick standard door | 1 |  | 1 Year | 728.45 | 0.15 | 619.1825
28260 | Salto | EB668L61IP38-A- | XS4 wide body electronic AMOK wire-free SVN escutcheon, BLE / Mifare / DESFire deadbolt privacy w/ key override function, L lever, unhanded, bright stainless steel finish, for use with 1 3/8" - 1 3/4" thick standard door | 1 |  | 1 Year | 857.45 | 0.15 | 728.8325
28261 | Salto | EB668L61IP38--K | XS4 wide body electronic wire-free SVN escutcheon, BLE / Mifare / DESFire deadbolt privacy w/ key override function, with keypad, L lever, unhanded, bright stainless steel finish, for use with 1 3/8" - 1 3/4" thick standard door | 1 |  | 1 Year | 791.3 | 0.15 | 672.605
28262 | Salto | EB668L61IP38-W- | XS4 wide body electronic RF wireless SVN escutcheon, BLE / Mifare / DESFire deadbolt privacy w/ key override function, L lever, unhanded, bright stainless steel finish, for use with 1 3/8" - 1 3/4" thick standard door | 1 |  | 1 Year | 913.65 | 0.15 | 776.6025
28263 | Salto | EB668L61IP38-WK | XS4 wide body electronic RF wireless SVN escutcheon, BLE / Mifare / DESFire deadbolt privacy w/ key override function, with keypad, L lever, unhanded, bright stainless steel finish, for use with 1 3/8" - 1 3/4" thick standard door | 1 |  | 1 Year | 976.5 | 0.15 | 830.025
28264 | Salto | EB668L61IP48--- | XS4 wide body electronic wire-free SVN escutcheon, BLE / Mifare / DESFire deadbolt privacy w/ key override function, L lever, unhanded, bright stainless steel finish, for use with 1 3/4" - 2 1/4" thick door | 1 |  | 1 Year | 728.45 | 0.15 | 619.1825
28265 | Salto | EB668L61IP48-A- | XS4 wide body electronic AMOK wire-free SVN escutcheon, BLE / Mifare / DESFire deadbolt privacy w/ key override function, L lever, unhanded, bright stainless steel finish, for use with 1 3/4" - 2 1/4" thick door | 1 |  | 1 Year | 857.45 | 0.15 | 728.8325
28266 | Salto | EB668L61IP48--K | XS4 wide body electronic wire-free SVN escutcheon, BLE / Mifare / DESFire deadbolt privacy w/ key override function, with keypad, L lever, unhanded, bright stainless steel finish, for use with 1 3/4" - 2 1/4" thick door | 1 |  | 1 Year | 791.3 | 0.15 | 672.605
28267 | Salto | EB668L61IP48-W- | XS4 wide body electronic RF wireless SVN escutcheon, BLE / Mifare / DESFire deadbolt privacy w/ key override function, L lever, unhanded, bright stainless steel finish, for use with 1 3/4" - 2 1/4" thick door | 1 |  | 1 Year | 913.65 | 0.15 | 776.6025
28268 | Salto | EB668L61IP48-WK | XS4 wide body electronic RF wireless SVN escutcheon, BLE / Mifare / DESFire deadbolt privacy w/ key override function, with keypad, L lever, unhanded, bright stainless steel finish, for use with 1 3/4" - 2 1/4" thick door | 1 |  | 1 Year | 976.5 | 0.15 | 830.025
28269 | Salto | EB668L61NE38--- | XS4 wide body electronic wire-free SVN escutcheon, BLE / Mifare / DESFire deadbolt privacy w/ key override function, L lever, unhanded, black chromium finish, for use with 1 3/8" - 1 3/4" thick standard door | 1 |  | 1 Year | 746.85 | 0.15 | 634.8225
28270 | Salto | EB668L61NE38-A- | XS4 wide body electronic AMOK wire-free SVN escutcheon, BLE / Mifare / DESFire deadbolt privacy w/ key override function, L lever, unhanded, black chromium finish, for use with 1 3/8" - 1 3/4" thick standard door | 1 |  | 1 Year | 875.85 | 0.15 | 744.4725
28271 | Salto | EB668L61NE38--K | XS4 wide body electronic wire-free SVN escutcheon, BLE / Mifare / DESFire deadbolt privacy w/ key override function, with keypad, L lever, unhanded, black chromium finish, for use with 1 3/8" - 1 3/4" thick standard door | 1 |  | 1 Year | 809.7 | 0.15 | 688.245
28272 | Salto | EB668L61NE38-W- | XS4 wide body electronic RF wireless SVN escutcheon, BLE / Mifare / DESFire deadbolt privacy w/ key override function, L lever, unhanded, black chromium finish, for use with 1 3/8" - 1 3/4" thick standard door | 1 |  | 1 Year | 932.05 | 0.15 | 792.2425
28273 | Salto | EB668L61NE38-WK | XS4 wide body electronic RF wireless SVN escutcheon, BLE / Mifare / DESFire deadbolt privacy w/ key override function, with keypad, L lever, unhanded, black chromium finish, for use with 1 3/8" - 1 3/4" thick standard door | 1 |  | 1 Year | 994.9 | 0.15 | 845.665
28274 | Salto | EB668L61NE48--- | XS4 wide body electronic wire-free SVN escutcheon, BLE / Mifare / DESFire deadbolt privacy w/ key override function, L lever, unhanded, black chromium finish, for use with 1 3/4" - 2 1/4" thick door | 1 |  | 1 Year | 746.85 | 0.15 | 634.8225
28275 | Salto | EB668L61NE48-A- | XS4 wide body electronic AMOK wire-free SVN escutcheon, BLE / Mifare / DESFire deadbolt privacy w/ key override function, L lever, unhanded, black chromium finish, for use with 1 3/4" - 2 1/4" thick door | 1 |  | 1 Year | 875.85 | 0.15 | 744.4725
28276 | Salto | EB668L61NE48--K | XS4 wide body electronic wire-free SVN escutcheon, BLE / Mifare / DESFire deadbolt privacy w/ key override function, with keypad, L lever, unhanded, black chromium finish, for use with 1 3/4" - 2 1/4" thick door | 1 |  | 1 Year | 809.7 | 0.15 | 688.245
28277 | Salto | EB668L61NE48-W- | XS4 wide body electronic RF wireless SVN escutcheon, BLE / Mifare / DESFire deadbolt privacy w/ key override function, L lever, unhanded, black chromium finish, for use with 1 3/4" - 2 1/4" thick door | 1 |  | 1 Year | 932.05 | 0.15 | 792.2425
28278 | Salto | EB668L61NE48-WK | XS4 wide body electronic RF wireless SVN escutcheon, BLE / Mifare / DESFire deadbolt privacy w/ key override function, with keypad, L lever, unhanded, black chromium finish, for use with 1 3/4" - 2 1/4" thick door | 1 |  | 1 Year | 994.9 | 0.15 | 845.665
28279 | Salto | EB668L61PM38--- | XS4 wide body electronic wire-free SVN escutcheon, BLE / Mifare / DESFire deadbolt privacy w/ key override function, L lever, unhanded, satin brass finish, for use with 1 3/8" - 1 3/4" thick standard door | 1 |  | 1 Year | 712.15 | 0.15 | 605.3275
28280 | Salto | EB668L61PM38-A- | XS4 wide body electronic AMOK wire-free SVN escutcheon, BLE / Mifare / DESFire deadbolt privacy w/ key override function, L lever, unhanded, satin brass finish, for use with 1 3/8" - 1 3/4" thick standard door | 1 |  | 1 Year | 841.15 | 0.15 | 714.9775
28281 | Salto | EB668L61PM38--K | XS4 wide body electronic wire-free SVN escutcheon, BLE / Mifare / DESFire deadbolt privacy w/ key override function, with keypad, L lever, unhanded, satin brass finish, for use with 1 3/8" - 1 3/4" thick standard door | 1 |  | 1 Year | 775 | 0.15 | 658.75
28282 | Salto | EB668L61PM38-W- | XS4 wide body electronic RF wireless SVN escutcheon, BLE / Mifare / DESFire deadbolt privacy w/ key override function, L lever, unhanded, satin brass finish, for use with 1 3/8" - 1 3/4" thick standard door | 1 |  | 1 Year | 897.35 | 0.15 | 762.7475
28283 | Salto | EB668L61PM38-WK | XS4 wide body electronic RF wireless SVN escutcheon, BLE / Mifare / DESFire deadbolt privacy w/ key override function, with keypad, L lever, unhanded, satin brass finish, for use with 1 3/8" - 1 3/4" thick standard door | 1 |  | 1 Year | 960.2 | 0.15 | 816.17
28284 | Salto | EB668L61PM48--- | XS4 wide body electronic wire-free SVN escutcheon, BLE / Mifare / DESFire deadbolt privacy w/ key override function, L lever, unhanded, satin brass finish, for use with 1 3/4" - 2 1/4" thick door | 1 |  | 1 Year | 712.15 | 0.15 | 605.3275
28285 | Salto | EB668L61PM48-A- | XS4 wide body electronic AMOK wire-free SVN escutcheon, BLE / Mifare / DESFire deadbolt privacy w/ key override function, L lever, unhanded, satin brass finish, for use with 1 3/4" - 2 1/4" thick door | 1 |  | 1 Year | 841.15 | 0.15 | 714.9775
28286 | Salto | EB668L61PM48--K | XS4 wide body electronic wire-free SVN escutcheon, BLE / Mifare / DESFire deadbolt privacy w/ key override function, with keypad, L lever, unhanded, satin brass finish, for use with 1 3/4" - 2 1/4" thick door | 1 |  | 1 Year | 775 | 0.15 | 658.75
28287 | Salto | EB668L61PM48-W- | XS4 wide body electronic RF wireless SVN escutcheon, BLE / Mifare / DESFire deadbolt privacy w/ key override function, L lever, unhanded, satin brass finish, for use with 1 3/4" - 2 1/4" thick door | 1 |  | 1 Year | 897.35 | 0.15 | 762.7475
28288 | Salto | EB668L61PM48-WK | XS4 wide body electronic RF wireless SVN escutcheon, BLE / Mifare / DESFire deadbolt privacy w/ key override function, with keypad, L lever, unhanded, satin brass finish, for use with 1 3/4" - 2 1/4" thick door | 1 |  | 1 Year | 960.2 | 0.15 | 816.17
28289 | Salto | EB668L61PP38--- | XS4 wide body electronic wire-free SVN escutcheon, BLE / Mifare / DESFire deadbolt privacy w/ key override function, L lever, unhanded, bright brass finish, for use with 1 3/8" - 1 3/4" thick standard door | 1 |  | 1 Year | 728.45 | 0.15 | 619.1825
28290 | Salto | EB668L61PP38-A- | XS4 wide body electronic AMOK wire-free SVN escutcheon, BLE / Mifare / DESFire deadbolt privacy w/ key override function, L lever, unhanded, bright brass finish, for use with 1 3/8" - 1 3/4" thick standard door | 1 |  | 1 Year | 857.45 | 0.15 | 728.8325
28291 | Salto | EB668L61PP38--K | XS4 wide body electronic wire-free SVN escutcheon, BLE / Mifare / DESFire deadbolt privacy w/ key override function, with keypad, L lever, unhanded, bright brass finish, for use with 1 3/8" - 1 3/4" thick standard door | 1 |  | 1 Year | 791.3 | 0.15 | 672.605
28292 | Salto | EB668L61PP38-W- | XS4 wide body electronic RF wireless SVN escutcheon, BLE / Mifare / DESFire deadbolt privacy w/ key override function, L lever, unhanded, bright brass finish, for use with 1 3/8" - 1 3/4" thick standard door | 1 |  | 1 Year | 913.65 | 0.15 | 776.6025
28293 | Salto | EB668L61PP38-WK | XS4 wide body electronic RF wireless SVN escutcheon, BLE / Mifare / DESFire deadbolt privacy w/ key override function, with keypad, L lever, unhanded, bright brass finish, for use with 1 3/8" - 1 3/4" thick standard door | 1 |  | 1 Year | 976.5 | 0.15 | 830.025
28294 | Salto | EB668L61PP48--- | XS4 wide body electronic wire-free SVN escutcheon, BLE / Mifare / DESFire deadbolt privacy w/ key override function, L lever, unhanded, bright brass finish, for use with 1 3/4" - 2 1/4" thick door | 1 |  | 1 Year | 728.45 | 0.15 | 619.1825
28295 | Salto | EB668L61PP48-A- | XS4 wide body electronic AMOK wire-free SVN escutcheon, BLE / Mifare / DESFire deadbolt privacy w/ key override function, L lever, unhanded, bright brass finish, for use with 1 3/4" - 2 1/4" thick door | 1 |  | 1 Year | 857.45 | 0.15 | 728.8325
28296 | Salto | EB668L61PP48--K | XS4 wide body electronic wire-free SVN escutcheon, BLE / Mifare / DESFire deadbolt privacy w/ key override function, with keypad, L lever, unhanded, bright brass finish, for use with 1 3/4" - 2 1/4" thick door | 1 |  | 1 Year | 791.3 | 0.15 | 672.605
28297 | Salto | EB668L61PP48-W- | XS4 wide body electronic RF wireless SVN escutcheon, BLE / Mifare / DESFire deadbolt privacy w/ key override function, L lever, unhanded, bright brass finish, for use with 1 3/4" - 2 1/4" thick door | 1 |  | 1 Year | 913.65 | 0.15 | 776.6025
28298 | Salto | EB668L61PP48-WK | XS4 wide body electronic RF wireless SVN escutcheon, BLE / Mifare / DESFire deadbolt privacy w/ key override function, with keypad, L lever, unhanded, bright brass finish, for use with 1 3/4" - 2 1/4" thick door | 1 |  | 1 Year | 976.5 | 0.15 | 830.025
28299 | Salto | EB668L62BC38--- | XS4 wide body electronic wire-free SVN escutcheon, BLE / Mifare / DESFire deadbolt privacy w/ key override function, L lever, unhanded, BioCote antimicrobial finish, for use with 1 3/8" - 1 3/4" thick standard door | 1 |  | 1 Year | 764.15 | 0.15 | 649.5275
28300 | Salto | EB668L62BC38-A- | XS4 wide body electronic AMOK wire-free SVN escutcheon, BLE / Mifare / DESFire deadbolt privacy w/ key override function, L lever, unhanded, BioCote antimicrobial finish, for use with 1 3/8" - 1 3/4" thick standard door | 1 |  | 1 Year | 893.15 | 0.15 | 759.1775
28301 | Salto | EB668L62BC38--K | XS4 wide body electronic wire-free SVN escutcheon, BLE / Mifare / DESFire deadbolt privacy w/ key override function, with keypad, L lever, unhanded, BioCote antimicrobial finish, for use with 1 3/8" - 1 3/4" thick standard door | 1 |  | 1 Year | 827 | 0.15 | 702.95
28302 | Salto | EB668L62BC38-W- | XS4 wide body electronic RF wireless SVN escutcheon, BLE / Mifare / DESFire deadbolt privacy w/ key override function, L lever, unhanded, BioCote antimicrobial finish, for use with 1 3/8" - 1 3/4" thick standard door | 1 |  | 1 Year | 949.35 | 0.15 | 806.9475
28303 | Salto | EB668L62BC38-WK | XS4 wide body electronic RF wireless SVN escutcheon, BLE / Mifare / DESFire deadbolt privacy w/ key override function, with keypad, L lever, unhanded, BioCote antimicrobial finish, for use with 1 3/8" - 1 3/4" thick standard door | 1 |  | 1 Year | 1012.2 | 0.15 | 860.37
28304 | Salto | EB668L62BC48--- | XS4 wide body electronic wire-free SVN escutcheon, BLE / Mifare / DESFire deadbolt privacy w/ key override function, L lever, unhanded, BioCote antimicrobial finish, for use with 1 3/4" - 2 1/4" thick door | 1 |  | 1 Year | 764.15 | 0.15 | 649.5275
28305 | Salto | EB668L62BC48-A- | XS4 wide body electronic AMOK wire-free SVN escutcheon, BLE / Mifare / DESFire deadbolt privacy w/ key override function, L lever, unhanded, BioCote antimicrobial finish, for use with 1 3/4" - 2 1/4" thick door | 1 |  | 1 Year | 893.15 | 0.15 | 759.1775
28306 | Salto | EB668L62BC48--K | XS4 wide body electronic wire-free SVN escutcheon, BLE / Mifare / DESFire deadbolt privacy w/ key override function, with keypad, L lever, unhanded, BioCote antimicrobial finish, for use with 1 3/4" - 2 1/4" thick door | 1 |  | 1 Year | 827 | 0.15 | 702.95
28307 | Salto | EB668L62BC48-W- | XS4 wide body electronic RF wireless SVN escutcheon, BLE / Mifare / DESFire deadbolt privacy w/ key override function, L lever, unhanded, BioCote antimicrobial finish, for use with 1 3/4" - 2 1/4" thick door | 1 |  | 1 Year | 949.35 | 0.15 | 806.9475
28308 | Salto | EB668L62BC48-WK | XS4 wide body electronic RF wireless SVN escutcheon, BLE / Mifare / DESFire deadbolt privacy w/ key override function, with keypad, L lever, unhanded, BioCote antimicrobial finish, for use with 1 3/4" - 2 1/4" thick door | 1 |  | 1 Year | 1012.2 | 0.15 | 860.37
28309 | Salto | EB668L62IA38--- | XS4 wide body electronic wire-free SVN escutcheon, BLE / Mifare / DESFire deadbolt privacy w/ key override function, L lever, unhanded, antique brass finish, for use with 1 3/8" - 1 3/4" thick standard door | 1 |  | 1 Year | 764.15 | 0.15 | 649.5275
28310 | Salto | EB668L62IA38-A- | XS4 wide body electronic AMOK wire-free SVN escutcheon, BLE / Mifare / DESFire deadbolt privacy w/ key override function, L lever, unhanded, antique brass finish, for use with 1 3/8" - 1 3/4" thick standard door | 1 |  | 1 Year | 893.15 | 0.15 | 759.1775
28311 | Salto | EB668L62IA38--K | XS4 wide body electronic wire-free SVN escutcheon, BLE / Mifare / DESFire deadbolt privacy w/ key override function, with keypad, L lever, unhanded, antique brass finish, for use with 1 3/8" - 1 3/4" thick standard door | 1 |  | 1 Year | 827 | 0.15 | 702.95
28312 | Salto | EB668L62IA38-W- | XS4 wide body electronic RF wireless SVN escutcheon, BLE / Mifare / DESFire deadbolt privacy w/ key override function, L lever, unhanded, antique brass finish, for use with 1 3/8" - 1 3/4" thick standard door | 1 |  | 1 Year | 949.35 | 0.15 | 806.9475
28313 | Salto | EB668L62IA38-WK | XS4 wide body electronic RF wireless SVN escutcheon, BLE / Mifare / DESFire deadbolt privacy w/ key override function, with keypad, L lever, unhanded, antique brass finish, for use with 1 3/8" - 1 3/4" thick standard door | 1 |  | 1 Year | 1012.2 | 0.15 | 860.37
28314 | Salto | EB668L62IA48--- | XS4 wide body electronic wire-free SVN escutcheon, BLE / Mifare / DESFire deadbolt privacy w/ key override function, L lever, unhanded, antique brass finish, for use with 1 3/4" - 2 1/4" thick door | 1 |  | 1 Year | 764.15 | 0.15 | 649.5275
28315 | Salto | EB668L62IA48-A- | XS4 wide body electronic AMOK wire-free SVN escutcheon, BLE / Mifare / DESFire deadbolt privacy w/ key override function, L lever, unhanded, antique brass finish, for use with 1 3/4" - 2 1/4" thick door | 1 |  | 1 Year | 893.15 | 0.15 | 759.1775
28316 | Salto | EB668L62IA48--K | XS4 wide body electronic wire-free SVN escutcheon, BLE / Mifare / DESFire deadbolt privacy w/ key override function, with keypad, L lever, unhanded, antique brass finish, for use with 1 3/4" - 2 1/4" thick door | 1 |  | 1 Year | 827 | 0.15 | 702.95
28317 | Salto | EB668L62IA48-W- | XS4 wide body electronic RF wireless SVN escutcheon, BLE / Mifare / DESFire deadbolt privacy w/ key override function, L lever, unhanded, antique brass finish, for use with 1 3/4" - 2 1/4" thick door | 1 |  | 1 Year | 949.35 | 0.15 | 806.9475
28318 | Salto | EB668L62IA48-WK | XS4 wide body electronic RF wireless SVN escutcheon, BLE / Mifare / DESFire deadbolt privacy w/ key override function, with keypad, L lever, unhanded, antique brass finish, for use with 1 3/4" - 2 1/4" thick door | 1 |  | 1 Year | 1012.2 | 0.15 | 860.37
28319 | Salto | EB668L62IM38--- | XS4 wide body electronic wire-free SVN escutcheon, BLE / Mifare / DESFire deadbolt privacy w/ key override function, L lever, unhanded, satin stainless finish, for use with 1 3/8" - 1 3/4" thick standard door | 1 |  | 1 Year | 712.15 | 0.15 | 605.3275
28320 | Salto | EB668L62IM38-A- | XS4 wide body electronic AMOK wire-free SVN escutcheon, BLE / Mifare / DESFire deadbolt privacy w/ key override function, L lever, unhanded, satin stainless finish, for use with 1 3/8" - 1 3/4" thick standard door | 1 |  | 1 Year | 841.15 | 0.15 | 714.9775
28321 | Salto | EB668L62IM38--K | XS4 wide body electronic wire-free SVN escutcheon, BLE / Mifare / DESFire deadbolt privacy w/ key override function, with keypad, L lever, unhanded, satin stainless finish, for use with 1 3/8" - 1 3/4" thick standard door | 1 |  | 1 Year | 775 | 0.15 | 658.75
28322 | Salto | EB668L62IM38-W- | XS4 wide body electronic RF wireless SVN escutcheon, BLE / Mifare / DESFire deadbolt privacy w/ key override function, L lever, unhanded, satin stainless finish, for use with 1 3/8" - 1 3/4" thick standard door | 1 |  | 1 Year | 897.35 | 0.15 | 762.7475
28323 | Salto | EB668L62IM38-WK | XS4 wide body electronic RF wireless SVN escutcheon, BLE / Mifare / DESFire deadbolt privacy w/ key override function, with keypad, L lever, unhanded, satin stainless finish, for use with 1 3/8" - 1 3/4" thick standard door | 1 |  | 1 Year | 960.2 | 0.15 | 816.17
28324 | Salto | EB668L62IM48--- | XS4 wide body electronic wire-free SVN escutcheon, BLE / Mifare / DESFire deadbolt privacy w/ key override function, L lever, unhanded, satin stainless finish, for use with 1 3/4" - 2 1/4" thick door | 1 |  | 1 Year | 712.15 | 0.15 | 605.3275
28325 | Salto | EB668L62IM48-A- | XS4 wide body electronic AMOK wire-free SVN escutcheon, BLE / Mifare / DESFire deadbolt privacy w/ key override function, L lever, unhanded, satin stainless finish, for use with 1 3/4" - 2 1/4" thick door | 1 |  | 1 Year | 841.15 | 0.15 | 714.9775
28326 | Salto | EB668L62IM48--K | XS4 wide body electronic wire-free SVN escutcheon, BLE / Mifare / DESFire deadbolt privacy w/ key override function, with keypad, L lever, unhanded, satin stainless finish, for use with 1 3/4" - 2 1/4" thick door | 1 |  | 1 Year | 775 | 0.15 | 658.75
28327 | Salto | EB668L62IM48-W- | XS4 wide body electronic RF wireless SVN escutcheon, BLE / Mifare / DESFire deadbolt privacy w/ key override function, L lever, unhanded, satin stainless finish, for use with 1 3/4" - 2 1/4" thick door | 1 |  | 1 Year | 897.35 | 0.15 | 762.7475
28328 | Salto | EB668L62IM48-WK | XS4 wide body electronic RF wireless SVN escutcheon, BLE / Mifare / DESFire deadbolt privacy w/ key override function, with keypad, L lever, unhanded, satin stainless finish, for use with 1 3/4" - 2 1/4" thick door | 1 |  | 1 Year | 960.2 | 0.15 | 816.17
28329 | Salto | EB668L62IP38--- | XS4 wide body electronic wire-free SVN escutcheon, BLE / Mifare / DESFire deadbolt privacy w/ key override function, L lever, unhanded, bright stainless steel finish, for use with 1 3/8" - 1 3/4" thick standard door | 1 |  | 1 Year | 728.45 | 0.15 | 619.1825
28330 | Salto | EB668L62IP38-A- | XS4 wide body electronic AMOK wire-free SVN escutcheon, BLE / Mifare / DESFire deadbolt privacy w/ key override function, L lever, unhanded, bright stainless steel finish, for use with 1 3/8" - 1 3/4" thick standard door | 1 |  | 1 Year | 857.45 | 0.15 | 728.8325
28331 | Salto | EB668L62IP38--K | XS4 wide body electronic wire-free SVN escutcheon, BLE / Mifare / DESFire deadbolt privacy w/ key override function, with keypad, L lever, unhanded, bright stainless steel finish, for use with 1 3/8" - 1 3/4" thick standard door | 1 |  | 1 Year | 791.3 | 0.15 | 672.605
28332 | Salto | EB668L62IP38-W- | XS4 wide body electronic RF wireless SVN escutcheon, BLE / Mifare / DESFire deadbolt privacy w/ key override function, L lever, unhanded, bright stainless steel finish, for use with 1 3/8" - 1 3/4" thick standard door | 1 |  | 1 Year | 913.65 | 0.15 | 776.6025
28333 | Salto | EB668L62IP38-WK | XS4 wide body electronic RF wireless SVN escutcheon, BLE / Mifare / DESFire deadbolt privacy w/ key override function, with keypad, L lever, unhanded, bright stainless steel finish, for use with 1 3/8" - 1 3/4" thick standard door | 1 |  | 1 Year | 976.5 | 0.15 | 830.025
28334 | Salto | EB668L62IP48--- | XS4 wide body electronic wire-free SVN escutcheon, BLE / Mifare / DESFire deadbolt privacy w/ key override function, L lever, unhanded, bright stainless steel finish, for use with 1 3/4" - 2 1/4" thick door | 1 |  | 1 Year | 728.45 | 0.15 | 619.1825
28335 | Salto | EB668L62IP48-A- | XS4 wide body electronic AMOK wire-free SVN escutcheon, BLE / Mifare / DESFire deadbolt privacy w/ key override function, L lever, unhanded, bright stainless steel finish, for use with 1 3/4" - 2 1/4" thick door | 1 |  | 1 Year | 857.45 | 0.15 | 728.8325
28336 | Salto | EB668L62IP48--K | XS4 wide body electronic wire-free SVN escutcheon, BLE / Mifare / DESFire deadbolt privacy w/ key override function, with keypad, L lever, unhanded, bright stainless steel finish, for use with 1 3/4" - 2 1/4" thick door | 1 |  | 1 Year | 791.3 | 0.15 | 672.605
28337 | Salto | EB668L62IP48-W- | XS4 wide body electronic RF wireless SVN escutcheon, BLE / Mifare / DESFire deadbolt privacy w/ key override function, L lever, unhanded, bright stainless steel finish, for use with 1 3/4" - 2 1/4" thick door | 1 |  | 1 Year | 913.65 | 0.15 | 776.6025
28338 | Salto | EB668L62IP48-WK | XS4 wide body electronic RF wireless SVN escutcheon, BLE / Mifare / DESFire deadbolt privacy w/ key override function, with keypad, L lever, unhanded, bright stainless steel finish, for use with 1 3/4" - 2 1/4" thick door | 1 |  | 1 Year | 976.5 | 0.15 | 830.025
28339 | Salto | EB668L62NE38--- | XS4 wide body electronic wire-free SVN escutcheon, BLE / Mifare / DESFire deadbolt privacy w/ key override function, L lever, unhanded, black chromium finish, for use with 1 3/8" - 1 3/4" thick standard door | 1 |  | 1 Year | 746.85 | 0.15 | 634.8225
28340 | Salto | EB668L62NE38-A- | XS4 wide body electronic AMOK wire-free SVN escutcheon, BLE / Mifare / DESFire deadbolt privacy w/ key override function, L lever, unhanded, black chromium finish, for use with 1 3/8" - 1 3/4" thick standard door | 1 |  | 1 Year | 875.85 | 0.15 | 744.4725
28341 | Salto | EB668L62NE38--K | XS4 wide body electronic wire-free SVN escutcheon, BLE / Mifare / DESFire deadbolt privacy w/ key override function, with keypad, L lever, unhanded, black chromium finish, for use with 1 3/8" - 1 3/4" thick standard door | 1 |  | 1 Year | 809.7 | 0.15 | 688.245
28342 | Salto | EB668L62NE38-W- | XS4 wide body electronic RF wireless SVN escutcheon, BLE / Mifare / DESFire deadbolt privacy w/ key override function, L lever, unhanded, black chromium finish, for use with 1 3/8" - 1 3/4" thick standard door | 1 |  | 1 Year | 932.05 | 0.15 | 792.2425
28343 | Salto | EB668L62NE38-WK | XS4 wide body electronic RF wireless SVN escutcheon, BLE / Mifare / DESFire deadbolt privacy w/ key override function, with keypad, L lever, unhanded, black chromium finish, for use with 1 3/8" - 1 3/4" thick standard door | 1 |  | 1 Year | 994.9 | 0.15 | 845.665
28344 | Salto | EB668L62NE48--- | XS4 wide body electronic wire-free SVN escutcheon, BLE / Mifare / DESFire deadbolt privacy w/ key override function, L lever, unhanded, black chromium finish, for use with 1 3/4" - 2 1/4" thick door | 1 |  | 1 Year | 746.85 | 0.15 | 634.8225
28345 | Salto | EB668L62NE48-A- | XS4 wide body electronic AMOK wire-free SVN escutcheon, BLE / Mifare / DESFire deadbolt privacy w/ key override function, L lever, unhanded, black chromium finish, for use with 1 3/4" - 2 1/4" thick door | 1 |  | 1 Year | 875.85 | 0.15 | 744.4725
28346 | Salto | EB668L62NE48--K | XS4 wide body electronic wire-free SVN escutcheon, BLE / Mifare / DESFire deadbolt privacy w/ key override function, with keypad, L lever, unhanded, black chromium finish, for use with 1 3/4" - 2 1/4" thick door | 1 |  | 1 Year | 809.7 | 0.15 | 688.245
28347 | Salto | EB668L62NE48-W- | XS4 wide body electronic RF wireless SVN escutcheon, BLE / Mifare / DESFire deadbolt privacy w/ key override function, L lever, unhanded, black chromium finish, for use with 1 3/4" - 2 1/4" thick door | 1 |  | 1 Year | 932.05 | 0.15 | 792.2425
28348 | Salto | EB668L62NE48-WK | XS4 wide body electronic RF wireless SVN escutcheon, BLE / Mifare / DESFire deadbolt privacy w/ key override function, with keypad, L lever, unhanded, black chromium finish, for use with 1 3/4" - 2 1/4" thick door | 1 |  | 1 Year | 994.9 | 0.15 | 845.665
28349 | Salto | EB668L62PM38--- | XS4 wide body electronic wire-free SVN escutcheon, BLE / Mifare / DESFire deadbolt privacy w/ key override function, L lever, unhanded, satin brass finish, for use with 1 3/8" - 1 3/4" thick standard door | 1 |  | 1 Year | 712.15 | 0.15 | 605.3275
28350 | Salto | EB668L62PM38-A- | XS4 wide body electronic AMOK wire-free SVN escutcheon, BLE / Mifare / DESFire deadbolt privacy w/ key override function, L lever, unhanded, satin brass finish, for use with 1 3/8" - 1 3/4" thick standard door | 1 |  | 1 Year | 841.15 | 0.15 | 714.9775
28351 | Salto | EB668L62PM38--K | XS4 wide body electronic wire-free SVN escutcheon, BLE / Mifare / DESFire deadbolt privacy w/ key override function, with keypad, L lever, unhanded, satin brass finish, for use with 1 3/8" - 1 3/4" thick standard door | 1 |  | 1 Year | 775 | 0.15 | 658.75
28352 | Salto | EB668L62PM38-W- | XS4 wide body electronic RF wireless SVN escutcheon, BLE / Mifare / DESFire deadbolt privacy w/ key override function, L lever, unhanded, satin brass finish, for use with 1 3/8" - 1 3/4" thick standard door | 1 |  | 1 Year | 897.35 | 0.15 | 762.7475
28353 | Salto | EB668L62PM38-WK | XS4 wide body electronic RF wireless SVN escutcheon, BLE / Mifare / DESFire deadbolt privacy w/ key override function, with keypad, L lever, unhanded, satin brass finish, for use with 1 3/8" - 1 3/4" thick standard door | 1 |  | 1 Year | 960.2 | 0.15 | 816.17
28354 | Salto | EB668L62PM48--- | XS4 wide body electronic wire-free SVN escutcheon, BLE / Mifare / DESFire deadbolt privacy w/ key override function, L lever, unhanded, satin brass finish, for use with 1 3/4" - 2 1/4" thick door | 1 |  | 1 Year | 712.15 | 0.15 | 605.3275
28355 | Salto | EB668L62PM48-A- | XS4 wide body electronic AMOK wire-free SVN escutcheon, BLE / Mifare / DESFire deadbolt privacy w/ key override function, L lever, unhanded, satin brass finish, for use with 1 3/4" - 2 1/4" thick door | 1 |  | 1 Year | 841.15 | 0.15 | 714.9775
28356 | Salto | EB668L62PM48--K | XS4 wide body electronic wire-free SVN escutcheon, BLE / Mifare / DESFire deadbolt privacy w/ key override function, with keypad, L lever, unhanded, satin brass finish, for use with 1 3/4" - 2 1/4" thick door | 1 |  | 1 Year | 775 | 0.15 | 658.75
28357 | Salto | EB668L62PM48-W- | XS4 wide body electronic RF wireless SVN escutcheon, BLE / Mifare / DESFire deadbolt privacy w/ key override function, L lever, unhanded, satin brass finish, for use with 1 3/4" - 2 1/4" thick door | 1 |  | 1 Year | 897.35 | 0.15 | 762.7475
28358 | Salto | EB668L62PM48-WK | XS4 wide body electronic RF wireless SVN escutcheon, BLE / Mifare / DESFire deadbolt privacy w/ key override function, with keypad, L lever, unhanded, satin brass finish, for use with 1 3/4" - 2 1/4" thick door | 1 |  | 1 Year | 960.2 | 0.15 | 816.17
28359 | Salto | EB668L62PP38--- | XS4 wide body electronic wire-free SVN escutcheon, BLE / Mifare / DESFire deadbolt privacy w/ key override function, L lever, unhanded, bright brass finish, for use with 1 3/8" - 1 3/4" thick standard door | 1 |  | 1 Year | 728.45 | 0.15 | 619.1825
28360 | Salto | EB668L62PP38-A- | XS4 wide body electronic AMOK wire-free SVN escutcheon, BLE / Mifare / DESFire deadbolt privacy w/ key override function, L lever, unhanded, bright brass finish, for use with 1 3/8" - 1 3/4" thick standard door | 1 |  | 1 Year | 857.45 | 0.15 | 728.8325
28361 | Salto | EB668L62PP38--K | XS4 wide body electronic wire-free SVN escutcheon, BLE / Mifare / DESFire deadbolt privacy w/ key override function, with keypad, L lever, unhanded, bright brass finish, for use with 1 3/8" - 1 3/4" thick standard door | 1 |  | 1 Year | 791.3 | 0.15 | 672.605
28362 | Salto | EB668L62PP38-W- | XS4 wide body electronic RF wireless SVN escutcheon, BLE / Mifare / DESFire deadbolt privacy w/ key override function, L lever, unhanded, bright brass finish, for use with 1 3/8" - 1 3/4" thick standard door | 1 |  | 1 Year | 913.65 | 0.15 | 776.6025
28363 | Salto | EB668L62PP38-WK | XS4 wide body electronic RF wireless SVN escutcheon, BLE / Mifare / DESFire deadbolt privacy w/ key override function, with keypad, L lever, unhanded, bright brass finish, for use with 1 3/8" - 1 3/4" thick standard door | 1 |  | 1 Year | 976.5 | 0.15 | 830.025
28364 | Salto | EB668L62PP48--- | XS4 wide body electronic wire-free SVN escutcheon, BLE / Mifare / DESFire deadbolt privacy w/ key override function, L lever, unhanded, bright brass finish, for use with 1 3/4" - 2 1/4" thick door | 1 |  | 1 Year | 728.45 | 0.15 | 619.1825
28365 | Salto | EB668L62PP48-A- | XS4 wide body electronic AMOK wire-free SVN escutcheon, BLE / Mifare / DESFire deadbolt privacy w/ key override function, L lever, unhanded, bright brass finish, for use with 1 3/4" - 2 1/4" thick door | 1 |  | 1 Year | 857.45 | 0.15 | 728.8325
28366 | Salto | EB668L62PP48--K | XS4 wide body electronic wire-free SVN escutcheon, BLE / Mifare / DESFire deadbolt privacy w/ key override function, with keypad, L lever, unhanded, bright brass finish, for use with 1 3/4" - 2 1/4" thick door | 1 |  | 1 Year | 791.3 | 0.15 | 672.605
28367 | Salto | EB668L62PP48-W- | XS4 wide body electronic RF wireless SVN escutcheon, BLE / Mifare / DESFire deadbolt privacy w/ key override function, L lever, unhanded, bright brass finish, for use with 1 3/4" - 2 1/4" thick door | 1 |  | 1 Year | 913.65 | 0.15 | 776.6025
28368 | Salto | EB668L62PP48-WK | XS4 wide body electronic RF wireless SVN escutcheon, BLE / Mifare / DESFire deadbolt privacy w/ key override function, with keypad, L lever, unhanded, bright brass finish, for use with 1 3/4" - 2 1/4" thick door | 1 |  | 1 Year | 976.5 | 0.15 | 830.025
28369 | Salto | EB668L63BC38--- | XS4 wide body electronic wire-free SVN escutcheon, BLE / Mifare / DESFire deadbolt privacy w/ key override function, L lever, unhanded, BioCote antimicrobial finish, for use with 1 3/8" - 1 3/4" thick standard door | 1 |  | 1 Year | 764.15 | 0.15 | 649.5275
28370 | Salto | EB668L63BC38-A- | XS4 wide body electronic AMOK wire-free SVN escutcheon, BLE / Mifare / DESFire deadbolt privacy w/ key override function, L lever, unhanded, BioCote antimicrobial finish, for use with 1 3/8" - 1 3/4" thick standard door | 1 |  | 1 Year | 893.15 | 0.15 | 759.1775
28371 | Salto | EB668L63BC38--K | XS4 wide body electronic wire-free SVN escutcheon, BLE / Mifare / DESFire deadbolt privacy w/ key override function, with keypad, L lever, unhanded, BioCote antimicrobial finish, for use with 1 3/8" - 1 3/4" thick standard door | 1 |  | 1 Year | 827 | 0.15 | 702.95
28372 | Salto | EB668L63BC38-W- | XS4 wide body electronic RF wireless SVN escutcheon, BLE / Mifare / DESFire deadbolt privacy w/ key override function, L lever, unhanded, BioCote antimicrobial finish, for use with 1 3/8" - 1 3/4" thick standard door | 1 |  | 1 Year | 949.35 | 0.15 | 806.9475
28373 | Salto | EB668L63BC38-WK | XS4 wide body electronic RF wireless SVN escutcheon, BLE / Mifare / DESFire deadbolt privacy w/ key override function, with keypad, L lever, unhanded, BioCote antimicrobial finish, for use with 1 3/8" - 1 3/4" thick standard door | 1 |  | 1 Year | 1012.2 | 0.15 | 860.37
28374 | Salto | EB668L63BC48--- | XS4 wide body electronic wire-free SVN escutcheon, BLE / Mifare / DESFire deadbolt privacy w/ key override function, L lever, unhanded, BioCote antimicrobial finish, for use with 1 3/4" - 2 1/4" thick door | 1 |  | 1 Year | 764.15 | 0.15 | 649.5275
28375 | Salto | EB668L63BC48-A- | XS4 wide body electronic AMOK wire-free SVN escutcheon, BLE / Mifare / DESFire deadbolt privacy w/ key override function, L lever, unhanded, BioCote antimicrobial finish, for use with 1 3/4" - 2 1/4" thick door | 1 |  | 1 Year | 893.15 | 0.15 | 759.1775
28376 | Salto | EB668L63BC48--K | XS4 wide body electronic wire-free SVN escutcheon, BLE / Mifare / DESFire deadbolt privacy w/ key override function, with keypad, L lever, unhanded, BioCote antimicrobial finish, for use with 1 3/4" - 2 1/4" thick door | 1 |  | 1 Year | 827 | 0.15 | 702.95
28377 | Salto | EB668L63BC48-W- | XS4 wide body electronic RF wireless SVN escutcheon, BLE / Mifare / DESFire deadbolt privacy w/ key override function, L lever, unhanded, BioCote antimicrobial finish, for use with 1 3/4" - 2 1/4" thick door | 1 |  | 1 Year | 949.35 | 0.15 | 806.9475
28378 | Salto | EB668L63BC48-WK | XS4 wide body electronic RF wireless SVN escutcheon, BLE / Mifare / DESFire deadbolt privacy w/ key override function, with keypad, L lever, unhanded, BioCote antimicrobial finish, for use with 1 3/4" - 2 1/4" thick door | 1 |  | 1 Year | 1012.2 | 0.15 | 860.37
28379 | Salto | EB668L63IA38--- | XS4 wide body electronic wire-free SVN escutcheon, BLE / Mifare / DESFire deadbolt privacy w/ key override function, L lever, unhanded, antique brass finish, for use with 1 3/8" - 1 3/4" thick standard door | 1 |  | 1 Year | 764.15 | 0.15 | 649.5275
28380 | Salto | EB668L63IA38-A- | XS4 wide body electronic AMOK wire-free SVN escutcheon, BLE / Mifare / DESFire deadbolt privacy w/ key override function, L lever, unhanded, antique brass finish, for use with 1 3/8" - 1 3/4" thick standard door | 1 |  | 1 Year | 893.15 | 0.15 | 759.1775
28381 | Salto | EB668L63IA38--K | XS4 wide body electronic wire-free SVN escutcheon, BLE / Mifare / DESFire deadbolt privacy w/ key override function, with keypad, L lever, unhanded, antique brass finish, for use with 1 3/8" - 1 3/4" thick standard door | 1 |  | 1 Year | 827 | 0.15 | 702.95
28382 | Salto | EB668L63IA38-W- | XS4 wide body electronic RF wireless SVN escutcheon, BLE / Mifare / DESFire deadbolt privacy w/ key override function, L lever, unhanded, antique brass finish, for use with 1 3/8" - 1 3/4" thick standard door | 1 |  | 1 Year | 949.35 | 0.15 | 806.9475
28383 | Salto | EB668L63IA38-WK | XS4 wide body electronic RF wireless SVN escutcheon, BLE / Mifare / DESFire deadbolt privacy w/ key override function, with keypad, L lever, unhanded, antique brass finish, for use with 1 3/8" - 1 3/4" thick standard door | 1 |  | 1 Year | 1012.2 | 0.15 | 860.37
28384 | Salto | EB668L63IA48--- | XS4 wide body electronic wire-free SVN escutcheon, BLE / Mifare / DESFire deadbolt privacy w/ key override function, L lever, unhanded, antique brass finish, for use with 1 3/4" - 2 1/4" thick door | 1 |  | 1 Year | 764.15 | 0.15 | 649.5275
28385 | Salto | EB668L63IA48-A- | XS4 wide body electronic AMOK wire-free SVN escutcheon, BLE / Mifare / DESFire deadbolt privacy w/ key override function, L lever, unhanded, antique brass finish, for use with 1 3/4" - 2 1/4" thick door | 1 |  | 1 Year | 893.15 | 0.15 | 759.1775
28386 | Salto | EB668L63IA48--K | XS4 wide body electronic wire-free SVN escutcheon, BLE / Mifare / DESFire deadbolt privacy w/ key override function, with keypad, L lever, unhanded, antique brass finish, for use with 1 3/4" - 2 1/4" thick door | 1 |  | 1 Year | 827 | 0.15 | 702.95
28387 | Salto | EB668L63IA48-W- | XS4 wide body electronic RF wireless SVN escutcheon, BLE / Mifare / DESFire deadbolt privacy w/ key override function, L lever, unhanded, antique brass finish, for use with 1 3/4" - 2 1/4" thick door | 1 |  | 1 Year | 949.35 | 0.15 | 806.9475
28388 | Salto | EB668L63IA48-WK | XS4 wide body electronic RF wireless SVN escutcheon, BLE / Mifare / DESFire deadbolt privacy w/ key override function, with keypad, L lever, unhanded, antique brass finish, for use with 1 3/4" - 2 1/4" thick door | 1 |  | 1 Year | 1012.2 | 0.15 | 860.37
28389 | Salto | EB668L63IM38--- | XS4 wide body electronic wire-free SVN escutcheon, BLE / Mifare / DESFire deadbolt privacy w/ key override function, L lever, unhanded, satin stainless finish, for use with 1 3/8" - 1 3/4" thick standard door | 1 |  | 1 Year | 712.15 | 0.15 | 605.3275
28390 | Salto | EB668L63IM38-A- | XS4 wide body electronic AMOK wire-free SVN escutcheon, BLE / Mifare / DESFire deadbolt privacy w/ key override function, L lever, unhanded, satin stainless finish, for use with 1 3/8" - 1 3/4" thick standard door | 1 |  | 1 Year | 841.15 | 0.15 | 714.9775
28391 | Salto | EB668L63IM38--K | XS4 wide body electronic wire-free SVN escutcheon, BLE / Mifare / DESFire deadbolt privacy w/ key override function, with keypad, L lever, unhanded, satin stainless finish, for use with 1 3/8" - 1 3/4" thick standard door | 1 |  | 1 Year | 775 | 0.15 | 658.75
28392 | Salto | EB668L63IM38-W- | XS4 wide body electronic RF wireless SVN escutcheon, BLE / Mifare / DESFire deadbolt privacy w/ key override function, L lever, unhanded, satin stainless finish, for use with 1 3/8" - 1 3/4" thick standard door | 1 |  | 1 Year | 897.35 | 0.15 | 762.7475
28393 | Salto | EB668L63IM38-WK | XS4 wide body electronic RF wireless SVN escutcheon, BLE / Mifare / DESFire deadbolt privacy w/ key override function, with keypad, L lever, unhanded, satin stainless finish, for use with 1 3/8" - 1 3/4" thick standard door | 1 |  | 1 Year | 960.2 | 0.15 | 816.17
28394 | Salto | EB668L63IM48--- | XS4 wide body electronic wire-free SVN escutcheon, BLE / Mifare / DESFire deadbolt privacy w/ key override function, L lever, unhanded, satin stainless finish, for use with 1 3/4" - 2 1/4" thick door | 1 |  | 1 Year | 712.15 | 0.15 | 605.3275
28395 | Salto | EB668L63IM48-A- | XS4 wide body electronic AMOK wire-free SVN escutcheon, BLE / Mifare / DESFire deadbolt privacy w/ key override function, L lever, unhanded, satin stainless finish, for use with 1 3/4" - 2 1/4" thick door | 1 |  | 1 Year | 841.15 | 0.15 | 714.9775
28396 | Salto | EB668L63IM48--K | XS4 wide body electronic wire-free SVN escutcheon, BLE / Mifare / DESFire deadbolt privacy w/ key override function, with keypad, L lever, unhanded, satin stainless finish, for use with 1 3/4" - 2 1/4" thick door | 1 |  | 1 Year | 775 | 0.15 | 658.75
28397 | Salto | EB668L63IM48-W- | XS4 wide body electronic RF wireless SVN escutcheon, BLE / Mifare / DESFire deadbolt privacy w/ key override function, L lever, unhanded, satin stainless finish, for use with 1 3/4" - 2 1/4" thick door | 1 |  | 1 Year | 897.35 | 0.15 | 762.7475
28398 | Salto | EB668L63IM48-WK | XS4 wide body electronic RF wireless SVN escutcheon, BLE / Mifare / DESFire deadbolt privacy w/ key override function, with keypad, L lever, unhanded, satin stainless finish, for use with 1 3/4" - 2 1/4" thick door | 1 |  | 1 Year | 960.2 | 0.15 | 816.17
28399 | Salto | EB668L63IP38--- | XS4 wide body electronic wire-free SVN escutcheon, BLE / Mifare / DESFire deadbolt privacy w/ key override function, L lever, unhanded, bright stainless steel finish, for use with 1 3/8" - 1 3/4" thick standard door | 1 |  | 1 Year | 728.45 | 0.15 | 619.1825
28400 | Salto | EB668L63IP38-A- | XS4 wide body electronic AMOK wire-free SVN escutcheon, BLE / Mifare / DESFire deadbolt privacy w/ key override function, L lever, unhanded, bright stainless steel finish, for use with 1 3/8" - 1 3/4" thick standard door | 1 |  | 1 Year | 857.45 | 0.15 | 728.8325
28401 | Salto | EB668L63IP38--K | XS4 wide body electronic wire-free SVN escutcheon, BLE / Mifare / DESFire deadbolt privacy w/ key override function, with keypad, L lever, unhanded, bright stainless steel finish, for use with 1 3/8" - 1 3/4" thick standard door | 1 |  | 1 Year | 791.3 | 0.15 | 672.605
28402 | Salto | EB668L63IP38-W- | XS4 wide body electronic RF wireless SVN escutcheon, BLE / Mifare / DESFire deadbolt privacy w/ key override function, L lever, unhanded, bright stainless steel finish, for use with 1 3/8" - 1 3/4" thick standard door | 1 |  | 1 Year | 913.65 | 0.15 | 776.6025
28403 | Salto | EB668L63IP38-WK | XS4 wide body electronic RF wireless SVN escutcheon, BLE / Mifare / DESFire deadbolt privacy w/ key override function, with keypad, L lever, unhanded, bright stainless steel finish, for use with 1 3/8" - 1 3/4" thick standard door | 1 |  | 1 Year | 976.5 | 0.15 | 830.025
28404 | Salto | EB668L63IP48--- | XS4 wide body electronic wire-free SVN escutcheon, BLE / Mifare / DESFire deadbolt privacy w/ key override function, L lever, unhanded, bright stainless steel finish, for use with 1 3/4" - 2 1/4" thick door | 1 |  | 1 Year | 728.45 | 0.15 | 619.1825
28405 | Salto | EB668L63IP48-A- | XS4 wide body electronic AMOK wire-free SVN escutcheon, BLE / Mifare / DESFire deadbolt privacy w/ key override function, L lever, unhanded, bright stainless steel finish, for use with 1 3/4" - 2 1/4" thick door | 1 |  | 1 Year | 857.45 | 0.15 | 728.8325
28406 | Salto | EB668L63IP48--K | XS4 wide body electronic wire-free SVN escutcheon, BLE / Mifare / DESFire deadbolt privacy w/ key override function, with keypad, L lever, unhanded, bright stainless steel finish, for use with 1 3/4" - 2 1/4" thick door | 1 |  | 1 Year | 791.3 | 0.15 | 672.605
28407 | Salto | EB668L63IP48-W- | XS4 wide body electronic RF wireless SVN escutcheon, BLE / Mifare / DESFire deadbolt privacy w/ key override function, L lever, unhanded, bright stainless steel finish, for use with 1 3/4" - 2 1/4" thick door | 1 |  | 1 Year | 913.65 | 0.15 | 776.6025
28408 | Salto | EB668L63IP48-WK | XS4 wide body electronic RF wireless SVN escutcheon, BLE / Mifare / DESFire deadbolt privacy w/ key override function, with keypad, L lever, unhanded, bright stainless steel finish, for use with 1 3/4" - 2 1/4" thick door | 1 |  | 1 Year | 976.5 | 0.15 | 830.025
28409 | Salto | EB668L63NE38--- | XS4 wide body electronic wire-free SVN escutcheon, BLE / Mifare / DESFire deadbolt privacy w/ key override function, L lever, unhanded, black chromium finish, for use with 1 3/8" - 1 3/4" thick standard door | 1 |  | 1 Year | 746.85 | 0.15 | 634.8225
28410 | Salto | EB668L63NE38-A- | XS4 wide body electronic AMOK wire-free SVN escutcheon, BLE / Mifare / DESFire deadbolt privacy w/ key override function, L lever, unhanded, black chromium finish, for use with 1 3/8" - 1 3/4" thick standard door | 1 |  | 1 Year | 875.85 | 0.15 | 744.4725
28411 | Salto | EB668L63NE38--K | XS4 wide body electronic wire-free SVN escutcheon, BLE / Mifare / DESFire deadbolt privacy w/ key override function, with keypad, L lever, unhanded, black chromium finish, for use with 1 3/8" - 1 3/4" thick standard door | 1 |  | 1 Year | 809.7 | 0.15 | 688.245
28412 | Salto | EB668L63NE38-W- | XS4 wide body electronic RF wireless SVN escutcheon, BLE / Mifare / DESFire deadbolt privacy w/ key override function, L lever, unhanded, black chromium finish, for use with 1 3/8" - 1 3/4" thick standard door | 1 |  | 1 Year | 932.05 | 0.15 | 792.2425
28413 | Salto | EB668L63NE38-WK | XS4 wide body electronic RF wireless SVN escutcheon, BLE / Mifare / DESFire deadbolt privacy w/ key override function, with keypad, L lever, unhanded, black chromium finish, for use with 1 3/8" - 1 3/4" thick standard door | 1 |  | 1 Year | 994.9 | 0.15 | 845.665
28414 | Salto | EB668L63NE48--- | XS4 wide body electronic wire-free SVN escutcheon, BLE / Mifare / DESFire deadbolt privacy w/ key override function, L lever, unhanded, black chromium finish, for use with 1 3/4" - 2 1/4" thick door | 1 |  | 1 Year | 746.85 | 0.15 | 634.8225
28415 | Salto | EB668L63NE48-A- | XS4 wide body electronic AMOK wire-free SVN escutcheon, BLE / Mifare / DESFire deadbolt privacy w/ key override function, L lever, unhanded, black chromium finish, for use with 1 3/4" - 2 1/4" thick door | 1 |  | 1 Year | 875.85 | 0.15 | 744.4725
28416 | Salto | EB668L63NE48--K | XS4 wide body electronic wire-free SVN escutcheon, BLE / Mifare / DESFire deadbolt privacy w/ key override function, with keypad, L lever, unhanded, black chromium finish, for use with 1 3/4" - 2 1/4" thick door | 1 |  | 1 Year | 809.7 | 0.15 | 688.245
28417 | Salto | EB668L63NE48-W- | XS4 wide body electronic RF wireless SVN escutcheon, BLE / Mifare / DESFire deadbolt privacy w/ key override function, L lever, unhanded, black chromium finish, for use with 1 3/4" - 2 1/4" thick door | 1 |  | 1 Year | 932.05 | 0.15 | 792.2425
28418 | Salto | EB668L63NE48-WK | XS4 wide body electronic RF wireless SVN escutcheon, BLE / Mifare / DESFire deadbolt privacy w/ key override function, with keypad, L lever, unhanded, black chromium finish, for use with 1 3/4" - 2 1/4" thick door | 1 |  | 1 Year | 994.9 | 0.15 | 845.665
28419 | Salto | EB668L63PM38--- | XS4 wide body electronic wire-free SVN escutcheon, BLE / Mifare / DESFire deadbolt privacy w/ key override function, L lever, unhanded, satin brass finish, for use with 1 3/8" - 1 3/4" thick standard door | 1 |  | 1 Year | 712.15 | 0.15 | 605.3275
28420 | Salto | EB668L63PM38-A- | XS4 wide body electronic AMOK wire-free SVN escutcheon, BLE / Mifare / DESFire deadbolt privacy w/ key override function, L lever, unhanded, satin brass finish, for use with 1 3/8" - 1 3/4" thick standard door | 1 |  | 1 Year | 841.15 | 0.15 | 714.9775
28421 | Salto | EB668L63PM38--K | XS4 wide body electronic wire-free SVN escutcheon, BLE / Mifare / DESFire deadbolt privacy w/ key override function, with keypad, L lever, unhanded, satin brass finish, for use with 1 3/8" - 1 3/4" thick standard door | 1 |  | 1 Year | 775 | 0.15 | 658.75
28422 | Salto | EB668L63PM38-W- | XS4 wide body electronic RF wireless SVN escutcheon, BLE / Mifare / DESFire deadbolt privacy w/ key override function, L lever, unhanded, satin brass finish, for use with 1 3/8" - 1 3/4" thick standard door | 1 |  | 1 Year | 897.35 | 0.15 | 762.7475
28423 | Salto | EB668L63PM38-WK | XS4 wide body electronic RF wireless SVN escutcheon, BLE / Mifare / DESFire deadbolt privacy w/ key override function, with keypad, L lever, unhanded, satin brass finish, for use with 1 3/8" - 1 3/4" thick standard door | 1 |  | 1 Year | 960.2 | 0.15 | 816.17
28424 | Salto | EB668L63PM48--- | XS4 wide body electronic wire-free SVN escutcheon, BLE / Mifare / DESFire deadbolt privacy w/ key override function, L lever, unhanded, satin brass finish, for use with 1 3/4" - 2 1/4" thick door | 1 |  | 1 Year | 712.15 | 0.15 | 605.3275
28425 | Salto | EB668L63PM48-A- | XS4 wide body electronic AMOK wire-free SVN escutcheon, BLE / Mifare / DESFire deadbolt privacy w/ key override function, L lever, unhanded, satin brass finish, for use with 1 3/4" - 2 1/4" thick door | 1 |  | 1 Year | 841.15 | 0.15 | 714.9775
28426 | Salto | EB668L63PM48--K | XS4 wide body electronic wire-free SVN escutcheon, BLE / Mifare / DESFire deadbolt privacy w/ key override function, with keypad, L lever, unhanded, satin brass finish, for use with 1 3/4" - 2 1/4" thick door | 1 |  | 1 Year | 775 | 0.15 | 658.75
28427 | Salto | EB668L63PM48-W- | XS4 wide body electronic RF wireless SVN escutcheon, BLE / Mifare / DESFire deadbolt privacy w/ key override function, L lever, unhanded, satin brass finish, for use with 1 3/4" - 2 1/4" thick door | 1 |  | 1 Year | 897.35 | 0.15 | 762.7475
28428 | Salto | EB668L63PM48-WK | XS4 wide body electronic RF wireless SVN escutcheon, BLE / Mifare / DESFire deadbolt privacy w/ key override function, with keypad, L lever, unhanded, satin brass finish, for use with 1 3/4" - 2 1/4" thick door | 1 |  | 1 Year | 960.2 | 0.15 | 816.17
28429 | Salto | EB668L63PP38--- | XS4 wide body electronic wire-free SVN escutcheon, BLE / Mifare / DESFire deadbolt privacy w/ key override function, L lever, unhanded, bright brass finish, for use with 1 3/8" - 1 3/4" thick standard door | 1 |  | 1 Year | 728.45 | 0.15 | 619.1825
28430 | Salto | EB668L63PP38-A- | XS4 wide body electronic AMOK wire-free SVN escutcheon, BLE / Mifare / DESFire deadbolt privacy w/ key override function, L lever, unhanded, bright brass finish, for use with 1 3/8" - 1 3/4" thick standard door | 1 |  | 1 Year | 857.45 | 0.15 | 728.8325
28431 | Salto | EB668L63PP38--K | XS4 wide body electronic wire-free SVN escutcheon, BLE / Mifare / DESFire deadbolt privacy w/ key override function, with keypad, L lever, unhanded, bright brass finish, for use with 1 3/8" - 1 3/4" thick standard door | 1 |  | 1 Year | 791.3 | 0.15 | 672.605
28432 | Salto | EB668L63PP38-W- | XS4 wide body electronic RF wireless SVN escutcheon, BLE / Mifare / DESFire deadbolt privacy w/ key override function, L lever, unhanded, bright brass finish, for use with 1 3/8" - 1 3/4" thick standard door | 1 |  | 1 Year | 913.65 | 0.15 | 776.6025
28433 | Salto | EB668L63PP38-WK | XS4 wide body electronic RF wireless SVN escutcheon, BLE / Mifare / DESFire deadbolt privacy w/ key override function, with keypad, L lever, unhanded, bright brass finish, for use with 1 3/8" - 1 3/4" thick standard door | 1 |  | 1 Year | 976.5 | 0.15 | 830.025
28434 | Salto | EB668L63PP48--- | XS4 wide body electronic wire-free SVN escutcheon, BLE / Mifare / DESFire deadbolt privacy w/ key override function, L lever, unhanded, bright brass finish, for use with 1 3/4" - 2 1/4" thick door | 1 |  | 1 Year | 728.45 | 0.15 | 619.1825
28435 | Salto | EB668L63PP48-A- | XS4 wide body electronic AMOK wire-free SVN escutcheon, BLE / Mifare / DESFire deadbolt privacy w/ key override function, L lever, unhanded, bright brass finish, for use with 1 3/4" - 2 1/4" thick door | 1 |  | 1 Year | 857.45 | 0.15 | 728.8325
28436 | Salto | EB668L63PP48--K | XS4 wide body electronic wire-free SVN escutcheon, BLE / Mifare / DESFire deadbolt privacy w/ key override function, with keypad, L lever, unhanded, bright brass finish, for use with 1 3/4" - 2 1/4" thick door | 1 |  | 1 Year | 791.3 | 0.15 | 672.605
28437 | Salto | EB668L63PP48-W- | XS4 wide body electronic RF wireless SVN escutcheon, BLE / Mifare / DESFire deadbolt privacy w/ key override function, L lever, unhanded, bright brass finish, for use with 1 3/4" - 2 1/4" thick door | 1 |  | 1 Year | 913.65 | 0.15 | 776.6025
28438 | Salto | EB668L63PP48-WK | XS4 wide body electronic RF wireless SVN escutcheon, BLE / Mifare / DESFire deadbolt privacy w/ key override function, with keypad, L lever, unhanded, bright brass finish, for use with 1 3/4" - 2 1/4" thick door | 1 |  | 1 Year | 976.5 | 0.15 | 830.025
28439 | Salto | EB668N61BC38--- | XS4 wide body electronic wire-free SVN escutcheon, BLE / Mifare / DESFire deadbolt privacy w/ key override function, N lever, unhanded, BioCote antimicrobial finish, for use with 1 3/8" - 1 3/4" thick standard door | 1 |  | 1 Year | 764.15 | 0.15 | 649.5275
28440 | Salto | EB668N61BC38-A- | XS4 wide body electronic AMOK wire-free SVN escutcheon, BLE / Mifare / DESFire deadbolt privacy w/ key override function, N lever, unhanded, BioCote antimicrobial finish, for use with 1 3/8" - 1 3/4" thick standard door | 1 |  | 1 Year | 893.15 | 0.15 | 759.1775
28441 | Salto | EB668N61BC38--K | XS4 wide body electronic wire-free SVN escutcheon, BLE / Mifare / DESFire deadbolt privacy w/ key override function, with keypad, N lever, unhanded, BioCote antimicrobial finish, for use with 1 3/8" - 1 3/4" thick standard door | 1 |  | 1 Year | 827 | 0.15 | 702.95
28442 | Salto | EB668N61BC38-W- | XS4 wide body electronic RF wireless SVN escutcheon, BLE / Mifare / DESFire deadbolt privacy w/ key override function, N lever, unhanded, BioCote antimicrobial finish, for use with 1 3/8" - 1 3/4" thick standard door | 1 |  | 1 Year | 949.35 | 0.15 | 806.9475
28443 | Salto | EB668N61BC38-WK | XS4 wide body electronic RF wireless SVN escutcheon, BLE / Mifare / DESFire deadbolt privacy w/ key override function, with keypad, N lever, unhanded, BioCote antimicrobial finish, for use with 1 3/8" - 1 3/4" thick standard door | 1 |  | 1 Year | 1012.2 | 0.15 | 860.37
28444 | Salto | EB668N61BC48--- | XS4 wide body electronic wire-free SVN escutcheon, BLE / Mifare / DESFire deadbolt privacy w/ key override function, N lever, unhanded, BioCote antimicrobial finish, for use with 1 3/4" - 2 1/4" thick door | 1 |  | 1 Year | 764.15 | 0.15 | 649.5275
28445 | Salto | EB668N61BC48-A- | XS4 wide body electronic AMOK wire-free SVN escutcheon, BLE / Mifare / DESFire deadbolt privacy w/ key override function, N lever, unhanded, BioCote antimicrobial finish, for use with 1 3/4" - 2 1/4" thick door | 1 |  | 1 Year | 893.15 | 0.15 | 759.1775
28446 | Salto | EB668N61BC48--K | XS4 wide body electronic wire-free SVN escutcheon, BLE / Mifare / DESFire deadbolt privacy w/ key override function, with keypad, N lever, unhanded, BioCote antimicrobial finish, for use with 1 3/4" - 2 1/4" thick door | 1 |  | 1 Year | 827 | 0.15 | 702.95
28447 | Salto | EB668N61BC48-W- | XS4 wide body electronic RF wireless SVN escutcheon, BLE / Mifare / DESFire deadbolt privacy w/ key override function, N lever, unhanded, BioCote antimicrobial finish, for use with 1 3/4" - 2 1/4" thick door | 1 |  | 1 Year | 949.35 | 0.15 | 806.9475
28448 | Salto | EB668N61BC48-WK | XS4 wide body electronic RF wireless SVN escutcheon, BLE / Mifare / DESFire deadbolt privacy w/ key override function, with keypad, N lever, unhanded, BioCote antimicrobial finish, for use with 1 3/4" - 2 1/4" thick door | 1 |  | 1 Year | 1012.2 | 0.15 | 860.37
28449 | Salto | EB668N61IM38--- | XS4 wide body electronic wire-free SVN escutcheon, BLE / Mifare / DESFire deadbolt privacy w/ key override function, N lever, unhanded, satin stainless finish, for use with 1 3/8" - 1 3/4" thick standard door | 1 |  | 1 Year | 712.15 | 0.15 | 605.3275
28450 | Salto | EB668N61IM38-A- | XS4 wide body electronic AMOK wire-free SVN escutcheon, BLE / Mifare / DESFire deadbolt privacy w/ key override function, N lever, unhanded, satin stainless finish, for use with 1 3/8" - 1 3/4" thick standard door | 1 |  | 1 Year | 841.15 | 0.15 | 714.9775
28451 | Salto | EB668N61IM38--K | XS4 wide body electronic wire-free SVN escutcheon, BLE / Mifare / DESFire deadbolt privacy w/ key override function, with keypad, N lever, unhanded, satin stainless finish, for use with 1 3/8" - 1 3/4" thick standard door | 1 |  | 1 Year | 775 | 0.15 | 658.75
28452 | Salto | EB668N61IM38-W- | XS4 wide body electronic RF wireless SVN escutcheon, BLE / Mifare / DESFire deadbolt privacy w/ key override function, N lever, unhanded, satin stainless finish, for use with 1 3/8" - 1 3/4" thick standard door | 1 |  | 1 Year | 897.35 | 0.15 | 762.7475
28453 | Salto | EB668N61IM38-WK | XS4 wide body electronic RF wireless SVN escutcheon, BLE / Mifare / DESFire deadbolt privacy w/ key override function, with keypad, N lever, unhanded, satin stainless finish, for use with 1 3/8" - 1 3/4" thick standard door | 1 |  | 1 Year | 960.2 | 0.15 | 816.17
28454 | Salto | EB668N61IM48--- | XS4 wide body electronic wire-free SVN escutcheon, BLE / Mifare / DESFire deadbolt privacy w/ key override function, N lever, unhanded, satin stainless finish, for use with 1 3/4" - 2 1/4" thick door | 1 |  | 1 Year | 712.15 | 0.15 | 605.3275
28455 | Salto | EB668N61IM48-A- | XS4 wide body electronic AMOK wire-free SVN escutcheon, BLE / Mifare / DESFire deadbolt privacy w/ key override function, N lever, unhanded, satin stainless finish, for use with 1 3/4" - 2 1/4" thick door | 1 |  | 1 Year | 841.15 | 0.15 | 714.9775
28456 | Salto | EB668N61IM48--K | XS4 wide body electronic wire-free SVN escutcheon, BLE / Mifare / DESFire deadbolt privacy w/ key override function, with keypad, N lever, unhanded, satin stainless finish, for use with 1 3/4" - 2 1/4" thick door | 1 |  | 1 Year | 775 | 0.15 | 658.75
28457 | Salto | EB668N61IM48-W- | XS4 wide body electronic RF wireless SVN escutcheon, BLE / Mifare / DESFire deadbolt privacy w/ key override function, N lever, unhanded, satin stainless finish, for use with 1 3/4" - 2 1/4" thick door | 1 |  | 1 Year | 897.35 | 0.15 | 762.7475
28458 | Salto | EB668N61IM48-WK | XS4 wide body electronic RF wireless SVN escutcheon, BLE / Mifare / DESFire deadbolt privacy w/ key override function, with keypad, N lever, unhanded, satin stainless finish, for use with 1 3/4" - 2 1/4" thick door | 1 |  | 1 Year | 960.2 | 0.15 | 816.17
28459 | Salto | EB668N61PM38--- | XS4 wide body electronic wire-free SVN escutcheon, BLE / Mifare / DESFire deadbolt privacy w/ key override function, N lever, unhanded, satin brass finish, for use with 1 3/8" - 1 3/4" thick standard door | 1 |  | 1 Year | 712.15 | 0.15 | 605.3275
28460 | Salto | EB668N61PM38-A- | XS4 wide body electronic AMOK wire-free SVN escutcheon, BLE / Mifare / DESFire deadbolt privacy w/ key override function, N lever, unhanded, satin brass finish, for use with 1 3/8" - 1 3/4" thick standard door | 1 |  | 1 Year | 841.15 | 0.15 | 714.9775
28461 | Salto | EB668N61PM38--K | XS4 wide body electronic wire-free SVN escutcheon, BLE / Mifare / DESFire deadbolt privacy w/ key override function, with keypad, N lever, unhanded, satin brass finish, for use with 1 3/8" - 1 3/4" thick standard door | 1 |  | 1 Year | 775 | 0.15 | 658.75
28462 | Salto | EB668N61PM38-W- | XS4 wide body electronic RF wireless SVN escutcheon, BLE / Mifare / DESFire deadbolt privacy w/ key override function, N lever, unhanded, satin brass finish, for use with 1 3/8" - 1 3/4" thick standard door | 1 |  | 1 Year | 897.35 | 0.15 | 762.7475
28463 | Salto | EB668N61PM38-WK | XS4 wide body electronic RF wireless SVN escutcheon, BLE / Mifare / DESFire deadbolt privacy w/ key override function, with keypad, N lever, unhanded, satin brass finish, for use with 1 3/8" - 1 3/4" thick standard door | 1 |  | 1 Year | 960.2 | 0.15 | 816.17
28464 | Salto | EB668N61PM48--- | XS4 wide body electronic wire-free SVN escutcheon, BLE / Mifare / DESFire deadbolt privacy w/ key override function, N lever, unhanded, satin brass finish, for use with 1 3/4" - 2 1/4" thick door | 1 |  | 1 Year | 712.15 | 0.15 | 605.3275
28465 | Salto | EB668N61PM48-A- | XS4 wide body electronic AMOK wire-free SVN escutcheon, BLE / Mifare / DESFire deadbolt privacy w/ key override function, N lever, unhanded, satin brass finish, for use with 1 3/4" - 2 1/4" thick door | 1 |  | 1 Year | 841.15 | 0.15 | 714.9775
28466 | Salto | EB668N61PM48--K | XS4 wide body electronic wire-free SVN escutcheon, BLE / Mifare / DESFire deadbolt privacy w/ key override function, with keypad, N lever, unhanded, satin brass finish, for use with 1 3/4" - 2 1/4" thick door | 1 |  | 1 Year | 775 | 0.15 | 658.75
28467 | Salto | EB668N61PM48-W- | XS4 wide body electronic RF wireless SVN escutcheon, BLE / Mifare / DESFire deadbolt privacy w/ key override function, N lever, unhanded, satin brass finish, for use with 1 3/4" - 2 1/4" thick door | 1 |  | 1 Year | 897.35 | 0.15 | 762.7475
28468 | Salto | EB668N61PM48-WK | XS4 wide body electronic RF wireless SVN escutcheon, BLE / Mifare / DESFire deadbolt privacy w/ key override function, with keypad, N lever, unhanded, satin brass finish, for use with 1 3/4" - 2 1/4" thick door | 1 |  | 1 Year | 960.2 | 0.15 | 816.17
28469 | Salto | EB668N62BC38--- | XS4 wide body electronic wire-free SVN escutcheon, BLE / Mifare / DESFire deadbolt privacy w/ key override function, N lever, unhanded, BioCote antimicrobial finish, for use with 1 3/8" - 1 3/4" thick standard door | 1 |  | 1 Year | 764.15 | 0.15 | 649.5275
28470 | Salto | EB668N62BC38-A- | XS4 wide body electronic AMOK wire-free SVN escutcheon, BLE / Mifare / DESFire deadbolt privacy w/ key override function, N lever, unhanded, BioCote antimicrobial finish, for use with 1 3/8" - 1 3/4" thick standard door | 1 |  | 1 Year | 893.15 | 0.15 | 759.1775
28471 | Salto | EB668N62BC38--K | XS4 wide body electronic wire-free SVN escutcheon, BLE / Mifare / DESFire deadbolt privacy w/ key override function, with keypad, N lever, unhanded, BioCote antimicrobial finish, for use with 1 3/8" - 1 3/4" thick standard door | 1 |  | 1 Year | 827 | 0.15 | 702.95
28472 | Salto | EB668N62BC38-W- | XS4 wide body electronic RF wireless SVN escutcheon, BLE / Mifare / DESFire deadbolt privacy w/ key override function, N lever, unhanded, BioCote antimicrobial finish, for use with 1 3/8" - 1 3/4" thick standard door | 1 |  | 1 Year | 949.35 | 0.15 | 806.9475
28473 | Salto | EB668N62BC38-WK | XS4 wide body electronic RF wireless SVN escutcheon, BLE / Mifare / DESFire deadbolt privacy w/ key override function, with keypad, N lever, unhanded, BioCote antimicrobial finish, for use with 1 3/8" - 1 3/4" thick standard door | 1 |  | 1 Year | 1012.2 | 0.15 | 860.37
28474 | Salto | EB668N62BC48--- | XS4 wide body electronic wire-free SVN escutcheon, BLE / Mifare / DESFire deadbolt privacy w/ key override function, N lever, unhanded, BioCote antimicrobial finish, for use with 1 3/4" - 2 1/4" thick door | 1 |  | 1 Year | 764.15 | 0.15 | 649.5275
28475 | Salto | EB668N62BC48-A- | XS4 wide body electronic AMOK wire-free SVN escutcheon, BLE / Mifare / DESFire deadbolt privacy w/ key override function, N lever, unhanded, BioCote antimicrobial finish, for use with 1 3/4" - 2 1/4" thick door | 1 |  | 1 Year | 893.15 | 0.15 | 759.1775
28476 | Salto | EB668N62BC48--K | XS4 wide body electronic wire-free SVN escutcheon, BLE / Mifare / DESFire deadbolt privacy w/ key override function, with keypad, N lever, unhanded, BioCote antimicrobial finish, for use with 1 3/4" - 2 1/4" thick door | 1 |  | 1 Year | 827 | 0.15 | 702.95
28477 | Salto | EB668N62BC48-W- | XS4 wide body electronic RF wireless SVN escutcheon, BLE / Mifare / DESFire deadbolt privacy w/ key override function, N lever, unhanded, BioCote antimicrobial finish, for use with 1 3/4" - 2 1/4" thick door | 1 |  | 1 Year | 949.35 | 0.15 | 806.9475
28478 | Salto | EB668N62BC48-WK | XS4 wide body electronic RF wireless SVN escutcheon, BLE / Mifare / DESFire deadbolt privacy w/ key override function, with keypad, N lever, unhanded, BioCote antimicrobial finish, for use with 1 3/4" - 2 1/4" thick door | 1 |  | 1 Year | 1012.2 | 0.15 | 860.37
28479 | Salto | EB668N62IM38--- | XS4 wide body electronic wire-free SVN escutcheon, BLE / Mifare / DESFire deadbolt privacy w/ key override function, N lever, unhanded, satin stainless finish, for use with 1 3/8" - 1 3/4" thick standard door | 1 |  | 1 Year | 712.15 | 0.15 | 605.3275
28480 | Salto | EB668N62IM38-A- | XS4 wide body electronic AMOK wire-free SVN escutcheon, BLE / Mifare / DESFire deadbolt privacy w/ key override function, N lever, unhanded, satin stainless finish, for use with 1 3/8" - 1 3/4" thick standard door | 1 |  | 1 Year | 841.15 | 0.15 | 714.9775
28481 | Salto | EB668N62IM38--K | XS4 wide body electronic wire-free SVN escutcheon, BLE / Mifare / DESFire deadbolt privacy w/ key override function, with keypad, N lever, unhanded, satin stainless finish, for use with 1 3/8" - 1 3/4" thick standard door | 1 |  | 1 Year | 775 | 0.15 | 658.75
28482 | Salto | EB668N62IM38-W- | XS4 wide body electronic RF wireless SVN escutcheon, BLE / Mifare / DESFire deadbolt privacy w/ key override function, N lever, unhanded, satin stainless finish, for use with 1 3/8" - 1 3/4" thick standard door | 1 |  | 1 Year | 897.35 | 0.15 | 762.7475
28483 | Salto | EB668N62IM38-WK | XS4 wide body electronic RF wireless SVN escutcheon, BLE / Mifare / DESFire deadbolt privacy w/ key override function, with keypad, N lever, unhanded, satin stainless finish, for use with 1 3/8" - 1 3/4" thick standard door | 1 |  | 1 Year | 960.2 | 0.15 | 816.17
28484 | Salto | EB668N62IM48--- | XS4 wide body electronic wire-free SVN escutcheon, BLE / Mifare / DESFire deadbolt privacy w/ key override function, N lever, unhanded, satin stainless finish, for use with 1 3/4" - 2 1/4" thick door | 1 |  | 1 Year | 712.15 | 0.15 | 605.3275
28485 | Salto | EB668N62IM48-A- | XS4 wide body electronic AMOK wire-free SVN escutcheon, BLE / Mifare / DESFire deadbolt privacy w/ key override function, N lever, unhanded, satin stainless finish, for use with 1 3/4" - 2 1/4" thick door | 1 |  | 1 Year | 841.15 | 0.15 | 714.9775
28486 | Salto | EB668N62IM48--K | XS4 wide body electronic wire-free SVN escutcheon, BLE / Mifare / DESFire deadbolt privacy w/ key override function, with keypad, N lever, unhanded, satin stainless finish, for use with 1 3/4" - 2 1/4" thick door | 1 |  | 1 Year | 775 | 0.15 | 658.75
28487 | Salto | EB668N62IM48-W- | XS4 wide body electronic RF wireless SVN escutcheon, BLE / Mifare / DESFire deadbolt privacy w/ key override function, N lever, unhanded, satin stainless finish, for use with 1 3/4" - 2 1/4" thick door | 1 |  | 1 Year | 897.35 | 0.15 | 762.7475
28488 | Salto | EB668N62IM48-WK | XS4 wide body electronic RF wireless SVN escutcheon, BLE / Mifare / DESFire deadbolt privacy w/ key override function, with keypad, N lever, unhanded, satin stainless finish, for use with 1 3/4" - 2 1/4" thick door | 1 |  | 1 Year | 960.2 | 0.15 | 816.17
28489 | Salto | EB668N62PM38--- | XS4 wide body electronic wire-free SVN escutcheon, BLE / Mifare / DESFire deadbolt privacy w/ key override function, N lever, unhanded, satin brass finish, for use with 1 3/8" - 1 3/4" thick standard door | 1 |  | 1 Year | 712.15 | 0.15 | 605.3275
28490 | Salto | EB668N62PM38-A- | XS4 wide body electronic AMOK wire-free SVN escutcheon, BLE / Mifare / DESFire deadbolt privacy w/ key override function, N lever, unhanded, satin brass finish, for use with 1 3/8" - 1 3/4" thick standard door | 1 |  | 1 Year | 841.15 | 0.15 | 714.9775
28491 | Salto | EB668N62PM38--K | XS4 wide body electronic wire-free SVN escutcheon, BLE / Mifare / DESFire deadbolt privacy w/ key override function, with keypad, N lever, unhanded, satin brass finish, for use with 1 3/8" - 1 3/4" thick standard door | 1 |  | 1 Year | 775 | 0.15 | 658.75
28492 | Salto | EB668N62PM38-W- | XS4 wide body electronic RF wireless SVN escutcheon, BLE / Mifare / DESFire deadbolt privacy w/ key override function, N lever, unhanded, satin brass finish, for use with 1 3/8" - 1 3/4" thick standard door | 1 |  | 1 Year | 897.35 | 0.15 | 762.7475
28493 | Salto | EB668N62PM38-WK | XS4 wide body electronic RF wireless SVN escutcheon, BLE / Mifare / DESFire deadbolt privacy w/ key override function, with keypad, N lever, unhanded, satin brass finish, for use with 1 3/8" - 1 3/4" thick standard door | 1 |  | 1 Year | 960.2 | 0.15 | 816.17
28494 | Salto | EB668N62PM48--- | XS4 wide body electronic wire-free SVN escutcheon, BLE / Mifare / DESFire deadbolt privacy w/ key override function, N lever, unhanded, satin brass finish, for use with 1 3/4" - 2 1/4" thick door | 1 |  | 1 Year | 712.15 | 0.15 | 605.3275
28495 | Salto | EB668N62PM48-A- | XS4 wide body electronic AMOK wire-free SVN escutcheon, BLE / Mifare / DESFire deadbolt privacy w/ key override function, N lever, unhanded, satin brass finish, for use with 1 3/4" - 2 1/4" thick door | 1 |  | 1 Year | 841.15 | 0.15 | 714.9775
28496 | Salto | EB668N62PM48--K | XS4 wide body electronic wire-free SVN escutcheon, BLE / Mifare / DESFire deadbolt privacy w/ key override function, with keypad, N lever, unhanded, satin brass finish, for use with 1 3/4" - 2 1/4" thick door | 1 |  | 1 Year | 775 | 0.15 | 658.75
28497 | Salto | EB668N62PM48-W- | XS4 wide body electronic RF wireless SVN escutcheon, BLE / Mifare / DESFire deadbolt privacy w/ key override function, N lever, unhanded, satin brass finish, for use with 1 3/4" - 2 1/4" thick door | 1 |  | 1 Year | 897.35 | 0.15 | 762.7475
28498 | Salto | EB668N62PM48-WK | XS4 wide body electronic RF wireless SVN escutcheon, BLE / Mifare / DESFire deadbolt privacy w/ key override function, with keypad, N lever, unhanded, satin brass finish, for use with 1 3/4" - 2 1/4" thick door | 1 |  | 1 Year | 960.2 | 0.15 | 816.17
28499 | Salto | EB668N63BC38--- | XS4 wide body electronic wire-free SVN escutcheon, BLE / Mifare / DESFire deadbolt privacy w/ key override function, N lever, unhanded, BioCote antimicrobial finish, for use with 1 3/8" - 1 3/4" thick standard door | 1 |  | 1 Year | 764.15 | 0.15 | 649.5275
28500 | Salto | EB668N63BC38-A- | XS4 wide body electronic AMOK wire-free SVN escutcheon, BLE / Mifare / DESFire deadbolt privacy w/ key override function, N lever, unhanded, BioCote antimicrobial finish, for use with 1 3/8" - 1 3/4" thick standard door | 1 |  | 1 Year | 893.15 | 0.15 | 759.1775
28501 | Salto | EB668N63BC38--K | XS4 wide body electronic wire-free SVN escutcheon, BLE / Mifare / DESFire deadbolt privacy w/ key override function, with keypad, N lever, unhanded, BioCote antimicrobial finish, for use with 1 3/8" - 1 3/4" thick standard door | 1 |  | 1 Year | 827 | 0.15 | 702.95
28502 | Salto | EB668N63BC38-W- | XS4 wide body electronic RF wireless SVN escutcheon, BLE / Mifare / DESFire deadbolt privacy w/ key override function, N lever, unhanded, BioCote antimicrobial finish, for use with 1 3/8" - 1 3/4" thick standard door | 1 |  | 1 Year | 949.35 | 0.15 | 806.9475
28503 | Salto | EB668N63BC38-WK | XS4 wide body electronic RF wireless SVN escutcheon, BLE / Mifare / DESFire deadbolt privacy w/ key override function, with keypad, N lever, unhanded, BioCote antimicrobial finish, for use with 1 3/8" - 1 3/4" thick standard door | 1 |  | 1 Year | 1012.2 | 0.15 | 860.37
28504 | Salto | EB668N63BC48--- | XS4 wide body electronic wire-free SVN escutcheon, BLE / Mifare / DESFire deadbolt privacy w/ key override function, N lever, unhanded, BioCote antimicrobial finish, for use with 1 3/4" - 2 1/4" thick door | 1 |  | 1 Year | 764.15 | 0.15 | 649.5275
28505 | Salto | EB668N63BC48-A- | XS4 wide body electronic AMOK wire-free SVN escutcheon, BLE / Mifare / DESFire deadbolt privacy w/ key override function, N lever, unhanded, BioCote antimicrobial finish, for use with 1 3/4" - 2 1/4" thick door | 1 |  | 1 Year | 893.15 | 0.15 | 759.1775
28506 | Salto | EB668N63BC48--K | XS4 wide body electronic wire-free SVN escutcheon, BLE / Mifare / DESFire deadbolt privacy w/ key override function, with keypad, N lever, unhanded, BioCote antimicrobial finish, for use with 1 3/4" - 2 1/4" thick door | 1 |  | 1 Year | 827 | 0.15 | 702.95
28507 | Salto | EB668N63BC48-W- | XS4 wide body electronic RF wireless SVN escutcheon, BLE / Mifare / DESFire deadbolt privacy w/ key override function, N lever, unhanded, BioCote antimicrobial finish, for use with 1 3/4" - 2 1/4" thick door | 1 |  | 1 Year | 949.35 | 0.15 | 806.9475
28508 | Salto | EB668N63BC48-WK | XS4 wide body electronic RF wireless SVN escutcheon, BLE / Mifare / DESFire deadbolt privacy w/ key override function, with keypad, N lever, unhanded, BioCote antimicrobial finish, for use with 1 3/4" - 2 1/4" thick door | 1 |  | 1 Year | 1012.2 | 0.15 | 860.37
28509 | Salto | EB668N63IM38--- | XS4 wide body electronic wire-free SVN escutcheon, BLE / Mifare / DESFire deadbolt privacy w/ key override function, N lever, unhanded, satin stainless finish, for use with 1 3/8" - 1 3/4" thick standard door | 1 |  | 1 Year | 712.15 | 0.15 | 605.3275
28510 | Salto | EB668N63IM38-A- | XS4 wide body electronic AMOK wire-free SVN escutcheon, BLE / Mifare / DESFire deadbolt privacy w/ key override function, N lever, unhanded, satin stainless finish, for use with 1 3/8" - 1 3/4" thick standard door | 1 |  | 1 Year | 841.15 | 0.15 | 714.9775
28511 | Salto | EB668N63IM38--K | XS4 wide body electronic wire-free SVN escutcheon, BLE / Mifare / DESFire deadbolt privacy w/ key override function, with keypad, N lever, unhanded, satin stainless finish, for use with 1 3/8" - 1 3/4" thick standard door | 1 |  | 1 Year | 775 | 0.15 | 658.75
28512 | Salto | EB668N63IM38-W- | XS4 wide body electronic RF wireless SVN escutcheon, BLE / Mifare / DESFire deadbolt privacy w/ key override function, N lever, unhanded, satin stainless finish, for use with 1 3/8" - 1 3/4" thick standard door | 1 |  | 1 Year | 897.35 | 0.15 | 762.7475
28513 | Salto | EB668N63IM38-WK | XS4 wide body electronic RF wireless SVN escutcheon, BLE / Mifare / DESFire deadbolt privacy w/ key override function, with keypad, N lever, unhanded, satin stainless finish, for use with 1 3/8" - 1 3/4" thick standard door | 1 |  | 1 Year | 960.2 | 0.15 | 816.17
28514 | Salto | EB668N63IM48--- | XS4 wide body electronic wire-free SVN escutcheon, BLE / Mifare / DESFire deadbolt privacy w/ key override function, N lever, unhanded, satin stainless finish, for use with 1 3/4" - 2 1/4" thick door | 1 |  | 1 Year | 712.15 | 0.15 | 605.3275
28515 | Salto | EB668N63IM48-A- | XS4 wide body electronic AMOK wire-free SVN escutcheon, BLE / Mifare / DESFire deadbolt privacy w/ key override function, N lever, unhanded, satin stainless finish, for use with 1 3/4" - 2 1/4" thick door | 1 |  | 1 Year | 841.15 | 0.15 | 714.9775
28516 | Salto | EB668N63IM48--K | XS4 wide body electronic wire-free SVN escutcheon, BLE / Mifare / DESFire deadbolt privacy w/ key override function, with keypad, N lever, unhanded, satin stainless finish, for use with 1 3/4" - 2 1/4" thick door | 1 |  | 1 Year | 775 | 0.15 | 658.75
28517 | Salto | EB668N63IM48-W- | XS4 wide body electronic RF wireless SVN escutcheon, BLE / Mifare / DESFire deadbolt privacy w/ key override function, N lever, unhanded, satin stainless finish, for use with 1 3/4" - 2 1/4" thick door | 1 |  | 1 Year | 897.35 | 0.15 | 762.7475
28518 | Salto | EB668N63IM48-WK | XS4 wide body electronic RF wireless SVN escutcheon, BLE / Mifare / DESFire deadbolt privacy w/ key override function, with keypad, N lever, unhanded, satin stainless finish, for use with 1 3/4" - 2 1/4" thick door | 1 |  | 1 Year | 960.2 | 0.15 | 816.17
28519 | Salto | EB668N63PM38--- | XS4 wide body electronic wire-free SVN escutcheon, BLE / Mifare / DESFire deadbolt privacy w/ key override function, N lever, unhanded, satin brass finish, for use with 1 3/8" - 1 3/4" thick standard door | 1 |  | 1 Year | 712.15 | 0.15 | 605.3275
28520 | Salto | EB668N63PM38-A- | XS4 wide body electronic AMOK wire-free SVN escutcheon, BLE / Mifare / DESFire deadbolt privacy w/ key override function, N lever, unhanded, satin brass finish, for use with 1 3/8" - 1 3/4" thick standard door | 1 |  | 1 Year | 841.15 | 0.15 | 714.9775
28521 | Salto | EB668N63PM38--K | XS4 wide body electronic wire-free SVN escutcheon, BLE / Mifare / DESFire deadbolt privacy w/ key override function, with keypad, N lever, unhanded, satin brass finish, for use with 1 3/8" - 1 3/4" thick standard door | 1 |  | 1 Year | 775 | 0.15 | 658.75
28522 | Salto | EB668N63PM38-W- | XS4 wide body electronic RF wireless SVN escutcheon, BLE / Mifare / DESFire deadbolt privacy w/ key override function, N lever, unhanded, satin brass finish, for use with 1 3/8" - 1 3/4" thick standard door | 1 |  | 1 Year | 897.35 | 0.15 | 762.7475
28523 | Salto | EB668N63PM38-WK | XS4 wide body electronic RF wireless SVN escutcheon, BLE / Mifare / DESFire deadbolt privacy w/ key override function, with keypad, N lever, unhanded, satin brass finish, for use with 1 3/8" - 1 3/4" thick standard door | 1 |  | 1 Year | 960.2 | 0.15 | 816.17
28524 | Salto | EB668N63PM48--- | XS4 wide body electronic wire-free SVN escutcheon, BLE / Mifare / DESFire deadbolt privacy w/ key override function, N lever, unhanded, satin brass finish, for use with 1 3/4" - 2 1/4" thick door | 1 |  | 1 Year | 712.15 | 0.15 | 605.3275
28525 | Salto | EB668N63PM48-A- | XS4 wide body electronic AMOK wire-free SVN escutcheon, BLE / Mifare / DESFire deadbolt privacy w/ key override function, N lever, unhanded, satin brass finish, for use with 1 3/4" - 2 1/4" thick door | 1 |  | 1 Year | 841.15 | 0.15 | 714.9775
28526 | Salto | EB668N63PM48--K | XS4 wide body electronic wire-free SVN escutcheon, BLE / Mifare / DESFire deadbolt privacy w/ key override function, with keypad, N lever, unhanded, satin brass finish, for use with 1 3/4" - 2 1/4" thick door | 1 |  | 1 Year | 775 | 0.15 | 658.75
28527 | Salto | EB668N63PM48-W- | XS4 wide body electronic RF wireless SVN escutcheon, BLE / Mifare / DESFire deadbolt privacy w/ key override function, N lever, unhanded, satin brass finish, for use with 1 3/4" - 2 1/4" thick door | 1 |  | 1 Year | 897.35 | 0.15 | 762.7475
28528 | Salto | EB668N63PM48-WK | XS4 wide body electronic RF wireless SVN escutcheon, BLE / Mifare / DESFire deadbolt privacy w/ key override function, with keypad, N lever, unhanded, satin brass finish, for use with 1 3/4" - 2 1/4" thick door | 1 |  | 1 Year | 960.2 | 0.15 | 816.17
28529 | Salto | EB668O61IA38L-- | XS4 wide body electronic wire-free SVN escutcheon, BLE / Mifare / DESFire deadbolt privacy w/ key override function, O lever, left handed, antique brass finish, for use with 1 3/8" - 1 3/4" thick standard door | 1 |  | 1 Year | 774.35 | 0.15 | 658.1975
28530 | Salto | EB668O61IA38LA- | XS4 wide body electronic AMOK wire-free SVN escutcheon, BLE / Mifare / DESFire deadbolt privacy w/ key override function, O lever, left handed, antique brass finish, for use with 1 3/8" - 1 3/4" thick standard door | 1 |  | 1 Year | 903.35 | 0.15 | 767.8475
28531 | Salto | EB668O61IA38L-K | XS4 wide body electronic wire-free SVN escutcheon, BLE / Mifare / DESFire deadbolt privacy w/ key override function, with keypad, O lever, left handed, antique brass finish, for use with 1 3/8" - 1 3/4" thick standard door | 1 |  | 1 Year | 837.2 | 0.15 | 711.62
28532 | Salto | EB668O61IA38LW- | XS4 wide body electronic RF wireless SVN escutcheon, BLE / Mifare / DESFire deadbolt privacy w/ key override function, O lever, left handed, antique brass finish, for use with 1 3/8" - 1 3/4" thick standard door | 1 |  | 1 Year | 959.55 | 0.15 | 815.6175
28533 | Salto | EB668O61IA38LWK | XS4 wide body electronic RF wireless SVN escutcheon, BLE / Mifare / DESFire deadbolt privacy w/ key override function, with keypad, O lever, left handed, antique brass finish, for use with 1 3/8" - 1 3/4" thick standard door | 1 |  | 1 Year | 1022.4 | 0.15 | 869.04
28534 | Salto | EB668O61IA38R-- | XS4 wide body electronic wire-free SVN escutcheon, BLE / Mifare / DESFire deadbolt privacy w/ key override function, O lever, right handed, antique brass finish, for use with 1 3/8" - 1 3/4" thick standard door | 1 |  | 1 Year | 774.35 | 0.15 | 658.1975
28535 | Salto | EB668O61IA38RA- | XS4 wide body electronic AMOK wire-free SVN escutcheon, BLE / Mifare / DESFire deadbolt privacy w/ key override function, O lever, right handed, antique brass finish, for use with 1 3/8" - 1 3/4" thick standard door | 1 |  | 1 Year | 903.35 | 0.15 | 767.8475
28536 | Salto | EB668O61IA38R-K | XS4 wide body electronic wire-free SVN escutcheon, BLE / Mifare / DESFire deadbolt privacy w/ key override function, with keypad, O lever, right handed, antique brass finish, for use with 1 3/8" - 1 3/4" thick standard door | 1 |  | 1 Year | 837.2 | 0.15 | 711.62
28537 | Salto | EB668O61IA38RW- | XS4 wide body electronic RF wireless SVN escutcheon, BLE / Mifare / DESFire deadbolt privacy w/ key override function, O lever, right handed, antique brass finish, for use with 1 3/8" - 1 3/4" thick standard door | 1 |  | 1 Year | 959.55 | 0.15 | 815.6175
28538 | Salto | EB668O61IA38RWK | XS4 wide body electronic RF wireless SVN escutcheon, BLE / Mifare / DESFire deadbolt privacy w/ key override function, with keypad, O lever, right handed, antique brass finish, for use with 1 3/8" - 1 3/4" thick standard door | 1 |  | 1 Year | 1022.4 | 0.15 | 869.04
28539 | Salto | EB668O61IA48L-- | XS4 wide body electronic wire-free SVN escutcheon, BLE / Mifare / DESFire deadbolt privacy w/ key override function, O lever, left handed, antique brass finish, for use with 1 3/4" - 2 1/4" thick door | 1 |  | 1 Year | 774.35 | 0.15 | 658.1975
28540 | Salto | EB668O61IA48LA- | XS4 wide body electronic AMOK wire-free SVN escutcheon, BLE / Mifare / DESFire deadbolt privacy w/ key override function, O lever, left handed, antique brass finish, for use with 1 3/4" - 2 1/4" thick door | 1 |  | 1 Year | 903.35 | 0.15 | 767.8475
28541 | Salto | EB668O61IA48L-K | XS4 wide body electronic wire-free SVN escutcheon, BLE / Mifare / DESFire deadbolt privacy w/ key override function, with keypad, O lever, left handed, antique brass finish, for use with 1 3/4" - 2 1/4" thick door | 1 |  | 1 Year | 837.2 | 0.15 | 711.62
28542 | Salto | EB668O61IA48LW- | XS4 wide body electronic RF wireless SVN escutcheon, BLE / Mifare / DESFire deadbolt privacy w/ key override function, O lever, left handed, antique brass finish, for use with 1 3/4" - 2 1/4" thick door | 1 |  | 1 Year | 959.55 | 0.15 | 815.6175
28543 | Salto | EB668O61IA48LWK | XS4 wide body electronic RF wireless SVN escutcheon, BLE / Mifare / DESFire deadbolt privacy w/ key override function, with keypad, O lever, left handed, antique brass finish, for use with 1 3/4" - 2 1/4" thick door | 1 |  | 1 Year | 1022.4 | 0.15 | 869.04
28544 | Salto | EB668O61IA48R-- | XS4 wide body electronic wire-free SVN escutcheon, BLE / Mifare / DESFire deadbolt privacy w/ key override function, O lever, right handed, antique brass finish, for use with 1 3/4" - 2 1/4" thick door | 1 |  | 1 Year | 774.35 | 0.15 | 658.1975
28545 | Salto | EB668O61IA48RA- | XS4 wide body electronic AMOK wire-free SVN escutcheon, BLE / Mifare / DESFire deadbolt privacy w/ key override function, O lever, right handed, antique brass finish, for use with 1 3/4" - 2 1/4" thick door | 1 |  | 1 Year | 903.35 | 0.15 | 767.8475
28546 | Salto | EB668O61IA48R-K | XS4 wide body electronic wire-free SVN escutcheon, BLE / Mifare / DESFire deadbolt privacy w/ key override function, with keypad, O lever, right handed, antique brass finish, for use with 1 3/4" - 2 1/4" thick door | 1 |  | 1 Year | 837.2 | 0.15 | 711.62
28547 | Salto | EB668O61IA48RW- | XS4 wide body electronic RF wireless SVN escutcheon, BLE / Mifare / DESFire deadbolt privacy w/ key override function, O lever, right handed, antique brass finish, for use with 1 3/4" - 2 1/4" thick door | 1 |  | 1 Year | 959.55 | 0.15 | 815.6175
28548 | Salto | EB668O61IA48RWK | XS4 wide body electronic RF wireless SVN escutcheon, BLE / Mifare / DESFire deadbolt privacy w/ key override function, with keypad, O lever, right handed, antique brass finish, for use with 1 3/4" - 2 1/4" thick door | 1 |  | 1 Year | 1022.4 | 0.15 | 869.04
28549 | Salto | EB668O61IM38L-- | XS4 wide body electronic wire-free SVN escutcheon, BLE / Mifare / DESFire deadbolt privacy w/ key override function, O lever, left handed, satin stainless finish, for use with 1 3/8" - 1 3/4" thick standard door | 1 |  | 1 Year | 722.35 | 0.15 | 613.9975
28550 | Salto | EB668O61IM38LA- | XS4 wide body electronic AMOK wire-free SVN escutcheon, BLE / Mifare / DESFire deadbolt privacy w/ key override function, O lever, left handed, satin stainless finish, for use with 1 3/8" - 1 3/4" thick standard door | 1 |  | 1 Year | 851.35 | 0.15 | 723.6475
28551 | Salto | EB668O61IM38L-K | XS4 wide body electronic wire-free SVN escutcheon, BLE / Mifare / DESFire deadbolt privacy w/ key override function, with keypad, O lever, left handed, satin stainless finish, for use with 1 3/8" - 1 3/4" thick standard door | 1 |  | 1 Year | 785.2 | 0.15 | 667.42
28552 | Salto | EB668O61IM38LW- | XS4 wide body electronic RF wireless SVN escutcheon, BLE / Mifare / DESFire deadbolt privacy w/ key override function, O lever, left handed, satin stainless finish, for use with 1 3/8" - 1 3/4" thick standard door | 1 |  | 1 Year | 907.55 | 0.15 | 771.4175
28553 | Salto | EB668O61IM38LWK | XS4 wide body electronic RF wireless SVN escutcheon, BLE / Mifare / DESFire deadbolt privacy w/ key override function, with keypad, O lever, left handed, satin stainless finish, for use with 1 3/8" - 1 3/4" thick standard door | 1 |  | 1 Year | 970.4 | 0.15 | 824.84
28554 | Salto | EB668O61IM38R-- | XS4 wide body electronic wire-free SVN escutcheon, BLE / Mifare / DESFire deadbolt privacy w/ key override function, O lever, right handed, satin stainless finish, for use with 1 3/8" - 1 3/4" thick standard door | 1 |  | 1 Year | 722.35 | 0.15 | 613.9975
28555 | Salto | EB668O61IM38RA- | XS4 wide body electronic AMOK wire-free SVN escutcheon, BLE / Mifare / DESFire deadbolt privacy w/ key override function, O lever, right handed, satin stainless finish, for use with 1 3/8" - 1 3/4" thick standard door | 1 |  | 1 Year | 851.35 | 0.15 | 723.6475
28556 | Salto | EB668O61IM38R-K | XS4 wide body electronic wire-free SVN escutcheon, BLE / Mifare / DESFire deadbolt privacy w/ key override function, with keypad, O lever, right handed, satin stainless finish, for use with 1 3/8" - 1 3/4" thick standard door | 1 |  | 1 Year | 785.2 | 0.15 | 667.42
28557 | Salto | EB668O61IM38RW- | XS4 wide body electronic RF wireless SVN escutcheon, BLE / Mifare / DESFire deadbolt privacy w/ key override function, O lever, right handed, satin stainless finish, for use with 1 3/8" - 1 3/4" thick standard door | 1 |  | 1 Year | 907.55 | 0.15 | 771.4175
28558 | Salto | EB668O61IM38RWK | XS4 wide body electronic RF wireless SVN escutcheon, BLE / Mifare / DESFire deadbolt privacy w/ key override function, with keypad, O lever, right handed, satin stainless finish, for use with 1 3/8" - 1 3/4" thick standard door | 1 |  | 1 Year | 970.4 | 0.15 | 824.84
28559 | Salto | EB668O61IM48L-- | XS4 wide body electronic wire-free SVN escutcheon, BLE / Mifare / DESFire deadbolt privacy w/ key override function, O lever, left handed, satin stainless finish, for use with 1 3/4" - 2 1/4" thick door | 1 |  | 1 Year | 722.35 | 0.15 | 613.9975
28560 | Salto | EB668O61IM48LA- | XS4 wide body electronic AMOK wire-free SVN escutcheon, BLE / Mifare / DESFire deadbolt privacy w/ key override function, O lever, left handed, satin stainless finish, for use with 1 3/4" - 2 1/4" thick door | 1 |  | 1 Year | 851.35 | 0.15 | 723.6475
28561 | Salto | EB668O61IM48L-K | XS4 wide body electronic wire-free SVN escutcheon, BLE / Mifare / DESFire deadbolt privacy w/ key override function, with keypad, O lever, left handed, satin stainless finish, for use with 1 3/4" - 2 1/4" thick door | 1 |  | 1 Year | 785.2 | 0.15 | 667.42
28562 | Salto | EB668O61IM48LW- | XS4 wide body electronic RF wireless SVN escutcheon, BLE / Mifare / DESFire deadbolt privacy w/ key override function, O lever, left handed, satin stainless finish, for use with 1 3/4" - 2 1/4" thick door | 1 |  | 1 Year | 907.55 | 0.15 | 771.4175
28563 | Salto | EB668O61IM48LWK | XS4 wide body electronic RF wireless SVN escutcheon, BLE / Mifare / DESFire deadbolt privacy w/ key override function, with keypad, O lever, left handed, satin stainless finish, for use with 1 3/4" - 2 1/4" thick door | 1 |  | 1 Year | 970.4 | 0.15 | 824.84
28564 | Salto | EB668O61IM48R-- | XS4 wide body electronic wire-free SVN escutcheon, BLE / Mifare / DESFire deadbolt privacy w/ key override function, O lever, right handed, satin stainless finish, for use with 1 3/4" - 2 1/4" thick door | 1 |  | 1 Year | 722.35 | 0.15 | 613.9975
28565 | Salto | EB668O61IM48RA- | XS4 wide body electronic AMOK wire-free SVN escutcheon, BLE / Mifare / DESFire deadbolt privacy w/ key override function, O lever, right handed, satin stainless finish, for use with 1 3/4" - 2 1/4" thick door | 1 |  | 1 Year | 851.35 | 0.15 | 723.6475
28566 | Salto | EB668O61IM48R-K | XS4 wide body electronic wire-free SVN escutcheon, BLE / Mifare / DESFire deadbolt privacy w/ key override function, with keypad, O lever, right handed, satin stainless finish, for use with 1 3/4" - 2 1/4" thick door | 1 |  | 1 Year | 785.2 | 0.15 | 667.42
28567 | Salto | EB668O61IM48RW- | XS4 wide body electronic RF wireless SVN escutcheon, BLE / Mifare / DESFire deadbolt privacy w/ key override function, O lever, right handed, satin stainless finish, for use with 1 3/4" - 2 1/4" thick door | 1 |  | 1 Year | 907.55 | 0.15 | 771.4175
28568 | Salto | EB668O61IM48RWK | XS4 wide body electronic RF wireless SVN escutcheon, BLE / Mifare / DESFire deadbolt privacy w/ key override function, with keypad, O lever, right handed, satin stainless finish, for use with 1 3/4" - 2 1/4" thick door | 1 |  | 1 Year | 970.4 | 0.15 | 824.84
28569 | Salto | EB668O61IP38L-- | XS4 wide body electronic wire-free SVN escutcheon, BLE / Mifare / DESFire deadbolt privacy w/ key override function, O lever, left handed, bright stainless steel finish, for use with 1 3/8" - 1 3/4" thick standard door | 1 |  | 1 Year | 738.65 | 0.15 | 627.8525
28570 | Salto | EB668O61IP38LA- | XS4 wide body electronic AMOK wire-free SVN escutcheon, BLE / Mifare / DESFire deadbolt privacy w/ key override function, O lever, left handed, bright stainless steel finish, for use with 1 3/8" - 1 3/4" thick standard door | 1 |  | 1 Year | 867.65 | 0.15 | 737.5025
28571 | Salto | EB668O61IP38L-K | XS4 wide body electronic wire-free SVN escutcheon, BLE / Mifare / DESFire deadbolt privacy w/ key override function, with keypad, O lever, left handed, bright stainless steel finish, for use with 1 3/8" - 1 3/4" thick standard door | 1 |  | 1 Year | 801.5 | 0.15 | 681.275
28572 | Salto | EB668O61IP38LW- | XS4 wide body electronic RF wireless SVN escutcheon, BLE / Mifare / DESFire deadbolt privacy w/ key override function, O lever, left handed, bright stainless steel finish, for use with 1 3/8" - 1 3/4" thick standard door | 1 |  | 1 Year | 923.85 | 0.15 | 785.2725
28573 | Salto | EB668O61IP38LWK | XS4 wide body electronic RF wireless SVN escutcheon, BLE / Mifare / DESFire deadbolt privacy w/ key override function, with keypad, O lever, left handed, bright stainless steel finish, for use with 1 3/8" - 1 3/4" thick standard door | 1 |  | 1 Year | 986.7 | 0.15 | 838.695
28574 | Salto | EB668O61IP38R-- | XS4 wide body electronic wire-free SVN escutcheon, BLE / Mifare / DESFire deadbolt privacy w/ key override function, O lever, right handed, bright stainless steel finish, for use with 1 3/8" - 1 3/4" thick standard door | 1 |  | 1 Year | 738.65 | 0.15 | 627.8525
28575 | Salto | EB668O61IP38RA- | XS4 wide body electronic AMOK wire-free SVN escutcheon, BLE / Mifare / DESFire deadbolt privacy w/ key override function, O lever, right handed, bright stainless steel finish, for use with 1 3/8" - 1 3/4" thick standard door | 1 |  | 1 Year | 867.65 | 0.15 | 737.5025
28576 | Salto | EB668O61IP38R-K | XS4 wide body electronic wire-free SVN escutcheon, BLE / Mifare / DESFire deadbolt privacy w/ key override function, with keypad, O lever, right handed, bright stainless steel finish, for use with 1 3/8" - 1 3/4" thick standard door | 1 |  | 1 Year | 801.5 | 0.15 | 681.275
28577 | Salto | EB668O61IP38RW- | XS4 wide body electronic RF wireless SVN escutcheon, BLE / Mifare / DESFire deadbolt privacy w/ key override function, O lever, right handed, bright stainless steel finish, for use with 1 3/8" - 1 3/4" thick standard door | 1 |  | 1 Year | 923.85 | 0.15 | 785.2725
28578 | Salto | EB668O61IP38RWK | XS4 wide body electronic RF wireless SVN escutcheon, BLE / Mifare / DESFire deadbolt privacy w/ key override function, with keypad, O lever, right handed, bright stainless steel finish, for use with 1 3/8" - 1 3/4" thick standard door | 1 |  | 1 Year | 986.7 | 0.15 | 838.695
28579 | Salto | EB668O61IP48L-- | XS4 wide body electronic wire-free SVN escutcheon, BLE / Mifare / DESFire deadbolt privacy w/ key override function, O lever, left handed, bright stainless steel finish, for use with 1 3/4" - 2 1/4" thick door | 1 |  | 1 Year | 738.65 | 0.15 | 627.8525
28580 | Salto | EB668O61IP48LA- | XS4 wide body electronic AMOK wire-free SVN escutcheon, BLE / Mifare / DESFire deadbolt privacy w/ key override function, O lever, left handed, bright stainless steel finish, for use with 1 3/4" - 2 1/4" thick door | 1 |  | 1 Year | 867.65 | 0.15 | 737.5025
28581 | Salto | EB668O61IP48L-K | XS4 wide body electronic wire-free SVN escutcheon, BLE / Mifare / DESFire deadbolt privacy w/ key override function, with keypad, O lever, left handed, bright stainless steel finish, for use with 1 3/4" - 2 1/4" thick door | 1 |  | 1 Year | 801.5 | 0.15 | 681.275
28582 | Salto | EB668O61IP48LW- | XS4 wide body electronic RF wireless SVN escutcheon, BLE / Mifare / DESFire deadbolt privacy w/ key override function, O lever, left handed, bright stainless steel finish, for use with 1 3/4" - 2 1/4" thick door | 1 |  | 1 Year | 923.85 | 0.15 | 785.2725
28583 | Salto | EB668O61IP48LWK | XS4 wide body electronic RF wireless SVN escutcheon, BLE / Mifare / DESFire deadbolt privacy w/ key override function, with keypad, O lever, left handed, bright stainless steel finish, for use with 1 3/4" - 2 1/4" thick door | 1 |  | 1 Year | 986.7 | 0.15 | 838.695
28584 | Salto | EB668O61IP48R-- | XS4 wide body electronic wire-free SVN escutcheon, BLE / Mifare / DESFire deadbolt privacy w/ key override function, O lever, right handed, bright stainless steel finish, for use with 1 3/4" - 2 1/4" thick door | 1 |  | 1 Year | 738.65 | 0.15 | 627.8525
28585 | Salto | EB668O61IP48RA- | XS4 wide body electronic AMOK wire-free SVN escutcheon, BLE / Mifare / DESFire deadbolt privacy w/ key override function, O lever, right handed, bright stainless steel finish, for use with 1 3/4" - 2 1/4" thick door | 1 |  | 1 Year | 867.65 | 0.15 | 737.5025
28586 | Salto | EB668O61IP48R-K | XS4 wide body electronic wire-free SVN escutcheon, BLE / Mifare / DESFire deadbolt privacy w/ key override function, with keypad, O lever, right handed, bright stainless steel finish, for use with 1 3/4" - 2 1/4" thick door | 1 |  | 1 Year | 801.5 | 0.15 | 681.275
28587 | Salto | EB668O61IP48RW- | XS4 wide body electronic RF wireless SVN escutcheon, BLE / Mifare / DESFire deadbolt privacy w/ key override function, O lever, right handed, bright stainless steel finish, for use with 1 3/4" - 2 1/4" thick door | 1 |  | 1 Year | 923.85 | 0.15 | 785.2725
28588 | Salto | EB668O61IP48RWK | XS4 wide body electronic RF wireless SVN escutcheon, BLE / Mifare / DESFire deadbolt privacy w/ key override function, with keypad, O lever, right handed, bright stainless steel finish, for use with 1 3/4" - 2 1/4" thick door | 1 |  | 1 Year | 986.7 | 0.15 | 838.695
28589 | Salto | EB668O61NE38L-- | XS4 wide body electronic wire-free SVN escutcheon, BLE / Mifare / DESFire deadbolt privacy w/ key override function, O lever, left handed, black chromium finish, for use with 1 3/8" - 1 3/4" thick standard door | 1 |  | 1 Year | 757.05 | 0.15 | 643.4925
28590 | Salto | EB668O61NE38LA- | XS4 wide body electronic AMOK wire-free SVN escutcheon, BLE / Mifare / DESFire deadbolt privacy w/ key override function, O lever, left handed, black chromium finish, for use with 1 3/8" - 1 3/4" thick standard door | 1 |  | 1 Year | 886.05 | 0.15 | 753.1425
28591 | Salto | EB668O61NE38L-K | XS4 wide body electronic wire-free SVN escutcheon, BLE / Mifare / DESFire deadbolt privacy w/ key override function, with keypad, O lever, left handed, black chromium finish, for use with 1 3/8" - 1 3/4" thick standard door | 1 |  | 1 Year | 819.9 | 0.15 | 696.915
28592 | Salto | EB668O61NE38LW- | XS4 wide body electronic RF wireless SVN escutcheon, BLE / Mifare / DESFire deadbolt privacy w/ key override function, O lever, left handed, black chromium finish, for use with 1 3/8" - 1 3/4" thick standard door | 1 |  | 1 Year | 942.25 | 0.15 | 800.9125
28593 | Salto | EB668O61NE38LWK | XS4 wide body electronic RF wireless SVN escutcheon, BLE / Mifare / DESFire deadbolt privacy w/ key override function, with keypad, O lever, left handed, black chromium finish, for use with 1 3/8" - 1 3/4" thick standard door | 1 |  | 1 Year | 1005.1 | 0.15 | 854.335
28594 | Salto | EB668O61NE38R-- | XS4 wide body electronic wire-free SVN escutcheon, BLE / Mifare / DESFire deadbolt privacy w/ key override function, O lever, right handed, black chromium finish, for use with 1 3/8" - 1 3/4" thick standard door | 1 |  | 1 Year | 757.05 | 0.15 | 643.4925
28595 | Salto | EB668O61NE38RA- | XS4 wide body electronic AMOK wire-free SVN escutcheon, BLE / Mifare / DESFire deadbolt privacy w/ key override function, O lever, right handed, black chromium finish, for use with 1 3/8" - 1 3/4" thick standard door | 1 |  | 1 Year | 886.05 | 0.15 | 753.1425
28596 | Salto | EB668O61NE38R-K | XS4 wide body electronic wire-free SVN escutcheon, BLE / Mifare / DESFire deadbolt privacy w/ key override function, with keypad, O lever, right handed, black chromium finish, for use with 1 3/8" - 1 3/4" thick standard door | 1 |  | 1 Year | 819.9 | 0.15 | 696.915
28597 | Salto | EB668O61NE38RW- | XS4 wide body electronic RF wireless SVN escutcheon, BLE / Mifare / DESFire deadbolt privacy w/ key override function, O lever, right handed, black chromium finish, for use with 1 3/8" - 1 3/4" thick standard door | 1 |  | 1 Year | 942.25 | 0.15 | 800.9125
28598 | Salto | EB668O61NE38RWK | XS4 wide body electronic RF wireless SVN escutcheon, BLE / Mifare / DESFire deadbolt privacy w/ key override function, with keypad, O lever, right handed, black chromium finish, for use with 1 3/8" - 1 3/4" thick standard door | 1 |  | 1 Year | 1005.1 | 0.15 | 854.335
28599 | Salto | EB668O61NE48L-- | XS4 wide body electronic wire-free SVN escutcheon, BLE / Mifare / DESFire deadbolt privacy w/ key override function, O lever, left handed, black chromium finish, for use with 1 3/4" - 2 1/4" thick door | 1 |  | 1 Year | 757.05 | 0.15 | 643.4925
28600 | Salto | EB668O61NE48LA- | XS4 wide body electronic AMOK wire-free SVN escutcheon, BLE / Mifare / DESFire deadbolt privacy w/ key override function, O lever, left handed, black chromium finish, for use with 1 3/4" - 2 1/4" thick door | 1 |  | 1 Year | 886.05 | 0.15 | 753.1425
28601 | Salto | EB668O61NE48L-K | XS4 wide body electronic wire-free SVN escutcheon, BLE / Mifare / DESFire deadbolt privacy w/ key override function, with keypad, O lever, left handed, black chromium finish, for use with 1 3/4" - 2 1/4" thick door | 1 |  | 1 Year | 819.9 | 0.15 | 696.915
28602 | Salto | EB668O61NE48LW- | XS4 wide body electronic RF wireless SVN escutcheon, BLE / Mifare / DESFire deadbolt privacy w/ key override function, O lever, left handed, black chromium finish, for use with 1 3/4" - 2 1/4" thick door | 1 |  | 1 Year | 942.25 | 0.15 | 800.9125
28603 | Salto | EB668O61NE48LWK | XS4 wide body electronic RF wireless SVN escutcheon, BLE / Mifare / DESFire deadbolt privacy w/ key override function, with keypad, O lever, left handed, black chromium finish, for use with 1 3/4" - 2 1/4" thick door | 1 |  | 1 Year | 1005.1 | 0.15 | 854.335
28604 | Salto | EB668O61NE48R-- | XS4 wide body electronic wire-free SVN escutcheon, BLE / Mifare / DESFire deadbolt privacy w/ key override function, O lever, right handed, black chromium finish, for use with 1 3/4" - 2 1/4" thick door | 1 |  | 1 Year | 757.05 | 0.15 | 643.4925
28605 | Salto | EB668O61NE48RA- | XS4 wide body electronic AMOK wire-free SVN escutcheon, BLE / Mifare / DESFire deadbolt privacy w/ key override function, O lever, right handed, black chromium finish, for use with 1 3/4" - 2 1/4" thick door | 1 |  | 1 Year | 886.05 | 0.15 | 753.1425
28606 | Salto | EB668O61NE48R-K | XS4 wide body electronic wire-free SVN escutcheon, BLE / Mifare / DESFire deadbolt privacy w/ key override function, with keypad, O lever, right handed, black chromium finish, for use with 1 3/4" - 2 1/4" thick door | 1 |  | 1 Year | 819.9 | 0.15 | 696.915
28607 | Salto | EB668O61NE48RW- | XS4 wide body electronic RF wireless SVN escutcheon, BLE / Mifare / DESFire deadbolt privacy w/ key override function, O lever, right handed, black chromium finish, for use with 1 3/4" - 2 1/4" thick door | 1 |  | 1 Year | 942.25 | 0.15 | 800.9125
28608 | Salto | EB668O61NE48RWK | XS4 wide body electronic RF wireless SVN escutcheon, BLE / Mifare / DESFire deadbolt privacy w/ key override function, with keypad, O lever, right handed, black chromium finish, for use with 1 3/4" - 2 1/4" thick door | 1 |  | 1 Year | 1005.1 | 0.15 | 854.335
28609 | Salto | EB668O61PM38L-- | XS4 wide body electronic wire-free SVN escutcheon, BLE / Mifare / DESFire deadbolt privacy w/ key override function, O lever, left handed, satin brass finish, for use with 1 3/8" - 1 3/4" thick standard door | 1 |  | 1 Year | 722.35 | 0.15 | 613.9975
28610 | Salto | EB668O61PM38LA- | XS4 wide body electronic AMOK wire-free SVN escutcheon, BLE / Mifare / DESFire deadbolt privacy w/ key override function, O lever, left handed, satin brass finish, for use with 1 3/8" - 1 3/4" thick standard door | 1 |  | 1 Year | 851.35 | 0.15 | 723.6475
28611 | Salto | EB668O61PM38L-K | XS4 wide body electronic wire-free SVN escutcheon, BLE / Mifare / DESFire deadbolt privacy w/ key override function, with keypad, O lever, left handed, satin brass finish, for use with 1 3/8" - 1 3/4" thick standard door | 1 |  | 1 Year | 785.2 | 0.15 | 667.42
28612 | Salto | EB668O61PM38LW- | XS4 wide body electronic RF wireless SVN escutcheon, BLE / Mifare / DESFire deadbolt privacy w/ key override function, O lever, left handed, satin brass finish, for use with 1 3/8" - 1 3/4" thick standard door | 1 |  | 1 Year | 907.55 | 0.15 | 771.4175
28613 | Salto | EB668O61PM38LWK | XS4 wide body electronic RF wireless SVN escutcheon, BLE / Mifare / DESFire deadbolt privacy w/ key override function, with keypad, O lever, left handed, satin brass finish, for use with 1 3/8" - 1 3/4" thick standard door | 1 |  | 1 Year | 970.4 | 0.15 | 824.84
28614 | Salto | EB668O61PM38R-- | XS4 wide body electronic wire-free SVN escutcheon, BLE / Mifare / DESFire deadbolt privacy w/ key override function, O lever, right handed, satin brass finish, for use with 1 3/8" - 1 3/4" thick standard door | 1 |  | 1 Year | 722.35 | 0.15 | 613.9975
28615 | Salto | EB668O61PM38RA- | XS4 wide body electronic AMOK wire-free SVN escutcheon, BLE / Mifare / DESFire deadbolt privacy w/ key override function, O lever, right handed, satin brass finish, for use with 1 3/8" - 1 3/4" thick standard door | 1 |  | 1 Year | 851.35 | 0.15 | 723.6475
28616 | Salto | EB668O61PM38R-K | XS4 wide body electronic wire-free SVN escutcheon, BLE / Mifare / DESFire deadbolt privacy w/ key override function, with keypad, O lever, right handed, satin brass finish, for use with 1 3/8" - 1 3/4" thick standard door | 1 |  | 1 Year | 785.2 | 0.15 | 667.42
28617 | Salto | EB668O61PM38RW- | XS4 wide body electronic RF wireless SVN escutcheon, BLE / Mifare / DESFire deadbolt privacy w/ key override function, O lever, right handed, satin brass finish, for use with 1 3/8" - 1 3/4" thick standard door | 1 |  | 1 Year | 907.55 | 0.15 | 771.4175
28618 | Salto | EB668O61PM38RWK | XS4 wide body electronic RF wireless SVN escutcheon, BLE / Mifare / DESFire deadbolt privacy w/ key override function, with keypad, O lever, right handed, satin brass finish, for use with 1 3/8" - 1 3/4" thick standard door | 1 |  | 1 Year | 970.4 | 0.15 | 824.84
28619 | Salto | EB668O61PM48L-- | XS4 wide body electronic wire-free SVN escutcheon, BLE / Mifare / DESFire deadbolt privacy w/ key override function, O lever, left handed, satin brass finish, for use with 1 3/4" - 2 1/4" thick door | 1 |  | 1 Year | 722.35 | 0.15 | 613.9975
28620 | Salto | EB668O61PM48LA- | XS4 wide body electronic AMOK wire-free SVN escutcheon, BLE / Mifare / DESFire deadbolt privacy w/ key override function, O lever, left handed, satin brass finish, for use with 1 3/4" - 2 1/4" thick door | 1 |  | 1 Year | 851.35 | 0.15 | 723.6475
28621 | Salto | EB668O61PM48L-K | XS4 wide body electronic wire-free SVN escutcheon, BLE / Mifare / DESFire deadbolt privacy w/ key override function, with keypad, O lever, left handed, satin brass finish, for use with 1 3/4" - 2 1/4" thick door | 1 |  | 1 Year | 785.2 | 0.15 | 667.42
28622 | Salto | EB668O61PM48LW- | XS4 wide body electronic RF wireless SVN escutcheon, BLE / Mifare / DESFire deadbolt privacy w/ key override function, O lever, left handed, satin brass finish, for use with 1 3/4" - 2 1/4" thick door | 1 |  | 1 Year | 907.55 | 0.15 | 771.4175
28623 | Salto | EB668O61PM48LWK | XS4 wide body electronic RF wireless SVN escutcheon, BLE / Mifare / DESFire deadbolt privacy w/ key override function, with keypad, O lever, left handed, satin brass finish, for use with 1 3/4" - 2 1/4" thick door | 1 |  | 1 Year | 970.4 | 0.15 | 824.84
28624 | Salto | EB668O61PM48R-- | XS4 wide body electronic wire-free SVN escutcheon, BLE / Mifare / DESFire deadbolt privacy w/ key override function, O lever, right handed, satin brass finish, for use with 1 3/4" - 2 1/4" thick door | 1 |  | 1 Year | 722.35 | 0.15 | 613.9975
28625 | Salto | EB668O61PM48RA- | XS4 wide body electronic AMOK wire-free SVN escutcheon, BLE / Mifare / DESFire deadbolt privacy w/ key override function, O lever, right handed, satin brass finish, for use with 1 3/4" - 2 1/4" thick door | 1 |  | 1 Year | 851.35 | 0.15 | 723.6475
28626 | Salto | EB668O61PM48R-K | XS4 wide body electronic wire-free SVN escutcheon, BLE / Mifare / DESFire deadbolt privacy w/ key override function, with keypad, O lever, right handed, satin brass finish, for use with 1 3/4" - 2 1/4" thick door | 1 |  | 1 Year | 785.2 | 0.15 | 667.42
28627 | Salto | EB668O61PM48RW- | XS4 wide body electronic RF wireless SVN escutcheon, BLE / Mifare / DESFire deadbolt privacy w/ key override function, O lever, right handed, satin brass finish, for use with 1 3/4" - 2 1/4" thick door | 1 |  | 1 Year | 907.55 | 0.15 | 771.4175
28628 | Salto | EB668O61PM48RWK | XS4 wide body electronic RF wireless SVN escutcheon, BLE / Mifare / DESFire deadbolt privacy w/ key override function, with keypad, O lever, right handed, satin brass finish, for use with 1 3/4" - 2 1/4" thick door | 1 |  | 1 Year | 970.4 | 0.15 | 824.84
28629 | Salto | EB668O61PP38L-- | XS4 wide body electronic wire-free SVN escutcheon, BLE / Mifare / DESFire deadbolt privacy w/ key override function, O lever, left handed, bright brass finish, for use with 1 3/8" - 1 3/4" thick standard door | 1 |  | 1 Year | 738.65 | 0.15 | 627.8525
28630 | Salto | EB668O61PP38LA- | XS4 wide body electronic AMOK wire-free SVN escutcheon, BLE / Mifare / DESFire deadbolt privacy w/ key override function, O lever, left handed, bright brass finish, for use with 1 3/8" - 1 3/4" thick standard door | 1 |  | 1 Year | 867.65 | 0.15 | 737.5025
28631 | Salto | EB668O61PP38L-K | XS4 wide body electronic wire-free SVN escutcheon, BLE / Mifare / DESFire deadbolt privacy w/ key override function, with keypad, O lever, left handed, bright brass finish, for use with 1 3/8" - 1 3/4" thick standard door | 1 |  | 1 Year | 801.5 | 0.15 | 681.275
28632 | Salto | EB668O61PP38LW- | XS4 wide body electronic RF wireless SVN escutcheon, BLE / Mifare / DESFire deadbolt privacy w/ key override function, O lever, left handed, bright brass finish, for use with 1 3/8" - 1 3/4" thick standard door | 1 |  | 1 Year | 923.85 | 0.15 | 785.2725
28633 | Salto | EB668O61PP38LWK | XS4 wide body electronic RF wireless SVN escutcheon, BLE / Mifare / DESFire deadbolt privacy w/ key override function, with keypad, O lever, left handed, bright brass finish, for use with 1 3/8" - 1 3/4" thick standard door | 1 |  | 1 Year | 986.7 | 0.15 | 838.695
28634 | Salto | EB668O61PP38R-- | XS4 wide body electronic wire-free SVN escutcheon, BLE / Mifare / DESFire deadbolt privacy w/ key override function, O lever, right handed, bright brass finish, for use with 1 3/8" - 1 3/4" thick standard door | 1 |  | 1 Year | 738.65 | 0.15 | 627.8525
28635 | Salto | EB668O61PP38RA- | XS4 wide body electronic AMOK wire-free SVN escutcheon, BLE / Mifare / DESFire deadbolt privacy w/ key override function, O lever, right handed, bright brass finish, for use with 1 3/8" - 1 3/4" thick standard door | 1 |  | 1 Year | 867.65 | 0.15 | 737.5025
28636 | Salto | EB668O61PP38R-K | XS4 wide body electronic wire-free SVN escutcheon, BLE / Mifare / DESFire deadbolt privacy w/ key override function, with keypad, O lever, right handed, bright brass finish, for use with 1 3/8" - 1 3/4" thick standard door | 1 |  | 1 Year | 801.5 | 0.15 | 681.275
28637 | Salto | EB668O61PP38RW- | XS4 wide body electronic RF wireless SVN escutcheon, BLE / Mifare / DESFire deadbolt privacy w/ key override function, O lever, right handed, bright brass finish, for use with 1 3/8" - 1 3/4" thick standard door | 1 |  | 1 Year | 923.85 | 0.15 | 785.2725
28638 | Salto | EB668O61PP38RWK | XS4 wide body electronic RF wireless SVN escutcheon, BLE / Mifare / DESFire deadbolt privacy w/ key override function, with keypad, O lever, right handed, bright brass finish, for use with 1 3/8" - 1 3/4" thick standard door | 1 |  | 1 Year | 986.7 | 0.15 | 838.695
28639 | Salto | EB668O61PP48L-- | XS4 wide body electronic wire-free SVN escutcheon, BLE / Mifare / DESFire deadbolt privacy w/ key override function, O lever, left handed, bright brass finish, for use with 1 3/4" - 2 1/4" thick door | 1 |  | 1 Year | 738.65 | 0.15 | 627.8525
28640 | Salto | EB668O61PP48LA- | XS4 wide body electronic AMOK wire-free SVN escutcheon, BLE / Mifare / DESFire deadbolt privacy w/ key override function, O lever, left handed, bright brass finish, for use with 1 3/4" - 2 1/4" thick door | 1 |  | 1 Year | 867.65 | 0.15 | 737.5025
28641 | Salto | EB668O61PP48L-K | XS4 wide body electronic wire-free SVN escutcheon, BLE / Mifare / DESFire deadbolt privacy w/ key override function, with keypad, O lever, left handed, bright brass finish, for use with 1 3/4" - 2 1/4" thick door | 1 |  | 1 Year | 801.5 | 0.15 | 681.275
28642 | Salto | EB668O61PP48LW- | XS4 wide body electronic RF wireless SVN escutcheon, BLE / Mifare / DESFire deadbolt privacy w/ key override function, O lever, left handed, bright brass finish, for use with 1 3/4" - 2 1/4" thick door | 1 |  | 1 Year | 923.85 | 0.15 | 785.2725
28643 | Salto | EB668O61PP48LWK | XS4 wide body electronic RF wireless SVN escutcheon, BLE / Mifare / DESFire deadbolt privacy w/ key override function, with keypad, O lever, left handed, bright brass finish, for use with 1 3/4" - 2 1/4" thick door | 1 |  | 1 Year | 986.7 | 0.15 | 838.695
28644 | Salto | EB668O61PP48R-- | XS4 wide body electronic wire-free SVN escutcheon, BLE / Mifare / DESFire deadbolt privacy w/ key override function, O lever, right handed, bright brass finish, for use with 1 3/4" - 2 1/4" thick door | 1 |  | 1 Year | 738.65 | 0.15 | 627.8525
28645 | Salto | EB668O61PP48RA- | XS4 wide body electronic AMOK wire-free SVN escutcheon, BLE / Mifare / DESFire deadbolt privacy w/ key override function, O lever, right handed, bright brass finish, for use with 1 3/4" - 2 1/4" thick door | 1 |  | 1 Year | 867.65 | 0.15 | 737.5025
28646 | Salto | EB668O61PP48R-K | XS4 wide body electronic wire-free SVN escutcheon, BLE / Mifare / DESFire deadbolt privacy w/ key override function, with keypad, O lever, right handed, bright brass finish, for use with 1 3/4" - 2 1/4" thick door | 1 |  | 1 Year | 801.5 | 0.15 | 681.275
28647 | Salto | EB668O61PP48RW- | XS4 wide body electronic RF wireless SVN escutcheon, BLE / Mifare / DESFire deadbolt privacy w/ key override function, O lever, right handed, bright brass finish, for use with 1 3/4" - 2 1/4" thick door | 1 |  | 1 Year | 923.85 | 0.15 | 785.2725
28648 | Salto | EB668O61PP48RWK | XS4 wide body electronic RF wireless SVN escutcheon, BLE / Mifare / DESFire deadbolt privacy w/ key override function, with keypad, O lever, right handed, bright brass finish, for use with 1 3/4" - 2 1/4" thick door | 1 |  | 1 Year | 986.7 | 0.15 | 838.695
28649 | Salto | EB668O62IA38L-- | XS4 wide body electronic wire-free SVN escutcheon, BLE / Mifare / DESFire deadbolt privacy w/ key override function, O lever, left handed, antique brass finish, for use with 1 3/8" - 1 3/4" thick standard door | 1 |  | 1 Year | 774.35 | 0.15 | 658.1975
28650 | Salto | EB668O62IA38LA- | XS4 wide body electronic AMOK wire-free SVN escutcheon, BLE / Mifare / DESFire deadbolt privacy w/ key override function, O lever, left handed, antique brass finish, for use with 1 3/8" - 1 3/4" thick standard door | 1 |  | 1 Year | 903.35 | 0.15 | 767.8475
28651 | Salto | EB668O62IA38L-K | XS4 wide body electronic wire-free SVN escutcheon, BLE / Mifare / DESFire deadbolt privacy w/ key override function, with keypad, O lever, left handed, antique brass finish, for use with 1 3/8" - 1 3/4" thick standard door | 1 |  | 1 Year | 837.2 | 0.15 | 711.62
28652 | Salto | EB668O62IA38LW- | XS4 wide body electronic RF wireless SVN escutcheon, BLE / Mifare / DESFire deadbolt privacy w/ key override function, O lever, left handed, antique brass finish, for use with 1 3/8" - 1 3/4" thick standard door | 1 |  | 1 Year | 959.55 | 0.15 | 815.6175
28653 | Salto | EB668O62IA38LWK | XS4 wide body electronic RF wireless SVN escutcheon, BLE / Mifare / DESFire deadbolt privacy w/ key override function, with keypad, O lever, left handed, antique brass finish, for use with 1 3/8" - 1 3/4" thick standard door | 1 |  | 1 Year | 1022.4 | 0.15 | 869.04
28654 | Salto | EB668O62IA38R-- | XS4 wide body electronic wire-free SVN escutcheon, BLE / Mifare / DESFire deadbolt privacy w/ key override function, O lever, right handed, antique brass finish, for use with 1 3/8" - 1 3/4" thick standard door | 1 |  | 1 Year | 774.35 | 0.15 | 658.1975
28655 | Salto | EB668O62IA38RA- | XS4 wide body electronic AMOK wire-free SVN escutcheon, BLE / Mifare / DESFire deadbolt privacy w/ key override function, O lever, right handed, antique brass finish, for use with 1 3/8" - 1 3/4" thick standard door | 1 |  | 1 Year | 903.35 | 0.15 | 767.8475
28656 | Salto | EB668O62IA38R-K | XS4 wide body electronic wire-free SVN escutcheon, BLE / Mifare / DESFire deadbolt privacy w/ key override function, with keypad, O lever, right handed, antique brass finish, for use with 1 3/8" - 1 3/4" thick standard door | 1 |  | 1 Year | 837.2 | 0.15 | 711.62
28657 | Salto | EB668O62IA38RW- | XS4 wide body electronic RF wireless SVN escutcheon, BLE / Mifare / DESFire deadbolt privacy w/ key override function, O lever, right handed, antique brass finish, for use with 1 3/8" - 1 3/4" thick standard door | 1 |  | 1 Year | 959.55 | 0.15 | 815.6175
28658 | Salto | EB668O62IA38RWK | XS4 wide body electronic RF wireless SVN escutcheon, BLE / Mifare / DESFire deadbolt privacy w/ key override function, with keypad, O lever, right handed, antique brass finish, for use with 1 3/8" - 1 3/4" thick standard door | 1 |  | 1 Year | 1022.4 | 0.15 | 869.04
28659 | Salto | EB668O62IA48L-- | XS4 wide body electronic wire-free SVN escutcheon, BLE / Mifare / DESFire deadbolt privacy w/ key override function, O lever, left handed, antique brass finish, for use with 1 3/4" - 2 1/4" thick door | 1 |  | 1 Year | 774.35 | 0.15 | 658.1975
28660 | Salto | EB668O62IA48LA- | XS4 wide body electronic AMOK wire-free SVN escutcheon, BLE / Mifare / DESFire deadbolt privacy w/ key override function, O lever, left handed, antique brass finish, for use with 1 3/4" - 2 1/4" thick door | 1 |  | 1 Year | 903.35 | 0.15 | 767.8475
28661 | Salto | EB668O62IA48L-K | XS4 wide body electronic wire-free SVN escutcheon, BLE / Mifare / DESFire deadbolt privacy w/ key override function, with keypad, O lever, left handed, antique brass finish, for use with 1 3/4" - 2 1/4" thick door | 1 |  | 1 Year | 837.2 | 0.15 | 711.62
28662 | Salto | EB668O62IA48LW- | XS4 wide body electronic RF wireless SVN escutcheon, BLE / Mifare / DESFire deadbolt privacy w/ key override function, O lever, left handed, antique brass finish, for use with 1 3/4" - 2 1/4" thick door | 1 |  | 1 Year | 959.55 | 0.15 | 815.6175
28663 | Salto | EB668O62IA48LWK | XS4 wide body electronic RF wireless SVN escutcheon, BLE / Mifare / DESFire deadbolt privacy w/ key override function, with keypad, O lever, left handed, antique brass finish, for use with 1 3/4" - 2 1/4" thick door | 1 |  | 1 Year | 1022.4 | 0.15 | 869.04
28664 | Salto | EB668O62IA48R-- | XS4 wide body electronic wire-free SVN escutcheon, BLE / Mifare / DESFire deadbolt privacy w/ key override function, O lever, right handed, antique brass finish, for use with 1 3/4" - 2 1/4" thick door | 1 |  | 1 Year | 774.35 | 0.15 | 658.1975
28665 | Salto | EB668O62IA48RA- | XS4 wide body electronic AMOK wire-free SVN escutcheon, BLE / Mifare / DESFire deadbolt privacy w/ key override function, O lever, right handed, antique brass finish, for use with 1 3/4" - 2 1/4" thick door | 1 |  | 1 Year | 903.35 | 0.15 | 767.8475
28666 | Salto | EB668O62IA48R-K | XS4 wide body electronic wire-free SVN escutcheon, BLE / Mifare / DESFire deadbolt privacy w/ key override function, with keypad, O lever, right handed, antique brass finish, for use with 1 3/4" - 2 1/4" thick door | 1 |  | 1 Year | 837.2 | 0.15 | 711.62
28667 | Salto | EB668O62IA48RW- | XS4 wide body electronic RF wireless SVN escutcheon, BLE / Mifare / DESFire deadbolt privacy w/ key override function, O lever, right handed, antique brass finish, for use with 1 3/4" - 2 1/4" thick door | 1 |  | 1 Year | 959.55 | 0.15 | 815.6175
28668 | Salto | EB668O62IA48RWK | XS4 wide body electronic RF wireless SVN escutcheon, BLE / Mifare / DESFire deadbolt privacy w/ key override function, with keypad, O lever, right handed, antique brass finish, for use with 1 3/4" - 2 1/4" thick door | 1 |  | 1 Year | 1022.4 | 0.15 | 869.04
28669 | Salto | EB668O62IM38L-- | XS4 wide body electronic wire-free SVN escutcheon, BLE / Mifare / DESFire deadbolt privacy w/ key override function, O lever, left handed, satin stainless finish, for use with 1 3/8" - 1 3/4" thick standard door | 1 |  | 1 Year | 722.35 | 0.15 | 613.9975
28670 | Salto | EB668O62IM38LA- | XS4 wide body electronic AMOK wire-free SVN escutcheon, BLE / Mifare / DESFire deadbolt privacy w/ key override function, O lever, left handed, satin stainless finish, for use with 1 3/8" - 1 3/4" thick standard door | 1 |  | 1 Year | 851.35 | 0.15 | 723.6475
28671 | Salto | EB668O62IM38L-K | XS4 wide body electronic wire-free SVN escutcheon, BLE / Mifare / DESFire deadbolt privacy w/ key override function, with keypad, O lever, left handed, satin stainless finish, for use with 1 3/8" - 1 3/4" thick standard door | 1 |  | 1 Year | 785.2 | 0.15 | 667.42
28672 | Salto | EB668O62IM38LW- | XS4 wide body electronic RF wireless SVN escutcheon, BLE / Mifare / DESFire deadbolt privacy w/ key override function, O lever, left handed, satin stainless finish, for use with 1 3/8" - 1 3/4" thick standard door | 1 |  | 1 Year | 907.55 | 0.15 | 771.4175
28673 | Salto | EB668O62IM38LWK | XS4 wide body electronic RF wireless SVN escutcheon, BLE / Mifare / DESFire deadbolt privacy w/ key override function, with keypad, O lever, left handed, satin stainless finish, for use with 1 3/8" - 1 3/4" thick standard door | 1 |  | 1 Year | 970.4 | 0.15 | 824.84
28674 | Salto | EB668O62IM38R-- | XS4 wide body electronic wire-free SVN escutcheon, BLE / Mifare / DESFire deadbolt privacy w/ key override function, O lever, right handed, satin stainless finish, for use with 1 3/8" - 1 3/4" thick standard door | 1 |  | 1 Year | 722.35 | 0.15 | 613.9975
28675 | Salto | EB668O62IM38RA- | XS4 wide body electronic AMOK wire-free SVN escutcheon, BLE / Mifare / DESFire deadbolt privacy w/ key override function, O lever, right handed, satin stainless finish, for use with 1 3/8" - 1 3/4" thick standard door | 1 |  | 1 Year | 851.35 | 0.15 | 723.6475
28676 | Salto | EB668O62IM38R-K | XS4 wide body electronic wire-free SVN escutcheon, BLE / Mifare / DESFire deadbolt privacy w/ key override function, with keypad, O lever, right handed, satin stainless finish, for use with 1 3/8" - 1 3/4" thick standard door | 1 |  | 1 Year | 785.2 | 0.15 | 667.42
28677 | Salto | EB668O62IM38RW- | XS4 wide body electronic RF wireless SVN escutcheon, BLE / Mifare / DESFire deadbolt privacy w/ key override function, O lever, right handed, satin stainless finish, for use with 1 3/8" - 1 3/4" thick standard door | 1 |  | 1 Year | 907.55 | 0.15 | 771.4175
28678 | Salto | EB668O62IM38RWK | XS4 wide body electronic RF wireless SVN escutcheon, BLE / Mifare / DESFire deadbolt privacy w/ key override function, with keypad, O lever, right handed, satin stainless finish, for use with 1 3/8" - 1 3/4" thick standard door | 1 |  | 1 Year | 970.4 | 0.15 | 824.84
28679 | Salto | EB668O62IM48L-- | XS4 wide body electronic wire-free SVN escutcheon, BLE / Mifare / DESFire deadbolt privacy w/ key override function, O lever, left handed, satin stainless finish, for use with 1 3/4" - 2 1/4" thick door | 1 |  | 1 Year | 722.35 | 0.15 | 613.9975
28680 | Salto | EB668O62IM48LA- | XS4 wide body electronic AMOK wire-free SVN escutcheon, BLE / Mifare / DESFire deadbolt privacy w/ key override function, O lever, left handed, satin stainless finish, for use with 1 3/4" - 2 1/4" thick door | 1 |  | 1 Year | 851.35 | 0.15 | 723.6475
28681 | Salto | EB668O62IM48L-K | XS4 wide body electronic wire-free SVN escutcheon, BLE / Mifare / DESFire deadbolt privacy w/ key override function, with keypad, O lever, left handed, satin stainless finish, for use with 1 3/4" - 2 1/4" thick door | 1 |  | 1 Year | 785.2 | 0.15 | 667.42
28682 | Salto | EB668O62IM48LW- | XS4 wide body electronic RF wireless SVN escutcheon, BLE / Mifare / DESFire deadbolt privacy w/ key override function, O lever, left handed, satin stainless finish, for use with 1 3/4" - 2 1/4" thick door | 1 |  | 1 Year | 907.55 | 0.15 | 771.4175
28683 | Salto | EB668O62IM48LWK | XS4 wide body electronic RF wireless SVN escutcheon, BLE / Mifare / DESFire deadbolt privacy w/ key override function, with keypad, O lever, left handed, satin stainless finish, for use with 1 3/4" - 2 1/4" thick door | 1 |  | 1 Year | 970.4 | 0.15 | 824.84
28684 | Salto | EB668O62IM48R-- | XS4 wide body electronic wire-free SVN escutcheon, BLE / Mifare / DESFire deadbolt privacy w/ key override function, O lever, right handed, satin stainless finish, for use with 1 3/4" - 2 1/4" thick door | 1 |  | 1 Year | 722.35 | 0.15 | 613.9975
28685 | Salto | EB668O62IM48RA- | XS4 wide body electronic AMOK wire-free SVN escutcheon, BLE / Mifare / DESFire deadbolt privacy w/ key override function, O lever, right handed, satin stainless finish, for use with 1 3/4" - 2 1/4" thick door | 1 |  | 1 Year | 851.35 | 0.15 | 723.6475
28686 | Salto | EB668O62IM48R-K | XS4 wide body electronic wire-free SVN escutcheon, BLE / Mifare / DESFire deadbolt privacy w/ key override function, with keypad, O lever, right handed, satin stainless finish, for use with 1 3/4" - 2 1/4" thick door | 1 |  | 1 Year | 785.2 | 0.15 | 667.42
28687 | Salto | EB668O62IM48RW- | XS4 wide body electronic RF wireless SVN escutcheon, BLE / Mifare / DESFire deadbolt privacy w/ key override function, O lever, right handed, satin stainless finish, for use with 1 3/4" - 2 1/4" thick door | 1 |  | 1 Year | 907.55 | 0.15 | 771.4175
28688 | Salto | EB668O62IM48RWK | XS4 wide body electronic RF wireless SVN escutcheon, BLE / Mifare / DESFire deadbolt privacy w/ key override function, with keypad, O lever, right handed, satin stainless finish, for use with 1 3/4" - 2 1/4" thick door | 1 |  | 1 Year | 970.4 | 0.15 | 824.84
28689 | Salto | EB668O62IP38L-- | XS4 wide body electronic wire-free SVN escutcheon, BLE / Mifare / DESFire deadbolt privacy w/ key override function, O lever, left handed, bright stainless steel finish, for use with 1 3/8" - 1 3/4" thick standard door | 1 |  | 1 Year | 738.65 | 0.15 | 627.8525
28690 | Salto | EB668O62IP38LA- | XS4 wide body electronic AMOK wire-free SVN escutcheon, BLE / Mifare / DESFire deadbolt privacy w/ key override function, O lever, left handed, bright stainless steel finish, for use with 1 3/8" - 1 3/4" thick standard door | 1 |  | 1 Year | 867.65 | 0.15 | 737.5025
28691 | Salto | EB668O62IP38L-K | XS4 wide body electronic wire-free SVN escutcheon, BLE / Mifare / DESFire deadbolt privacy w/ key override function, with keypad, O lever, left handed, bright stainless steel finish, for use with 1 3/8" - 1 3/4" thick standard door | 1 |  | 1 Year | 801.5 | 0.15 | 681.275
28692 | Salto | EB668O62IP38LW- | XS4 wide body electronic RF wireless SVN escutcheon, BLE / Mifare / DESFire deadbolt privacy w/ key override function, O lever, left handed, bright stainless steel finish, for use with 1 3/8" - 1 3/4" thick standard door | 1 |  | 1 Year | 923.85 | 0.15 | 785.2725
28693 | Salto | EB668O62IP38LWK | XS4 wide body electronic RF wireless SVN escutcheon, BLE / Mifare / DESFire deadbolt privacy w/ key override function, with keypad, O lever, left handed, bright stainless steel finish, for use with 1 3/8" - 1 3/4" thick standard door | 1 |  | 1 Year | 986.7 | 0.15 | 838.695
28694 | Salto | EB668O62IP38R-- | XS4 wide body electronic wire-free SVN escutcheon, BLE / Mifare / DESFire deadbolt privacy w/ key override function, O lever, right handed, bright stainless steel finish, for use with 1 3/8" - 1 3/4" thick standard door | 1 |  | 1 Year | 738.65 | 0.15 | 627.8525
28695 | Salto | EB668O62IP38RA- | XS4 wide body electronic AMOK wire-free SVN escutcheon, BLE / Mifare / DESFire deadbolt privacy w/ key override function, O lever, right handed, bright stainless steel finish, for use with 1 3/8" - 1 3/4" thick standard door | 1 |  | 1 Year | 867.65 | 0.15 | 737.5025
28696 | Salto | EB668O62IP38R-K | XS4 wide body electronic wire-free SVN escutcheon, BLE / Mifare / DESFire deadbolt privacy w/ key override function, with keypad, O lever, right handed, bright stainless steel finish, for use with 1 3/8" - 1 3/4" thick standard door | 1 |  | 1 Year | 801.5 | 0.15 | 681.275
28697 | Salto | EB668O62IP38RW- | XS4 wide body electronic RF wireless SVN escutcheon, BLE / Mifare / DESFire deadbolt privacy w/ key override function, O lever, right handed, bright stainless steel finish, for use with 1 3/8" - 1 3/4" thick standard door | 1 |  | 1 Year | 923.85 | 0.15 | 785.2725
28698 | Salto | EB668O62IP38RWK | XS4 wide body electronic RF wireless SVN escutcheon, BLE / Mifare / DESFire deadbolt privacy w/ key override function, with keypad, O lever, right handed, bright stainless steel finish, for use with 1 3/8" - 1 3/4" thick standard door | 1 |  | 1 Year | 986.7 | 0.15 | 838.695
28699 | Salto | EB668O62IP48L-- | XS4 wide body electronic wire-free SVN escutcheon, BLE / Mifare / DESFire deadbolt privacy w/ key override function, O lever, left handed, bright stainless steel finish, for use with 1 3/4" - 2 1/4" thick door | 1 |  | 1 Year | 738.65 | 0.15 | 627.8525
28700 | Salto | EB668O62IP48LA- | XS4 wide body electronic AMOK wire-free SVN escutcheon, BLE / Mifare / DESFire deadbolt privacy w/ key override function, O lever, left handed, bright stainless steel finish, for use with 1 3/4" - 2 1/4" thick door | 1 |  | 1 Year | 867.65 | 0.15 | 737.5025
28701 | Salto | EB668O62IP48L-K | XS4 wide body electronic wire-free SVN escutcheon, BLE / Mifare / DESFire deadbolt privacy w/ key override function, with keypad, O lever, left handed, bright stainless steel finish, for use with 1 3/4" - 2 1/4" thick door | 1 |  | 1 Year | 801.5 | 0.15 | 681.275
28702 | Salto | EB668O62IP48LW- | XS4 wide body electronic RF wireless SVN escutcheon, BLE / Mifare / DESFire deadbolt privacy w/ key override function, O lever, left handed, bright stainless steel finish, for use with 1 3/4" - 2 1/4" thick door | 1 |  | 1 Year | 923.85 | 0.15 | 785.2725
28703 | Salto | EB668O62IP48LWK | XS4 wide body electronic RF wireless SVN escutcheon, BLE / Mifare / DESFire deadbolt privacy w/ key override function, with keypad, O lever, left handed, bright stainless steel finish, for use with 1 3/4" - 2 1/4" thick door | 1 |  | 1 Year | 986.7 | 0.15 | 838.695
28704 | Salto | EB668O62IP48R-- | XS4 wide body electronic wire-free SVN escutcheon, BLE / Mifare / DESFire deadbolt privacy w/ key override function, O lever, right handed, bright stainless steel finish, for use with 1 3/4" - 2 1/4" thick door | 1 |  | 1 Year | 738.65 | 0.15 | 627.8525
28705 | Salto | EB668O62IP48RA- | XS4 wide body electronic AMOK wire-free SVN escutcheon, BLE / Mifare / DESFire deadbolt privacy w/ key override function, O lever, right handed, bright stainless steel finish, for use with 1 3/4" - 2 1/4" thick door | 1 |  | 1 Year | 867.65 | 0.15 | 737.5025
28706 | Salto | EB668O62IP48R-K | XS4 wide body electronic wire-free SVN escutcheon, BLE / Mifare / DESFire deadbolt privacy w/ key override function, with keypad, O lever, right handed, bright stainless steel finish, for use with 1 3/4" - 2 1/4" thick door | 1 |  | 1 Year | 801.5 | 0.15 | 681.275
28707 | Salto | EB668O62IP48RW- | XS4 wide body electronic RF wireless SVN escutcheon, BLE / Mifare / DESFire deadbolt privacy w/ key override function, O lever, right handed, bright stainless steel finish, for use with 1 3/4" - 2 1/4" thick door | 1 |  | 1 Year | 923.85 | 0.15 | 785.2725
28708 | Salto | EB668O62IP48RWK | XS4 wide body electronic RF wireless SVN escutcheon, BLE / Mifare / DESFire deadbolt privacy w/ key override function, with keypad, O lever, right handed, bright stainless steel finish, for use with 1 3/4" - 2 1/4" thick door | 1 |  | 1 Year | 986.7 | 0.15 | 838.695
28709 | Salto | EB668O62NE38L-- | XS4 wide body electronic wire-free SVN escutcheon, BLE / Mifare / DESFire deadbolt privacy w/ key override function, O lever, left handed, black chromium finish, for use with 1 3/8" - 1 3/4" thick standard door | 1 |  | 1 Year | 757.05 | 0.15 | 643.4925
28710 | Salto | EB668O62NE38LA- | XS4 wide body electronic AMOK wire-free SVN escutcheon, BLE / Mifare / DESFire deadbolt privacy w/ key override function, O lever, left handed, black chromium finish, for use with 1 3/8" - 1 3/4" thick standard door | 1 |  | 1 Year | 886.05 | 0.15 | 753.1425
28711 | Salto | EB668O62NE38L-K | XS4 wide body electronic wire-free SVN escutcheon, BLE / Mifare / DESFire deadbolt privacy w/ key override function, with keypad, O lever, left handed, black chromium finish, for use with 1 3/8" - 1 3/4" thick standard door | 1 |  | 1 Year | 819.9 | 0.15 | 696.915
28712 | Salto | EB668O62NE38LW- | XS4 wide body electronic RF wireless SVN escutcheon, BLE / Mifare / DESFire deadbolt privacy w/ key override function, O lever, left handed, black chromium finish, for use with 1 3/8" - 1 3/4" thick standard door | 1 |  | 1 Year | 942.25 | 0.15 | 800.9125
28713 | Salto | EB668O62NE38LWK | XS4 wide body electronic RF wireless SVN escutcheon, BLE / Mifare / DESFire deadbolt privacy w/ key override function, with keypad, O lever, left handed, black chromium finish, for use with 1 3/8" - 1 3/4" thick standard door | 1 |  | 1 Year | 1005.1 | 0.15 | 854.335
28714 | Salto | EB668O62NE38R-- | XS4 wide body electronic wire-free SVN escutcheon, BLE / Mifare / DESFire deadbolt privacy w/ key override function, O lever, right handed, black chromium finish, for use with 1 3/8" - 1 3/4" thick standard door | 1 |  | 1 Year | 757.05 | 0.15 | 643.4925
28715 | Salto | EB668O62NE38RA- | XS4 wide body electronic AMOK wire-free SVN escutcheon, BLE / Mifare / DESFire deadbolt privacy w/ key override function, O lever, right handed, black chromium finish, for use with 1 3/8" - 1 3/4" thick standard door | 1 |  | 1 Year | 886.05 | 0.15 | 753.1425
28716 | Salto | EB668O62NE38R-K | XS4 wide body electronic wire-free SVN escutcheon, BLE / Mifare / DESFire deadbolt privacy w/ key override function, with keypad, O lever, right handed, black chromium finish, for use with 1 3/8" - 1 3/4" thick standard door | 1 |  | 1 Year | 819.9 | 0.15 | 696.915
28717 | Salto | EB668O62NE38RW- | XS4 wide body electronic RF wireless SVN escutcheon, BLE / Mifare / DESFire deadbolt privacy w/ key override function, O lever, right handed, black chromium finish, for use with 1 3/8" - 1 3/4" thick standard door | 1 |  | 1 Year | 942.25 | 0.15 | 800.9125
28718 | Salto | EB668O62NE38RWK | XS4 wide body electronic RF wireless SVN escutcheon, BLE / Mifare / DESFire deadbolt privacy w/ key override function, with keypad, O lever, right handed, black chromium finish, for use with 1 3/8" - 1 3/4" thick standard door | 1 |  | 1 Year | 1005.1 | 0.15 | 854.335
28719 | Salto | EB668O62NE48L-- | XS4 wide body electronic wire-free SVN escutcheon, BLE / Mifare / DESFire deadbolt privacy w/ key override function, O lever, left handed, black chromium finish, for use with 1 3/4" - 2 1/4" thick door | 1 |  | 1 Year | 757.05 | 0.15 | 643.4925
28720 | Salto | EB668O62NE48LA- | XS4 wide body electronic AMOK wire-free SVN escutcheon, BLE / Mifare / DESFire deadbolt privacy w/ key override function, O lever, left handed, black chromium finish, for use with 1 3/4" - 2 1/4" thick door | 1 |  | 1 Year | 886.05 | 0.15 | 753.1425
28721 | Salto | EB668O62NE48L-K | XS4 wide body electronic wire-free SVN escutcheon, BLE / Mifare / DESFire deadbolt privacy w/ key override function, with keypad, O lever, left handed, black chromium finish, for use with 1 3/4" - 2 1/4" thick door | 1 |  | 1 Year | 819.9 | 0.15 | 696.915
28722 | Salto | EB668O62NE48LW- | XS4 wide body electronic RF wireless SVN escutcheon, BLE / Mifare / DESFire deadbolt privacy w/ key override function, O lever, left handed, black chromium finish, for use with 1 3/4" - 2 1/4" thick door | 1 |  | 1 Year | 942.25 | 0.15 | 800.9125
28723 | Salto | EB668O62NE48LWK | XS4 wide body electronic RF wireless SVN escutcheon, BLE / Mifare / DESFire deadbolt privacy w/ key override function, with keypad, O lever, left handed, black chromium finish, for use with 1 3/4" - 2 1/4" thick door | 1 |  | 1 Year | 1005.1 | 0.15 | 854.335
28724 | Salto | EB668O62NE48R-- | XS4 wide body electronic wire-free SVN escutcheon, BLE / Mifare / DESFire deadbolt privacy w/ key override function, O lever, right handed, black chromium finish, for use with 1 3/4" - 2 1/4" thick door | 1 |  | 1 Year | 757.05 | 0.15 | 643.4925
28725 | Salto | EB668O62NE48RA- | XS4 wide body electronic AMOK wire-free SVN escutcheon, BLE / Mifare / DESFire deadbolt privacy w/ key override function, O lever, right handed, black chromium finish, for use with 1 3/4" - 2 1/4" thick door | 1 |  | 1 Year | 886.05 | 0.15 | 753.1425
28726 | Salto | EB668O62NE48R-K | XS4 wide body electronic wire-free SVN escutcheon, BLE / Mifare / DESFire deadbolt privacy w/ key override function, with keypad, O lever, right handed, black chromium finish, for use with 1 3/4" - 2 1/4" thick door | 1 |  | 1 Year | 819.9 | 0.15 | 696.915
28727 | Salto | EB668O62NE48RW- | XS4 wide body electronic RF wireless SVN escutcheon, BLE / Mifare / DESFire deadbolt privacy w/ key override function, O lever, right handed, black chromium finish, for use with 1 3/4" - 2 1/4" thick door | 1 |  | 1 Year | 942.25 | 0.15 | 800.9125
28728 | Salto | EB668O62NE48RWK | XS4 wide body electronic RF wireless SVN escutcheon, BLE / Mifare / DESFire deadbolt privacy w/ key override function, with keypad, O lever, right handed, black chromium finish, for use with 1 3/4" - 2 1/4" thick door | 1 |  | 1 Year | 1005.1 | 0.15 | 854.335
28729 | Salto | EB668O62PM38L-- | XS4 wide body electronic wire-free SVN escutcheon, BLE / Mifare / DESFire deadbolt privacy w/ key override function, O lever, left handed, satin brass finish, for use with 1 3/8" - 1 3/4" thick standard door | 1 |  | 1 Year | 722.35 | 0.15 | 613.9975
28730 | Salto | EB668O62PM38LA- | XS4 wide body electronic AMOK wire-free SVN escutcheon, BLE / Mifare / DESFire deadbolt privacy w/ key override function, O lever, left handed, satin brass finish, for use with 1 3/8" - 1 3/4" thick standard door | 1 |  | 1 Year | 851.35 | 0.15 | 723.6475
28731 | Salto | EB668O62PM38L-K | XS4 wide body electronic wire-free SVN escutcheon, BLE / Mifare / DESFire deadbolt privacy w/ key override function, with keypad, O lever, left handed, satin brass finish, for use with 1 3/8" - 1 3/4" thick standard door | 1 |  | 1 Year | 785.2 | 0.15 | 667.42
28732 | Salto | EB668O62PM38LW- | XS4 wide body electronic RF wireless SVN escutcheon, BLE / Mifare / DESFire deadbolt privacy w/ key override function, O lever, left handed, satin brass finish, for use with 1 3/8" - 1 3/4" thick standard door | 1 |  | 1 Year | 907.55 | 0.15 | 771.4175
28733 | Salto | EB668O62PM38LWK | XS4 wide body electronic RF wireless SVN escutcheon, BLE / Mifare / DESFire deadbolt privacy w/ key override function, with keypad, O lever, left handed, satin brass finish, for use with 1 3/8" - 1 3/4" thick standard door | 1 |  | 1 Year | 970.4 | 0.15 | 824.84
28734 | Salto | EB668O62PM38R-- | XS4 wide body electronic wire-free SVN escutcheon, BLE / Mifare / DESFire deadbolt privacy w/ key override function, O lever, right handed, satin brass finish, for use with 1 3/8" - 1 3/4" thick standard door | 1 |  | 1 Year | 722.35 | 0.15 | 613.9975
28735 | Salto | EB668O62PM38RA- | XS4 wide body electronic AMOK wire-free SVN escutcheon, BLE / Mifare / DESFire deadbolt privacy w/ key override function, O lever, right handed, satin brass finish, for use with 1 3/8" - 1 3/4" thick standard door | 1 |  | 1 Year | 851.35 | 0.15 | 723.6475
28736 | Salto | EB668O62PM38R-K | XS4 wide body electronic wire-free SVN escutcheon, BLE / Mifare / DESFire deadbolt privacy w/ key override function, with keypad, O lever, right handed, satin brass finish, for use with 1 3/8" - 1 3/4" thick standard door | 1 |  | 1 Year | 785.2 | 0.15 | 667.42
28737 | Salto | EB668O62PM38RW- | XS4 wide body electronic RF wireless SVN escutcheon, BLE / Mifare / DESFire deadbolt privacy w/ key override function, O lever, right handed, satin brass finish, for use with 1 3/8" - 1 3/4" thick standard door | 1 |  | 1 Year | 907.55 | 0.15 | 771.4175
28738 | Salto | EB668O62PM38RWK | XS4 wide body electronic RF wireless SVN escutcheon, BLE / Mifare / DESFire deadbolt privacy w/ key override function, with keypad, O lever, right handed, satin brass finish, for use with 1 3/8" - 1 3/4" thick standard door | 1 |  | 1 Year | 970.4 | 0.15 | 824.84
28739 | Salto | EB668O62PM48L-- | XS4 wide body electronic wire-free SVN escutcheon, BLE / Mifare / DESFire deadbolt privacy w/ key override function, O lever, left handed, satin brass finish, for use with 1 3/4" - 2 1/4" thick door | 1 |  | 1 Year | 722.35 | 0.15 | 613.9975
28740 | Salto | EB668O62PM48LA- | XS4 wide body electronic AMOK wire-free SVN escutcheon, BLE / Mifare / DESFire deadbolt privacy w/ key override function, O lever, left handed, satin brass finish, for use with 1 3/4" - 2 1/4" thick door | 1 |  | 1 Year | 851.35 | 0.15 | 723.6475
28741 | Salto | EB668O62PM48L-K | XS4 wide body electronic wire-free SVN escutcheon, BLE / Mifare / DESFire deadbolt privacy w/ key override function, with keypad, O lever, left handed, satin brass finish, for use with 1 3/4" - 2 1/4" thick door | 1 |  | 1 Year | 785.2 | 0.15 | 667.42
28742 | Salto | EB668O62PM48LW- | XS4 wide body electronic RF wireless SVN escutcheon, BLE / Mifare / DESFire deadbolt privacy w/ key override function, O lever, left handed, satin brass finish, for use with 1 3/4" - 2 1/4" thick door | 1 |  | 1 Year | 907.55 | 0.15 | 771.4175
28743 | Salto | EB668O62PM48LWK | XS4 wide body electronic RF wireless SVN escutcheon, BLE / Mifare / DESFire deadbolt privacy w/ key override function, with keypad, O lever, left handed, satin brass finish, for use with 1 3/4" - 2 1/4" thick door | 1 |  | 1 Year | 970.4 | 0.15 | 824.84
28744 | Salto | EB668O62PM48R-- | XS4 wide body electronic wire-free SVN escutcheon, BLE / Mifare / DESFire deadbolt privacy w/ key override function, O lever, right handed, satin brass finish, for use with 1 3/4" - 2 1/4" thick door | 1 |  | 1 Year | 722.35 | 0.15 | 613.9975
28745 | Salto | EB668O62PM48RA- | XS4 wide body electronic AMOK wire-free SVN escutcheon, BLE / Mifare / DESFire deadbolt privacy w/ key override function, O lever, right handed, satin brass finish, for use with 1 3/4" - 2 1/4" thick door | 1 |  | 1 Year | 851.35 | 0.15 | 723.6475
28746 | Salto | EB668O62PM48R-K | XS4 wide body electronic wire-free SVN escutcheon, BLE / Mifare / DESFire deadbolt privacy w/ key override function, with keypad, O lever, right handed, satin brass finish, for use with 1 3/4" - 2 1/4" thick door | 1 |  | 1 Year | 785.2 | 0.15 | 667.42
28747 | Salto | EB668O62PM48RW- | XS4 wide body electronic RF wireless SVN escutcheon, BLE / Mifare / DESFire deadbolt privacy w/ key override function, O lever, right handed, satin brass finish, for use with 1 3/4" - 2 1/4" thick door | 1 |  | 1 Year | 907.55 | 0.15 | 771.4175
28748 | Salto | EB668O62PM48RWK | XS4 wide body electronic RF wireless SVN escutcheon, BLE / Mifare / DESFire deadbolt privacy w/ key override function, with keypad, O lever, right handed, satin brass finish, for use with 1 3/4" - 2 1/4" thick door | 1 |  | 1 Year | 970.4 | 0.15 | 824.84
28749 | Salto | EB668O62PP38L-- | XS4 wide body electronic wire-free SVN escutcheon, BLE / Mifare / DESFire deadbolt privacy w/ key override function, O lever, left handed, bright brass finish, for use with 1 3/8" - 1 3/4" thick standard door | 1 |  | 1 Year | 738.65 | 0.15 | 627.8525
28750 | Salto | EB668O62PP38LA- | XS4 wide body electronic AMOK wire-free SVN escutcheon, BLE / Mifare / DESFire deadbolt privacy w/ key override function, O lever, left handed, bright brass finish, for use with 1 3/8" - 1 3/4" thick standard door | 1 |  | 1 Year | 867.65 | 0.15 | 737.5025
28751 | Salto | EB668O62PP38L-K | XS4 wide body electronic wire-free SVN escutcheon, BLE / Mifare / DESFire deadbolt privacy w/ key override function, with keypad, O lever, left handed, bright brass finish, for use with 1 3/8" - 1 3/4" thick standard door | 1 |  | 1 Year | 801.5 | 0.15 | 681.275
28752 | Salto | EB668O62PP38LW- | XS4 wide body electronic RF wireless SVN escutcheon, BLE / Mifare / DESFire deadbolt privacy w/ key override function, O lever, left handed, bright brass finish, for use with 1 3/8" - 1 3/4" thick standard door | 1 |  | 1 Year | 923.85 | 0.15 | 785.2725
28753 | Salto | EB668O62PP38LWK | XS4 wide body electronic RF wireless SVN escutcheon, BLE / Mifare / DESFire deadbolt privacy w/ key override function, with keypad, O lever, left handed, bright brass finish, for use with 1 3/8" - 1 3/4" thick standard door | 1 |  | 1 Year | 986.7 | 0.15 | 838.695
28754 | Salto | EB668O62PP38R-- | XS4 wide body electronic wire-free SVN escutcheon, BLE / Mifare / DESFire deadbolt privacy w/ key override function, O lever, right handed, bright brass finish, for use with 1 3/8" - 1 3/4" thick standard door | 1 |  | 1 Year | 738.65 | 0.15 | 627.8525
28755 | Salto | EB668O62PP38RA- | XS4 wide body electronic AMOK wire-free SVN escutcheon, BLE / Mifare / DESFire deadbolt privacy w/ key override function, O lever, right handed, bright brass finish, for use with 1 3/8" - 1 3/4" thick standard door | 1 |  | 1 Year | 867.65 | 0.15 | 737.5025
28756 | Salto | EB668O62PP38R-K | XS4 wide body electronic wire-free SVN escutcheon, BLE / Mifare / DESFire deadbolt privacy w/ key override function, with keypad, O lever, right handed, bright brass finish, for use with 1 3/8" - 1 3/4" thick standard door | 1 |  | 1 Year | 801.5 | 0.15 | 681.275
28757 | Salto | EB668O62PP38RW- | XS4 wide body electronic RF wireless SVN escutcheon, BLE / Mifare / DESFire deadbolt privacy w/ key override function, O lever, right handed, bright brass finish, for use with 1 3/8" - 1 3/4" thick standard door | 1 |  | 1 Year | 923.85 | 0.15 | 785.2725
28758 | Salto | EB668O62PP38RWK | XS4 wide body electronic RF wireless SVN escutcheon, BLE / Mifare / DESFire deadbolt privacy w/ key override function, with keypad, O lever, right handed, bright brass finish, for use with 1 3/8" - 1 3/4" thick standard door | 1 |  | 1 Year | 986.7 | 0.15 | 838.695
28759 | Salto | EB668O62PP48L-- | XS4 wide body electronic wire-free SVN escutcheon, BLE / Mifare / DESFire deadbolt privacy w/ key override function, O lever, left handed, bright brass finish, for use with 1 3/4" - 2 1/4" thick door | 1 |  | 1 Year | 738.65 | 0.15 | 627.8525
28760 | Salto | EB668O62PP48LA- | XS4 wide body electronic AMOK wire-free SVN escutcheon, BLE / Mifare / DESFire deadbolt privacy w/ key override function, O lever, left handed, bright brass finish, for use with 1 3/4" - 2 1/4" thick door | 1 |  | 1 Year | 867.65 | 0.15 | 737.5025
28761 | Salto | EB668O62PP48L-K | XS4 wide body electronic wire-free SVN escutcheon, BLE / Mifare / DESFire deadbolt privacy w/ key override function, with keypad, O lever, left handed, bright brass finish, for use with 1 3/4" - 2 1/4" thick door | 1 |  | 1 Year | 801.5 | 0.15 | 681.275
28762 | Salto | EB668O62PP48LW- | XS4 wide body electronic RF wireless SVN escutcheon, BLE / Mifare / DESFire deadbolt privacy w/ key override function, O lever, left handed, bright brass finish, for use with 1 3/4" - 2 1/4" thick door | 1 |  | 1 Year | 923.85 | 0.15 | 785.2725
28763 | Salto | EB668O62PP48LWK | XS4 wide body electronic RF wireless SVN escutcheon, BLE / Mifare / DESFire deadbolt privacy w/ key override function, with keypad, O lever, left handed, bright brass finish, for use with 1 3/4" - 2 1/4" thick door | 1 |  | 1 Year | 986.7 | 0.15 | 838.695
28764 | Salto | EB668O62PP48R-- | XS4 wide body electronic wire-free SVN escutcheon, BLE / Mifare / DESFire deadbolt privacy w/ key override function, O lever, right handed, bright brass finish, for use with 1 3/4" - 2 1/4" thick door | 1 |  | 1 Year | 738.65 | 0.15 | 627.8525
28765 | Salto | EB668O62PP48RA- | XS4 wide body electronic AMOK wire-free SVN escutcheon, BLE / Mifare / DESFire deadbolt privacy w/ key override function, O lever, right handed, bright brass finish, for use with 1 3/4" - 2 1/4" thick door | 1 |  | 1 Year | 867.65 | 0.15 | 737.5025
28766 | Salto | EB668O62PP48R-K | XS4 wide body electronic wire-free SVN escutcheon, BLE / Mifare / DESFire deadbolt privacy w/ key override function, with keypad, O lever, right handed, bright brass finish, for use with 1 3/4" - 2 1/4" thick door | 1 |  | 1 Year | 801.5 | 0.15 | 681.275
28767 | Salto | EB668O62PP48RW- | XS4 wide body electronic RF wireless SVN escutcheon, BLE / Mifare / DESFire deadbolt privacy w/ key override function, O lever, right handed, bright brass finish, for use with 1 3/4" - 2 1/4" thick door | 1 |  | 1 Year | 923.85 | 0.15 | 785.2725
28768 | Salto | EB668O62PP48RWK | XS4 wide body electronic RF wireless SVN escutcheon, BLE / Mifare / DESFire deadbolt privacy w/ key override function, with keypad, O lever, right handed, bright brass finish, for use with 1 3/4" - 2 1/4" thick door | 1 |  | 1 Year | 986.7 | 0.15 | 838.695
28769 | Salto | EB668O63IA38L-- | XS4 wide body electronic wire-free SVN escutcheon, BLE / Mifare / DESFire deadbolt privacy w/ key override function, O lever, left handed, antique brass finish, for use with 1 3/8" - 1 3/4" thick standard door | 1 |  | 1 Year | 774.35 | 0.15 | 658.1975
28770 | Salto | EB668O63IA38LA- | XS4 wide body electronic AMOK wire-free SVN escutcheon, BLE / Mifare / DESFire deadbolt privacy w/ key override function, O lever, left handed, antique brass finish, for use with 1 3/8" - 1 3/4" thick standard door | 1 |  | 1 Year | 903.35 | 0.15 | 767.8475
28771 | Salto | EB668O63IA38L-K | XS4 wide body electronic wire-free SVN escutcheon, BLE / Mifare / DESFire deadbolt privacy w/ key override function, with keypad, O lever, left handed, antique brass finish, for use with 1 3/8" - 1 3/4" thick standard door | 1 |  | 1 Year | 837.2 | 0.15 | 711.62
28772 | Salto | EB668O63IA38LW- | XS4 wide body electronic RF wireless SVN escutcheon, BLE / Mifare / DESFire deadbolt privacy w/ key override function, O lever, left handed, antique brass finish, for use with 1 3/8" - 1 3/4" thick standard door | 1 |  | 1 Year | 959.55 | 0.15 | 815.6175
28773 | Salto | EB668O63IA38LWK | XS4 wide body electronic RF wireless SVN escutcheon, BLE / Mifare / DESFire deadbolt privacy w/ key override function, with keypad, O lever, left handed, antique brass finish, for use with 1 3/8" - 1 3/4" thick standard door | 1 |  | 1 Year | 1022.4 | 0.15 | 869.04
28774 | Salto | EB668O63IA38R-- | XS4 wide body electronic wire-free SVN escutcheon, BLE / Mifare / DESFire deadbolt privacy w/ key override function, O lever, right handed, antique brass finish, for use with 1 3/8" - 1 3/4" thick standard door | 1 |  | 1 Year | 774.35 | 0.15 | 658.1975
28775 | Salto | EB668O63IA38RA- | XS4 wide body electronic AMOK wire-free SVN escutcheon, BLE / Mifare / DESFire deadbolt privacy w/ key override function, O lever, right handed, antique brass finish, for use with 1 3/8" - 1 3/4" thick standard door | 1 |  | 1 Year | 903.35 | 0.15 | 767.8475
28776 | Salto | EB668O63IA38R-K | XS4 wide body electronic wire-free SVN escutcheon, BLE / Mifare / DESFire deadbolt privacy w/ key override function, with keypad, O lever, right handed, antique brass finish, for use with 1 3/8" - 1 3/4" thick standard door | 1 |  | 1 Year | 837.2 | 0.15 | 711.62
28777 | Salto | EB668O63IA38RW- | XS4 wide body electronic RF wireless SVN escutcheon, BLE / Mifare / DESFire deadbolt privacy w/ key override function, O lever, right handed, antique brass finish, for use with 1 3/8" - 1 3/4" thick standard door | 1 |  | 1 Year | 959.55 | 0.15 | 815.6175
28778 | Salto | EB668O63IA38RWK | XS4 wide body electronic RF wireless SVN escutcheon, BLE / Mifare / DESFire deadbolt privacy w/ key override function, with keypad, O lever, right handed, antique brass finish, for use with 1 3/8" - 1 3/4" thick standard door | 1 |  | 1 Year | 1022.4 | 0.15 | 869.04
28779 | Salto | EB668O63IA48L-- | XS4 wide body electronic wire-free SVN escutcheon, BLE / Mifare / DESFire deadbolt privacy w/ key override function, O lever, left handed, antique brass finish, for use with 1 3/4" - 2 1/4" thick door | 1 |  | 1 Year | 774.35 | 0.15 | 658.1975
28780 | Salto | EB668O63IA48LA- | XS4 wide body electronic AMOK wire-free SVN escutcheon, BLE / Mifare / DESFire deadbolt privacy w/ key override function, O lever, left handed, antique brass finish, for use with 1 3/4" - 2 1/4" thick door | 1 |  | 1 Year | 903.35 | 0.15 | 767.8475
28781 | Salto | EB668O63IA48L-K | XS4 wide body electronic wire-free SVN escutcheon, BLE / Mifare / DESFire deadbolt privacy w/ key override function, with keypad, O lever, left handed, antique brass finish, for use with 1 3/4" - 2 1/4" thick door | 1 |  | 1 Year | 837.2 | 0.15 | 711.62
28782 | Salto | EB668O63IA48LW- | XS4 wide body electronic RF wireless SVN escutcheon, BLE / Mifare / DESFire deadbolt privacy w/ key override function, O lever, left handed, antique brass finish, for use with 1 3/4" - 2 1/4" thick door | 1 |  | 1 Year | 959.55 | 0.15 | 815.6175
28783 | Salto | EB668O63IA48LWK | XS4 wide body electronic RF wireless SVN escutcheon, BLE / Mifare / DESFire deadbolt privacy w/ key override function, with keypad, O lever, left handed, antique brass finish, for use with 1 3/4" - 2 1/4" thick door | 1 |  | 1 Year | 1022.4 | 0.15 | 869.04
28784 | Salto | EB668O63IA48R-- | XS4 wide body electronic wire-free SVN escutcheon, BLE / Mifare / DESFire deadbolt privacy w/ key override function, O lever, right handed, antique brass finish, for use with 1 3/4" - 2 1/4" thick door | 1 |  | 1 Year | 774.35 | 0.15 | 658.1975
28785 | Salto | EB668O63IA48RA- | XS4 wide body electronic AMOK wire-free SVN escutcheon, BLE / Mifare / DESFire deadbolt privacy w/ key override function, O lever, right handed, antique brass finish, for use with 1 3/4" - 2 1/4" thick door | 1 |  | 1 Year | 903.35 | 0.15 | 767.8475
28786 | Salto | EB668O63IA48R-K | XS4 wide body electronic wire-free SVN escutcheon, BLE / Mifare / DESFire deadbolt privacy w/ key override function, with keypad, O lever, right handed, antique brass finish, for use with 1 3/4" - 2 1/4" thick door | 1 |  | 1 Year | 837.2 | 0.15 | 711.62
28787 | Salto | EB668O63IA48RW- | XS4 wide body electronic RF wireless SVN escutcheon, BLE / Mifare / DESFire deadbolt privacy w/ key override function, O lever, right handed, antique brass finish, for use with 1 3/4" - 2 1/4" thick door | 1 |  | 1 Year | 959.55 | 0.15 | 815.6175
28788 | Salto | EB668O63IA48RWK | XS4 wide body electronic RF wireless SVN escutcheon, BLE / Mifare / DESFire deadbolt privacy w/ key override function, with keypad, O lever, right handed, antique brass finish, for use with 1 3/4" - 2 1/4" thick door | 1 |  | 1 Year | 1022.4 | 0.15 | 869.04
28789 | Salto | EB668O63IM38L-- | XS4 wide body electronic wire-free SVN escutcheon, BLE / Mifare / DESFire deadbolt privacy w/ key override function, O lever, left handed, satin stainless finish, for use with 1 3/8" - 1 3/4" thick standard door | 1 |  | 1 Year | 722.35 | 0.15 | 613.9975
28790 | Salto | EB668O63IM38LA- | XS4 wide body electronic AMOK wire-free SVN escutcheon, BLE / Mifare / DESFire deadbolt privacy w/ key override function, O lever, left handed, satin stainless finish, for use with 1 3/8" - 1 3/4" thick standard door | 1 |  | 1 Year | 851.35 | 0.15 | 723.6475
28791 | Salto | EB668O63IM38L-K | XS4 wide body electronic wire-free SVN escutcheon, BLE / Mifare / DESFire deadbolt privacy w/ key override function, with keypad, O lever, left handed, satin stainless finish, for use with 1 3/8" - 1 3/4" thick standard door | 1 |  | 1 Year | 785.2 | 0.15 | 667.42
28792 | Salto | EB668O63IM38LW- | XS4 wide body electronic RF wireless SVN escutcheon, BLE / Mifare / DESFire deadbolt privacy w/ key override function, O lever, left handed, satin stainless finish, for use with 1 3/8" - 1 3/4" thick standard door | 1 |  | 1 Year | 907.55 | 0.15 | 771.4175
28793 | Salto | EB668O63IM38LWK | XS4 wide body electronic RF wireless SVN escutcheon, BLE / Mifare / DESFire deadbolt privacy w/ key override function, with keypad, O lever, left handed, satin stainless finish, for use with 1 3/8" - 1 3/4" thick standard door | 1 |  | 1 Year | 970.4 | 0.15 | 824.84
28794 | Salto | EB668O63IM38R-- | XS4 wide body electronic wire-free SVN escutcheon, BLE / Mifare / DESFire deadbolt privacy w/ key override function, O lever, right handed, satin stainless finish, for use with 1 3/8" - 1 3/4" thick standard door | 1 |  | 1 Year | 722.35 | 0.15 | 613.9975
28795 | Salto | EB668O63IM38RA- | XS4 wide body electronic AMOK wire-free SVN escutcheon, BLE / Mifare / DESFire deadbolt privacy w/ key override function, O lever, right handed, satin stainless finish, for use with 1 3/8" - 1 3/4" thick standard door | 1 |  | 1 Year | 851.35 | 0.15 | 723.6475
28796 | Salto | EB668O63IM38R-K | XS4 wide body electronic wire-free SVN escutcheon, BLE / Mifare / DESFire deadbolt privacy w/ key override function, with keypad, O lever, right handed, satin stainless finish, for use with 1 3/8" - 1 3/4" thick standard door | 1 |  | 1 Year | 785.2 | 0.15 | 667.42
28797 | Salto | EB668O63IM38RW- | XS4 wide body electronic RF wireless SVN escutcheon, BLE / Mifare / DESFire deadbolt privacy w/ key override function, O lever, right handed, satin stainless finish, for use with 1 3/8" - 1 3/4" thick standard door | 1 |  | 1 Year | 907.55 | 0.15 | 771.4175
28798 | Salto | EB668O63IM38RWK | XS4 wide body electronic RF wireless SVN escutcheon, BLE / Mifare / DESFire deadbolt privacy w/ key override function, with keypad, O lever, right handed, satin stainless finish, for use with 1 3/8" - 1 3/4" thick standard door | 1 |  | 1 Year | 970.4 | 0.15 | 824.84
28799 | Salto | EB668O63IM48L-- | XS4 wide body electronic wire-free SVN escutcheon, BLE / Mifare / DESFire deadbolt privacy w/ key override function, O lever, left handed, satin stainless finish, for use with 1 3/4" - 2 1/4" thick door | 1 |  | 1 Year | 722.35 | 0.15 | 613.9975
28800 | Salto | EB668O63IM48LA- | XS4 wide body electronic AMOK wire-free SVN escutcheon, BLE / Mifare / DESFire deadbolt privacy w/ key override function, O lever, left handed, satin stainless finish, for use with 1 3/4" - 2 1/4" thick door | 1 |  | 1 Year | 851.35 | 0.15 | 723.6475
28801 | Salto | EB668O63IM48L-K | XS4 wide body electronic wire-free SVN escutcheon, BLE / Mifare / DESFire deadbolt privacy w/ key override function, with keypad, O lever, left handed, satin stainless finish, for use with 1 3/4" - 2 1/4" thick door | 1 |  | 1 Year | 785.2 | 0.15 | 667.42
28802 | Salto | EB668O63IM48LW- | XS4 wide body electronic RF wireless SVN escutcheon, BLE / Mifare / DESFire deadbolt privacy w/ key override function, O lever, left handed, satin stainless finish, for use with 1 3/4" - 2 1/4" thick door | 1 |  | 1 Year | 907.55 | 0.15 | 771.4175
28803 | Salto | EB668O63IM48LWK | XS4 wide body electronic RF wireless SVN escutcheon, BLE / Mifare / DESFire deadbolt privacy w/ key override function, with keypad, O lever, left handed, satin stainless finish, for use with 1 3/4" - 2 1/4" thick door | 1 |  | 1 Year | 970.4 | 0.15 | 824.84
28804 | Salto | EB668O63IM48R-- | XS4 wide body electronic wire-free SVN escutcheon, BLE / Mifare / DESFire deadbolt privacy w/ key override function, O lever, right handed, satin stainless finish, for use with 1 3/4" - 2 1/4" thick door | 1 |  | 1 Year | 722.35 | 0.15 | 613.9975
28805 | Salto | EB668O63IM48RA- | XS4 wide body electronic AMOK wire-free SVN escutcheon, BLE / Mifare / DESFire deadbolt privacy w/ key override function, O lever, right handed, satin stainless finish, for use with 1 3/4" - 2 1/4" thick door | 1 |  | 1 Year | 851.35 | 0.15 | 723.6475
28806 | Salto | EB668O63IM48R-K | XS4 wide body electronic wire-free SVN escutcheon, BLE / Mifare / DESFire deadbolt privacy w/ key override function, with keypad, O lever, right handed, satin stainless finish, for use with 1 3/4" - 2 1/4" thick door | 1 |  | 1 Year | 785.2 | 0.15 | 667.42
28807 | Salto | EB668O63IM48RW- | XS4 wide body electronic RF wireless SVN escutcheon, BLE / Mifare / DESFire deadbolt privacy w/ key override function, O lever, right handed, satin stainless finish, for use with 1 3/4" - 2 1/4" thick door | 1 |  | 1 Year | 907.55 | 0.15 | 771.4175
28808 | Salto | EB668O63IM48RWK | XS4 wide body electronic RF wireless SVN escutcheon, BLE / Mifare / DESFire deadbolt privacy w/ key override function, with keypad, O lever, right handed, satin stainless finish, for use with 1 3/4" - 2 1/4" thick door | 1 |  | 1 Year | 970.4 | 0.15 | 824.84
28809 | Salto | EB668O63IP38L-- | XS4 wide body electronic wire-free SVN escutcheon, BLE / Mifare / DESFire deadbolt privacy w/ key override function, O lever, left handed, bright stainless steel finish, for use with 1 3/8" - 1 3/4" thick standard door | 1 |  | 1 Year | 738.65 | 0.15 | 627.8525
28810 | Salto | EB668O63IP38LA- | XS4 wide body electronic AMOK wire-free SVN escutcheon, BLE / Mifare / DESFire deadbolt privacy w/ key override function, O lever, left handed, bright stainless steel finish, for use with 1 3/8" - 1 3/4" thick standard door | 1 |  | 1 Year | 867.65 | 0.15 | 737.5025
28811 | Salto | EB668O63IP38L-K | XS4 wide body electronic wire-free SVN escutcheon, BLE / Mifare / DESFire deadbolt privacy w/ key override function, with keypad, O lever, left handed, bright stainless steel finish, for use with 1 3/8" - 1 3/4" thick standard door | 1 |  | 1 Year | 801.5 | 0.15 | 681.275
28812 | Salto | EB668O63IP38LW- | XS4 wide body electronic RF wireless SVN escutcheon, BLE / Mifare / DESFire deadbolt privacy w/ key override function, O lever, left handed, bright stainless steel finish, for use with 1 3/8" - 1 3/4" thick standard door | 1 |  | 1 Year | 923.85 | 0.15 | 785.2725
28813 | Salto | EB668O63IP38LWK | XS4 wide body electronic RF wireless SVN escutcheon, BLE / Mifare / DESFire deadbolt privacy w/ key override function, with keypad, O lever, left handed, bright stainless steel finish, for use with 1 3/8" - 1 3/4" thick standard door | 1 |  | 1 Year | 986.7 | 0.15 | 838.695
28814 | Salto | EB668O63IP38R-- | XS4 wide body electronic wire-free SVN escutcheon, BLE / Mifare / DESFire deadbolt privacy w/ key override function, O lever, right handed, bright stainless steel finish, for use with 1 3/8" - 1 3/4" thick standard door | 1 |  | 1 Year | 738.65 | 0.15 | 627.8525
28815 | Salto | EB668O63IP38RA- | XS4 wide body electronic AMOK wire-free SVN escutcheon, BLE / Mifare / DESFire deadbolt privacy w/ key override function, O lever, right handed, bright stainless steel finish, for use with 1 3/8" - 1 3/4" thick standard door | 1 |  | 1 Year | 867.65 | 0.15 | 737.5025
28816 | Salto | EB668O63IP38R-K | XS4 wide body electronic wire-free SVN escutcheon, BLE / Mifare / DESFire deadbolt privacy w/ key override function, with keypad, O lever, right handed, bright stainless steel finish, for use with 1 3/8" - 1 3/4" thick standard door | 1 |  | 1 Year | 801.5 | 0.15 | 681.275
28817 | Salto | EB668O63IP38RW- | XS4 wide body electronic RF wireless SVN escutcheon, BLE / Mifare / DESFire deadbolt privacy w/ key override function, O lever, right handed, bright stainless steel finish, for use with 1 3/8" - 1 3/4" thick standard door | 1 |  | 1 Year | 923.85 | 0.15 | 785.2725
28818 | Salto | EB668O63IP38RWK | XS4 wide body electronic RF wireless SVN escutcheon, BLE / Mifare / DESFire deadbolt privacy w/ key override function, with keypad, O lever, right handed, bright stainless steel finish, for use with 1 3/8" - 1 3/4" thick standard door | 1 |  | 1 Year | 986.7 | 0.15 | 838.695
28819 | Salto | EB668O63IP48L-- | XS4 wide body electronic wire-free SVN escutcheon, BLE / Mifare / DESFire deadbolt privacy w/ key override function, O lever, left handed, bright stainless steel finish, for use with 1 3/4" - 2 1/4" thick door | 1 |  | 1 Year | 738.65 | 0.15 | 627.8525
28820 | Salto | EB668O63IP48LA- | XS4 wide body electronic AMOK wire-free SVN escutcheon, BLE / Mifare / DESFire deadbolt privacy w/ key override function, O lever, left handed, bright stainless steel finish, for use with 1 3/4" - 2 1/4" thick door | 1 |  | 1 Year | 867.65 | 0.15 | 737.5025
28821 | Salto | EB668O63IP48L-K | XS4 wide body electronic wire-free SVN escutcheon, BLE / Mifare / DESFire deadbolt privacy w/ key override function, with keypad, O lever, left handed, bright stainless steel finish, for use with 1 3/4" - 2 1/4" thick door | 1 |  | 1 Year | 801.5 | 0.15 | 681.275
28822 | Salto | EB668O63IP48LW- | XS4 wide body electronic RF wireless SVN escutcheon, BLE / Mifare / DESFire deadbolt privacy w/ key override function, O lever, left handed, bright stainless steel finish, for use with 1 3/4" - 2 1/4" thick door | 1 |  | 1 Year | 923.85 | 0.15 | 785.2725
28823 | Salto | EB668O63IP48LWK | XS4 wide body electronic RF wireless SVN escutcheon, BLE / Mifare / DESFire deadbolt privacy w/ key override function, with keypad, O lever, left handed, bright stainless steel finish, for use with 1 3/4" - 2 1/4" thick door | 1 |  | 1 Year | 986.7 | 0.15 | 838.695
28824 | Salto | EB668O63IP48R-- | XS4 wide body electronic wire-free SVN escutcheon, BLE / Mifare / DESFire deadbolt privacy w/ key override function, O lever, right handed, bright stainless steel finish, for use with 1 3/4" - 2 1/4" thick door | 1 |  | 1 Year | 738.65 | 0.15 | 627.8525
28825 | Salto | EB668O63IP48RA- | XS4 wide body electronic AMOK wire-free SVN escutcheon, BLE / Mifare / DESFire deadbolt privacy w/ key override function, O lever, right handed, bright stainless steel finish, for use with 1 3/4" - 2 1/4" thick door | 1 |  | 1 Year | 867.65 | 0.15 | 737.5025
28826 | Salto | EB668O63IP48R-K | XS4 wide body electronic wire-free SVN escutcheon, BLE / Mifare / DESFire deadbolt privacy w/ key override function, with keypad, O lever, right handed, bright stainless steel finish, for use with 1 3/4" - 2 1/4" thick door | 1 |  | 1 Year | 801.5 | 0.15 | 681.275
28827 | Salto | EB668O63IP48RW- | XS4 wide body electronic RF wireless SVN escutcheon, BLE / Mifare / DESFire deadbolt privacy w/ key override function, O lever, right handed, bright stainless steel finish, for use with 1 3/4" - 2 1/4" thick door | 1 |  | 1 Year | 923.85 | 0.15 | 785.2725
28828 | Salto | EB668O63IP48RWK | XS4 wide body electronic RF wireless SVN escutcheon, BLE / Mifare / DESFire deadbolt privacy w/ key override function, with keypad, O lever, right handed, bright stainless steel finish, for use with 1 3/4" - 2 1/4" thick door | 1 |  | 1 Year | 986.7 | 0.15 | 838.695
28829 | Salto | EB668O63NE38L-- | XS4 wide body electronic wire-free SVN escutcheon, BLE / Mifare / DESFire deadbolt privacy w/ key override function, O lever, left handed, black chromium finish, for use with 1 3/8" - 1 3/4" thick standard door | 1 |  | 1 Year | 757.05 | 0.15 | 643.4925
28830 | Salto | EB668O63NE38LA- | XS4 wide body electronic AMOK wire-free SVN escutcheon, BLE / Mifare / DESFire deadbolt privacy w/ key override function, O lever, left handed, black chromium finish, for use with 1 3/8" - 1 3/4" thick standard door | 1 |  | 1 Year | 886.05 | 0.15 | 753.1425
28831 | Salto | EB668O63NE38L-K | XS4 wide body electronic wire-free SVN escutcheon, BLE / Mifare / DESFire deadbolt privacy w/ key override function, with keypad, O lever, left handed, black chromium finish, for use with 1 3/8" - 1 3/4" thick standard door | 1 |  | 1 Year | 819.9 | 0.15 | 696.915
28832 | Salto | EB668O63NE38LW- | XS4 wide body electronic RF wireless SVN escutcheon, BLE / Mifare / DESFire deadbolt privacy w/ key override function, O lever, left handed, black chromium finish, for use with 1 3/8" - 1 3/4" thick standard door | 1 |  | 1 Year | 942.25 | 0.15 | 800.9125
28833 | Salto | EB668O63NE38LWK | XS4 wide body electronic RF wireless SVN escutcheon, BLE / Mifare / DESFire deadbolt privacy w/ key override function, with keypad, O lever, left handed, black chromium finish, for use with 1 3/8" - 1 3/4" thick standard door | 1 |  | 1 Year | 1005.1 | 0.15 | 854.335
28834 | Salto | EB668O63NE38R-- | XS4 wide body electronic wire-free SVN escutcheon, BLE / Mifare / DESFire deadbolt privacy w/ key override function, O lever, right handed, black chromium finish, for use with 1 3/8" - 1 3/4" thick standard door | 1 |  | 1 Year | 757.05 | 0.15 | 643.4925
28835 | Salto | EB668O63NE38RA- | XS4 wide body electronic AMOK wire-free SVN escutcheon, BLE / Mifare / DESFire deadbolt privacy w/ key override function, O lever, right handed, black chromium finish, for use with 1 3/8" - 1 3/4" thick standard door | 1 |  | 1 Year | 886.05 | 0.15 | 753.1425
28836 | Salto | EB668O63NE38R-K | XS4 wide body electronic wire-free SVN escutcheon, BLE / Mifare / DESFire deadbolt privacy w/ key override function, with keypad, O lever, right handed, black chromium finish, for use with 1 3/8" - 1 3/4" thick standard door | 1 |  | 1 Year | 819.9 | 0.15 | 696.915
28837 | Salto | EB668O63NE38RW- | XS4 wide body electronic RF wireless SVN escutcheon, BLE / Mifare / DESFire deadbolt privacy w/ key override function, O lever, right handed, black chromium finish, for use with 1 3/8" - 1 3/4" thick standard door | 1 |  | 1 Year | 942.25 | 0.15 | 800.9125
28838 | Salto | EB668O63NE38RWK | XS4 wide body electronic RF wireless SVN escutcheon, BLE / Mifare / DESFire deadbolt privacy w/ key override function, with keypad, O lever, right handed, black chromium finish, for use with 1 3/8" - 1 3/4" thick standard door | 1 |  | 1 Year | 1005.1 | 0.15 | 854.335
28839 | Salto | EB668O63NE48L-- | XS4 wide body electronic wire-free SVN escutcheon, BLE / Mifare / DESFire deadbolt privacy w/ key override function, O lever, left handed, black chromium finish, for use with 1 3/4" - 2 1/4" thick door | 1 |  | 1 Year | 757.05 | 0.15 | 643.4925
28840 | Salto | EB668O63NE48LA- | XS4 wide body electronic AMOK wire-free SVN escutcheon, BLE / Mifare / DESFire deadbolt privacy w/ key override function, O lever, left handed, black chromium finish, for use with 1 3/4" - 2 1/4" thick door | 1 |  | 1 Year | 886.05 | 0.15 | 753.1425
28841 | Salto | EB668O63NE48L-K | XS4 wide body electronic wire-free SVN escutcheon, BLE / Mifare / DESFire deadbolt privacy w/ key override function, with keypad, O lever, left handed, black chromium finish, for use with 1 3/4" - 2 1/4" thick door | 1 |  | 1 Year | 819.9 | 0.15 | 696.915
28842 | Salto | EB668O63NE48LW- | XS4 wide body electronic RF wireless SVN escutcheon, BLE / Mifare / DESFire deadbolt privacy w/ key override function, O lever, left handed, black chromium finish, for use with 1 3/4" - 2 1/4" thick door | 1 |  | 1 Year | 942.25 | 0.15 | 800.9125
28843 | Salto | EB668O63NE48LWK | XS4 wide body electronic RF wireless SVN escutcheon, BLE / Mifare / DESFire deadbolt privacy w/ key override function, with keypad, O lever, left handed, black chromium finish, for use with 1 3/4" - 2 1/4" thick door | 1 |  | 1 Year | 1005.1 | 0.15 | 854.335
28844 | Salto | EB668O63NE48R-- | XS4 wide body electronic wire-free SVN escutcheon, BLE / Mifare / DESFire deadbolt privacy w/ key override function, O lever, right handed, black chromium finish, for use with 1 3/4" - 2 1/4" thick door | 1 |  | 1 Year | 757.05 | 0.15 | 643.4925
28845 | Salto | EB668O63NE48RA- | XS4 wide body electronic AMOK wire-free SVN escutcheon, BLE / Mifare / DESFire deadbolt privacy w/ key override function, O lever, right handed, black chromium finish, for use with 1 3/4" - 2 1/4" thick door | 1 |  | 1 Year | 886.05 | 0.15 | 753.1425
28846 | Salto | EB668O63NE48R-K | XS4 wide body electronic wire-free SVN escutcheon, BLE / Mifare / DESFire deadbolt privacy w/ key override function, with keypad, O lever, right handed, black chromium finish, for use with 1 3/4" - 2 1/4" thick door | 1 |  | 1 Year | 819.9 | 0.15 | 696.915
28847 | Salto | EB668O63NE48RW- | XS4 wide body electronic RF wireless SVN escutcheon, BLE / Mifare / DESFire deadbolt privacy w/ key override function, O lever, right handed, black chromium finish, for use with 1 3/4" - 2 1/4" thick door | 1 |  | 1 Year | 942.25 | 0.15 | 800.9125
28848 | Salto | EB668O63NE48RWK | XS4 wide body electronic RF wireless SVN escutcheon, BLE / Mifare / DESFire deadbolt privacy w/ key override function, with keypad, O lever, right handed, black chromium finish, for use with 1 3/4" - 2 1/4" thick door | 1 |  | 1 Year | 1005.1 | 0.15 | 854.335
28849 | Salto | EB668O63PM38L-- | XS4 wide body electronic wire-free SVN escutcheon, BLE / Mifare / DESFire deadbolt privacy w/ key override function, O lever, left handed, satin brass finish, for use with 1 3/8" - 1 3/4" thick standard door | 1 |  | 1 Year | 722.35 | 0.15 | 613.9975
28850 | Salto | EB668O63PM38LA- | XS4 wide body electronic AMOK wire-free SVN escutcheon, BLE / Mifare / DESFire deadbolt privacy w/ key override function, O lever, left handed, satin brass finish, for use with 1 3/8" - 1 3/4" thick standard door | 1 |  | 1 Year | 851.35 | 0.15 | 723.6475
28851 | Salto | EB668O63PM38L-K | XS4 wide body electronic wire-free SVN escutcheon, BLE / Mifare / DESFire deadbolt privacy w/ key override function, with keypad, O lever, left handed, satin brass finish, for use with 1 3/8" - 1 3/4" thick standard door | 1 |  | 1 Year | 785.2 | 0.15 | 667.42
28852 | Salto | EB668O63PM38LW- | XS4 wide body electronic RF wireless SVN escutcheon, BLE / Mifare / DESFire deadbolt privacy w/ key override function, O lever, left handed, satin brass finish, for use with 1 3/8" - 1 3/4" thick standard door | 1 |  | 1 Year | 907.55 | 0.15 | 771.4175
28853 | Salto | EB668O63PM38LWK | XS4 wide body electronic RF wireless SVN escutcheon, BLE / Mifare / DESFire deadbolt privacy w/ key override function, with keypad, O lever, left handed, satin brass finish, for use with 1 3/8" - 1 3/4" thick standard door | 1 |  | 1 Year | 970.4 | 0.15 | 824.84
28854 | Salto | EB668O63PM38R-- | XS4 wide body electronic wire-free SVN escutcheon, BLE / Mifare / DESFire deadbolt privacy w/ key override function, O lever, right handed, satin brass finish, for use with 1 3/8" - 1 3/4" thick standard door | 1 |  | 1 Year | 722.35 | 0.15 | 613.9975
28855 | Salto | EB668O63PM38RA- | XS4 wide body electronic AMOK wire-free SVN escutcheon, BLE / Mifare / DESFire deadbolt privacy w/ key override function, O lever, right handed, satin brass finish, for use with 1 3/8" - 1 3/4" thick standard door | 1 |  | 1 Year | 851.35 | 0.15 | 723.6475
28856 | Salto | EB668O63PM38R-K | XS4 wide body electronic wire-free SVN escutcheon, BLE / Mifare / DESFire deadbolt privacy w/ key override function, with keypad, O lever, right handed, satin brass finish, for use with 1 3/8" - 1 3/4" thick standard door | 1 |  | 1 Year | 785.2 | 0.15 | 667.42
28857 | Salto | EB668O63PM38RW- | XS4 wide body electronic RF wireless SVN escutcheon, BLE / Mifare / DESFire deadbolt privacy w/ key override function, O lever, right handed, satin brass finish, for use with 1 3/8" - 1 3/4" thick standard door | 1 |  | 1 Year | 907.55 | 0.15 | 771.4175
28858 | Salto | EB668O63PM38RWK | XS4 wide body electronic RF wireless SVN escutcheon, BLE / Mifare / DESFire deadbolt privacy w/ key override function, with keypad, O lever, right handed, satin brass finish, for use with 1 3/8" - 1 3/4" thick standard door | 1 |  | 1 Year | 970.4 | 0.15 | 824.84
28859 | Salto | EB668O63PM48L-- | XS4 wide body electronic wire-free SVN escutcheon, BLE / Mifare / DESFire deadbolt privacy w/ key override function, O lever, left handed, satin brass finish, for use with 1 3/4" - 2 1/4" thick door | 1 |  | 1 Year | 722.35 | 0.15 | 613.9975
28860 | Salto | EB668O63PM48LA- | XS4 wide body electronic AMOK wire-free SVN escutcheon, BLE / Mifare / DESFire deadbolt privacy w/ key override function, O lever, left handed, satin brass finish, for use with 1 3/4" - 2 1/4" thick door | 1 |  | 1 Year | 851.35 | 0.15 | 723.6475
28861 | Salto | EB668O63PM48L-K | XS4 wide body electronic wire-free SVN escutcheon, BLE / Mifare / DESFire deadbolt privacy w/ key override function, with keypad, O lever, left handed, satin brass finish, for use with 1 3/4" - 2 1/4" thick door | 1 |  | 1 Year | 785.2 | 0.15 | 667.42
28862 | Salto | EB668O63PM48LW- | XS4 wide body electronic RF wireless SVN escutcheon, BLE / Mifare / DESFire deadbolt privacy w/ key override function, O lever, left handed, satin brass finish, for use with 1 3/4" - 2 1/4" thick door | 1 |  | 1 Year | 907.55 | 0.15 | 771.4175
28863 | Salto | EB668O63PM48LWK | XS4 wide body electronic RF wireless SVN escutcheon, BLE / Mifare / DESFire deadbolt privacy w/ key override function, with keypad, O lever, left handed, satin brass finish, for use with 1 3/4" - 2 1/4" thick door | 1 |  | 1 Year | 970.4 | 0.15 | 824.84
28864 | Salto | EB668O63PM48R-- | XS4 wide body electronic wire-free SVN escutcheon, BLE / Mifare / DESFire deadbolt privacy w/ key override function, O lever, right handed, satin brass finish, for use with 1 3/4" - 2 1/4" thick door | 1 |  | 1 Year | 722.35 | 0.15 | 613.9975
28865 | Salto | EB668O63PM48RA- | XS4 wide body electronic AMOK wire-free SVN escutcheon, BLE / Mifare / DESFire deadbolt privacy w/ key override function, O lever, right handed, satin brass finish, for use with 1 3/4" - 2 1/4" thick door | 1 |  | 1 Year | 851.35 | 0.15 | 723.6475
28866 | Salto | EB668O63PM48R-K | XS4 wide body electronic wire-free SVN escutcheon, BLE / Mifare / DESFire deadbolt privacy w/ key override function, with keypad, O lever, right handed, satin brass finish, for use with 1 3/4" - 2 1/4" thick door | 1 |  | 1 Year | 785.2 | 0.15 | 667.42
28867 | Salto | EB668O63PM48RW- | XS4 wide body electronic RF wireless SVN escutcheon, BLE / Mifare / DESFire deadbolt privacy w/ key override function, O lever, right handed, satin brass finish, for use with 1 3/4" - 2 1/4" thick door | 1 |  | 1 Year | 907.55 | 0.15 | 771.4175
28868 | Salto | EB668O63PM48RWK | XS4 wide body electronic RF wireless SVN escutcheon, BLE / Mifare / DESFire deadbolt privacy w/ key override function, with keypad, O lever, right handed, satin brass finish, for use with 1 3/4" - 2 1/4" thick door | 1 |  | 1 Year | 970.4 | 0.15 | 824.84
28869 | Salto | EB668O63PP38L-- | XS4 wide body electronic wire-free SVN escutcheon, BLE / Mifare / DESFire deadbolt privacy w/ key override function, O lever, left handed, bright brass finish, for use with 1 3/8" - 1 3/4" thick standard door | 1 |  | 1 Year | 738.65 | 0.15 | 627.8525
28870 | Salto | EB668O63PP38LA- | XS4 wide body electronic AMOK wire-free SVN escutcheon, BLE / Mifare / DESFire deadbolt privacy w/ key override function, O lever, left handed, bright brass finish, for use with 1 3/8" - 1 3/4" thick standard door | 1 |  | 1 Year | 867.65 | 0.15 | 737.5025
28871 | Salto | EB668O63PP38L-K | XS4 wide body electronic wire-free SVN escutcheon, BLE / Mifare / DESFire deadbolt privacy w/ key override function, with keypad, O lever, left handed, bright brass finish, for use with 1 3/8" - 1 3/4" thick standard door | 1 |  | 1 Year | 801.5 | 0.15 | 681.275
28872 | Salto | EB668O63PP38LW- | XS4 wide body electronic RF wireless SVN escutcheon, BLE / Mifare / DESFire deadbolt privacy w/ key override function, O lever, left handed, bright brass finish, for use with 1 3/8" - 1 3/4" thick standard door | 1 |  | 1 Year | 923.85 | 0.15 | 785.2725
28873 | Salto | EB668O63PP38LWK | XS4 wide body electronic RF wireless SVN escutcheon, BLE / Mifare / DESFire deadbolt privacy w/ key override function, with keypad, O lever, left handed, bright brass finish, for use with 1 3/8" - 1 3/4" thick standard door | 1 |  | 1 Year | 986.7 | 0.15 | 838.695
28874 | Salto | EB668O63PP38R-- | XS4 wide body electronic wire-free SVN escutcheon, BLE / Mifare / DESFire deadbolt privacy w/ key override function, O lever, right handed, bright brass finish, for use with 1 3/8" - 1 3/4" thick standard door | 1 |  | 1 Year | 738.65 | 0.15 | 627.8525
28875 | Salto | EB668O63PP38RA- | XS4 wide body electronic AMOK wire-free SVN escutcheon, BLE / Mifare / DESFire deadbolt privacy w/ key override function, O lever, right handed, bright brass finish, for use with 1 3/8" - 1 3/4" thick standard door | 1 |  | 1 Year | 867.65 | 0.15 | 737.5025
28876 | Salto | EB668O63PP38R-K | XS4 wide body electronic wire-free SVN escutcheon, BLE / Mifare / DESFire deadbolt privacy w/ key override function, with keypad, O lever, right handed, bright brass finish, for use with 1 3/8" - 1 3/4" thick standard door | 1 |  | 1 Year | 801.5 | 0.15 | 681.275
28877 | Salto | EB668O63PP38RW- | XS4 wide body electronic RF wireless SVN escutcheon, BLE / Mifare / DESFire deadbolt privacy w/ key override function, O lever, right handed, bright brass finish, for use with 1 3/8" - 1 3/4" thick standard door | 1 |  | 1 Year | 923.85 | 0.15 | 785.2725
28878 | Salto | EB668O63PP38RWK | XS4 wide body electronic RF wireless SVN escutcheon, BLE / Mifare / DESFire deadbolt privacy w/ key override function, with keypad, O lever, right handed, bright brass finish, for use with 1 3/8" - 1 3/4" thick standard door | 1 |  | 1 Year | 986.7 | 0.15 | 838.695
28879 | Salto | EB668O63PP48L-- | XS4 wide body electronic wire-free SVN escutcheon, BLE / Mifare / DESFire deadbolt privacy w/ key override function, O lever, left handed, bright brass finish, for use with 1 3/4" - 2 1/4" thick door | 1 |  | 1 Year | 738.65 | 0.15 | 627.8525
28880 | Salto | EB668O63PP48LA- | XS4 wide body electronic AMOK wire-free SVN escutcheon, BLE / Mifare / DESFire deadbolt privacy w/ key override function, O lever, left handed, bright brass finish, for use with 1 3/4" - 2 1/4" thick door | 1 |  | 1 Year | 867.65 | 0.15 | 737.5025
28881 | Salto | EB668O63PP48L-K | XS4 wide body electronic wire-free SVN escutcheon, BLE / Mifare / DESFire deadbolt privacy w/ key override function, with keypad, O lever, left handed, bright brass finish, for use with 1 3/4" - 2 1/4" thick door | 1 |  | 1 Year | 801.5 | 0.15 | 681.275
28882 | Salto | EB668O63PP48LW- | XS4 wide body electronic RF wireless SVN escutcheon, BLE / Mifare / DESFire deadbolt privacy w/ key override function, O lever, left handed, bright brass finish, for use with 1 3/4" - 2 1/4" thick door | 1 |  | 1 Year | 923.85 | 0.15 | 785.2725
28883 | Salto | EB668O63PP48LWK | XS4 wide body electronic RF wireless SVN escutcheon, BLE / Mifare / DESFire deadbolt privacy w/ key override function, with keypad, O lever, left handed, bright brass finish, for use with 1 3/4" - 2 1/4" thick door | 1 |  | 1 Year | 986.7 | 0.15 | 838.695
28884 | Salto | EB668O63PP48R-- | XS4 wide body electronic wire-free SVN escutcheon, BLE / Mifare / DESFire deadbolt privacy w/ key override function, O lever, right handed, bright brass finish, for use with 1 3/4" - 2 1/4" thick door | 1 |  | 1 Year | 738.65 | 0.15 | 627.8525
28885 | Salto | EB668O63PP48RA- | XS4 wide body electronic AMOK wire-free SVN escutcheon, BLE / Mifare / DESFire deadbolt privacy w/ key override function, O lever, right handed, bright brass finish, for use with 1 3/4" - 2 1/4" thick door | 1 |  | 1 Year | 867.65 | 0.15 | 737.5025
28886 | Salto | EB668O63PP48R-K | XS4 wide body electronic wire-free SVN escutcheon, BLE / Mifare / DESFire deadbolt privacy w/ key override function, with keypad, O lever, right handed, bright brass finish, for use with 1 3/4" - 2 1/4" thick door | 1 |  | 1 Year | 801.5 | 0.15 | 681.275
28887 | Salto | EB668O63PP48RW- | XS4 wide body electronic RF wireless SVN escutcheon, BLE / Mifare / DESFire deadbolt privacy w/ key override function, O lever, right handed, bright brass finish, for use with 1 3/4" - 2 1/4" thick door | 1 |  | 1 Year | 923.85 | 0.15 | 785.2725
28888 | Salto | EB668O63PP48RWK | XS4 wide body electronic RF wireless SVN escutcheon, BLE / Mifare / DESFire deadbolt privacy w/ key override function, with keypad, O lever, right handed, bright brass finish, for use with 1 3/4" - 2 1/4" thick door | 1 |  | 1 Year | 986.7 | 0.15 | 838.695
28889 | Salto | EB668W61BC38--- | XS4 wide body electronic wire-free SVN escutcheon, BLE / Mifare / DESFire deadbolt privacy w/ key override function, W lever, unhanded, BioCote antimicrobial finish, for use with 1 3/8" - 1 3/4" thick standard door | 1 |  | 1 Year | 764.15 | 0.15 | 649.5275
28890 | Salto | EB668W61BC38-A- | XS4 wide body electronic AMOK wire-free SVN escutcheon, BLE / Mifare / DESFire deadbolt privacy w/ key override function, W lever, unhanded, BioCote antimicrobial finish, for use with 1 3/8" - 1 3/4" thick standard door | 1 |  | 1 Year | 893.15 | 0.15 | 759.1775
28891 | Salto | EB668W61BC38--K | XS4 wide body electronic wire-free SVN escutcheon, BLE / Mifare / DESFire deadbolt privacy w/ key override function, with keypad, W lever, unhanded, BioCote antimicrobial finish, for use with 1 3/8" - 1 3/4" thick standard door | 1 |  | 1 Year | 827 | 0.15 | 702.95
28892 | Salto | EB668W61BC38-W- | XS4 wide body electronic RF wireless SVN escutcheon, BLE / Mifare / DESFire deadbolt privacy w/ key override function, W lever, unhanded, BioCote antimicrobial finish, for use with 1 3/8" - 1 3/4" thick standard door | 1 |  | 1 Year | 949.35 | 0.15 | 806.9475
28893 | Salto | EB668W61BC38-WK | XS4 wide body electronic RF wireless SVN escutcheon, BLE / Mifare / DESFire deadbolt privacy w/ key override function, with keypad, W lever, unhanded, BioCote antimicrobial finish, for use with 1 3/8" - 1 3/4" thick standard door | 1 |  | 1 Year | 1012.2 | 0.15 | 860.37
28894 | Salto | EB668W61BC48--- | XS4 wide body electronic wire-free SVN escutcheon, BLE / Mifare / DESFire deadbolt privacy w/ key override function, W lever, unhanded, BioCote antimicrobial finish, for use with 1 3/4" - 2 1/4" thick door | 1 |  | 1 Year | 764.15 | 0.15 | 649.5275
28895 | Salto | EB668W61BC48-A- | XS4 wide body electronic AMOK wire-free SVN escutcheon, BLE / Mifare / DESFire deadbolt privacy w/ key override function, W lever, unhanded, BioCote antimicrobial finish, for use with 1 3/4" - 2 1/4" thick door | 1 |  | 1 Year | 893.15 | 0.15 | 759.1775
28896 | Salto | EB668W61BC48--K | XS4 wide body electronic wire-free SVN escutcheon, BLE / Mifare / DESFire deadbolt privacy w/ key override function, with keypad, W lever, unhanded, BioCote antimicrobial finish, for use with 1 3/4" - 2 1/4" thick door | 1 |  | 1 Year | 827 | 0.15 | 702.95
28897 | Salto | EB668W61BC48-W- | XS4 wide body electronic RF wireless SVN escutcheon, BLE / Mifare / DESFire deadbolt privacy w/ key override function, W lever, unhanded, BioCote antimicrobial finish, for use with 1 3/4" - 2 1/4" thick door | 1 |  | 1 Year | 949.35 | 0.15 | 806.9475
28898 | Salto | EB668W61BC48-WK | XS4 wide body electronic RF wireless SVN escutcheon, BLE / Mifare / DESFire deadbolt privacy w/ key override function, with keypad, W lever, unhanded, BioCote antimicrobial finish, for use with 1 3/4" - 2 1/4" thick door | 1 |  | 1 Year | 1012.2 | 0.15 | 860.37
28899 | Salto | EB668W61IA38--- | XS4 wide body electronic wire-free SVN escutcheon, BLE / Mifare / DESFire deadbolt privacy w/ key override function, W lever, unhanded, antique brass finish, for use with 1 3/8" - 1 3/4" thick standard door | 1 |  | 1 Year | 764.15 | 0.15 | 649.5275
28900 | Salto | EB668W61IA38-A- | XS4 wide body electronic AMOK wire-free SVN escutcheon, BLE / Mifare / DESFire deadbolt privacy w/ key override function, W lever, unhanded, antique brass finish, for use with 1 3/8" - 1 3/4" thick standard door | 1 |  | 1 Year | 893.15 | 0.15 | 759.1775
28901 | Salto | EB668W61IA38--K | XS4 wide body electronic wire-free SVN escutcheon, BLE / Mifare / DESFire deadbolt privacy w/ key override function, with keypad, W lever, unhanded, antique brass finish, for use with 1 3/8" - 1 3/4" thick standard door | 1 |  | 1 Year | 827 | 0.15 | 702.95
28902 | Salto | EB668W61IA38-W- | XS4 wide body electronic RF wireless SVN escutcheon, BLE / Mifare / DESFire deadbolt privacy w/ key override function, W lever, unhanded, antique brass finish, for use with 1 3/8" - 1 3/4" thick standard door | 1 |  | 1 Year | 949.35 | 0.15 | 806.9475
28903 | Salto | EB668W61IA38-WK | XS4 wide body electronic RF wireless SVN escutcheon, BLE / Mifare / DESFire deadbolt privacy w/ key override function, with keypad, W lever, unhanded, antique brass finish, for use with 1 3/8" - 1 3/4" thick standard door | 1 |  | 1 Year | 1012.2 | 0.15 | 860.37
28904 | Salto | EB668W61IA48--- | XS4 wide body electronic wire-free SVN escutcheon, BLE / Mifare / DESFire deadbolt privacy w/ key override function, W lever, unhanded, antique brass finish, for use with 1 3/4" - 2 1/4" thick door | 1 |  | 1 Year | 764.15 | 0.15 | 649.5275
28905 | Salto | EB668W61IA48-A- | XS4 wide body electronic AMOK wire-free SVN escutcheon, BLE / Mifare / DESFire deadbolt privacy w/ key override function, W lever, unhanded, antique brass finish, for use with 1 3/4" - 2 1/4" thick door | 1 |  | 1 Year | 893.15 | 0.15 | 759.1775
28906 | Salto | EB668W61IA48--K | XS4 wide body electronic wire-free SVN escutcheon, BLE / Mifare / DESFire deadbolt privacy w/ key override function, with keypad, W lever, unhanded, antique brass finish, for use with 1 3/4" - 2 1/4" thick door | 1 |  | 1 Year | 827 | 0.15 | 702.95
28907 | Salto | EB668W61IA48-W- | XS4 wide body electronic RF wireless SVN escutcheon, BLE / Mifare / DESFire deadbolt privacy w/ key override function, W lever, unhanded, antique brass finish, for use with 1 3/4" - 2 1/4" thick door | 1 |  | 1 Year | 949.35 | 0.15 | 806.9475
28908 | Salto | EB668W61IA48-WK | XS4 wide body electronic RF wireless SVN escutcheon, BLE / Mifare / DESFire deadbolt privacy w/ key override function, with keypad, W lever, unhanded, antique brass finish, for use with 1 3/4" - 2 1/4" thick door | 1 |  | 1 Year | 1012.2 | 0.15 | 860.37
28909 | Salto | EB668W61IM38--- | XS4 wide body electronic wire-free SVN escutcheon, BLE / Mifare / DESFire deadbolt privacy w/ key override function, W lever, unhanded, satin stainless finish, for use with 1 3/8" - 1 3/4" thick standard door | 1 |  | 1 Year | 712.15 | 0.15 | 605.3275
28910 | Salto | EB668W61IM38-A- | XS4 wide body electronic AMOK wire-free SVN escutcheon, BLE / Mifare / DESFire deadbolt privacy w/ key override function, W lever, unhanded, satin stainless finish, for use with 1 3/8" - 1 3/4" thick standard door | 1 |  | 1 Year | 841.15 | 0.15 | 714.9775
28911 | Salto | EB668W61IM38--K | XS4 wide body electronic wire-free SVN escutcheon, BLE / Mifare / DESFire deadbolt privacy w/ key override function, with keypad, W lever, unhanded, satin stainless finish, for use with 1 3/8" - 1 3/4" thick standard door | 1 |  | 1 Year | 775 | 0.15 | 658.75
28912 | Salto | EB668W61IM38-W- | XS4 wide body electronic RF wireless SVN escutcheon, BLE / Mifare / DESFire deadbolt privacy w/ key override function, W lever, unhanded, satin stainless finish, for use with 1 3/8" - 1 3/4" thick standard door | 1 |  | 1 Year | 897.35 | 0.15 | 762.7475
28913 | Salto | EB668W61IM38-WK | XS4 wide body electronic RF wireless SVN escutcheon, BLE / Mifare / DESFire deadbolt privacy w/ key override function, with keypad, W lever, unhanded, satin stainless finish, for use with 1 3/8" - 1 3/4" thick standard door | 1 |  | 1 Year | 960.2 | 0.15 | 816.17
28914 | Salto | EB668W61IM48--- | XS4 wide body electronic wire-free SVN escutcheon, BLE / Mifare / DESFire deadbolt privacy w/ key override function, W lever, unhanded, satin stainless finish, for use with 1 3/4" - 2 1/4" thick door | 1 |  | 1 Year | 712.15 | 0.15 | 605.3275
28915 | Salto | EB668W61IM48-A- | XS4 wide body electronic AMOK wire-free SVN escutcheon, BLE / Mifare / DESFire deadbolt privacy w/ key override function, W lever, unhanded, satin stainless finish, for use with 1 3/4" - 2 1/4" thick door | 1 |  | 1 Year | 841.15 | 0.15 | 714.9775
28916 | Salto | EB668W61IM48--K | XS4 wide body electronic wire-free SVN escutcheon, BLE / Mifare / DESFire deadbolt privacy w/ key override function, with keypad, W lever, unhanded, satin stainless finish, for use with 1 3/4" - 2 1/4" thick door | 1 |  | 1 Year | 775 | 0.15 | 658.75
28917 | Salto | EB668W61IM48-W- | XS4 wide body electronic RF wireless SVN escutcheon, BLE / Mifare / DESFire deadbolt privacy w/ key override function, W lever, unhanded, satin stainless finish, for use with 1 3/4" - 2 1/4" thick door | 1 |  | 1 Year | 897.35 | 0.15 | 762.7475
28918 | Salto | EB668W61IM48-WK | XS4 wide body electronic RF wireless SVN escutcheon, BLE / Mifare / DESFire deadbolt privacy w/ key override function, with keypad, W lever, unhanded, satin stainless finish, for use with 1 3/4" - 2 1/4" thick door | 1 |  | 1 Year | 960.2 | 0.15 | 816.17
28919 | Salto | EB668W61IP38--- | XS4 wide body electronic wire-free SVN escutcheon, BLE / Mifare / DESFire deadbolt privacy w/ key override function, W lever, unhanded, bright stainless steel finish, for use with 1 3/8" - 1 3/4" thick standard door | 1 |  | 1 Year | 728.45 | 0.15 | 619.1825
28920 | Salto | EB668W61IP38-A- | XS4 wide body electronic AMOK wire-free SVN escutcheon, BLE / Mifare / DESFire deadbolt privacy w/ key override function, W lever, unhanded, bright stainless steel finish, for use with 1 3/8" - 1 3/4" thick standard door | 1 |  | 1 Year | 857.45 | 0.15 | 728.8325
28921 | Salto | EB668W61IP38--K | XS4 wide body electronic wire-free SVN escutcheon, BLE / Mifare / DESFire deadbolt privacy w/ key override function, with keypad, W lever, unhanded, bright stainless steel finish, for use with 1 3/8" - 1 3/4" thick standard door | 1 |  | 1 Year | 791.3 | 0.15 | 672.605
28922 | Salto | EB668W61IP38-W- | XS4 wide body electronic RF wireless SVN escutcheon, BLE / Mifare / DESFire deadbolt privacy w/ key override function, W lever, unhanded, bright stainless steel finish, for use with 1 3/8" - 1 3/4" thick standard door | 1 |  | 1 Year | 913.65 | 0.15 | 776.6025
28923 | Salto | EB668W61IP38-WK | XS4 wide body electronic RF wireless SVN escutcheon, BLE / Mifare / DESFire deadbolt privacy w/ key override function, with keypad, W lever, unhanded, bright stainless steel finish, for use with 1 3/8" - 1 3/4" thick standard door | 1 |  | 1 Year | 976.5 | 0.15 | 830.025
28924 | Salto | EB668W61IP48--- | XS4 wide body electronic wire-free SVN escutcheon, BLE / Mifare / DESFire deadbolt privacy w/ key override function, W lever, unhanded, bright stainless steel finish, for use with 1 3/4" - 2 1/4" thick door | 1 |  | 1 Year | 728.45 | 0.15 | 619.1825
28925 | Salto | EB668W61IP48-A- | XS4 wide body electronic AMOK wire-free SVN escutcheon, BLE / Mifare / DESFire deadbolt privacy w/ key override function, W lever, unhanded, bright stainless steel finish, for use with 1 3/4" - 2 1/4" thick door | 1 |  | 1 Year | 857.45 | 0.15 | 728.8325
28926 | Salto | EB668W61IP48--K | XS4 wide body electronic wire-free SVN escutcheon, BLE / Mifare / DESFire deadbolt privacy w/ key override function, with keypad, W lever, unhanded, bright stainless steel finish, for use with 1 3/4" - 2 1/4" thick door | 1 |  | 1 Year | 791.3 | 0.15 | 672.605
28927 | Salto | EB668W61IP48-W- | XS4 wide body electronic RF wireless SVN escutcheon, BLE / Mifare / DESFire deadbolt privacy w/ key override function, W lever, unhanded, bright stainless steel finish, for use with 1 3/4" - 2 1/4" thick door | 1 |  | 1 Year | 913.65 | 0.15 | 776.6025
28928 | Salto | EB668W61IP48-WK | XS4 wide body electronic RF wireless SVN escutcheon, BLE / Mifare / DESFire deadbolt privacy w/ key override function, with keypad, W lever, unhanded, bright stainless steel finish, for use with 1 3/4" - 2 1/4" thick door | 1 |  | 1 Year | 976.5 | 0.15 | 830.025
28929 | Salto | EB668W61NE38--- | XS4 wide body electronic wire-free SVN escutcheon, BLE / Mifare / DESFire deadbolt privacy w/ key override function, W lever, unhanded, black chromium finish, for use with 1 3/8" - 1 3/4" thick standard door | 1 |  | 1 Year | 746.85 | 0.15 | 634.8225
28930 | Salto | EB668W61NE38-A- | XS4 wide body electronic AMOK wire-free SVN escutcheon, BLE / Mifare / DESFire deadbolt privacy w/ key override function, W lever, unhanded, black chromium finish, for use with 1 3/8" - 1 3/4" thick standard door | 1 |  | 1 Year | 875.85 | 0.15 | 744.4725
28931 | Salto | EB668W61NE38--K | XS4 wide body electronic wire-free SVN escutcheon, BLE / Mifare / DESFire deadbolt privacy w/ key override function, with keypad, W lever, unhanded, black chromium finish, for use with 1 3/8" - 1 3/4" thick standard door | 1 |  | 1 Year | 809.7 | 0.15 | 688.245
28932 | Salto | EB668W61NE38-W- | XS4 wide body electronic RF wireless SVN escutcheon, BLE / Mifare / DESFire deadbolt privacy w/ key override function, W lever, unhanded, black chromium finish, for use with 1 3/8" - 1 3/4" thick standard door | 1 |  | 1 Year | 932.05 | 0.15 | 792.2425
28933 | Salto | EB668W61NE38-WK | XS4 wide body electronic RF wireless SVN escutcheon, BLE / Mifare / DESFire deadbolt privacy w/ key override function, with keypad, W lever, unhanded, black chromium finish, for use with 1 3/8" - 1 3/4" thick standard door | 1 |  | 1 Year | 994.9 | 0.15 | 845.665
28934 | Salto | EB668W61NE48--- | XS4 wide body electronic wire-free SVN escutcheon, BLE / Mifare / DESFire deadbolt privacy w/ key override function, W lever, unhanded, black chromium finish, for use with 1 3/4" - 2 1/4" thick door | 1 |  | 1 Year | 746.85 | 0.15 | 634.8225
28935 | Salto | EB668W61NE48-A- | XS4 wide body electronic AMOK wire-free SVN escutcheon, BLE / Mifare / DESFire deadbolt privacy w/ key override function, W lever, unhanded, black chromium finish, for use with 1 3/4" - 2 1/4" thick door | 1 |  | 1 Year | 875.85 | 0.15 | 744.4725
28936 | Salto | EB668W61NE48--K | XS4 wide body electronic wire-free SVN escutcheon, BLE / Mifare / DESFire deadbolt privacy w/ key override function, with keypad, W lever, unhanded, black chromium finish, for use with 1 3/4" - 2 1/4" thick door | 1 |  | 1 Year | 809.7 | 0.15 | 688.245
28937 | Salto | EB668W61NE48-W- | XS4 wide body electronic RF wireless SVN escutcheon, BLE / Mifare / DESFire deadbolt privacy w/ key override function, W lever, unhanded, black chromium finish, for use with 1 3/4" - 2 1/4" thick door | 1 |  | 1 Year | 932.05 | 0.15 | 792.2425
28938 | Salto | EB668W61NE48-WK | XS4 wide body electronic RF wireless SVN escutcheon, BLE / Mifare / DESFire deadbolt privacy w/ key override function, with keypad, W lever, unhanded, black chromium finish, for use with 1 3/4" - 2 1/4" thick door | 1 |  | 1 Year | 994.9 | 0.15 | 845.665
28939 | Salto | EB668W61PM38--- | XS4 wide body electronic wire-free SVN escutcheon, BLE / Mifare / DESFire deadbolt privacy w/ key override function, W lever, unhanded, satin brass finish, for use with 1 3/8" - 1 3/4" thick standard door | 1 |  | 1 Year | 712.15 | 0.15 | 605.3275
28940 | Salto | EB668W61PM38-A- | XS4 wide body electronic AMOK wire-free SVN escutcheon, BLE / Mifare / DESFire deadbolt privacy w/ key override function, W lever, unhanded, satin brass finish, for use with 1 3/8" - 1 3/4" thick standard door | 1 |  | 1 Year | 841.15 | 0.15 | 714.9775
28941 | Salto | EB668W61PM38--K | XS4 wide body electronic wire-free SVN escutcheon, BLE / Mifare / DESFire deadbolt privacy w/ key override function, with keypad, W lever, unhanded, satin brass finish, for use with 1 3/8" - 1 3/4" thick standard door | 1 |  | 1 Year | 775 | 0.15 | 658.75
28942 | Salto | EB668W61PM38-W- | XS4 wide body electronic RF wireless SVN escutcheon, BLE / Mifare / DESFire deadbolt privacy w/ key override function, W lever, unhanded, satin brass finish, for use with 1 3/8" - 1 3/4" thick standard door | 1 |  | 1 Year | 897.35 | 0.15 | 762.7475
28943 | Salto | EB668W61PM38-WK | XS4 wide body electronic RF wireless SVN escutcheon, BLE / Mifare / DESFire deadbolt privacy w/ key override function, with keypad, W lever, unhanded, satin brass finish, for use with 1 3/8" - 1 3/4" thick standard door | 1 |  | 1 Year | 960.2 | 0.15 | 816.17
28944 | Salto | EB668W61PM48--- | XS4 wide body electronic wire-free SVN escutcheon, BLE / Mifare / DESFire deadbolt privacy w/ key override function, W lever, unhanded, satin brass finish, for use with 1 3/4" - 2 1/4" thick door | 1 |  | 1 Year | 712.15 | 0.15 | 605.3275
28945 | Salto | EB668W61PM48-A- | XS4 wide body electronic AMOK wire-free SVN escutcheon, BLE / Mifare / DESFire deadbolt privacy w/ key override function, W lever, unhanded, satin brass finish, for use with 1 3/4" - 2 1/4" thick door | 1 |  | 1 Year | 841.15 | 0.15 | 714.9775
28946 | Salto | EB668W61PM48--K | XS4 wide body electronic wire-free SVN escutcheon, BLE / Mifare / DESFire deadbolt privacy w/ key override function, with keypad, W lever, unhanded, satin brass finish, for use with 1 3/4" - 2 1/4" thick door | 1 |  | 1 Year | 775 | 0.15 | 658.75
28947 | Salto | EB668W61PM48-W- | XS4 wide body electronic RF wireless SVN escutcheon, BLE / Mifare / DESFire deadbolt privacy w/ key override function, W lever, unhanded, satin brass finish, for use with 1 3/4" - 2 1/4" thick door | 1 |  | 1 Year | 897.35 | 0.15 | 762.7475
28948 | Salto | EB668W61PM48-WK | XS4 wide body electronic RF wireless SVN escutcheon, BLE / Mifare / DESFire deadbolt privacy w/ key override function, with keypad, W lever, unhanded, satin brass finish, for use with 1 3/4" - 2 1/4" thick door | 1 |  | 1 Year | 960.2 | 0.15 | 816.17
28949 | Salto | EB668W61PP38--- | XS4 wide body electronic wire-free SVN escutcheon, BLE / Mifare / DESFire deadbolt privacy w/ key override function, W lever, unhanded, bright brass finish, for use with 1 3/8" - 1 3/4" thick standard door | 1 |  | 1 Year | 728.45 | 0.15 | 619.1825
28950 | Salto | EB668W61PP38-A- | XS4 wide body electronic AMOK wire-free SVN escutcheon, BLE / Mifare / DESFire deadbolt privacy w/ key override function, W lever, unhanded, bright brass finish, for use with 1 3/8" - 1 3/4" thick standard door | 1 |  | 1 Year | 857.45 | 0.15 | 728.8325
28951 | Salto | EB668W61PP38--K | XS4 wide body electronic wire-free SVN escutcheon, BLE / Mifare / DESFire deadbolt privacy w/ key override function, with keypad, W lever, unhanded, bright brass finish, for use with 1 3/8" - 1 3/4" thick standard door | 1 |  | 1 Year | 791.3 | 0.15 | 672.605
28952 | Salto | EB668W61PP38-W- | XS4 wide body electronic RF wireless SVN escutcheon, BLE / Mifare / DESFire deadbolt privacy w/ key override function, W lever, unhanded, bright brass finish, for use with 1 3/8" - 1 3/4" thick standard door | 1 |  | 1 Year | 913.65 | 0.15 | 776.6025
28953 | Salto | EB668W61PP38-WK | XS4 wide body electronic RF wireless SVN escutcheon, BLE / Mifare / DESFire deadbolt privacy w/ key override function, with keypad, W lever, unhanded, bright brass finish, for use with 1 3/8" - 1 3/4" thick standard door | 1 |  | 1 Year | 976.5 | 0.15 | 830.025
28954 | Salto | EB668W61PP48--- | XS4 wide body electronic wire-free SVN escutcheon, BLE / Mifare / DESFire deadbolt privacy w/ key override function, W lever, unhanded, bright brass finish, for use with 1 3/4" - 2 1/4" thick door | 1 |  | 1 Year | 728.45 | 0.15 | 619.1825
28955 | Salto | EB668W61PP48-A- | XS4 wide body electronic AMOK wire-free SVN escutcheon, BLE / Mifare / DESFire deadbolt privacy w/ key override function, W lever, unhanded, bright brass finish, for use with 1 3/4" - 2 1/4" thick door | 1 |  | 1 Year | 857.45 | 0.15 | 728.8325
28956 | Salto | EB668W61PP48--K | XS4 wide body electronic wire-free SVN escutcheon, BLE / Mifare / DESFire deadbolt privacy w/ key override function, with keypad, W lever, unhanded, bright brass finish, for use with 1 3/4" - 2 1/4" thick door | 1 |  | 1 Year | 791.3 | 0.15 | 672.605
28957 | Salto | EB668W61PP48-W- | XS4 wide body electronic RF wireless SVN escutcheon, BLE / Mifare / DESFire deadbolt privacy w/ key override function, W lever, unhanded, bright brass finish, for use with 1 3/4" - 2 1/4" thick door | 1 |  | 1 Year | 913.65 | 0.15 | 776.6025
28958 | Salto | EB668W61PP48-WK | XS4 wide body electronic RF wireless SVN escutcheon, BLE / Mifare / DESFire deadbolt privacy w/ key override function, with keypad, W lever, unhanded, bright brass finish, for use with 1 3/4" - 2 1/4" thick door | 1 |  | 1 Year | 976.5 | 0.15 | 830.025
28959 | Salto | EB668W62BC38--- | XS4 wide body electronic wire-free SVN escutcheon, BLE / Mifare / DESFire deadbolt privacy w/ key override function, W lever, unhanded, BioCote antimicrobial finish, for use with 1 3/8" - 1 3/4" thick standard door | 1 |  | 1 Year | 764.15 | 0.15 | 649.5275
28960 | Salto | EB668W62BC38-A- | XS4 wide body electronic AMOK wire-free SVN escutcheon, BLE / Mifare / DESFire deadbolt privacy w/ key override function, W lever, unhanded, BioCote antimicrobial finish, for use with 1 3/8" - 1 3/4" thick standard door | 1 |  | 1 Year | 893.15 | 0.15 | 759.1775
28961 | Salto | EB668W62BC38--K | XS4 wide body electronic wire-free SVN escutcheon, BLE / Mifare / DESFire deadbolt privacy w/ key override function, with keypad, W lever, unhanded, BioCote antimicrobial finish, for use with 1 3/8" - 1 3/4" thick standard door | 1 |  | 1 Year | 827 | 0.15 | 702.95
28962 | Salto | EB668W62BC38-W- | XS4 wide body electronic RF wireless SVN escutcheon, BLE / Mifare / DESFire deadbolt privacy w/ key override function, W lever, unhanded, BioCote antimicrobial finish, for use with 1 3/8" - 1 3/4" thick standard door | 1 |  | 1 Year | 949.35 | 0.15 | 806.9475
28963 | Salto | EB668W62BC38-WK | XS4 wide body electronic RF wireless SVN escutcheon, BLE / Mifare / DESFire deadbolt privacy w/ key override function, with keypad, W lever, unhanded, BioCote antimicrobial finish, for use with 1 3/8" - 1 3/4" thick standard door | 1 |  | 1 Year | 1012.2 | 0.15 | 860.37
28964 | Salto | EB668W62BC48--- | XS4 wide body electronic wire-free SVN escutcheon, BLE / Mifare / DESFire deadbolt privacy w/ key override function, W lever, unhanded, BioCote antimicrobial finish, for use with 1 3/4" - 2 1/4" thick door | 1 |  | 1 Year | 764.15 | 0.15 | 649.5275
28965 | Salto | EB668W62BC48-A- | XS4 wide body electronic AMOK wire-free SVN escutcheon, BLE / Mifare / DESFire deadbolt privacy w/ key override function, W lever, unhanded, BioCote antimicrobial finish, for use with 1 3/4" - 2 1/4" thick door | 1 |  | 1 Year | 893.15 | 0.15 | 759.1775
28966 | Salto | EB668W62BC48--K | XS4 wide body electronic wire-free SVN escutcheon, BLE / Mifare / DESFire deadbolt privacy w/ key override function, with keypad, W lever, unhanded, BioCote antimicrobial finish, for use with 1 3/4" - 2 1/4" thick door | 1 |  | 1 Year | 827 | 0.15 | 702.95
28967 | Salto | EB668W62BC48-W- | XS4 wide body electronic RF wireless SVN escutcheon, BLE / Mifare / DESFire deadbolt privacy w/ key override function, W lever, unhanded, BioCote antimicrobial finish, for use with 1 3/4" - 2 1/4" thick door | 1 |  | 1 Year | 949.35 | 0.15 | 806.9475
28968 | Salto | EB668W62BC48-WK | XS4 wide body electronic RF wireless SVN escutcheon, BLE / Mifare / DESFire deadbolt privacy w/ key override function, with keypad, W lever, unhanded, BioCote antimicrobial finish, for use with 1 3/4" - 2 1/4" thick door | 1 |  | 1 Year | 1012.2 | 0.15 | 860.37
28969 | Salto | EB668W62IA38--- | XS4 wide body electronic wire-free SVN escutcheon, BLE / Mifare / DESFire deadbolt privacy w/ key override function, W lever, unhanded, antique brass finish, for use with 1 3/8" - 1 3/4" thick standard door | 1 |  | 1 Year | 764.15 | 0.15 | 649.5275
28970 | Salto | EB668W62IA38-A- | XS4 wide body electronic AMOK wire-free SVN escutcheon, BLE / Mifare / DESFire deadbolt privacy w/ key override function, W lever, unhanded, antique brass finish, for use with 1 3/8" - 1 3/4" thick standard door | 1 |  | 1 Year | 893.15 | 0.15 | 759.1775
28971 | Salto | EB668W62IA38--K | XS4 wide body electronic wire-free SVN escutcheon, BLE / Mifare / DESFire deadbolt privacy w/ key override function, with keypad, W lever, unhanded, antique brass finish, for use with 1 3/8" - 1 3/4" thick standard door | 1 |  | 1 Year | 827 | 0.15 | 702.95
28972 | Salto | EB668W62IA38-W- | XS4 wide body electronic RF wireless SVN escutcheon, BLE / Mifare / DESFire deadbolt privacy w/ key override function, W lever, unhanded, antique brass finish, for use with 1 3/8" - 1 3/4" thick standard door | 1 |  | 1 Year | 949.35 | 0.15 | 806.9475
28973 | Salto | EB668W62IA38-WK | XS4 wide body electronic RF wireless SVN escutcheon, BLE / Mifare / DESFire deadbolt privacy w/ key override function, with keypad, W lever, unhanded, antique brass finish, for use with 1 3/8" - 1 3/4" thick standard door | 1 |  | 1 Year | 1012.2 | 0.15 | 860.37
28974 | Salto | EB668W62IA48--- | XS4 wide body electronic wire-free SVN escutcheon, BLE / Mifare / DESFire deadbolt privacy w/ key override function, W lever, unhanded, antique brass finish, for use with 1 3/4" - 2 1/4" thick door | 1 |  | 1 Year | 764.15 | 0.15 | 649.5275
28975 | Salto | EB668W62IA48-A- | XS4 wide body electronic AMOK wire-free SVN escutcheon, BLE / Mifare / DESFire deadbolt privacy w/ key override function, W lever, unhanded, antique brass finish, for use with 1 3/4" - 2 1/4" thick door | 1 |  | 1 Year | 893.15 | 0.15 | 759.1775
28976 | Salto | EB668W62IA48--K | XS4 wide body electronic wire-free SVN escutcheon, BLE / Mifare / DESFire deadbolt privacy w/ key override function, with keypad, W lever, unhanded, antique brass finish, for use with 1 3/4" - 2 1/4" thick door | 1 |  | 1 Year | 827 | 0.15 | 702.95
28977 | Salto | EB668W62IA48-W- | XS4 wide body electronic RF wireless SVN escutcheon, BLE / Mifare / DESFire deadbolt privacy w/ key override function, W lever, unhanded, antique brass finish, for use with 1 3/4" - 2 1/4" thick door | 1 |  | 1 Year | 949.35 | 0.15 | 806.9475
28978 | Salto | EB668W62IA48-WK | XS4 wide body electronic RF wireless SVN escutcheon, BLE / Mifare / DESFire deadbolt privacy w/ key override function, with keypad, W lever, unhanded, antique brass finish, for use with 1 3/4" - 2 1/4" thick door | 1 |  | 1 Year | 1012.2 | 0.15 | 860.37
28979 | Salto | EB668W62IM38--- | XS4 wide body electronic wire-free SVN escutcheon, BLE / Mifare / DESFire deadbolt privacy w/ key override function, W lever, unhanded, satin stainless finish, for use with 1 3/8" - 1 3/4" thick standard door | 1 |  | 1 Year | 712.15 | 0.15 | 605.3275
28980 | Salto | EB668W62IM38-A- | XS4 wide body electronic AMOK wire-free SVN escutcheon, BLE / Mifare / DESFire deadbolt privacy w/ key override function, W lever, unhanded, satin stainless finish, for use with 1 3/8" - 1 3/4" thick standard door | 1 |  | 1 Year | 841.15 | 0.15 | 714.9775
28981 | Salto | EB668W62IM38--K | XS4 wide body electronic wire-free SVN escutcheon, BLE / Mifare / DESFire deadbolt privacy w/ key override function, with keypad, W lever, unhanded, satin stainless finish, for use with 1 3/8" - 1 3/4" thick standard door | 1 |  | 1 Year | 775 | 0.15 | 658.75
28982 | Salto | EB668W62IM38-W- | XS4 wide body electronic RF wireless SVN escutcheon, BLE / Mifare / DESFire deadbolt privacy w/ key override function, W lever, unhanded, satin stainless finish, for use with 1 3/8" - 1 3/4" thick standard door | 1 |  | 1 Year | 897.35 | 0.15 | 762.7475
28983 | Salto | EB668W62IM38-WK | XS4 wide body electronic RF wireless SVN escutcheon, BLE / Mifare / DESFire deadbolt privacy w/ key override function, with keypad, W lever, unhanded, satin stainless finish, for use with 1 3/8" - 1 3/4" thick standard door | 1 |  | 1 Year | 960.2 | 0.15 | 816.17
28984 | Salto | EB668W62IM48--- | XS4 wide body electronic wire-free SVN escutcheon, BLE / Mifare / DESFire deadbolt privacy w/ key override function, W lever, unhanded, satin stainless finish, for use with 1 3/4" - 2 1/4" thick door | 1 |  | 1 Year | 712.15 | 0.15 | 605.3275
28985 | Salto | EB668W62IM48-A- | XS4 wide body electronic AMOK wire-free SVN escutcheon, BLE / Mifare / DESFire deadbolt privacy w/ key override function, W lever, unhanded, satin stainless finish, for use with 1 3/4" - 2 1/4" thick door | 1 |  | 1 Year | 841.15 | 0.15 | 714.9775
28986 | Salto | EB668W62IM48--K | XS4 wide body electronic wire-free SVN escutcheon, BLE / Mifare / DESFire deadbolt privacy w/ key override function, with keypad, W lever, unhanded, satin stainless finish, for use with 1 3/4" - 2 1/4" thick door | 1 |  | 1 Year | 775 | 0.15 | 658.75
28987 | Salto | EB668W62IM48-W- | XS4 wide body electronic RF wireless SVN escutcheon, BLE / Mifare / DESFire deadbolt privacy w/ key override function, W lever, unhanded, satin stainless finish, for use with 1 3/4" - 2 1/4" thick door | 1 |  | 1 Year | 897.35 | 0.15 | 762.7475
28988 | Salto | EB668W62IM48-WK | XS4 wide body electronic RF wireless SVN escutcheon, BLE / Mifare / DESFire deadbolt privacy w/ key override function, with keypad, W lever, unhanded, satin stainless finish, for use with 1 3/4" - 2 1/4" thick door | 1 |  | 1 Year | 960.2 | 0.15 | 816.17
28989 | Salto | EB668W62IP38--- | XS4 wide body electronic wire-free SVN escutcheon, BLE / Mifare / DESFire deadbolt privacy w/ key override function, W lever, unhanded, bright stainless steel finish, for use with 1 3/8" - 1 3/4" thick standard door | 1 |  | 1 Year | 728.45 | 0.15 | 619.1825
28990 | Salto | EB668W62IP38-A- | XS4 wide body electronic AMOK wire-free SVN escutcheon, BLE / Mifare / DESFire deadbolt privacy w/ key override function, W lever, unhanded, bright stainless steel finish, for use with 1 3/8" - 1 3/4" thick standard door | 1 |  | 1 Year | 857.45 | 0.15 | 728.8325
28991 | Salto | EB668W62IP38--K | XS4 wide body electronic wire-free SVN escutcheon, BLE / Mifare / DESFire deadbolt privacy w/ key override function, with keypad, W lever, unhanded, bright stainless steel finish, for use with 1 3/8" - 1 3/4" thick standard door | 1 |  | 1 Year | 791.3 | 0.15 | 672.605
28992 | Salto | EB668W62IP38-W- | XS4 wide body electronic RF wireless SVN escutcheon, BLE / Mifare / DESFire deadbolt privacy w/ key override function, W lever, unhanded, bright stainless steel finish, for use with 1 3/8" - 1 3/4" thick standard door | 1 |  | 1 Year | 913.65 | 0.15 | 776.6025
28993 | Salto | EB668W62IP38-WK | XS4 wide body electronic RF wireless SVN escutcheon, BLE / Mifare / DESFire deadbolt privacy w/ key override function, with keypad, W lever, unhanded, bright stainless steel finish, for use with 1 3/8" - 1 3/4" thick standard door | 1 |  | 1 Year | 976.5 | 0.15 | 830.025
28994 | Salto | EB668W62IP48--- | XS4 wide body electronic wire-free SVN escutcheon, BLE / Mifare / DESFire deadbolt privacy w/ key override function, W lever, unhanded, bright stainless steel finish, for use with 1 3/4" - 2 1/4" thick door | 1 |  | 1 Year | 728.45 | 0.15 | 619.1825
28995 | Salto | EB668W62IP48-A- | XS4 wide body electronic AMOK wire-free SVN escutcheon, BLE / Mifare / DESFire deadbolt privacy w/ key override function, W lever, unhanded, bright stainless steel finish, for use with 1 3/4" - 2 1/4" thick door | 1 |  | 1 Year | 857.45 | 0.15 | 728.8325
28996 | Salto | EB668W62IP48--K | XS4 wide body electronic wire-free SVN escutcheon, BLE / Mifare / DESFire deadbolt privacy w/ key override function, with keypad, W lever, unhanded, bright stainless steel finish, for use with 1 3/4" - 2 1/4" thick door | 1 |  | 1 Year | 791.3 | 0.15 | 672.605
28997 | Salto | EB668W62IP48-W- | XS4 wide body electronic RF wireless SVN escutcheon, BLE / Mifare / DESFire deadbolt privacy w/ key override function, W lever, unhanded, bright stainless steel finish, for use with 1 3/4" - 2 1/4" thick door | 1 |  | 1 Year | 913.65 | 0.15 | 776.6025
28998 | Salto | EB668W62IP48-WK | XS4 wide body electronic RF wireless SVN escutcheon, BLE / Mifare / DESFire deadbolt privacy w/ key override function, with keypad, W lever, unhanded, bright stainless steel finish, for use with 1 3/4" - 2 1/4" thick door | 1 |  | 1 Year | 976.5 | 0.15 | 830.025
28999 | Salto | EB668W62NE38--- | XS4 wide body electronic wire-free SVN escutcheon, BLE / Mifare / DESFire deadbolt privacy w/ key override function, W lever, unhanded, black chromium finish, for use with 1 3/8" - 1 3/4" thick standard door | 1 |  | 1 Year | 746.85 | 0.15 | 634.8225
29000 | Salto | EB668W62NE38-A- | XS4 wide body electronic AMOK wire-free SVN escutcheon, BLE / Mifare / DESFire deadbolt privacy w/ key override function, W lever, unhanded, black chromium finish, for use with 1 3/8" - 1 3/4" thick standard door | 1 |  | 1 Year | 875.85 | 0.15 | 744.4725
29001 | Salto | EB668W62NE38--K | XS4 wide body electronic wire-free SVN escutcheon, BLE / Mifare / DESFire deadbolt privacy w/ key override function, with keypad, W lever, unhanded, black chromium finish, for use with 1 3/8" - 1 3/4" thick standard door | 1 |  | 1 Year | 809.7 | 0.15 | 688.245
29002 | Salto | EB668W62NE38-W- | XS4 wide body electronic RF wireless SVN escutcheon, BLE / Mifare / DESFire deadbolt privacy w/ key override function, W lever, unhanded, black chromium finish, for use with 1 3/8" - 1 3/4" thick standard door | 1 |  | 1 Year | 932.05 | 0.15 | 792.2425
29003 | Salto | EB668W62NE38-WK | XS4 wide body electronic RF wireless SVN escutcheon, BLE / Mifare / DESFire deadbolt privacy w/ key override function, with keypad, W lever, unhanded, black chromium finish, for use with 1 3/8" - 1 3/4" thick standard door | 1 |  | 1 Year | 994.9 | 0.15 | 845.665
29004 | Salto | EB668W62NE48--- | XS4 wide body electronic wire-free SVN escutcheon, BLE / Mifare / DESFire deadbolt privacy w/ key override function, W lever, unhanded, black chromium finish, for use with 1 3/4" - 2 1/4" thick door | 1 |  | 1 Year | 746.85 | 0.15 | 634.8225
29005 | Salto | EB668W62NE48-A- | XS4 wide body electronic AMOK wire-free SVN escutcheon, BLE / Mifare / DESFire deadbolt privacy w/ key override function, W lever, unhanded, black chromium finish, for use with 1 3/4" - 2 1/4" thick door | 1 |  | 1 Year | 875.85 | 0.15 | 744.4725
29006 | Salto | EB668W62NE48--K | XS4 wide body electronic wire-free SVN escutcheon, BLE / Mifare / DESFire deadbolt privacy w/ key override function, with keypad, W lever, unhanded, black chromium finish, for use with 1 3/4" - 2 1/4" thick door | 1 |  | 1 Year | 809.7 | 0.15 | 688.245
29007 | Salto | EB668W62NE48-W- | XS4 wide body electronic RF wireless SVN escutcheon, BLE / Mifare / DESFire deadbolt privacy w/ key override function, W lever, unhanded, black chromium finish, for use with 1 3/4" - 2 1/4" thick door | 1 |  | 1 Year | 932.05 | 0.15 | 792.2425
29008 | Salto | EB668W62NE48-WK | XS4 wide body electronic RF wireless SVN escutcheon, BLE / Mifare / DESFire deadbolt privacy w/ key override function, with keypad, W lever, unhanded, black chromium finish, for use with 1 3/4" - 2 1/4" thick door | 1 |  | 1 Year | 994.9 | 0.15 | 845.665
29009 | Salto | EB668W62PM38--- | XS4 wide body electronic wire-free SVN escutcheon, BLE / Mifare / DESFire deadbolt privacy w/ key override function, W lever, unhanded, satin brass finish, for use with 1 3/8" - 1 3/4" thick standard door | 1 |  | 1 Year | 712.15 | 0.15 | 605.3275
29010 | Salto | EB668W62PM38-A- | XS4 wide body electronic AMOK wire-free SVN escutcheon, BLE / Mifare / DESFire deadbolt privacy w/ key override function, W lever, unhanded, satin brass finish, for use with 1 3/8" - 1 3/4" thick standard door | 1 |  | 1 Year | 841.15 | 0.15 | 714.9775
29011 | Salto | EB668W62PM38--K | XS4 wide body electronic wire-free SVN escutcheon, BLE / Mifare / DESFire deadbolt privacy w/ key override function, with keypad, W lever, unhanded, satin brass finish, for use with 1 3/8" - 1 3/4" thick standard door | 1 |  | 1 Year | 775 | 0.15 | 658.75
29012 | Salto | EB668W62PM38-W- | XS4 wide body electronic RF wireless SVN escutcheon, BLE / Mifare / DESFire deadbolt privacy w/ key override function, W lever, unhanded, satin brass finish, for use with 1 3/8" - 1 3/4" thick standard door | 1 |  | 1 Year | 897.35 | 0.15 | 762.7475
29013 | Salto | EB668W62PM38-WK | XS4 wide body electronic RF wireless SVN escutcheon, BLE / Mifare / DESFire deadbolt privacy w/ key override function, with keypad, W lever, unhanded, satin brass finish, for use with 1 3/8" - 1 3/4" thick standard door | 1 |  | 1 Year | 960.2 | 0.15 | 816.17
29014 | Salto | EB668W62PM48--- | XS4 wide body electronic wire-free SVN escutcheon, BLE / Mifare / DESFire deadbolt privacy w/ key override function, W lever, unhanded, satin brass finish, for use with 1 3/4" - 2 1/4" thick door | 1 |  | 1 Year | 712.15 | 0.15 | 605.3275
29015 | Salto | EB668W62PM48-A- | XS4 wide body electronic AMOK wire-free SVN escutcheon, BLE / Mifare / DESFire deadbolt privacy w/ key override function, W lever, unhanded, satin brass finish, for use with 1 3/4" - 2 1/4" thick door | 1 |  | 1 Year | 841.15 | 0.15 | 714.9775
29016 | Salto | EB668W62PM48--K | XS4 wide body electronic wire-free SVN escutcheon, BLE / Mifare / DESFire deadbolt privacy w/ key override function, with keypad, W lever, unhanded, satin brass finish, for use with 1 3/4" - 2 1/4" thick door | 1 |  | 1 Year | 775 | 0.15 | 658.75
29017 | Salto | EB668W62PM48-W- | XS4 wide body electronic RF wireless SVN escutcheon, BLE / Mifare / DESFire deadbolt privacy w/ key override function, W lever, unhanded, satin brass finish, for use with 1 3/4" - 2 1/4" thick door | 1 |  | 1 Year | 897.35 | 0.15 | 762.7475
29018 | Salto | EB668W62PM48-WK | XS4 wide body electronic RF wireless SVN escutcheon, BLE / Mifare / DESFire deadbolt privacy w/ key override function, with keypad, W lever, unhanded, satin brass finish, for use with 1 3/4" - 2 1/4" thick door | 1 |  | 1 Year | 960.2 | 0.15 | 816.17
29019 | Salto | EB668W62PP38--- | XS4 wide body electronic wire-free SVN escutcheon, BLE / Mifare / DESFire deadbolt privacy w/ key override function, W lever, unhanded, bright brass finish, for use with 1 3/8" - 1 3/4" thick standard door | 1 |  | 1 Year | 728.45 | 0.15 | 619.1825
29020 | Salto | EB668W62PP38-A- | XS4 wide body electronic AMOK wire-free SVN escutcheon, BLE / Mifare / DESFire deadbolt privacy w/ key override function, W lever, unhanded, bright brass finish, for use with 1 3/8" - 1 3/4" thick standard door | 1 |  | 1 Year | 857.45 | 0.15 | 728.8325
29021 | Salto | EB668W62PP38--K | XS4 wide body electronic wire-free SVN escutcheon, BLE / Mifare / DESFire deadbolt privacy w/ key override function, with keypad, W lever, unhanded, bright brass finish, for use with 1 3/8" - 1 3/4" thick standard door | 1 |  | 1 Year | 791.3 | 0.15 | 672.605
29022 | Salto | EB668W62PP38-W- | XS4 wide body electronic RF wireless SVN escutcheon, BLE / Mifare / DESFire deadbolt privacy w/ key override function, W lever, unhanded, bright brass finish, for use with 1 3/8" - 1 3/4" thick standard door | 1 |  | 1 Year | 913.65 | 0.15 | 776.6025
29023 | Salto | EB668W62PP38-WK | XS4 wide body electronic RF wireless SVN escutcheon, BLE / Mifare / DESFire deadbolt privacy w/ key override function, with keypad, W lever, unhanded, bright brass finish, for use with 1 3/8" - 1 3/4" thick standard door | 1 |  | 1 Year | 976.5 | 0.15 | 830.025
29024 | Salto | EB668W62PP48--- | XS4 wide body electronic wire-free SVN escutcheon, BLE / Mifare / DESFire deadbolt privacy w/ key override function, W lever, unhanded, bright brass finish, for use with 1 3/4" - 2 1/4" thick door | 1 |  | 1 Year | 728.45 | 0.15 | 619.1825
29025 | Salto | EB668W62PP48-A- | XS4 wide body electronic AMOK wire-free SVN escutcheon, BLE / Mifare / DESFire deadbolt privacy w/ key override function, W lever, unhanded, bright brass finish, for use with 1 3/4" - 2 1/4" thick door | 1 |  | 1 Year | 857.45 | 0.15 | 728.8325
29026 | Salto | EB668W62PP48--K | XS4 wide body electronic wire-free SVN escutcheon, BLE / Mifare / DESFire deadbolt privacy w/ key override function, with keypad, W lever, unhanded, bright brass finish, for use with 1 3/4" - 2 1/4" thick door | 1 |  | 1 Year | 791.3 | 0.15 | 672.605
29027 | Salto | EB668W62PP48-W- | XS4 wide body electronic RF wireless SVN escutcheon, BLE / Mifare / DESFire deadbolt privacy w/ key override function, W lever, unhanded, bright brass finish, for use with 1 3/4" - 2 1/4" thick door | 1 |  | 1 Year | 913.65 | 0.15 | 776.6025
29028 | Salto | EB668W62PP48-WK | XS4 wide body electronic RF wireless SVN escutcheon, BLE / Mifare / DESFire deadbolt privacy w/ key override function, with keypad, W lever, unhanded, bright brass finish, for use with 1 3/4" - 2 1/4" thick door | 1 |  | 1 Year | 976.5 | 0.15 | 830.025
29029 | Salto | EB668W63BC38--- | XS4 wide body electronic wire-free SVN escutcheon, BLE / Mifare / DESFire deadbolt privacy w/ key override function, W lever, unhanded, BioCote antimicrobial finish, for use with 1 3/8" - 1 3/4" thick standard door | 1 |  | 1 Year | 764.15 | 0.15 | 649.5275
29030 | Salto | EB668W63BC38-A- | XS4 wide body electronic AMOK wire-free SVN escutcheon, BLE / Mifare / DESFire deadbolt privacy w/ key override function, W lever, unhanded, BioCote antimicrobial finish, for use with 1 3/8" - 1 3/4" thick standard door | 1 |  | 1 Year | 893.15 | 0.15 | 759.1775
29031 | Salto | EB668W63BC38--K | XS4 wide body electronic wire-free SVN escutcheon, BLE / Mifare / DESFire deadbolt privacy w/ key override function, with keypad, W lever, unhanded, BioCote antimicrobial finish, for use with 1 3/8" - 1 3/4" thick standard door | 1 |  | 1 Year | 827 | 0.15 | 702.95
29032 | Salto | EB668W63BC38-W- | XS4 wide body electronic RF wireless SVN escutcheon, BLE / Mifare / DESFire deadbolt privacy w/ key override function, W lever, unhanded, BioCote antimicrobial finish, for use with 1 3/8" - 1 3/4" thick standard door | 1 |  | 1 Year | 949.35 | 0.15 | 806.9475
29033 | Salto | EB668W63BC38-WK | XS4 wide body electronic RF wireless SVN escutcheon, BLE / Mifare / DESFire deadbolt privacy w/ key override function, with keypad, W lever, unhanded, BioCote antimicrobial finish, for use with 1 3/8" - 1 3/4" thick standard door | 1 |  | 1 Year | 1012.2 | 0.15 | 860.37
29034 | Salto | EB668W63BC48--- | XS4 wide body electronic wire-free SVN escutcheon, BLE / Mifare / DESFire deadbolt privacy w/ key override function, W lever, unhanded, BioCote antimicrobial finish, for use with 1 3/4" - 2 1/4" thick door | 1 |  | 1 Year | 764.15 | 0.15 | 649.5275
29035 | Salto | EB668W63BC48-A- | XS4 wide body electronic AMOK wire-free SVN escutcheon, BLE / Mifare / DESFire deadbolt privacy w/ key override function, W lever, unhanded, BioCote antimicrobial finish, for use with 1 3/4" - 2 1/4" thick door | 1 |  | 1 Year | 893.15 | 0.15 | 759.1775
29036 | Salto | EB668W63BC48--K | XS4 wide body electronic wire-free SVN escutcheon, BLE / Mifare / DESFire deadbolt privacy w/ key override function, with keypad, W lever, unhanded, BioCote antimicrobial finish, for use with 1 3/4" - 2 1/4" thick door | 1 |  | 1 Year | 827 | 0.15 | 702.95
29037 | Salto | EB668W63BC48-W- | XS4 wide body electronic RF wireless SVN escutcheon, BLE / Mifare / DESFire deadbolt privacy w/ key override function, W lever, unhanded, BioCote antimicrobial finish, for use with 1 3/4" - 2 1/4" thick door | 1 |  | 1 Year | 949.35 | 0.15 | 806.9475
29038 | Salto | EB668W63BC48-WK | XS4 wide body electronic RF wireless SVN escutcheon, BLE / Mifare / DESFire deadbolt privacy w/ key override function, with keypad, W lever, unhanded, BioCote antimicrobial finish, for use with 1 3/4" - 2 1/4" thick door | 1 |  | 1 Year | 1012.2 | 0.15 | 860.37
29039 | Salto | EB668W63IA38--- | XS4 wide body electronic wire-free SVN escutcheon, BLE / Mifare / DESFire deadbolt privacy w/ key override function, W lever, unhanded, antique brass finish, for use with 1 3/8" - 1 3/4" thick standard door | 1 |  | 1 Year | 764.15 | 0.15 | 649.5275
29040 | Salto | EB668W63IA38-A- | XS4 wide body electronic AMOK wire-free SVN escutcheon, BLE / Mifare / DESFire deadbolt privacy w/ key override function, W lever, unhanded, antique brass finish, for use with 1 3/8" - 1 3/4" thick standard door | 1 |  | 1 Year | 893.15 | 0.15 | 759.1775
29041 | Salto | EB668W63IA38--K | XS4 wide body electronic wire-free SVN escutcheon, BLE / Mifare / DESFire deadbolt privacy w/ key override function, with keypad, W lever, unhanded, antique brass finish, for use with 1 3/8" - 1 3/4" thick standard door | 1 |  | 1 Year | 827 | 0.15 | 702.95
29042 | Salto | EB668W63IA38-W- | XS4 wide body electronic RF wireless SVN escutcheon, BLE / Mifare / DESFire deadbolt privacy w/ key override function, W lever, unhanded, antique brass finish, for use with 1 3/8" - 1 3/4" thick standard door | 1 |  | 1 Year | 949.35 | 0.15 | 806.9475
29043 | Salto | EB668W63IA38-WK | XS4 wide body electronic RF wireless SVN escutcheon, BLE / Mifare / DESFire deadbolt privacy w/ key override function, with keypad, W lever, unhanded, antique brass finish, for use with 1 3/8" - 1 3/4" thick standard door | 1 |  | 1 Year | 1012.2 | 0.15 | 860.37
29044 | Salto | EB668W63IA48--- | XS4 wide body electronic wire-free SVN escutcheon, BLE / Mifare / DESFire deadbolt privacy w/ key override function, W lever, unhanded, antique brass finish, for use with 1 3/4" - 2 1/4" thick door | 1 |  | 1 Year | 764.15 | 0.15 | 649.5275
29045 | Salto | EB668W63IA48-A- | XS4 wide body electronic AMOK wire-free SVN escutcheon, BLE / Mifare / DESFire deadbolt privacy w/ key override function, W lever, unhanded, antique brass finish, for use with 1 3/4" - 2 1/4" thick door | 1 |  | 1 Year | 893.15 | 0.15 | 759.1775
29046 | Salto | EB668W63IA48--K | XS4 wide body electronic wire-free SVN escutcheon, BLE / Mifare / DESFire deadbolt privacy w/ key override function, with keypad, W lever, unhanded, antique brass finish, for use with 1 3/4" - 2 1/4" thick door | 1 |  | 1 Year | 827 | 0.15 | 702.95
29047 | Salto | EB668W63IA48-W- | XS4 wide body electronic RF wireless SVN escutcheon, BLE / Mifare / DESFire deadbolt privacy w/ key override function, W lever, unhanded, antique brass finish, for use with 1 3/4" - 2 1/4" thick door | 1 |  | 1 Year | 949.35 | 0.15 | 806.9475
29048 | Salto | EB668W63IA48-WK | XS4 wide body electronic RF wireless SVN escutcheon, BLE / Mifare / DESFire deadbolt privacy w/ key override function, with keypad, W lever, unhanded, antique brass finish, for use with 1 3/4" - 2 1/4" thick door | 1 |  | 1 Year | 1012.2 | 0.15 | 860.37
29049 | Salto | EB668W63IM38--- | XS4 wide body electronic wire-free SVN escutcheon, BLE / Mifare / DESFire deadbolt privacy w/ key override function, W lever, unhanded, satin stainless finish, for use with 1 3/8" - 1 3/4" thick standard door | 1 |  | 1 Year | 712.15 | 0.15 | 605.3275
29050 | Salto | EB668W63IM38-A- | XS4 wide body electronic AMOK wire-free SVN escutcheon, BLE / Mifare / DESFire deadbolt privacy w/ key override function, W lever, unhanded, satin stainless finish, for use with 1 3/8" - 1 3/4" thick standard door | 1 |  | 1 Year | 841.15 | 0.15 | 714.9775
29051 | Salto | EB668W63IM38--K | XS4 wide body electronic wire-free SVN escutcheon, BLE / Mifare / DESFire deadbolt privacy w/ key override function, with keypad, W lever, unhanded, satin stainless finish, for use with 1 3/8" - 1 3/4" thick standard door | 1 |  | 1 Year | 775 | 0.15 | 658.75
29052 | Salto | EB668W63IM38-W- | XS4 wide body electronic RF wireless SVN escutcheon, BLE / Mifare / DESFire deadbolt privacy w/ key override function, W lever, unhanded, satin stainless finish, for use with 1 3/8" - 1 3/4" thick standard door | 1 |  | 1 Year | 897.35 | 0.15 | 762.7475
29053 | Salto | EB668W63IM38-WK | XS4 wide body electronic RF wireless SVN escutcheon, BLE / Mifare / DESFire deadbolt privacy w/ key override function, with keypad, W lever, unhanded, satin stainless finish, for use with 1 3/8" - 1 3/4" thick standard door | 1 |  | 1 Year | 960.2 | 0.15 | 816.17
29054 | Salto | EB668W63IM48--- | XS4 wide body electronic wire-free SVN escutcheon, BLE / Mifare / DESFire deadbolt privacy w/ key override function, W lever, unhanded, satin stainless finish, for use with 1 3/4" - 2 1/4" thick door | 1 |  | 1 Year | 712.15 | 0.15 | 605.3275
29055 | Salto | EB668W63IM48-A- | XS4 wide body electronic AMOK wire-free SVN escutcheon, BLE / Mifare / DESFire deadbolt privacy w/ key override function, W lever, unhanded, satin stainless finish, for use with 1 3/4" - 2 1/4" thick door | 1 |  | 1 Year | 841.15 | 0.15 | 714.9775
29056 | Salto | EB668W63IM48--K | XS4 wide body electronic wire-free SVN escutcheon, BLE / Mifare / DESFire deadbolt privacy w/ key override function, with keypad, W lever, unhanded, satin stainless finish, for use with 1 3/4" - 2 1/4" thick door | 1 |  | 1 Year | 775 | 0.15 | 658.75
29057 | Salto | EB668W63IM48-W- | XS4 wide body electronic RF wireless SVN escutcheon, BLE / Mifare / DESFire deadbolt privacy w/ key override function, W lever, unhanded, satin stainless finish, for use with 1 3/4" - 2 1/4" thick door | 1 |  | 1 Year | 897.35 | 0.15 | 762.7475
29058 | Salto | EB668W63IM48-WK | XS4 wide body electronic RF wireless SVN escutcheon, BLE / Mifare / DESFire deadbolt privacy w/ key override function, with keypad, W lever, unhanded, satin stainless finish, for use with 1 3/4" - 2 1/4" thick door | 1 |  | 1 Year | 960.2 | 0.15 | 816.17
29059 | Salto | EB668W63IP38--- | XS4 wide body electronic wire-free SVN escutcheon, BLE / Mifare / DESFire deadbolt privacy w/ key override function, W lever, unhanded, bright stainless steel finish, for use with 1 3/8" - 1 3/4" thick standard door | 1 |  | 1 Year | 728.45 | 0.15 | 619.1825
29060 | Salto | EB668W63IP38-A- | XS4 wide body electronic AMOK wire-free SVN escutcheon, BLE / Mifare / DESFire deadbolt privacy w/ key override function, W lever, unhanded, bright stainless steel finish, for use with 1 3/8" - 1 3/4" thick standard door | 1 |  | 1 Year | 857.45 | 0.15 | 728.8325
29061 | Salto | EB668W63IP38--K | XS4 wide body electronic wire-free SVN escutcheon, BLE / Mifare / DESFire deadbolt privacy w/ key override function, with keypad, W lever, unhanded, bright stainless steel finish, for use with 1 3/8" - 1 3/4" thick standard door | 1 |  | 1 Year | 791.3 | 0.15 | 672.605
29062 | Salto | EB668W63IP38-W- | XS4 wide body electronic RF wireless SVN escutcheon, BLE / Mifare / DESFire deadbolt privacy w/ key override function, W lever, unhanded, bright stainless steel finish, for use with 1 3/8" - 1 3/4" thick standard door | 1 |  | 1 Year | 913.65 | 0.15 | 776.6025
29063 | Salto | EB668W63IP38-WK | XS4 wide body electronic RF wireless SVN escutcheon, BLE / Mifare / DESFire deadbolt privacy w/ key override function, with keypad, W lever, unhanded, bright stainless steel finish, for use with 1 3/8" - 1 3/4" thick standard door | 1 |  | 1 Year | 976.5 | 0.15 | 830.025
29064 | Salto | EB668W63IP48--- | XS4 wide body electronic wire-free SVN escutcheon, BLE / Mifare / DESFire deadbolt privacy w/ key override function, W lever, unhanded, bright stainless steel finish, for use with 1 3/4" - 2 1/4" thick door | 1 |  | 1 Year | 728.45 | 0.15 | 619.1825
29065 | Salto | EB668W63IP48-A- | XS4 wide body electronic AMOK wire-free SVN escutcheon, BLE / Mifare / DESFire deadbolt privacy w/ key override function, W lever, unhanded, bright stainless steel finish, for use with 1 3/4" - 2 1/4" thick door | 1 |  | 1 Year | 857.45 | 0.15 | 728.8325
29066 | Salto | EB668W63IP48--K | XS4 wide body electronic wire-free SVN escutcheon, BLE / Mifare / DESFire deadbolt privacy w/ key override function, with keypad, W lever, unhanded, bright stainless steel finish, for use with 1 3/4" - 2 1/4" thick door | 1 |  | 1 Year | 791.3 | 0.15 | 672.605
29067 | Salto | EB668W63IP48-W- | XS4 wide body electronic RF wireless SVN escutcheon, BLE / Mifare / DESFire deadbolt privacy w/ key override function, W lever, unhanded, bright stainless steel finish, for use with 1 3/4" - 2 1/4" thick door | 1 |  | 1 Year | 913.65 | 0.15 | 776.6025
29068 | Salto | EB668W63IP48-WK | XS4 wide body electronic RF wireless SVN escutcheon, BLE / Mifare / DESFire deadbolt privacy w/ key override function, with keypad, W lever, unhanded, bright stainless steel finish, for use with 1 3/4" - 2 1/4" thick door | 1 |  | 1 Year | 976.5 | 0.15 | 830.025
29069 | Salto | EB668W63NE38--- | XS4 wide body electronic wire-free SVN escutcheon, BLE / Mifare / DESFire deadbolt privacy w/ key override function, W lever, unhanded, black chromium finish, for use with 1 3/8" - 1 3/4" thick standard door | 1 |  | 1 Year | 746.85 | 0.15 | 634.8225
29070 | Salto | EB668W63NE38-A- | XS4 wide body electronic AMOK wire-free SVN escutcheon, BLE / Mifare / DESFire deadbolt privacy w/ key override function, W lever, unhanded, black chromium finish, for use with 1 3/8" - 1 3/4" thick standard door | 1 |  | 1 Year | 875.85 | 0.15 | 744.4725
29071 | Salto | EB668W63NE38--K | XS4 wide body electronic wire-free SVN escutcheon, BLE / Mifare / DESFire deadbolt privacy w/ key override function, with keypad, W lever, unhanded, black chromium finish, for use with 1 3/8" - 1 3/4" thick standard door | 1 |  | 1 Year | 809.7 | 0.15 | 688.245
29072 | Salto | EB668W63NE38-W- | XS4 wide body electronic RF wireless SVN escutcheon, BLE / Mifare / DESFire deadbolt privacy w/ key override function, W lever, unhanded, black chromium finish, for use with 1 3/8" - 1 3/4" thick standard door | 1 |  | 1 Year | 932.05 | 0.15 | 792.2425
29073 | Salto | EB668W63NE38-WK | XS4 wide body electronic RF wireless SVN escutcheon, BLE / Mifare / DESFire deadbolt privacy w/ key override function, with keypad, W lever, unhanded, black chromium finish, for use with 1 3/8" - 1 3/4" thick standard door | 1 |  | 1 Year | 994.9 | 0.15 | 845.665
29074 | Salto | EB668W63NE48--- | XS4 wide body electronic wire-free SVN escutcheon, BLE / Mifare / DESFire deadbolt privacy w/ key override function, W lever, unhanded, black chromium finish, for use with 1 3/4" - 2 1/4" thick door | 1 |  | 1 Year | 746.85 | 0.15 | 634.8225
29075 | Salto | EB668W63NE48-A- | XS4 wide body electronic AMOK wire-free SVN escutcheon, BLE / Mifare / DESFire deadbolt privacy w/ key override function, W lever, unhanded, black chromium finish, for use with 1 3/4" - 2 1/4" thick door | 1 |  | 1 Year | 875.85 | 0.15 | 744.4725
29076 | Salto | EB668W63NE48--K | XS4 wide body electronic wire-free SVN escutcheon, BLE / Mifare / DESFire deadbolt privacy w/ key override function, with keypad, W lever, unhanded, black chromium finish, for use with 1 3/4" - 2 1/4" thick door | 1 |  | 1 Year | 809.7 | 0.15 | 688.245
29077 | Salto | EB668W63NE48-W- | XS4 wide body electronic RF wireless SVN escutcheon, BLE / Mifare / DESFire deadbolt privacy w/ key override function, W lever, unhanded, black chromium finish, for use with 1 3/4" - 2 1/4" thick door | 1 |  | 1 Year | 932.05 | 0.15 | 792.2425
29078 | Salto | EB668W63NE48-WK | XS4 wide body electronic RF wireless SVN escutcheon, BLE / Mifare / DESFire deadbolt privacy w/ key override function, with keypad, W lever, unhanded, black chromium finish, for use with 1 3/4" - 2 1/4" thick door | 1 |  | 1 Year | 994.9 | 0.15 | 845.665
29079 | Salto | EB668W63PM38--- | XS4 wide body electronic wire-free SVN escutcheon, BLE / Mifare / DESFire deadbolt privacy w/ key override function, W lever, unhanded, satin brass finish, for use with 1 3/8" - 1 3/4" thick standard door | 1 |  | 1 Year | 712.15 | 0.15 | 605.3275
29080 | Salto | EB668W63PM38-A- | XS4 wide body electronic AMOK wire-free SVN escutcheon, BLE / Mifare / DESFire deadbolt privacy w/ key override function, W lever, unhanded, satin brass finish, for use with 1 3/8" - 1 3/4" thick standard door | 1 |  | 1 Year | 841.15 | 0.15 | 714.9775
29081 | Salto | EB668W63PM38--K | XS4 wide body electronic wire-free SVN escutcheon, BLE / Mifare / DESFire deadbolt privacy w/ key override function, with keypad, W lever, unhanded, satin brass finish, for use with 1 3/8" - 1 3/4" thick standard door | 1 |  | 1 Year | 775 | 0.15 | 658.75
29082 | Salto | EB668W63PM38-W- | XS4 wide body electronic RF wireless SVN escutcheon, BLE / Mifare / DESFire deadbolt privacy w/ key override function, W lever, unhanded, satin brass finish, for use with 1 3/8" - 1 3/4" thick standard door | 1 |  | 1 Year | 897.35 | 0.15 | 762.7475
29083 | Salto | EB668W63PM38-WK | XS4 wide body electronic RF wireless SVN escutcheon, BLE / Mifare / DESFire deadbolt privacy w/ key override function, with keypad, W lever, unhanded, satin brass finish, for use with 1 3/8" - 1 3/4" thick standard door | 1 |  | 1 Year | 960.2 | 0.15 | 816.17
29084 | Salto | EB668W63PM48--- | XS4 wide body electronic wire-free SVN escutcheon, BLE / Mifare / DESFire deadbolt privacy w/ key override function, W lever, unhanded, satin brass finish, for use with 1 3/4" - 2 1/4" thick door | 1 |  | 1 Year | 712.15 | 0.15 | 605.3275
29085 | Salto | EB668W63PM48-A- | XS4 wide body electronic AMOK wire-free SVN escutcheon, BLE / Mifare / DESFire deadbolt privacy w/ key override function, W lever, unhanded, satin brass finish, for use with 1 3/4" - 2 1/4" thick door | 1 |  | 1 Year | 841.15 | 0.15 | 714.9775
29086 | Salto | EB668W63PM48--K | XS4 wide body electronic wire-free SVN escutcheon, BLE / Mifare / DESFire deadbolt privacy w/ key override function, with keypad, W lever, unhanded, satin brass finish, for use with 1 3/4" - 2 1/4" thick door | 1 |  | 1 Year | 775 | 0.15 | 658.75
29087 | Salto | EB668W63PM48-W- | XS4 wide body electronic RF wireless SVN escutcheon, BLE / Mifare / DESFire deadbolt privacy w/ key override function, W lever, unhanded, satin brass finish, for use with 1 3/4" - 2 1/4" thick door | 1 |  | 1 Year | 897.35 | 0.15 | 762.7475
29088 | Salto | EB668W63PM48-WK | XS4 wide body electronic RF wireless SVN escutcheon, BLE / Mifare / DESFire deadbolt privacy w/ key override function, with keypad, W lever, unhanded, satin brass finish, for use with 1 3/4" - 2 1/4" thick door | 1 |  | 1 Year | 960.2 | 0.15 | 816.17
29089 | Salto | EB668W63PP38--- | XS4 wide body electronic wire-free SVN escutcheon, BLE / Mifare / DESFire deadbolt privacy w/ key override function, W lever, unhanded, bright brass finish, for use with 1 3/8" - 1 3/4" thick standard door | 1 |  | 1 Year | 728.45 | 0.15 | 619.1825
29090 | Salto | EB668W63PP38-A- | XS4 wide body electronic AMOK wire-free SVN escutcheon, BLE / Mifare / DESFire deadbolt privacy w/ key override function, W lever, unhanded, bright brass finish, for use with 1 3/8" - 1 3/4" thick standard door | 1 |  | 1 Year | 857.45 | 0.15 | 728.8325
29091 | Salto | EB668W63PP38--K | XS4 wide body electronic wire-free SVN escutcheon, BLE / Mifare / DESFire deadbolt privacy w/ key override function, with keypad, W lever, unhanded, bright brass finish, for use with 1 3/8" - 1 3/4" thick standard door | 1 |  | 1 Year | 791.3 | 0.15 | 672.605
29092 | Salto | EB668W63PP38-W- | XS4 wide body electronic RF wireless SVN escutcheon, BLE / Mifare / DESFire deadbolt privacy w/ key override function, W lever, unhanded, bright brass finish, for use with 1 3/8" - 1 3/4" thick standard door | 1 |  | 1 Year | 913.65 | 0.15 | 776.6025
29093 | Salto | EB668W63PP38-WK | XS4 wide body electronic RF wireless SVN escutcheon, BLE / Mifare / DESFire deadbolt privacy w/ key override function, with keypad, W lever, unhanded, bright brass finish, for use with 1 3/8" - 1 3/4" thick standard door | 1 |  | 1 Year | 976.5 | 0.15 | 830.025
29094 | Salto | EB668W63PP48--- | XS4 wide body electronic wire-free SVN escutcheon, BLE / Mifare / DESFire deadbolt privacy w/ key override function, W lever, unhanded, bright brass finish, for use with 1 3/4" - 2 1/4" thick door | 1 |  | 1 Year | 728.45 | 0.15 | 619.1825
29095 | Salto | EB668W63PP48-A- | XS4 wide body electronic AMOK wire-free SVN escutcheon, BLE / Mifare / DESFire deadbolt privacy w/ key override function, W lever, unhanded, bright brass finish, for use with 1 3/4" - 2 1/4" thick door | 1 |  | 1 Year | 857.45 | 0.15 | 728.8325
29096 | Salto | EB668W63PP48--K | XS4 wide body electronic wire-free SVN escutcheon, BLE / Mifare / DESFire deadbolt privacy w/ key override function, with keypad, W lever, unhanded, bright brass finish, for use with 1 3/4" - 2 1/4" thick door | 1 |  | 1 Year | 791.3 | 0.15 | 672.605
29097 | Salto | EB668W63PP48-W- | XS4 wide body electronic RF wireless SVN escutcheon, BLE / Mifare / DESFire deadbolt privacy w/ key override function, W lever, unhanded, bright brass finish, for use with 1 3/4" - 2 1/4" thick door | 1 |  | 1 Year | 913.65 | 0.15 | 776.6025
29098 | Salto | EB668W63PP48-WK | XS4 wide body electronic RF wireless SVN escutcheon, BLE / Mifare / DESFire deadbolt privacy w/ key override function, with keypad, W lever, unhanded, bright brass finish, for use with 1 3/4" - 2 1/4" thick door | 1 |  | 1 Year | 976.5 | 0.15 | 830.025
29099 | Salto | EP650200IM38-S- | XS4 wide body electronic SALLIS wireless 125kHz Proximity entrance function, Columbo Robodue premium series lever, unhanded, satin stainless finish, for use with 1 3/8" - 1 3/4" thick standard door | 1 |  | 1 Year | 887.4 | 0.15 | 754.29
29100 | Salto | EP650200IM48-S- | XS4 wide body electronic SALLIS wireless 125kHz Proximity entrance function, Columbo Robodue premium series lever, unhanded, satin stainless finish, for use with 1 3/4" - 2 1/4" thick door | 1 |  | 1 Year | 887.4 | 0.15 | 754.29
29101 | Salto | EP650200IP38-S- | XS4 wide body electronic SALLIS wireless 125kHz Proximity entrance function, Columbo Robodue premium series lever, unhanded, bright stainless steel finish, for use with 1 3/8" - 1 3/4" thick standard door | 1 |  | 1 Year | 903.7 | 0.15 | 768.145
29102 | Salto | EP650200IP48-S- | XS4 wide body electronic SALLIS wireless 125kHz Proximity entrance function, Columbo Robodue premium series lever, unhanded, bright stainless steel finish, for use with 1 3/4" - 2 1/4" thick door | 1 |  | 1 Year | 903.7 | 0.15 | 768.145
29103 | Salto | EP650200PP38-S- | XS4 wide body electronic SALLIS wireless 125kHz Proximity entrance function, Columbo Robodue premium series lever, unhanded, bright brass finish, for use with 1 3/8" - 1 3/4" thick standard door | 1 |  | 1 Year | 903.7 | 0.15 | 768.145
29104 | Salto | EP650200PP48-S- | XS4 wide body electronic SALLIS wireless 125kHz Proximity entrance function, Columbo Robodue premium series lever, unhanded, bright brass finish, for use with 1 3/4" - 2 1/4" thick door | 1 |  | 1 Year | 903.7 | 0.15 | 768.145
29105 | Salto | EP650300IM38-S- | XS4 wide body electronic SALLIS wireless 125kHz Proximity entrance function, Columbo Robotre premium series lever, unhanded, satin stainless finish, for use with 1 3/8" - 1 3/4" thick standard door | 1 |  | 1 Year | 887.4 | 0.15 | 754.29
29106 | Salto | EP650300IM48-S- | XS4 wide body electronic SALLIS wireless 125kHz Proximity entrance function, Columbo Robotre premium series lever, unhanded, satin stainless finish, for use with 1 3/4" - 2 1/4" thick door | 1 |  | 1 Year | 887.4 | 0.15 | 754.29
29107 | Salto | EP650300IP38-S- | XS4 wide body electronic SALLIS wireless 125kHz Proximity entrance function, Columbo Robotre premium series lever, unhanded, bright stainless steel finish, for use with 1 3/8" - 1 3/4" thick standard door | 1 |  | 1 Year | 903.7 | 0.15 | 768.145
29108 | Salto | EP650300IP48-S- | XS4 wide body electronic SALLIS wireless 125kHz Proximity entrance function, Columbo Robotre premium series lever, unhanded, bright stainless steel finish, for use with 1 3/4" - 2 1/4" thick door | 1 |  | 1 Year | 903.7 | 0.15 | 768.145
29109 | Salto | EP650300PP38-S- | XS4 wide body electronic SALLIS wireless 125kHz Proximity entrance function, Columbo Robotre premium series lever, unhanded, bright brass finish, for use with 1 3/8" - 1 3/4" thick standard door | 1 |  | 1 Year | 903.7 | 0.15 | 768.145
29110 | Salto | EP650300PP48-S- | XS4 wide body electronic SALLIS wireless 125kHz Proximity entrance function, Columbo Robotre premium series lever, unhanded, bright brass finish, for use with 1 3/4" - 2 1/4" thick door | 1 |  | 1 Year | 903.7 | 0.15 | 768.145
29111 | Salto | EP650400IM38-S- | XS4 wide body electronic SALLIS wireless 125kHz Proximity entrance function, Columbo Roboquattro premium series lever, unhanded, satin stainless finish, for use with 1 3/8" - 1 3/4" thick standard door | 1 |  | 1 Year | 887.4 | 0.15 | 754.29
29112 | Salto | EP650400IM48-S- | XS4 wide body electronic SALLIS wireless 125kHz Proximity entrance function, Columbo Roboquattro premium series lever, unhanded, satin stainless finish, for use with 1 3/4" - 2 1/4" thick door | 1 |  | 1 Year | 887.4 | 0.15 | 754.29
29113 | Salto | EP650400IP38-S- | XS4 wide body electronic SALLIS wireless 125kHz Proximity entrance function, Columbo Roboquattro premium series lever, unhanded, bright stainless steel finish, for use with 1 3/8" - 1 3/4" thick standard door | 1 |  | 1 Year | 903.7 | 0.15 | 768.145
29114 | Salto | EP650400IP48-S- | XS4 wide body electronic SALLIS wireless 125kHz Proximity entrance function, Columbo Roboquattro premium series lever, unhanded, bright stainless steel finish, for use with 1 3/4" - 2 1/4" thick door | 1 |  | 1 Year | 903.7 | 0.15 | 768.145
29115 | Salto | EP650400PP38-S- | XS4 wide body electronic SALLIS wireless 125kHz Proximity entrance function, Columbo Roboquattro premium series lever, unhanded, bright brass finish, for use with 1 3/8" - 1 3/4" thick standard door | 1 |  | 1 Year | 903.7 | 0.15 | 768.145
29116 | Salto | EP650400PP48-S- | XS4 wide body electronic SALLIS wireless 125kHz Proximity entrance function, Columbo Roboquattro premium series lever, unhanded, bright brass finish, for use with 1 3/4" - 2 1/4" thick door | 1 |  | 1 Year | 903.7 | 0.15 | 768.145
29117 | Salto | EP650700IM38-S- | XS4 wide body electronic SALLIS wireless 125kHz Proximity entrance function, Columbo Mach premium series lever, unhanded, satin stainless finish, for use with 1 3/8" - 1 3/4" thick standard door | 1 |  | 1 Year | 887.4 | 0.15 | 754.29
29118 | Salto | EP650700IM48-S- | XS4 wide body electronic SALLIS wireless 125kHz Proximity entrance function, Columbo Mach premium series lever, unhanded, satin stainless finish, for use with 1 3/4" - 2 1/4" thick door | 1 |  | 1 Year | 887.4 | 0.15 | 754.29
29119 | Salto | EP650700IP38-S- | XS4 wide body electronic SALLIS wireless 125kHz Proximity entrance function, Columbo Mach premium series lever, unhanded, bright stainless steel finish, for use with 1 3/8" - 1 3/4" thick standard door | 1 |  | 1 Year | 903.7 | 0.15 | 768.145
29120 | Salto | EP650700IP48-S- | XS4 wide body electronic SALLIS wireless 125kHz Proximity entrance function, Columbo Mach premium series lever, unhanded, bright stainless steel finish, for use with 1 3/4" - 2 1/4" thick door | 1 |  | 1 Year | 903.7 | 0.15 | 768.145
29121 | Salto | EP650700PP38-S- | XS4 wide body electronic SALLIS wireless 125kHz Proximity entrance function, Columbo Mach premium series lever, unhanded, bright brass finish, for use with 1 3/8" - 1 3/4" thick standard door | 1 |  | 1 Year | 903.7 | 0.15 | 768.145
29122 | Salto | EP650700PP48-S- | XS4 wide body electronic SALLIS wireless 125kHz Proximity entrance function, Columbo Mach premium series lever, unhanded, bright brass finish, for use with 1 3/4" - 2 1/4" thick door | 1 |  | 1 Year | 903.7 | 0.15 | 768.145
29123 | Salto | EP650A00BC38-S- | XS4 wide body electronic SALLIS wireless 125kHz Proximity entrance function, A lever, unhanded, BioCote antimicrobial finish, for use with 1 3/8" - 1 3/4" thick standard door | 1 |  | 1 Year | 893.5 | 0.15 | 759.475
29124 | Salto | EP650A00BC48-S- | XS4 wide body electronic SALLIS wireless 125kHz Proximity entrance function, A lever, unhanded, BioCote antimicrobial finish, for use with 1 3/4" - 2 1/4" thick door | 1 |  | 1 Year | 893.5 | 0.15 | 759.475
29125 | Salto | EP650A00IA38-S- | XS4 wide body electronic SALLIS wireless 125kHz Proximity entrance function, A lever, unhanded, antique brass finish, for use with 1 3/8" - 1 3/4" thick standard door | 1 |  | 1 Year | 893.5 | 0.15 | 759.475
29126 | Salto | EP650A00IA48-S- | XS4 wide body electronic SALLIS wireless 125kHz Proximity entrance function, A lever, unhanded, antique brass finish, for use with 1 3/4" - 2 1/4" thick door | 1 |  | 1 Year | 893.5 | 0.15 | 759.475
29127 | Salto | EP650A00IM38-S- | XS4 wide body electronic SALLIS wireless 125kHz Proximity entrance function, A lever, unhanded, satin stainless finish, for use with 1 3/8" - 1 3/4" thick standard door | 1 |  | 1 Year | 841.5 | 0.15 | 715.275
29128 | Salto | EP650A00IM48-S- | XS4 wide body electronic SALLIS wireless 125kHz Proximity entrance function, A lever, unhanded, satin stainless finish, for use with 1 3/4" - 2 1/4" thick door | 1 |  | 1 Year | 841.5 | 0.15 | 715.275
29129 | Salto | EP650A00IP38-S- | XS4 wide body electronic SALLIS wireless 125kHz Proximity entrance function, A lever, unhanded, bright stainless steel finish, for use with 1 3/8" - 1 3/4" thick standard door | 1 |  | 1 Year | 857.8 | 0.15 | 729.13
29130 | Salto | EP650A00IP48-S- | XS4 wide body electronic SALLIS wireless 125kHz Proximity entrance function, A lever, unhanded, bright stainless steel finish, for use with 1 3/4" - 2 1/4" thick door | 1 |  | 1 Year | 857.8 | 0.15 | 729.13
29131 | Salto | EP650A00NE38-S- | XS4 wide body electronic SALLIS wireless 125kHz Proximity entrance function, A lever, unhanded, black chromium finish, for use with 1 3/8" - 1 3/4" thick standard door | 1 |  | 1 Year | 876.2 | 0.15 | 744.77
29132 | Salto | EP650A00NE48-S- | XS4 wide body electronic SALLIS wireless 125kHz Proximity entrance function, A lever, unhanded, black chromium finish, for use with 1 3/4" - 2 1/4" thick door | 1 |  | 1 Year | 876.2 | 0.15 | 744.77
29133 | Salto | EP650A00PM38-S- | XS4 wide body electronic SALLIS wireless 125kHz Proximity entrance function, A lever, unhanded, satin brass finish, for use with 1 3/8" - 1 3/4" thick standard door | 1 |  | 1 Year | 841.5 | 0.15 | 715.275
29134 | Salto | EP650A00PM48-S- | XS4 wide body electronic SALLIS wireless 125kHz Proximity entrance function, A lever, unhanded, satin brass finish, for use with 1 3/4" - 2 1/4" thick door | 1 |  | 1 Year | 841.5 | 0.15 | 715.275
29135 | Salto | EP650A00PP38-S- | XS4 wide body electronic SALLIS wireless 125kHz Proximity entrance function, A lever, unhanded, bright brass finish, for use with 1 3/8" - 1 3/4" thick standard door | 1 |  | 1 Year | 857.8 | 0.15 | 729.13
29136 | Salto | EP650A00PP48-S- | XS4 wide body electronic SALLIS wireless 125kHz Proximity entrance function, A lever, unhanded, bright brass finish, for use with 1 3/4" - 2 1/4" thick door | 1 |  | 1 Year | 857.8 | 0.15 | 729.13
29137 | Salto | EP650G00BC38-S- | XS4 wide body electronic SALLIS wireless 125kHz Proximity entrance function, G lever, unhanded, BioCote antimicrobial finish, for use with 1 3/8" - 1 3/4" thick standard door | 1 |  | 1 Year | 893.5 | 0.15 | 759.475
29138 | Salto | EP650G00BC48-S- | XS4 wide body electronic SALLIS wireless 125kHz Proximity entrance function, G lever, unhanded, BioCote antimicrobial finish, for use with 1 3/4" - 2 1/4" thick door | 1 |  | 1 Year | 893.5 | 0.15 | 759.475
29139 | Salto | EP650G00IM38-S- | XS4 wide body electronic SALLIS wireless 125kHz Proximity entrance function, G lever, unhanded, satin stainless finish, for use with 1 3/8" - 1 3/4" thick standard door | 1 |  | 1 Year | 841.5 | 0.15 | 715.275
29140 | Salto | EP650G00IM48-S- | XS4 wide body electronic SALLIS wireless 125kHz Proximity entrance function, G lever, unhanded, satin stainless finish, for use with 1 3/4" - 2 1/4" thick door | 1 |  | 1 Year | 841.5 | 0.15 | 715.275
29141 | Salto | EP650G00PM38-S- | XS4 wide body electronic SALLIS wireless 125kHz Proximity entrance function, G lever, unhanded, satin brass finish, for use with 1 3/8" - 1 3/4" thick standard door | 1 |  | 1 Year | 841.5 | 0.15 | 715.275
29142 | Salto | EP650G00PM48-S- | XS4 wide body electronic SALLIS wireless 125kHz Proximity entrance function, G lever, unhanded, satin brass finish, for use with 1 3/4" - 2 1/4" thick door | 1 |  | 1 Year | 841.5 | 0.15 | 715.275
29143 | Salto | EP650J00BC38-S- | XS4 wide body electronic SALLIS wireless 125kHz Proximity entrance function, J lever, unhanded, BioCote antimicrobial finish, for use with 1 3/8" - 1 3/4" thick standard door | 1 |  | 1 Year | 903.7 | 0.15 | 768.145
29144 | Salto | EP650J00BC48-S- | XS4 wide body electronic SALLIS wireless 125kHz Proximity entrance function, J lever, unhanded, BioCote antimicrobial finish, for use with 1 3/4" - 2 1/4" thick door | 1 |  | 1 Year | 903.7 | 0.15 | 768.145
29145 | Salto | EP650J00IA38-S- | XS4 wide body electronic SALLIS wireless 125kHz Proximity entrance function, J lever, unhanded, antique brass finish, for use with 1 3/8" - 1 3/4" thick standard door | 1 |  | 1 Year | 903.7 | 0.15 | 768.145
29146 | Salto | EP650J00IA48-S- | XS4 wide body electronic SALLIS wireless 125kHz Proximity entrance function, J lever, unhanded, antique brass finish, for use with 1 3/4" - 2 1/4" thick door | 1 |  | 1 Year | 903.7 | 0.15 | 768.145
29147 | Salto | EP650J00IM38-S- | XS4 wide body electronic SALLIS wireless 125kHz Proximity entrance function, J lever, unhanded, satin stainless finish, for use with 1 3/8" - 1 3/4" thick standard door | 1 |  | 1 Year | 851.7 | 0.15 | 723.945
29148 | Salto | EP650J00IM48-S- | XS4 wide body electronic SALLIS wireless 125kHz Proximity entrance function, J lever, unhanded, satin stainless finish, for use with 1 3/4" - 2 1/4" thick door | 1 |  | 1 Year | 851.7 | 0.15 | 723.945
29149 | Salto | EP650J00NE38-S- | XS4 wide body electronic SALLIS wireless 125kHz Proximity entrance function, J lever, unhanded, black chromium finish, for use with 1 3/8" - 1 3/4" thick standard door | 1 |  | 1 Year | 886.4 | 0.15 | 753.44
29150 | Salto | EP650J00NE48-S- | XS4 wide body electronic SALLIS wireless 125kHz Proximity entrance function, J lever, unhanded, black chromium finish, for use with 1 3/4" - 2 1/4" thick door | 1 |  | 1 Year | 886.4 | 0.15 | 753.44
29151 | Salto | EP650J00PM38-S- | XS4 wide body electronic SALLIS wireless 125kHz Proximity entrance function, J lever, unhanded, satin brass finish, for use with 1 3/8" - 1 3/4" thick standard door | 1 |  | 1 Year | 851.7 | 0.15 | 723.945
29152 | Salto | EP650J00PM48-S- | XS4 wide body electronic SALLIS wireless 125kHz Proximity entrance function, J lever, unhanded, satin brass finish, for use with 1 3/4" - 2 1/4" thick door | 1 |  | 1 Year | 851.7 | 0.15 | 723.945
29153 | Salto | EP650K00IM38LS- | XS4 wide body electronic SALLIS wireless 125kHz Proximity entrance function, K lever, left handed, satin stainless finish, for use with 1 3/8" - 1 3/4" thick standard door | 1 |  | 1 Year | 851.7 | 0.15 | 723.945
29154 | Salto | EP650K00IM38RS- | XS4 wide body electronic SALLIS wireless 125kHz Proximity entrance function, K lever, right handed, satin stainless finish, for use with 1 3/8" - 1 3/4" thick standard door | 1 |  | 1 Year | 851.7 | 0.15 | 723.945
29155 | Salto | EP650K00IM48LS- | XS4 wide body electronic SALLIS wireless 125kHz Proximity entrance function, K lever, left handed, satin stainless finish, for use with 1 3/4" - 2 1/4" thick door | 1 |  | 1 Year | 851.7 | 0.15 | 723.945
29156 | Salto | EP650K00IM48RS- | XS4 wide body electronic SALLIS wireless 125kHz Proximity entrance function, K lever, right handed, satin stainless finish, for use with 1 3/4" - 2 1/4" thick door | 1 |  | 1 Year | 851.7 | 0.15 | 723.945
29157 | Salto | EP650K00IP38LS- | XS4 wide body electronic SALLIS wireless 125kHz Proximity entrance function, K lever, left handed, bright stainless steel finish, for use with 1 3/8" - 1 3/4" thick standard door | 1 |  | 1 Year | 868 | 0.15 | 737.8
29158 | Salto | EP650K00IP38RS- | XS4 wide body electronic SALLIS wireless 125kHz Proximity entrance function, K lever, right handed, bright stainless steel finish, for use with 1 3/8" - 1 3/4" thick standard door | 1 |  | 1 Year | 868 | 0.15 | 737.8
29159 | Salto | EP650K00IP48LS- | XS4 wide body electronic SALLIS wireless 125kHz Proximity entrance function, K lever, left handed, bright stainless steel finish, for use with 1 3/4" - 2 1/4" thick door | 1 |  | 1 Year | 868 | 0.15 | 737.8
29160 | Salto | EP650K00IP48RS- | XS4 wide body electronic SALLIS wireless 125kHz Proximity entrance function, K lever, right handed, bright stainless steel finish, for use with 1 3/4" - 2 1/4" thick door | 1 |  | 1 Year | 868 | 0.15 | 737.8
29161 | Salto | EP650K00PP38LS- | XS4 wide body electronic SALLIS wireless 125kHz Proximity entrance function, K lever, left handed, bright brass finish, for use with 1 3/8" - 1 3/4" thick standard door | 1 |  | 1 Year | 868 | 0.15 | 737.8
29162 | Salto | EP650K00PP38RS- | XS4 wide body electronic SALLIS wireless 125kHz Proximity entrance function, K lever, right handed, bright brass finish, for use with 1 3/8" - 1 3/4" thick standard door | 1 |  | 1 Year | 868 | 0.15 | 737.8
29163 | Salto | EP650K00PP48LS- | XS4 wide body electronic SALLIS wireless 125kHz Proximity entrance function, K lever, left handed, bright brass finish, for use with 1 3/4" - 2 1/4" thick door | 1 |  | 1 Year | 868 | 0.15 | 737.8
29164 | Salto | EP650K00PP48RS- | XS4 wide body electronic SALLIS wireless 125kHz Proximity entrance function, K lever, right handed, bright brass finish, for use with 1 3/4" - 2 1/4" thick door | 1 |  | 1 Year | 868 | 0.15 | 737.8
29165 | Salto | EP650L00BC38-S- | XS4 wide body electronic SALLIS wireless 125kHz Proximity entrance function, L lever, unhanded, BioCote antimicrobial finish, for use with 1 3/8" - 1 3/4" thick standard door | 1 |  | 1 Year | 893.5 | 0.15 | 759.475
29166 | Salto | EP650L00BC48-S- | XS4 wide body electronic SALLIS wireless 125kHz Proximity entrance function, L lever, unhanded, BioCote antimicrobial finish, for use with 1 3/4" - 2 1/4" thick door | 1 |  | 1 Year | 893.5 | 0.15 | 759.475
29167 | Salto | EP650L00IA38-S- | XS4 wide body electronic SALLIS wireless 125kHz Proximity entrance function, L lever, unhanded, antique brass finish, for use with 1 3/8" - 1 3/4" thick standard door | 1 |  | 1 Year | 893.5 | 0.15 | 759.475
29168 | Salto | EP650L00IA48-S- | XS4 wide body electronic SALLIS wireless 125kHz Proximity entrance function, L lever, unhanded, antique brass finish, for use with 1 3/4" - 2 1/4" thick door | 1 |  | 1 Year | 893.5 | 0.15 | 759.475
29169 | Salto | EP650L00IM38-S- | XS4 wide body electronic SALLIS wireless 125kHz Proximity entrance function, L lever, unhanded, satin stainless finish, for use with 1 3/8" - 1 3/4" thick standard door | 1 |  | 1 Year | 841.5 | 0.15 | 715.275
29170 | Salto | EP650L00IM48-S- | XS4 wide body electronic SALLIS wireless 125kHz Proximity entrance function, L lever, unhanded, satin stainless finish, for use with 1 3/4" - 2 1/4" thick door | 1 |  | 1 Year | 841.5 | 0.15 | 715.275
29171 | Salto | EP650L00IP38-S- | XS4 wide body electronic SALLIS wireless 125kHz Proximity entrance function, L lever, unhanded, bright stainless steel finish, for use with 1 3/8" - 1 3/4" thick standard door | 1 |  | 1 Year | 857.8 | 0.15 | 729.13
29172 | Salto | EP650L00IP48-S- | XS4 wide body electronic SALLIS wireless 125kHz Proximity entrance function, L lever, unhanded, bright stainless steel finish, for use with 1 3/4" - 2 1/4" thick door | 1 |  | 1 Year | 857.8 | 0.15 | 729.13
29173 | Salto | EP650L00NE38-S- | XS4 wide body electronic SALLIS wireless 125kHz Proximity entrance function, L lever, unhanded, black chromium finish, for use with 1 3/8" - 1 3/4" thick standard door | 1 |  | 1 Year | 876.2 | 0.15 | 744.77
29174 | Salto | EP650L00NE48-S- | XS4 wide body electronic SALLIS wireless 125kHz Proximity entrance function, L lever, unhanded, black chromium finish, for use with 1 3/4" - 2 1/4" thick door | 1 |  | 1 Year | 876.2 | 0.15 | 744.77
29175 | Salto | EP650L00PM38-S- | XS4 wide body electronic SALLIS wireless 125kHz Proximity entrance function, L lever, unhanded, satin brass finish, for use with 1 3/8" - 1 3/4" thick standard door | 1 |  | 1 Year | 841.5 | 0.15 | 715.275
29176 | Salto | EP650L00PM48-S- | XS4 wide body electronic SALLIS wireless 125kHz Proximity entrance function, L lever, unhanded, satin brass finish, for use with 1 3/4" - 2 1/4" thick door | 1 |  | 1 Year | 841.5 | 0.15 | 715.275
29177 | Salto | EP650L00PP38-S- | XS4 wide body electronic SALLIS wireless 125kHz Proximity entrance function, L lever, unhanded, bright brass finish, for use with 1 3/8" - 1 3/4" thick standard door | 1 |  | 1 Year | 857.8 | 0.15 | 729.13
29178 | Salto | EP650L00PP48-S- | XS4 wide body electronic SALLIS wireless 125kHz Proximity entrance function, L lever, unhanded, bright brass finish, for use with 1 3/4" - 2 1/4" thick door | 1 |  | 1 Year | 857.8 | 0.15 | 729.13
29179 | Salto | EP650N00BC38-S- | XS4 wide body electronic SALLIS wireless 125kHz Proximity entrance function, N lever, unhanded, BioCote antimicrobial finish, for use with 1 3/8" - 1 3/4" thick standard door | 1 |  | 1 Year | 893.5 | 0.15 | 759.475
29180 | Salto | EP650N00BC48-S- | XS4 wide body electronic SALLIS wireless 125kHz Proximity entrance function, N lever, unhanded, BioCote antimicrobial finish, for use with 1 3/4" - 2 1/4" thick door | 1 |  | 1 Year | 893.5 | 0.15 | 759.475
29181 | Salto | EP650N00IM38-S- | XS4 wide body electronic SALLIS wireless 125kHz Proximity entrance function, N lever, unhanded, satin stainless finish, for use with 1 3/8" - 1 3/4" thick standard door | 1 |  | 1 Year | 841.5 | 0.15 | 715.275
29182 | Salto | EP650N00IM48-S- | XS4 wide body electronic SALLIS wireless 125kHz Proximity entrance function, N lever, unhanded, satin stainless finish, for use with 1 3/4" - 2 1/4" thick door | 1 |  | 1 Year | 841.5 | 0.15 | 715.275
29183 | Salto | EP650N00PM38-S- | XS4 wide body electronic SALLIS wireless 125kHz Proximity entrance function, N lever, unhanded, satin brass finish, for use with 1 3/8" - 1 3/4" thick standard door | 1 |  | 1 Year | 841.5 | 0.15 | 715.275
29184 | Salto | EP650N00PM48-S- | XS4 wide body electronic SALLIS wireless 125kHz Proximity entrance function, N lever, unhanded, satin brass finish, for use with 1 3/4" - 2 1/4" thick door | 1 |  | 1 Year | 841.5 | 0.15 | 715.275
29185 | Salto | EP650O00IA38LS- | XS4 wide body electronic SALLIS wireless 125kHz Proximity entrance function, O lever, left handed, antique brass finish, for use with 1 3/8" - 1 3/4" thick standard door | 1 |  | 1 Year | 903.7 | 0.15 | 768.145
29186 | Salto | EP650O00IA38RS- | XS4 wide body electronic SALLIS wireless 125kHz Proximity entrance function, O lever, right handed, antique brass finish, for use with 1 3/8" - 1 3/4" thick standard door | 1 |  | 1 Year | 903.7 | 0.15 | 768.145
29187 | Salto | EP650O00IA48LS- | XS4 wide body electronic SALLIS wireless 125kHz Proximity entrance function, O lever, left handed, antique brass finish, for use with 1 3/4" - 2 1/4" thick door | 1 |  | 1 Year | 903.7 | 0.15 | 768.145
29188 | Salto | EP650O00IA48RS- | XS4 wide body electronic SALLIS wireless 125kHz Proximity entrance function, O lever, right handed, antique brass finish, for use with 1 3/4" - 2 1/4" thick door | 1 |  | 1 Year | 903.7 | 0.15 | 768.145
29189 | Salto | EP650O00IM38LS- | XS4 wide body electronic SALLIS wireless 125kHz Proximity entrance function, O lever, left handed, satin stainless finish, for use with 1 3/8" - 1 3/4" thick standard door | 1 |  | 1 Year | 851.7 | 0.15 | 723.945
29190 | Salto | EP650O00IM38RS- | XS4 wide body electronic SALLIS wireless 125kHz Proximity entrance function, O lever, right handed, satin stainless finish, for use with 1 3/8" - 1 3/4" thick standard door | 1 |  | 1 Year | 851.7 | 0.15 | 723.945
29191 | Salto | EP650O00IM48LS- | XS4 wide body electronic SALLIS wireless 125kHz Proximity entrance function, O lever, left handed, satin stainless finish, for use with 1 3/4" - 2 1/4" thick door | 1 |  | 1 Year | 851.7 | 0.15 | 723.945
29192 | Salto | EP650O00IM48RS- | XS4 wide body electronic SALLIS wireless 125kHz Proximity entrance function, O lever, right handed, satin stainless finish, for use with 1 3/4" - 2 1/4" thick door | 1 |  | 1 Year | 851.7 | 0.15 | 723.945
29193 | Salto | EP650O00IP38LS- | XS4 wide body electronic SALLIS wireless 125kHz Proximity entrance function, O lever, left handed, bright stainless steel finish, for use with 1 3/8" - 1 3/4" thick standard door | 1 |  | 1 Year | 868 | 0.15 | 737.8
29194 | Salto | EP650O00IP38RS- | XS4 wide body electronic SALLIS wireless 125kHz Proximity entrance function, O lever, right handed, bright stainless steel finish, for use with 1 3/8" - 1 3/4" thick standard door | 1 |  | 1 Year | 868 | 0.15 | 737.8
29195 | Salto | EP650O00IP48LS- | XS4 wide body electronic SALLIS wireless 125kHz Proximity entrance function, O lever, left handed, bright stainless steel finish, for use with 1 3/4" - 2 1/4" thick door | 1 |  | 1 Year | 868 | 0.15 | 737.8
29196 | Salto | EP650O00IP48RS- | XS4 wide body electronic SALLIS wireless 125kHz Proximity entrance function, O lever, right handed, bright stainless steel finish, for use with 1 3/4" - 2 1/4" thick door | 1 |  | 1 Year | 868 | 0.15 | 737.8
29197 | Salto | EP650O00NE38LS- | XS4 wide body electronic SALLIS wireless 125kHz Proximity entrance function, O lever, left handed, black chromium finish, for use with 1 3/8" - 1 3/4" thick standard door | 1 |  | 1 Year | 886.4 | 0.15 | 753.44
29198 | Salto | EP650O00NE38RS- | XS4 wide body electronic SALLIS wireless 125kHz Proximity entrance function, O lever, right handed, black chromium finish, for use with 1 3/8" - 1 3/4" thick standard door | 1 |  | 1 Year | 886.4 | 0.15 | 753.44
29199 | Salto | EP650O00NE48LS- | XS4 wide body electronic SALLIS wireless 125kHz Proximity entrance function, O lever, left handed, black chromium finish, for use with 1 3/4" - 2 1/4" thick door | 1 |  | 1 Year | 886.4 | 0.15 | 753.44
29200 | Salto | EP650O00NE48RS- | XS4 wide body electronic SALLIS wireless 125kHz Proximity entrance function, O lever, right handed, black chromium finish, for use with 1 3/4" - 2 1/4" thick door | 1 |  | 1 Year | 886.4 | 0.15 | 753.44
29201 | Salto | EP650O00PM38LS- | XS4 wide body electronic SALLIS wireless 125kHz Proximity entrance function, O lever, left handed, satin brass finish, for use with 1 3/8" - 1 3/4" thick standard door | 1 |  | 1 Year | 851.7 | 0.15 | 723.945
29202 | Salto | EP650O00PM38RS- | XS4 wide body electronic SALLIS wireless 125kHz Proximity entrance function, O lever, right handed, satin brass finish, for use with 1 3/8" - 1 3/4" thick standard door | 1 |  | 1 Year | 851.7 | 0.15 | 723.945
29203 | Salto | EP650O00PM48LS- | XS4 wide body electronic SALLIS wireless 125kHz Proximity entrance function, O lever, left handed, satin brass finish, for use with 1 3/4" - 2 1/4" thick door | 1 |  | 1 Year | 851.7 | 0.15 | 723.945
29204 | Salto | EP650O00PM48RS- | XS4 wide body electronic SALLIS wireless 125kHz Proximity entrance function, O lever, right handed, satin brass finish, for use with 1 3/4" - 2 1/4" thick door | 1 |  | 1 Year | 851.7 | 0.15 | 723.945
29205 | Salto | EP650O00PP38LS- | XS4 wide body electronic SALLIS wireless 125kHz Proximity entrance function, O lever, left handed, bright brass finish, for use with 1 3/8" - 1 3/4" thick standard door | 1 |  | 1 Year | 868 | 0.15 | 737.8
29206 | Salto | EP650O00PP38RS- | XS4 wide body electronic SALLIS wireless 125kHz Proximity entrance function, O lever, right handed, bright brass finish, for use with 1 3/8" - 1 3/4" thick standard door | 1 |  | 1 Year | 868 | 0.15 | 737.8
29207 | Salto | EP650O00PP48LS- | XS4 wide body electronic SALLIS wireless 125kHz Proximity entrance function, O lever, left handed, bright brass finish, for use with 1 3/4" - 2 1/4" thick door | 1 |  | 1 Year | 868 | 0.15 | 737.8
29208 | Salto | EP650O00PP48RS- | XS4 wide body electronic SALLIS wireless 125kHz Proximity entrance function, O lever, right handed, bright brass finish, for use with 1 3/4" - 2 1/4" thick door | 1 |  | 1 Year | 868 | 0.15 | 737.8
29209 | Salto | EP650W00BC38-S- | XS4 wide body electronic SALLIS wireless 125kHz Proximity entrance function, W lever, unhanded, BioCote antimicrobial finish, for use with 1 3/8" - 1 3/4" thick standard door | 1 |  | 1 Year | 893.5 | 0.15 | 759.475
29210 | Salto | EP650W00BC48-S- | XS4 wide body electronic SALLIS wireless 125kHz Proximity entrance function, W lever, unhanded, BioCote antimicrobial finish, for use with 1 3/4" - 2 1/4" thick door | 1 |  | 1 Year | 893.5 | 0.15 | 759.475
29211 | Salto | EP650W00IA38-S- | XS4 wide body electronic SALLIS wireless 125kHz Proximity entrance function, W lever, unhanded, antique brass finish, for use with 1 3/8" - 1 3/4" thick standard door | 1 |  | 1 Year | 893.5 | 0.15 | 759.475
29212 | Salto | EP650W00IA48-S- | XS4 wide body electronic SALLIS wireless 125kHz Proximity entrance function, W lever, unhanded, antique brass finish, for use with 1 3/4" - 2 1/4" thick door | 1 |  | 1 Year | 893.5 | 0.15 | 759.475
29213 | Salto | EP650W00IM38-S- | XS4 wide body electronic SALLIS wireless 125kHz Proximity entrance function, W lever, unhanded, satin stainless finish, for use with 1 3/8" - 1 3/4" thick standard door | 1 |  | 1 Year | 841.5 | 0.15 | 715.275
29214 | Salto | EP650W00IM48-S- | XS4 wide body electronic SALLIS wireless 125kHz Proximity entrance function, W lever, unhanded, satin stainless finish, for use with 1 3/4" - 2 1/4" thick door | 1 |  | 1 Year | 841.5 | 0.15 | 715.275
29215 | Salto | EP650W00IP38-S- | XS4 wide body electronic SALLIS wireless 125kHz Proximity entrance function, W lever, unhanded, bright stainless steel finish, for use with 1 3/8" - 1 3/4" thick standard door | 1 |  | 1 Year | 857.8 | 0.15 | 729.13
29216 | Salto | EP650W00IP48-S- | XS4 wide body electronic SALLIS wireless 125kHz Proximity entrance function, W lever, unhanded, bright stainless steel finish, for use with 1 3/4" - 2 1/4" thick door | 1 |  | 1 Year | 857.8 | 0.15 | 729.13
29217 | Salto | EP650W00NE38-S- | XS4 wide body electronic SALLIS wireless 125kHz Proximity entrance function, W lever, unhanded, black chromium finish, for use with 1 3/8" - 1 3/4" thick standard door | 1 |  | 1 Year | 876.2 | 0.15 | 744.77
29218 | Salto | EP650W00NE48-S- | XS4 wide body electronic SALLIS wireless 125kHz Proximity entrance function, W lever, unhanded, black chromium finish, for use with 1 3/4" - 2 1/4" thick door | 1 |  | 1 Year | 876.2 | 0.15 | 744.77
29219 | Salto | EP650W00PM38-S- | XS4 wide body electronic SALLIS wireless 125kHz Proximity entrance function, W lever, unhanded, satin brass finish, for use with 1 3/8" - 1 3/4" thick standard door | 1 |  | 1 Year | 841.5 | 0.15 | 715.275
29220 | Salto | EP650W00PM48-S- | XS4 wide body electronic SALLIS wireless 125kHz Proximity entrance function, W lever, unhanded, satin brass finish, for use with 1 3/4" - 2 1/4" thick door | 1 |  | 1 Year | 841.5 | 0.15 | 715.275
29221 | Salto | EP650W00PP38-S- | XS4 wide body electronic SALLIS wireless 125kHz Proximity entrance function, W lever, unhanded, bright brass finish, for use with 1 3/8" - 1 3/4" thick standard door | 1 |  | 1 Year | 857.8 | 0.15 | 729.13
29222 | Salto | EP650W00PP48-S- | XS4 wide body electronic SALLIS wireless 125kHz Proximity entrance function, W lever, unhanded, bright brass finish, for use with 1 3/4" - 2 1/4" thick door | 1 |  | 1 Year | 857.8 | 0.15 | 729.13
29223 | Salto | EP656200IM38-S- | XS4 wide body electronic SALLIS wireless 125kHz Proximity push button privacy function, Columbo Robodue premium series lever, unhanded, satin stainless finish, for use with 1 3/8" - 1 3/4" thick standard door | 1 |  | 1 Year | 887.4 | 0.15 | 754.29
29224 | Salto | EP656200IM48-S- | XS4 wide body electronic SALLIS wireless 125kHz Proximity push button privacy function, Columbo Robodue premium series lever, unhanded, satin stainless finish, for use with 1 3/4" - 2 1/4" thick door | 1 |  | 1 Year | 887.4 | 0.15 | 754.29
29225 | Salto | EP656200IP38-S- | XS4 wide body electronic SALLIS wireless 125kHz Proximity push button privacy function, Columbo Robodue premium series lever, unhanded, bright stainless steel finish, for use with 1 3/8" - 1 3/4" thick standard door | 1 |  | 1 Year | 903.7 | 0.15 | 768.145
29226 | Salto | EP656200IP48-S- | XS4 wide body electronic SALLIS wireless 125kHz Proximity push button privacy function, Columbo Robodue premium series lever, unhanded, bright stainless steel finish, for use with 1 3/4" - 2 1/4" thick door | 1 |  | 1 Year | 903.7 | 0.15 | 768.145
29227 | Salto | EP656200PP38-S- | XS4 wide body electronic SALLIS wireless 125kHz Proximity push button privacy function, Columbo Robodue premium series lever, unhanded, bright brass finish, for use with 1 3/8" - 1 3/4" thick standard door | 1 |  | 1 Year | 903.7 | 0.15 | 768.145
29228 | Salto | EP656200PP48-S- | XS4 wide body electronic SALLIS wireless 125kHz Proximity push button privacy function, Columbo Robodue premium series lever, unhanded, bright brass finish, for use with 1 3/4" - 2 1/4" thick door | 1 |  | 1 Year | 903.7 | 0.15 | 768.145
29229 | Salto | EP656300IM38-S- | XS4 wide body electronic SALLIS wireless 125kHz Proximity push button privacy function, Columbo Robotre premium series lever, unhanded, satin stainless finish, for use with 1 3/8" - 1 3/4" thick standard door | 1 |  | 1 Year | 887.4 | 0.15 | 754.29
29230 | Salto | EP656300IM48-S- | XS4 wide body electronic SALLIS wireless 125kHz Proximity push button privacy function, Columbo Robotre premium series lever, unhanded, satin stainless finish, for use with 1 3/4" - 2 1/4" thick door | 1 |  | 1 Year | 887.4 | 0.15 | 754.29
29231 | Salto | EP656300IP38-S- | XS4 wide body electronic SALLIS wireless 125kHz Proximity push button privacy function, Columbo Robotre premium series lever, unhanded, bright stainless steel finish, for use with 1 3/8" - 1 3/4" thick standard door | 1 |  | 1 Year | 903.7 | 0.15 | 768.145
29232 | Salto | EP656300IP48-S- | XS4 wide body electronic SALLIS wireless 125kHz Proximity push button privacy function, Columbo Robotre premium series lever, unhanded, bright stainless steel finish, for use with 1 3/4" - 2 1/4" thick door | 1 |  | 1 Year | 903.7 | 0.15 | 768.145
29233 | Salto | EP656300PP38-S- | XS4 wide body electronic SALLIS wireless 125kHz Proximity push button privacy function, Columbo Robotre premium series lever, unhanded, bright brass finish, for use with 1 3/8" - 1 3/4" thick standard door | 1 |  | 1 Year | 903.7 | 0.15 | 768.145
29234 | Salto | EP656300PP48-S- | XS4 wide body electronic SALLIS wireless 125kHz Proximity push button privacy function, Columbo Robotre premium series lever, unhanded, bright brass finish, for use with 1 3/4" - 2 1/4" thick door | 1 |  | 1 Year | 903.7 | 0.15 | 768.145
29235 | Salto | EP656400IM38-S- | XS4 wide body electronic SALLIS wireless 125kHz Proximity push button privacy function, Columbo Roboquattro premium series lever, unhanded, satin stainless finish, for use with 1 3/8" - 1 3/4" thick standard door | 1 |  | 1 Year | 887.4 | 0.15 | 754.29
29236 | Salto | EP656400IM48-S- | XS4 wide body electronic SALLIS wireless 125kHz Proximity push button privacy function, Columbo Roboquattro premium series lever, unhanded, satin stainless finish, for use with 1 3/4" - 2 1/4" thick door | 1 |  | 1 Year | 887.4 | 0.15 | 754.29
29237 | Salto | EP656400IP38-S- | XS4 wide body electronic SALLIS wireless 125kHz Proximity push button privacy function, Columbo Roboquattro premium series lever, unhanded, bright stainless steel finish, for use with 1 3/8" - 1 3/4" thick standard door | 1 |  | 1 Year | 903.7 | 0.15 | 768.145
29238 | Salto | EP656400IP48-S- | XS4 wide body electronic SALLIS wireless 125kHz Proximity push button privacy function, Columbo Roboquattro premium series lever, unhanded, bright stainless steel finish, for use with 1 3/4" - 2 1/4" thick door | 1 |  | 1 Year | 903.7 | 0.15 | 768.145
29239 | Salto | EP656400PP38-S- | XS4 wide body electronic SALLIS wireless 125kHz Proximity push button privacy function, Columbo Roboquattro premium series lever, unhanded, bright brass finish, for use with 1 3/8" - 1 3/4" thick standard door | 1 |  | 1 Year | 903.7 | 0.15 | 768.145
29240 | Salto | EP656400PP48-S- | XS4 wide body electronic SALLIS wireless 125kHz Proximity push button privacy function, Columbo Roboquattro premium series lever, unhanded, bright brass finish, for use with 1 3/4" - 2 1/4" thick door | 1 |  | 1 Year | 903.7 | 0.15 | 768.145
29241 | Salto | EP656700IM38-S- | XS4 wide body electronic SALLIS wireless 125kHz Proximity push button privacy function, Columbo Mach premium series lever, unhanded, satin stainless finish, for use with 1 3/8" - 1 3/4" thick standard door | 1 |  | 1 Year | 887.4 | 0.15 | 754.29
29242 | Salto | EP656700IM48-S- | XS4 wide body electronic SALLIS wireless 125kHz Proximity push button privacy function, Columbo Mach premium series lever, unhanded, satin stainless finish, for use with 1 3/4" - 2 1/4" thick door | 1 |  | 1 Year | 887.4 | 0.15 | 754.29
29243 | Salto | EP656700IP38-S- | XS4 wide body electronic SALLIS wireless 125kHz Proximity push button privacy function, Columbo Mach premium series lever, unhanded, bright stainless steel finish, for use with 1 3/8" - 1 3/4" thick standard door | 1 |  | 1 Year | 903.7 | 0.15 | 768.145
29244 | Salto | EP656700IP48-S- | XS4 wide body electronic SALLIS wireless 125kHz Proximity push button privacy function, Columbo Mach premium series lever, unhanded, bright stainless steel finish, for use with 1 3/4" - 2 1/4" thick door | 1 |  | 1 Year | 903.7 | 0.15 | 768.145
29245 | Salto | EP656700PP38-S- | XS4 wide body electronic SALLIS wireless 125kHz Proximity push button privacy function, Columbo Mach premium series lever, unhanded, bright brass finish, for use with 1 3/8" - 1 3/4" thick standard door | 1 |  | 1 Year | 903.7 | 0.15 | 768.145
29246 | Salto | EP656700PP48-S- | XS4 wide body electronic SALLIS wireless 125kHz Proximity push button privacy function, Columbo Mach premium series lever, unhanded, bright brass finish, for use with 1 3/4" - 2 1/4" thick door | 1 |  | 1 Year | 903.7 | 0.15 | 768.145
29247 | Salto | EP656A00BC38-S- | XS4 wide body electronic SALLIS wireless 125kHz Proximity push button privacy function, A lever, unhanded, BioCote antimicrobial finish, for use with 1 3/8" - 1 3/4" thick standard door | 1 |  | 1 Year | 893.5 | 0.15 | 759.475
29248 | Salto | EP656A00BC48-S- | XS4 wide body electronic SALLIS wireless 125kHz Proximity push button privacy function, A lever, unhanded, BioCote antimicrobial finish, for use with 1 3/4" - 2 1/4" thick door | 1 |  | 1 Year | 893.5 | 0.15 | 759.475
29249 | Salto | EP656A00IA38-S- | XS4 wide body electronic SALLIS wireless 125kHz Proximity push button privacy function, A lever, unhanded, antique brass finish, for use with 1 3/8" - 1 3/4" thick standard door | 1 |  | 1 Year | 893.5 | 0.15 | 759.475
29250 | Salto | EP656A00IA48-S- | XS4 wide body electronic SALLIS wireless 125kHz Proximity push button privacy function, A lever, unhanded, antique brass finish, for use with 1 3/4" - 2 1/4" thick door | 1 |  | 1 Year | 893.5 | 0.15 | 759.475
29251 | Salto | EP656A00IM38-S- | XS4 wide body electronic SALLIS wireless 125kHz Proximity push button privacy function, A lever, unhanded, satin stainless finish, for use with 1 3/8" - 1 3/4" thick standard door | 1 |  | 1 Year | 841.5 | 0.15 | 715.275
29252 | Salto | EP656A00IM48-S- | XS4 wide body electronic SALLIS wireless 125kHz Proximity push button privacy function, A lever, unhanded, satin stainless finish, for use with 1 3/4" - 2 1/4" thick door | 1 |  | 1 Year | 841.5 | 0.15 | 715.275
29253 | Salto | EP656A00IP38-S- | XS4 wide body electronic SALLIS wireless 125kHz Proximity push button privacy function, A lever, unhanded, bright stainless steel finish, for use with 1 3/8" - 1 3/4" thick standard door | 1 |  | 1 Year | 857.8 | 0.15 | 729.13
29254 | Salto | EP656A00IP48-S- | XS4 wide body electronic SALLIS wireless 125kHz Proximity push button privacy function, A lever, unhanded, bright stainless steel finish, for use with 1 3/4" - 2 1/4" thick door | 1 |  | 1 Year | 857.8 | 0.15 | 729.13
29255 | Salto | EP656A00NE38-S- | XS4 wide body electronic SALLIS wireless 125kHz Proximity push button privacy function, A lever, unhanded, black chromium finish, for use with 1 3/8" - 1 3/4" thick standard door | 1 |  | 1 Year | 876.2 | 0.15 | 744.77
29256 | Salto | EP656A00NE48-S- | XS4 wide body electronic SALLIS wireless 125kHz Proximity push button privacy function, A lever, unhanded, black chromium finish, for use with 1 3/4" - 2 1/4" thick door | 1 |  | 1 Year | 876.2 | 0.15 | 744.77
29257 | Salto | EP656A00PM38-S- | XS4 wide body electronic SALLIS wireless 125kHz Proximity push button privacy function, A lever, unhanded, satin brass finish, for use with 1 3/8" - 1 3/4" thick standard door | 1 |  | 1 Year | 841.5 | 0.15 | 715.275
29258 | Salto | EP656A00PM48-S- | XS4 wide body electronic SALLIS wireless 125kHz Proximity push button privacy function, A lever, unhanded, satin brass finish, for use with 1 3/4" - 2 1/4" thick door | 1 |  | 1 Year | 841.5 | 0.15 | 715.275
29259 | Salto | EP656A00PP38-S- | XS4 wide body electronic SALLIS wireless 125kHz Proximity push button privacy function, A lever, unhanded, bright brass finish, for use with 1 3/8" - 1 3/4" thick standard door | 1 |  | 1 Year | 857.8 | 0.15 | 729.13
29260 | Salto | EP656A00PP48-S- | XS4 wide body electronic SALLIS wireless 125kHz Proximity push button privacy function, A lever, unhanded, bright brass finish, for use with 1 3/4" - 2 1/4" thick door | 1 |  | 1 Year | 857.8 | 0.15 | 729.13
29261 | Salto | EP656G00BC38-S- | XS4 wide body electronic SALLIS wireless 125kHz Proximity push button privacy function, G lever, unhanded, BioCote antimicrobial finish, for use with 1 3/8" - 1 3/4" thick standard door | 1 |  | 1 Year | 893.5 | 0.15 | 759.475
29262 | Salto | EP656G00BC48-S- | XS4 wide body electronic SALLIS wireless 125kHz Proximity push button privacy function, G lever, unhanded, BioCote antimicrobial finish, for use with 1 3/4" - 2 1/4" thick door | 1 |  | 1 Year | 893.5 | 0.15 | 759.475
29263 | Salto | EP656G00IM38-S- | XS4 wide body electronic SALLIS wireless 125kHz Proximity push button privacy function, G lever, unhanded, satin stainless finish, for use with 1 3/8" - 1 3/4" thick standard door | 1 |  | 1 Year | 841.5 | 0.15 | 715.275
29264 | Salto | EP656G00IM48-S- | XS4 wide body electronic SALLIS wireless 125kHz Proximity push button privacy function, G lever, unhanded, satin stainless finish, for use with 1 3/4" - 2 1/4" thick door | 1 |  | 1 Year | 841.5 | 0.15 | 715.275
29265 | Salto | EP656G00PM38-S- | XS4 wide body electronic SALLIS wireless 125kHz Proximity push button privacy function, G lever, unhanded, satin brass finish, for use with 1 3/8" - 1 3/4" thick standard door | 1 |  | 1 Year | 841.5 | 0.15 | 715.275
29266 | Salto | EP656G00PM48-S- | XS4 wide body electronic SALLIS wireless 125kHz Proximity push button privacy function, G lever, unhanded, satin brass finish, for use with 1 3/4" - 2 1/4" thick door | 1 |  | 1 Year | 841.5 | 0.15 | 715.275
29267 | Salto | EP656J00BC38-S- | XS4 wide body electronic SALLIS wireless 125kHz Proximity push button privacy function, J lever, unhanded, BioCote antimicrobial finish, for use with 1 3/8" - 1 3/4" thick standard door | 1 |  | 1 Year | 903.7 | 0.15 | 768.145
29268 | Salto | EP656J00BC48-S- | XS4 wide body electronic SALLIS wireless 125kHz Proximity push button privacy function, J lever, unhanded, BioCote antimicrobial finish, for use with 1 3/4" - 2 1/4" thick door | 1 |  | 1 Year | 903.7 | 0.15 | 768.145
29269 | Salto | EP656J00IA38-S- | XS4 wide body electronic SALLIS wireless 125kHz Proximity push button privacy function, J lever, unhanded, antique brass finish, for use with 1 3/8" - 1 3/4" thick standard door | 1 |  | 1 Year | 903.7 | 0.15 | 768.145
29270 | Salto | EP656J00IA48-S- | XS4 wide body electronic SALLIS wireless 125kHz Proximity push button privacy function, J lever, unhanded, antique brass finish, for use with 1 3/4" - 2 1/4" thick door | 1 |  | 1 Year | 903.7 | 0.15 | 768.145
29271 | Salto | EP656J00IM38-S- | XS4 wide body electronic SALLIS wireless 125kHz Proximity push button privacy function, J lever, unhanded, satin stainless finish, for use with 1 3/8" - 1 3/4" thick standard door | 1 |  | 1 Year | 851.7 | 0.15 | 723.945
29272 | Salto | EP656J00IM48-S- | XS4 wide body electronic SALLIS wireless 125kHz Proximity push button privacy function, J lever, unhanded, satin stainless finish, for use with 1 3/4" - 2 1/4" thick door | 1 |  | 1 Year | 851.7 | 0.15 | 723.945
29273 | Salto | EP656J00NE38-S- | XS4 wide body electronic SALLIS wireless 125kHz Proximity push button privacy function, J lever, unhanded, black chromium finish, for use with 1 3/8" - 1 3/4" thick standard door | 1 |  | 1 Year | 886.4 | 0.15 | 753.44
29274 | Salto | EP656J00NE48-S- | XS4 wide body electronic SALLIS wireless 125kHz Proximity push button privacy function, J lever, unhanded, black chromium finish, for use with 1 3/4" - 2 1/4" thick door | 1 |  | 1 Year | 886.4 | 0.15 | 753.44
29275 | Salto | EP656J00PM38-S- | XS4 wide body electronic SALLIS wireless 125kHz Proximity push button privacy function, J lever, unhanded, satin brass finish, for use with 1 3/8" - 1 3/4" thick standard door | 1 |  | 1 Year | 851.7 | 0.15 | 723.945
29276 | Salto | EP656J00PM48-S- | XS4 wide body electronic SALLIS wireless 125kHz Proximity push button privacy function, J lever, unhanded, satin brass finish, for use with 1 3/4" - 2 1/4" thick door | 1 |  | 1 Year | 851.7 | 0.15 | 723.945
29277 | Salto | EP656K00IM38LS- | XS4 wide body electronic SALLIS wireless 125kHz Proximity push button privacy function, K lever, left handed, satin stainless finish, for use with 1 3/8" - 1 3/4" thick standard door | 1 |  | 1 Year | 851.7 | 0.15 | 723.945
29278 | Salto | EP656K00IM38RS- | XS4 wide body electronic SALLIS wireless 125kHz Proximity push button privacy function, K lever, right handed, satin stainless finish, for use with 1 3/8" - 1 3/4" thick standard door | 1 |  | 1 Year | 851.7 | 0.15 | 723.945
29279 | Salto | EP656K00IM48LS- | XS4 wide body electronic SALLIS wireless 125kHz Proximity push button privacy function, K lever, left handed, satin stainless finish, for use with 1 3/4" - 2 1/4" thick door | 1 |  | 1 Year | 851.7 | 0.15 | 723.945
29280 | Salto | EP656K00IM48RS- | XS4 wide body electronic SALLIS wireless 125kHz Proximity push button privacy function, K lever, right handed, satin stainless finish, for use with 1 3/4" - 2 1/4" thick door | 1 |  | 1 Year | 851.7 | 0.15 | 723.945
29281 | Salto | EP656K00IP38LS- | XS4 wide body electronic SALLIS wireless 125kHz Proximity push button privacy function, K lever, left handed, bright stainless steel finish, for use with 1 3/8" - 1 3/4" thick standard door | 1 |  | 1 Year | 868 | 0.15 | 737.8
29282 | Salto | EP656K00IP38RS- | XS4 wide body electronic SALLIS wireless 125kHz Proximity push button privacy function, K lever, right handed, bright stainless steel finish, for use with 1 3/8" - 1 3/4" thick standard door | 1 |  | 1 Year | 868 | 0.15 | 737.8
29283 | Salto | EP656K00IP48LS- | XS4 wide body electronic SALLIS wireless 125kHz Proximity push button privacy function, K lever, left handed, bright stainless steel finish, for use with 1 3/4" - 2 1/4" thick door | 1 |  | 1 Year | 868 | 0.15 | 737.8
29284 | Salto | EP656K00IP48RS- | XS4 wide body electronic SALLIS wireless 125kHz Proximity push button privacy function, K lever, right handed, bright stainless steel finish, for use with 1 3/4" - 2 1/4" thick door | 1 |  | 1 Year | 868 | 0.15 | 737.8
29285 | Salto | EP656K00PP38LS- | XS4 wide body electronic SALLIS wireless 125kHz Proximity push button privacy function, K lever, left handed, bright brass finish, for use with 1 3/8" - 1 3/4" thick standard door | 1 |  | 1 Year | 868 | 0.15 | 737.8
29286 | Salto | EP656K00PP38RS- | XS4 wide body electronic SALLIS wireless 125kHz Proximity push button privacy function, K lever, right handed, bright brass finish, for use with 1 3/8" - 1 3/4" thick standard door | 1 |  | 1 Year | 868 | 0.15 | 737.8
29287 | Salto | EP656K00PP48LS- | XS4 wide body electronic SALLIS wireless 125kHz Proximity push button privacy function, K lever, left handed, bright brass finish, for use with 1 3/4" - 2 1/4" thick door | 1 |  | 1 Year | 868 | 0.15 | 737.8
29288 | Salto | EP656K00PP48RS- | XS4 wide body electronic SALLIS wireless 125kHz Proximity push button privacy function, K lever, right handed, bright brass finish, for use with 1 3/4" - 2 1/4" thick door | 1 |  | 1 Year | 868 | 0.15 | 737.8
29289 | Salto | EP656L00BC38-S- | XS4 wide body electronic SALLIS wireless 125kHz Proximity push button privacy function, L lever, unhanded, BioCote antimicrobial finish, for use with 1 3/8" - 1 3/4" thick standard door | 1 |  | 1 Year | 893.5 | 0.15 | 759.475
29290 | Salto | EP656L00BC48-S- | XS4 wide body electronic SALLIS wireless 125kHz Proximity push button privacy function, L lever, unhanded, BioCote antimicrobial finish, for use with 1 3/4" - 2 1/4" thick door | 1 |  | 1 Year | 893.5 | 0.15 | 759.475
29291 | Salto | EP656L00IA38-S- | XS4 wide body electronic SALLIS wireless 125kHz Proximity push button privacy function, L lever, unhanded, antique brass finish, for use with 1 3/8" - 1 3/4" thick standard door | 1 |  | 1 Year | 893.5 | 0.15 | 759.475
29292 | Salto | EP656L00IA48-S- | XS4 wide body electronic SALLIS wireless 125kHz Proximity push button privacy function, L lever, unhanded, antique brass finish, for use with 1 3/4" - 2 1/4" thick door | 1 |  | 1 Year | 893.5 | 0.15 | 759.475
29293 | Salto | EP656L00IM38-S- | XS4 wide body electronic SALLIS wireless 125kHz Proximity push button privacy function, L lever, unhanded, satin stainless finish, for use with 1 3/8" - 1 3/4" thick standard door | 1 |  | 1 Year | 841.5 | 0.15 | 715.275
29294 | Salto | EP656L00IM48-S- | XS4 wide body electronic SALLIS wireless 125kHz Proximity push button privacy function, L lever, unhanded, satin stainless finish, for use with 1 3/4" - 2 1/4" thick door | 1 |  | 1 Year | 841.5 | 0.15 | 715.275
29295 | Salto | EP656L00IP38-S- | XS4 wide body electronic SALLIS wireless 125kHz Proximity push button privacy function, L lever, unhanded, bright stainless steel finish, for use with 1 3/8" - 1 3/4" thick standard door | 1 |  | 1 Year | 857.8 | 0.15 | 729.13
29296 | Salto | EP656L00IP48-S- | XS4 wide body electronic SALLIS wireless 125kHz Proximity push button privacy function, L lever, unhanded, bright stainless steel finish, for use with 1 3/4" - 2 1/4" thick door | 1 |  | 1 Year | 857.8 | 0.15 | 729.13
29297 | Salto | EP656L00NE38-S- | XS4 wide body electronic SALLIS wireless 125kHz Proximity push button privacy function, L lever, unhanded, black chromium finish, for use with 1 3/8" - 1 3/4" thick standard door | 1 |  | 1 Year | 876.2 | 0.15 | 744.77
29298 | Salto | EP656L00NE48-S- | XS4 wide body electronic SALLIS wireless 125kHz Proximity push button privacy function, L lever, unhanded, black chromium finish, for use with 1 3/4" - 2 1/4" thick door | 1 |  | 1 Year | 876.2 | 0.15 | 744.77
29299 | Salto | EP656L00PM38-S- | XS4 wide body electronic SALLIS wireless 125kHz Proximity push button privacy function, L lever, unhanded, satin brass finish, for use with 1 3/8" - 1 3/4" thick standard door | 1 |  | 1 Year | 841.5 | 0.15 | 715.275
29300 | Salto | EP656L00PM48-S- | XS4 wide body electronic SALLIS wireless 125kHz Proximity push button privacy function, L lever, unhanded, satin brass finish, for use with 1 3/4" - 2 1/4" thick door | 1 |  | 1 Year | 841.5 | 0.15 | 715.275
29301 | Salto | EP656L00PP38-S- | XS4 wide body electronic SALLIS wireless 125kHz Proximity push button privacy function, L lever, unhanded, bright brass finish, for use with 1 3/8" - 1 3/4" thick standard door | 1 |  | 1 Year | 857.8 | 0.15 | 729.13
29302 | Salto | EP656L00PP48-S- | XS4 wide body electronic SALLIS wireless 125kHz Proximity push button privacy function, L lever, unhanded, bright brass finish, for use with 1 3/4" - 2 1/4" thick door | 1 |  | 1 Year | 857.8 | 0.15 | 729.13
29303 | Salto | EP656N00BC38-S- | XS4 wide body electronic SALLIS wireless 125kHz Proximity push button privacy function, N lever, unhanded, BioCote antimicrobial finish, for use with 1 3/8" - 1 3/4" thick standard door | 1 |  | 1 Year | 893.5 | 0.15 | 759.475
29304 | Salto | EP656N00BC48-S- | XS4 wide body electronic SALLIS wireless 125kHz Proximity push button privacy function, N lever, unhanded, BioCote antimicrobial finish, for use with 1 3/4" - 2 1/4" thick door | 1 |  | 1 Year | 893.5 | 0.15 | 759.475
29305 | Salto | EP656N00IM38-S- | XS4 wide body electronic SALLIS wireless 125kHz Proximity push button privacy function, N lever, unhanded, satin stainless finish, for use with 1 3/8" - 1 3/4" thick standard door | 1 |  | 1 Year | 841.5 | 0.15 | 715.275
29306 | Salto | EP656N00IM48-S- | XS4 wide body electronic SALLIS wireless 125kHz Proximity push button privacy function, N lever, unhanded, satin stainless finish, for use with 1 3/4" - 2 1/4" thick door | 1 |  | 1 Year | 841.5 | 0.15 | 715.275
29307 | Salto | EP656N00PM38-S- | XS4 wide body electronic SALLIS wireless 125kHz Proximity push button privacy function, N lever, unhanded, satin brass finish, for use with 1 3/8" - 1 3/4" thick standard door | 1 |  | 1 Year | 841.5 | 0.15 | 715.275
29308 | Salto | EP656N00PM48-S- | XS4 wide body electronic SALLIS wireless 125kHz Proximity push button privacy function, N lever, unhanded, satin brass finish, for use with 1 3/4" - 2 1/4" thick door | 1 |  | 1 Year | 841.5 | 0.15 | 715.275
29309 | Salto | EP656O00IA38LS- | XS4 wide body electronic SALLIS wireless 125kHz Proximity push button privacy function, O lever, left handed, antique brass finish, for use with 1 3/8" - 1 3/4" thick standard door | 1 |  | 1 Year | 903.7 | 0.15 | 768.145
29310 | Salto | EP656O00IA38RS- | XS4 wide body electronic SALLIS wireless 125kHz Proximity push button privacy function, O lever, right handed, antique brass finish, for use with 1 3/8" - 1 3/4" thick standard door | 1 |  | 1 Year | 903.7 | 0.15 | 768.145
29311 | Salto | EP656O00IA48LS- | XS4 wide body electronic SALLIS wireless 125kHz Proximity push button privacy function, O lever, left handed, antique brass finish, for use with 1 3/4" - 2 1/4" thick door | 1 |  | 1 Year | 903.7 | 0.15 | 768.145
29312 | Salto | EP656O00IA48RS- | XS4 wide body electronic SALLIS wireless 125kHz Proximity push button privacy function, O lever, right handed, antique brass finish, for use with 1 3/4" - 2 1/4" thick door | 1 |  | 1 Year | 903.7 | 0.15 | 768.145
29313 | Salto | EP656O00IM38LS- | XS4 wide body electronic SALLIS wireless 125kHz Proximity push button privacy function, O lever, left handed, satin stainless finish, for use with 1 3/8" - 1 3/4" thick standard door | 1 |  | 1 Year | 851.7 | 0.15 | 723.945
29314 | Salto | EP656O00IM38RS- | XS4 wide body electronic SALLIS wireless 125kHz Proximity push button privacy function, O lever, right handed, satin stainless finish, for use with 1 3/8" - 1 3/4" thick standard door | 1 |  | 1 Year | 851.7 | 0.15 | 723.945
29315 | Salto | EP656O00IM48LS- | XS4 wide body electronic SALLIS wireless 125kHz Proximity push button privacy function, O lever, left handed, satin stainless finish, for use with 1 3/4" - 2 1/4" thick door | 1 |  | 1 Year | 851.7 | 0.15 | 723.945
29316 | Salto | EP656O00IM48RS- | XS4 wide body electronic SALLIS wireless 125kHz Proximity push button privacy function, O lever, right handed, satin stainless finish, for use with 1 3/4" - 2 1/4" thick door | 1 |  | 1 Year | 851.7 | 0.15 | 723.945
29317 | Salto | EP656O00IP38LS- | XS4 wide body electronic SALLIS wireless 125kHz Proximity push button privacy function, O lever, left handed, bright stainless steel finish, for use with 1 3/8" - 1 3/4" thick standard door | 1 |  | 1 Year | 868 | 0.15 | 737.8
29318 | Salto | EP656O00IP38RS- | XS4 wide body electronic SALLIS wireless 125kHz Proximity push button privacy function, O lever, right handed, bright stainless steel finish, for use with 1 3/8" - 1 3/4" thick standard door | 1 |  | 1 Year | 868 | 0.15 | 737.8
29319 | Salto | EP656O00IP48LS- | XS4 wide body electronic SALLIS wireless 125kHz Proximity push button privacy function, O lever, left handed, bright stainless steel finish, for use with 1 3/4" - 2 1/4" thick door | 1 |  | 1 Year | 868 | 0.15 | 737.8
29320 | Salto | EP656O00IP48RS- | XS4 wide body electronic SALLIS wireless 125kHz Proximity push button privacy function, O lever, right handed, bright stainless steel finish, for use with 1 3/4" - 2 1/4" thick door | 1 |  | 1 Year | 868 | 0.15 | 737.8
29321 | Salto | EP656O00NE38LS- | XS4 wide body electronic SALLIS wireless 125kHz Proximity push button privacy function, O lever, left handed, black chromium finish, for use with 1 3/8" - 1 3/4" thick standard door | 1 |  | 1 Year | 886.4 | 0.15 | 753.44
29322 | Salto | EP656O00NE38RS- | XS4 wide body electronic SALLIS wireless 125kHz Proximity push button privacy function, O lever, right handed, black chromium finish, for use with 1 3/8" - 1 3/4" thick standard door | 1 |  | 1 Year | 886.4 | 0.15 | 753.44
29323 | Salto | EP656O00NE48LS- | XS4 wide body electronic SALLIS wireless 125kHz Proximity push button privacy function, O lever, left handed, black chromium finish, for use with 1 3/4" - 2 1/4" thick door | 1 |  | 1 Year | 886.4 | 0.15 | 753.44
29324 | Salto | EP656O00NE48RS- | XS4 wide body electronic SALLIS wireless 125kHz Proximity push button privacy function, O lever, right handed, black chromium finish, for use with 1 3/4" - 2 1/4" thick door | 1 |  | 1 Year | 886.4 | 0.15 | 753.44
29325 | Salto | EP656O00PM38LS- | XS4 wide body electronic SALLIS wireless 125kHz Proximity push button privacy function, O lever, left handed, satin brass finish, for use with 1 3/8" - 1 3/4" thick standard door | 1 |  | 1 Year | 851.7 | 0.15 | 723.945
29326 | Salto | EP656O00PM38RS- | XS4 wide body electronic SALLIS wireless 125kHz Proximity push button privacy function, O lever, right handed, satin brass finish, for use with 1 3/8" - 1 3/4" thick standard door | 1 |  | 1 Year | 851.7 | 0.15 | 723.945
29327 | Salto | EP656O00PM48LS- | XS4 wide body electronic SALLIS wireless 125kHz Proximity push button privacy function, O lever, left handed, satin brass finish, for use with 1 3/4" - 2 1/4" thick door | 1 |  | 1 Year | 851.7 | 0.15 | 723.945
29328 | Salto | EP656O00PM48RS- | XS4 wide body electronic SALLIS wireless 125kHz Proximity push button privacy function, O lever, right handed, satin brass finish, for use with 1 3/4" - 2 1/4" thick door | 1 |  | 1 Year | 851.7 | 0.15 | 723.945
29329 | Salto | EP656O00PP38LS- | XS4 wide body electronic SALLIS wireless 125kHz Proximity push button privacy function, O lever, left handed, bright brass finish, for use with 1 3/8" - 1 3/4" thick standard door | 1 |  | 1 Year | 868 | 0.15 | 737.8
29330 | Salto | EP656O00PP38RS- | XS4 wide body electronic SALLIS wireless 125kHz Proximity push button privacy function, O lever, right handed, bright brass finish, for use with 1 3/8" - 1 3/4" thick standard door | 1 |  | 1 Year | 868 | 0.15 | 737.8
29331 | Salto | EP656O00PP48LS- | XS4 wide body electronic SALLIS wireless 125kHz Proximity push button privacy function, O lever, left handed, bright brass finish, for use with 1 3/4" - 2 1/4" thick door | 1 |  | 1 Year | 868 | 0.15 | 737.8
29332 | Salto | EP656O00PP48RS- | XS4 wide body electronic SALLIS wireless 125kHz Proximity push button privacy function, O lever, right handed, bright brass finish, for use with 1 3/4" - 2 1/4" thick door | 1 |  | 1 Year | 868 | 0.15 | 737.8
29333 | Salto | EP656W00BC38-S- | XS4 wide body electronic SALLIS wireless 125kHz Proximity push button privacy function, W lever, unhanded, BioCote antimicrobial finish, for use with 1 3/8" - 1 3/4" thick standard door | 1 |  | 1 Year | 893.5 | 0.15 | 759.475
29334 | Salto | EP656W00BC48-S- | XS4 wide body electronic SALLIS wireless 125kHz Proximity push button privacy function, W lever, unhanded, BioCote antimicrobial finish, for use with 1 3/4" - 2 1/4" thick door | 1 |  | 1 Year | 893.5 | 0.15 | 759.475
29335 | Salto | EP656W00IA38-S- | XS4 wide body electronic SALLIS wireless 125kHz Proximity push button privacy function, W lever, unhanded, antique brass finish, for use with 1 3/8" - 1 3/4" thick standard door | 1 |  | 1 Year | 893.5 | 0.15 | 759.475
29336 | Salto | EP656W00IA48-S- | XS4 wide body electronic SALLIS wireless 125kHz Proximity push button privacy function, W lever, unhanded, antique brass finish, for use with 1 3/4" - 2 1/4" thick door | 1 |  | 1 Year | 893.5 | 0.15 | 759.475
29337 | Salto | EP656W00IM38-S- | XS4 wide body electronic SALLIS wireless 125kHz Proximity push button privacy function, W lever, unhanded, satin stainless finish, for use with 1 3/8" - 1 3/4" thick standard door | 1 |  | 1 Year | 841.5 | 0.15 | 715.275
29338 | Salto | EP656W00IM48-S- | XS4 wide body electronic SALLIS wireless 125kHz Proximity push button privacy function, W lever, unhanded, satin stainless finish, for use with 1 3/4" - 2 1/4" thick door | 1 |  | 1 Year | 841.5 | 0.15 | 715.275
29339 | Salto | EP656W00IP38-S- | XS4 wide body electronic SALLIS wireless 125kHz Proximity push button privacy function, W lever, unhanded, bright stainless steel finish, for use with 1 3/8" - 1 3/4" thick standard door | 1 |  | 1 Year | 857.8 | 0.15 | 729.13
29340 | Salto | EP656W00IP48-S- | XS4 wide body electronic SALLIS wireless 125kHz Proximity push button privacy function, W lever, unhanded, bright stainless steel finish, for use with 1 3/4" - 2 1/4" thick door | 1 |  | 1 Year | 857.8 | 0.15 | 729.13
29341 | Salto | EP656W00NE38-S- | XS4 wide body electronic SALLIS wireless 125kHz Proximity push button privacy function, W lever, unhanded, black chromium finish, for use with 1 3/8" - 1 3/4" thick standard door | 1 |  | 1 Year | 876.2 | 0.15 | 744.77
29342 | Salto | EP656W00NE48-S- | XS4 wide body electronic SALLIS wireless 125kHz Proximity push button privacy function, W lever, unhanded, black chromium finish, for use with 1 3/4" - 2 1/4" thick door | 1 |  | 1 Year | 876.2 | 0.15 | 744.77
29343 | Salto | EP656W00PM38-S- | XS4 wide body electronic SALLIS wireless 125kHz Proximity push button privacy function, W lever, unhanded, satin brass finish, for use with 1 3/8" - 1 3/4" thick standard door | 1 |  | 1 Year | 841.5 | 0.15 | 715.275
29344 | Salto | EP656W00PM48-S- | XS4 wide body electronic SALLIS wireless 125kHz Proximity push button privacy function, W lever, unhanded, satin brass finish, for use with 1 3/4" - 2 1/4" thick door | 1 |  | 1 Year | 841.5 | 0.15 | 715.275
29345 | Salto | EP656W00PP38-S- | XS4 wide body electronic SALLIS wireless 125kHz Proximity push button privacy function, W lever, unhanded, bright brass finish, for use with 1 3/8" - 1 3/4" thick standard door | 1 |  | 1 Year | 857.8 | 0.15 | 729.13
29346 | Salto | EP656W00PP48-S- | XS4 wide body electronic SALLIS wireless 125kHz Proximity push button privacy function, W lever, unhanded, bright brass finish, for use with 1 3/4" - 2 1/4" thick door | 1 |  | 1 Year | 857.8 | 0.15 | 729.13
29347 | Salto | EP658261IM38-S- | XS4 wide body electronic SALLIS wireless 125kHz Proximity deadbolt privacy function, Columbo Robodue premium series lever, unhanded, satin stainless finish, for use with 1 3/8" - 1 3/4" thick standard door | 1 |  | 1 Year | 887.4 | 0.15 | 754.29
29348 | Salto | EP658261IM48-S- | XS4 wide body electronic SALLIS wireless 125kHz Proximity deadbolt privacy function, Columbo Robodue premium series lever, unhanded, satin stainless finish, for use with 1 3/4" - 2 1/4" thick door | 1 |  | 1 Year | 887.4 | 0.15 | 754.29
29349 | Salto | EP658261IP38-S- | XS4 wide body electronic SALLIS wireless 125kHz Proximity deadbolt privacy function, Columbo Robodue premium series lever, unhanded, bright stainless steel finish, for use with 1 3/8" - 1 3/4" thick standard door | 1 |  | 1 Year | 903.7 | 0.15 | 768.145
29350 | Salto | EP658261IP48-S- | XS4 wide body electronic SALLIS wireless 125kHz Proximity deadbolt privacy function, Columbo Robodue premium series lever, unhanded, bright stainless steel finish, for use with 1 3/4" - 2 1/4" thick door | 1 |  | 1 Year | 903.7 | 0.15 | 768.145
29351 | Salto | EP658261PP38-S- | XS4 wide body electronic SALLIS wireless 125kHz Proximity deadbolt privacy function, Columbo Robodue premium series lever, unhanded, bright brass finish, for use with 1 3/8" - 1 3/4" thick standard door | 1 |  | 1 Year | 903.7 | 0.15 | 768.145
29352 | Salto | EP658261PP48-S- | XS4 wide body electronic SALLIS wireless 125kHz Proximity deadbolt privacy function, Columbo Robodue premium series lever, unhanded, bright brass finish, for use with 1 3/4" - 2 1/4" thick door | 1 |  | 1 Year | 903.7 | 0.15 | 768.145
29353 | Salto | EP658262IM38-S- | XS4 wide body electronic SALLIS wireless 125kHz Proximity deadbolt privacy function, Columbo Robodue premium series lever, unhanded, satin stainless finish, for use with 1 3/8" - 1 3/4" thick standard door | 1 |  | 1 Year | 887.4 | 0.15 | 754.29
29354 | Salto | EP658262IM48-S- | XS4 wide body electronic SALLIS wireless 125kHz Proximity deadbolt privacy function, Columbo Robodue premium series lever, unhanded, satin stainless finish, for use with 1 3/4" - 2 1/4" thick door | 1 |  | 1 Year | 887.4 | 0.15 | 754.29
29355 | Salto | EP658262IP38-S- | XS4 wide body electronic SALLIS wireless 125kHz Proximity deadbolt privacy function, Columbo Robodue premium series lever, unhanded, bright stainless steel finish, for use with 1 3/8" - 1 3/4" thick standard door | 1 |  | 1 Year | 903.7 | 0.15 | 768.145
29356 | Salto | EP658262IP48-S- | XS4 wide body electronic SALLIS wireless 125kHz Proximity deadbolt privacy function, Columbo Robodue premium series lever, unhanded, bright stainless steel finish, for use with 1 3/4" - 2 1/4" thick door | 1 |  | 1 Year | 903.7 | 0.15 | 768.145
29357 | Salto | EP658262PP38-S- | XS4 wide body electronic SALLIS wireless 125kHz Proximity deadbolt privacy function, Columbo Robodue premium series lever, unhanded, bright brass finish, for use with 1 3/8" - 1 3/4" thick standard door | 1 |  | 1 Year | 903.7 | 0.15 | 768.145
29358 | Salto | EP658262PP48-S- | XS4 wide body electronic SALLIS wireless 125kHz Proximity deadbolt privacy function, Columbo Robodue premium series lever, unhanded, bright brass finish, for use with 1 3/4" - 2 1/4" thick door | 1 |  | 1 Year | 903.7 | 0.15 | 768.145
29359 | Salto | EP658263IM38-S- | XS4 wide body electronic SALLIS wireless 125kHz Proximity deadbolt privacy function, Columbo Robodue premium series lever, unhanded, satin stainless finish, for use with 1 3/8" - 1 3/4" thick standard door | 1 |  | 1 Year | 887.4 | 0.15 | 754.29
29360 | Salto | EP658263IM48-S- | XS4 wide body electronic SALLIS wireless 125kHz Proximity deadbolt privacy function, Columbo Robodue premium series lever, unhanded, satin stainless finish, for use with 1 3/4" - 2 1/4" thick door | 1 |  | 1 Year | 887.4 | 0.15 | 754.29
29361 | Salto | EP658263IP38-S- | XS4 wide body electronic SALLIS wireless 125kHz Proximity deadbolt privacy function, Columbo Robodue premium series lever, unhanded, bright stainless steel finish, for use with 1 3/8" - 1 3/4" thick standard door | 1 |  | 1 Year | 903.7 | 0.15 | 768.145
29362 | Salto | EP658263IP48-S- | XS4 wide body electronic SALLIS wireless 125kHz Proximity deadbolt privacy function, Columbo Robodue premium series lever, unhanded, bright stainless steel finish, for use with 1 3/4" - 2 1/4" thick door | 1 |  | 1 Year | 903.7 | 0.15 | 768.145
29363 | Salto | EP658263PP38-S- | XS4 wide body electronic SALLIS wireless 125kHz Proximity deadbolt privacy function, Columbo Robodue premium series lever, unhanded, bright brass finish, for use with 1 3/8" - 1 3/4" thick standard door | 1 |  | 1 Year | 903.7 | 0.15 | 768.145
29364 | Salto | EP658263PP48-S- | XS4 wide body electronic SALLIS wireless 125kHz Proximity deadbolt privacy function, Columbo Robodue premium series lever, unhanded, bright brass finish, for use with 1 3/4" - 2 1/4" thick door | 1 |  | 1 Year | 903.7 | 0.15 | 768.145
29365 | Salto | EP658361IM38-S- | XS4 wide body electronic SALLIS wireless 125kHz Proximity deadbolt privacy function, Columbo Robotre premium series lever, unhanded, satin stainless finish, for use with 1 3/8" - 1 3/4" thick standard door | 1 |  | 1 Year | 887.4 | 0.15 | 754.29
29366 | Salto | EP658361IM48-S- | XS4 wide body electronic SALLIS wireless 125kHz Proximity deadbolt privacy function, Columbo Robotre premium series lever, unhanded, satin stainless finish, for use with 1 3/4" - 2 1/4" thick door | 1 |  | 1 Year | 887.4 | 0.15 | 754.29
29367 | Salto | EP658361IP38-S- | XS4 wide body electronic SALLIS wireless 125kHz Proximity deadbolt privacy function, Columbo Robotre premium series lever, unhanded, bright stainless steel finish, for use with 1 3/8" - 1 3/4" thick standard door | 1 |  | 1 Year | 903.7 | 0.15 | 768.145
29368 | Salto | EP658361IP48-S- | XS4 wide body electronic SALLIS wireless 125kHz Proximity deadbolt privacy function, Columbo Robotre premium series lever, unhanded, bright stainless steel finish, for use with 1 3/4" - 2 1/4" thick door | 1 |  | 1 Year | 903.7 | 0.15 | 768.145
29369 | Salto | EP658361PP38-S- | XS4 wide body electronic SALLIS wireless 125kHz Proximity deadbolt privacy function, Columbo Robotre premium series lever, unhanded, bright brass finish, for use with 1 3/8" - 1 3/4" thick standard door | 1 |  | 1 Year | 903.7 | 0.15 | 768.145
29370 | Salto | EP658361PP48-S- | XS4 wide body electronic SALLIS wireless 125kHz Proximity deadbolt privacy function, Columbo Robotre premium series lever, unhanded, bright brass finish, for use with 1 3/4" - 2 1/4" thick door | 1 |  | 1 Year | 903.7 | 0.15 | 768.145
29371 | Salto | EP658362IM38-S- | XS4 wide body electronic SALLIS wireless 125kHz Proximity deadbolt privacy function, Columbo Robotre premium series lever, unhanded, satin stainless finish, for use with 1 3/8" - 1 3/4" thick standard door | 1 |  | 1 Year | 887.4 | 0.15 | 754.29
29372 | Salto | EP658362IM48-S- | XS4 wide body electronic SALLIS wireless 125kHz Proximity deadbolt privacy function, Columbo Robotre premium series lever, unhanded, satin stainless finish, for use with 1 3/4" - 2 1/4" thick door | 1 |  | 1 Year | 887.4 | 0.15 | 754.29
29373 | Salto | EP658362IP38-S- | XS4 wide body electronic SALLIS wireless 125kHz Proximity deadbolt privacy function, Columbo Robotre premium series lever, unhanded, bright stainless steel finish, for use with 1 3/8" - 1 3/4" thick standard door | 1 |  | 1 Year | 903.7 | 0.15 | 768.145
29374 | Salto | EP658362IP48-S- | XS4 wide body electronic SALLIS wireless 125kHz Proximity deadbolt privacy function, Columbo Robotre premium series lever, unhanded, bright stainless steel finish, for use with 1 3/4" - 2 1/4" thick door | 1 |  | 1 Year | 903.7 | 0.15 | 768.145
29375 | Salto | EP658362PP38-S- | XS4 wide body electronic SALLIS wireless 125kHz Proximity deadbolt privacy function, Columbo Robotre premium series lever, unhanded, bright brass finish, for use with 1 3/8" - 1 3/4" thick standard door | 1 |  | 1 Year | 903.7 | 0.15 | 768.145
29376 | Salto | EP658362PP48-S- | XS4 wide body electronic SALLIS wireless 125kHz Proximity deadbolt privacy function, Columbo Robotre premium series lever, unhanded, bright brass finish, for use with 1 3/4" - 2 1/4" thick door | 1 |  | 1 Year | 903.7 | 0.15 | 768.145
29377 | Salto | EP658363IM38-S- | XS4 wide body electronic SALLIS wireless 125kHz Proximity deadbolt privacy function, Columbo Robotre premium series lever, unhanded, satin stainless finish, for use with 1 3/8" - 1 3/4" thick standard door | 1 |  | 1 Year | 887.4 | 0.15 | 754.29
29378 | Salto | EP658363IM48-S- | XS4 wide body electronic SALLIS wireless 125kHz Proximity deadbolt privacy function, Columbo Robotre premium series lever, unhanded, satin stainless finish, for use with 1 3/4" - 2 1/4" thick door | 1 |  | 1 Year | 887.4 | 0.15 | 754.29
29379 | Salto | EP658363IP38-S- | XS4 wide body electronic SALLIS wireless 125kHz Proximity deadbolt privacy function, Columbo Robotre premium series lever, unhanded, bright stainless steel finish, for use with 1 3/8" - 1 3/4" thick standard door | 1 |  | 1 Year | 903.7 | 0.15 | 768.145
29380 | Salto | EP658363IP48-S- | XS4 wide body electronic SALLIS wireless 125kHz Proximity deadbolt privacy function, Columbo Robotre premium series lever, unhanded, bright stainless steel finish, for use with 1 3/4" - 2 1/4" thick door | 1 |  | 1 Year | 903.7 | 0.15 | 768.145
29381 | Salto | EP658363PP38-S- | XS4 wide body electronic SALLIS wireless 125kHz Proximity deadbolt privacy function, Columbo Robotre premium series lever, unhanded, bright brass finish, for use with 1 3/8" - 1 3/4" thick standard door | 1 |  | 1 Year | 903.7 | 0.15 | 768.145
29382 | Salto | EP658363PP48-S- | XS4 wide body electronic SALLIS wireless 125kHz Proximity deadbolt privacy function, Columbo Robotre premium series lever, unhanded, bright brass finish, for use with 1 3/4" - 2 1/4" thick door | 1 |  | 1 Year | 903.7 | 0.15 | 768.145
29383 | Salto | EP658461IM38-S- | XS4 wide body electronic SALLIS wireless 125kHz Proximity deadbolt privacy function, Columbo Roboquattro premium series lever, unhanded, satin stainless finish, for use with 1 3/8" - 1 3/4" thick standard door | 1 |  | 1 Year | 887.4 | 0.15 | 754.29
29384 | Salto | EP658461IM48-S- | XS4 wide body electronic SALLIS wireless 125kHz Proximity deadbolt privacy function, Columbo Roboquattro premium series lever, unhanded, satin stainless finish, for use with 1 3/4" - 2 1/4" thick door | 1 |  | 1 Year | 887.4 | 0.15 | 754.29
29385 | Salto | EP658461IP38-S- | XS4 wide body electronic SALLIS wireless 125kHz Proximity deadbolt privacy function, Columbo Roboquattro premium series lever, unhanded, bright stainless steel finish, for use with 1 3/8" - 1 3/4" thick standard door | 1 |  | 1 Year | 903.7 | 0.15 | 768.145
29386 | Salto | EP658461IP48-S- | XS4 wide body electronic SALLIS wireless 125kHz Proximity deadbolt privacy function, Columbo Roboquattro premium series lever, unhanded, bright stainless steel finish, for use with 1 3/4" - 2 1/4" thick door | 1 |  | 1 Year | 903.7 | 0.15 | 768.145
29387 | Salto | EP658461PP38-S- | XS4 wide body electronic SALLIS wireless 125kHz Proximity deadbolt privacy function, Columbo Roboquattro premium series lever, unhanded, bright brass finish, for use with 1 3/8" - 1 3/4" thick standard door | 1 |  | 1 Year | 903.7 | 0.15 | 768.145
29388 | Salto | EP658461PP48-S- | XS4 wide body electronic SALLIS wireless 125kHz Proximity deadbolt privacy function, Columbo Roboquattro premium series lever, unhanded, bright brass finish, for use with 1 3/4" - 2 1/4" thick door | 1 |  | 1 Year | 903.7 | 0.15 | 768.145
29389 | Salto | EP658462IM38-S- | XS4 wide body electronic SALLIS wireless 125kHz Proximity deadbolt privacy function, Columbo Roboquattro premium series lever, unhanded, satin stainless finish, for use with 1 3/8" - 1 3/4" thick standard door | 1 |  | 1 Year | 887.4 | 0.15 | 754.29
29390 | Salto | EP658462IM48-S- | XS4 wide body electronic SALLIS wireless 125kHz Proximity deadbolt privacy function, Columbo Roboquattro premium series lever, unhanded, satin stainless finish, for use with 1 3/4" - 2 1/4" thick door | 1 |  | 1 Year | 887.4 | 0.15 | 754.29
29391 | Salto | EP658462IP38-S- | XS4 wide body electronic SALLIS wireless 125kHz Proximity deadbolt privacy function, Columbo Roboquattro premium series lever, unhanded, bright stainless steel finish, for use with 1 3/8" - 1 3/4" thick standard door | 1 |  | 1 Year | 903.7 | 0.15 | 768.145
29392 | Salto | EP658462IP48-S- | XS4 wide body electronic SALLIS wireless 125kHz Proximity deadbolt privacy function, Columbo Roboquattro premium series lever, unhanded, bright stainless steel finish, for use with 1 3/4" - 2 1/4" thick door | 1 |  | 1 Year | 903.7 | 0.15 | 768.145
29393 | Salto | EP658462PP38-S- | XS4 wide body electronic SALLIS wireless 125kHz Proximity deadbolt privacy function, Columbo Roboquattro premium series lever, unhanded, bright brass finish, for use with 1 3/8" - 1 3/4" thick standard door | 1 |  | 1 Year | 903.7 | 0.15 | 768.145
29394 | Salto | EP658462PP48-S- | XS4 wide body electronic SALLIS wireless 125kHz Proximity deadbolt privacy function, Columbo Roboquattro premium series lever, unhanded, bright brass finish, for use with 1 3/4" - 2 1/4" thick door | 1 |  | 1 Year | 903.7 | 0.15 | 768.145
29395 | Salto | EP658463IM38-S- | XS4 wide body electronic SALLIS wireless 125kHz Proximity deadbolt privacy function, Columbo Roboquattro premium series lever, unhanded, satin stainless finish, for use with 1 3/8" - 1 3/4" thick standard door | 1 |  | 1 Year | 887.4 | 0.15 | 754.29
29396 | Salto | EP658463IM48-S- | XS4 wide body electronic SALLIS wireless 125kHz Proximity deadbolt privacy function, Columbo Roboquattro premium series lever, unhanded, satin stainless finish, for use with 1 3/4" - 2 1/4" thick door | 1 |  | 1 Year | 887.4 | 0.15 | 754.29
29397 | Salto | EP658463IP38-S- | XS4 wide body electronic SALLIS wireless 125kHz Proximity deadbolt privacy function, Columbo Roboquattro premium series lever, unhanded, bright stainless steel finish, for use with 1 3/8" - 1 3/4" thick standard door | 1 |  | 1 Year | 903.7 | 0.15 | 768.145
29398 | Salto | EP658463IP48-S- | XS4 wide body electronic SALLIS wireless 125kHz Proximity deadbolt privacy function, Columbo Roboquattro premium series lever, unhanded, bright stainless steel finish, for use with 1 3/4" - 2 1/4" thick door | 1 |  | 1 Year | 903.7 | 0.15 | 768.145
29399 | Salto | EP658463PP38-S- | XS4 wide body electronic SALLIS wireless 125kHz Proximity deadbolt privacy function, Columbo Roboquattro premium series lever, unhanded, bright brass finish, for use with 1 3/8" - 1 3/4" thick standard door | 1 |  | 1 Year | 903.7 | 0.15 | 768.145
29400 | Salto | EP658463PP48-S- | XS4 wide body electronic SALLIS wireless 125kHz Proximity deadbolt privacy function, Columbo Roboquattro premium series lever, unhanded, bright brass finish, for use with 1 3/4" - 2 1/4" thick door | 1 |  | 1 Year | 903.7 | 0.15 | 768.145
29401 | Salto | EP658761IM38-S- | XS4 wide body electronic SALLIS wireless 125kHz Proximity deadbolt privacy function, Columbo Mach premium series lever, unhanded, satin stainless finish, for use with 1 3/8" - 1 3/4" thick standard door | 1 |  | 1 Year | 887.4 | 0.15 | 754.29
29402 | Salto | EP658761IM48-S- | XS4 wide body electronic SALLIS wireless 125kHz Proximity deadbolt privacy function, Columbo Mach premium series lever, unhanded, satin stainless finish, for use with 1 3/4" - 2 1/4" thick door | 1 |  | 1 Year | 887.4 | 0.15 | 754.29
29403 | Salto | EP658761IP38-S- | XS4 wide body electronic SALLIS wireless 125kHz Proximity deadbolt privacy function, Columbo Mach premium series lever, unhanded, bright stainless steel finish, for use with 1 3/8" - 1 3/4" thick standard door | 1 |  | 1 Year | 903.7 | 0.15 | 768.145
29404 | Salto | EP658761IP48-S- | XS4 wide body electronic SALLIS wireless 125kHz Proximity deadbolt privacy function, Columbo Mach premium series lever, unhanded, bright stainless steel finish, for use with 1 3/4" - 2 1/4" thick door | 1 |  | 1 Year | 903.7 | 0.15 | 768.145
29405 | Salto | EP658761PP38-S- | XS4 wide body electronic SALLIS wireless 125kHz Proximity deadbolt privacy function, Columbo Mach premium series lever, unhanded, bright brass finish, for use with 1 3/8" - 1 3/4" thick standard door | 1 |  | 1 Year | 903.7 | 0.15 | 768.145
29406 | Salto | EP658761PP48-S- | XS4 wide body electronic SALLIS wireless 125kHz Proximity deadbolt privacy function, Columbo Mach premium series lever, unhanded, bright brass finish, for use with 1 3/4" - 2 1/4" thick door | 1 |  | 1 Year | 903.7 | 0.15 | 768.145
29407 | Salto | EP658762IM38-S- | XS4 wide body electronic SALLIS wireless 125kHz Proximity deadbolt privacy function, Columbo Mach premium series lever, unhanded, satin stainless finish, for use with 1 3/8" - 1 3/4" thick standard door | 1 |  | 1 Year | 887.4 | 0.15 | 754.29
29408 | Salto | EP658762IM48-S- | XS4 wide body electronic SALLIS wireless 125kHz Proximity deadbolt privacy function, Columbo Mach premium series lever, unhanded, satin stainless finish, for use with 1 3/4" - 2 1/4" thick door | 1 |  | 1 Year | 887.4 | 0.15 | 754.29
29409 | Salto | EP658762IP38-S- | XS4 wide body electronic SALLIS wireless 125kHz Proximity deadbolt privacy function, Columbo Mach premium series lever, unhanded, bright stainless steel finish, for use with 1 3/8" - 1 3/4" thick standard door | 1 |  | 1 Year | 903.7 | 0.15 | 768.145
29410 | Salto | EP658762IP48-S- | XS4 wide body electronic SALLIS wireless 125kHz Proximity deadbolt privacy function, Columbo Mach premium series lever, unhanded, bright stainless steel finish, for use with 1 3/4" - 2 1/4" thick door | 1 |  | 1 Year | 903.7 | 0.15 | 768.145
29411 | Salto | EP658762PP38-S- | XS4 wide body electronic SALLIS wireless 125kHz Proximity deadbolt privacy function, Columbo Mach premium series lever, unhanded, bright brass finish, for use with 1 3/8" - 1 3/4" thick standard door | 1 |  | 1 Year | 903.7 | 0.15 | 768.145
29412 | Salto | EP658762PP48-S- | XS4 wide body electronic SALLIS wireless 125kHz Proximity deadbolt privacy function, Columbo Mach premium series lever, unhanded, bright brass finish, for use with 1 3/4" - 2 1/4" thick door | 1 |  | 1 Year | 903.7 | 0.15 | 768.145
29413 | Salto | EP658763IM38-S- | XS4 wide body electronic SALLIS wireless 125kHz Proximity deadbolt privacy function, Columbo Mach premium series lever, unhanded, satin stainless finish, for use with 1 3/8" - 1 3/4" thick standard door | 1 |  | 1 Year | 887.4 | 0.15 | 754.29
29414 | Salto | EP658763IM48-S- | XS4 wide body electronic SALLIS wireless 125kHz Proximity deadbolt privacy function, Columbo Mach premium series lever, unhanded, satin stainless finish, for use with 1 3/4" - 2 1/4" thick door | 1 |  | 1 Year | 887.4 | 0.15 | 754.29
29415 | Salto | EP658763IP38-S- | XS4 wide body electronic SALLIS wireless 125kHz Proximity deadbolt privacy function, Columbo Mach premium series lever, unhanded, bright stainless steel finish, for use with 1 3/8" - 1 3/4" thick standard door | 1 |  | 1 Year | 903.7 | 0.15 | 768.145
29416 | Salto | EP658763IP48-S- | XS4 wide body electronic SALLIS wireless 125kHz Proximity deadbolt privacy function, Columbo Mach premium series lever, unhanded, bright stainless steel finish, for use with 1 3/4" - 2 1/4" thick door | 1 |  | 1 Year | 903.7 | 0.15 | 768.145
29417 | Salto | EP658763PP38-S- | XS4 wide body electronic SALLIS wireless 125kHz Proximity deadbolt privacy function, Columbo Mach premium series lever, unhanded, bright brass finish, for use with 1 3/8" - 1 3/4" thick standard door | 1 |  | 1 Year | 903.7 | 0.15 | 768.145
29418 | Salto | EP658763PP48-S- | XS4 wide body electronic SALLIS wireless 125kHz Proximity deadbolt privacy function, Columbo Mach premium series lever, unhanded, bright brass finish, for use with 1 3/4" - 2 1/4" thick door | 1 |  | 1 Year | 903.7 | 0.15 | 768.145
29419 | Salto | EP658A61BC38-S- | XS4 wide body electronic SALLIS wireless 125kHz Proximity deadbolt privacy function, A lever, unhanded, BioCote antimicrobial finish, for use with 1 3/8" - 1 3/4" thick standard door | 1 |  | 1 Year | 893.5 | 0.15 | 759.475
29420 | Salto | EP658A61BC48-S- | XS4 wide body electronic SALLIS wireless 125kHz Proximity deadbolt privacy function, A lever, unhanded, BioCote antimicrobial finish, for use with 1 3/4" - 2 1/4" thick door | 1 |  | 1 Year | 893.5 | 0.15 | 759.475
29421 | Salto | EP658A61IA38-S- | XS4 wide body electronic SALLIS wireless 125kHz Proximity deadbolt privacy function, A lever, unhanded, antique brass finish, for use with 1 3/8" - 1 3/4" thick standard door | 1 |  | 1 Year | 893.5 | 0.15 | 759.475
29422 | Salto | EP658A61IA48-S- | XS4 wide body electronic SALLIS wireless 125kHz Proximity deadbolt privacy function, A lever, unhanded, antique brass finish, for use with 1 3/4" - 2 1/4" thick door | 1 |  | 1 Year | 893.5 | 0.15 | 759.475
29423 | Salto | EP658A61IM38-S- | XS4 wide body electronic SALLIS wireless 125kHz Proximity deadbolt privacy function, A lever, unhanded, satin stainless finish, for use with 1 3/8" - 1 3/4" thick standard door | 1 |  | 1 Year | 841.5 | 0.15 | 715.275
29424 | Salto | EP658A61IM48-S- | XS4 wide body electronic SALLIS wireless 125kHz Proximity deadbolt privacy function, A lever, unhanded, satin stainless finish, for use with 1 3/4" - 2 1/4" thick door | 1 |  | 1 Year | 841.5 | 0.15 | 715.275
29425 | Salto | EP658A61IP38-S- | XS4 wide body electronic SALLIS wireless 125kHz Proximity deadbolt privacy function, A lever, unhanded, bright stainless steel finish, for use with 1 3/8" - 1 3/4" thick standard door | 1 |  | 1 Year | 857.8 | 0.15 | 729.13
29426 | Salto | EP658A61IP48-S- | XS4 wide body electronic SALLIS wireless 125kHz Proximity deadbolt privacy function, A lever, unhanded, bright stainless steel finish, for use with 1 3/4" - 2 1/4" thick door | 1 |  | 1 Year | 857.8 | 0.15 | 729.13
29427 | Salto | EP658A61NE38-S- | XS4 wide body electronic SALLIS wireless 125kHz Proximity deadbolt privacy function, A lever, unhanded, black chromium finish, for use with 1 3/8" - 1 3/4" thick standard door | 1 |  | 1 Year | 876.2 | 0.15 | 744.77
29428 | Salto | EP658A61NE48-S- | XS4 wide body electronic SALLIS wireless 125kHz Proximity deadbolt privacy function, A lever, unhanded, black chromium finish, for use with 1 3/4" - 2 1/4" thick door | 1 |  | 1 Year | 876.2 | 0.15 | 744.77
29429 | Salto | EP658A61PM38-S- | XS4 wide body electronic SALLIS wireless 125kHz Proximity deadbolt privacy function, A lever, unhanded, satin brass finish, for use with 1 3/8" - 1 3/4" thick standard door | 1 |  | 1 Year | 841.5 | 0.15 | 715.275
29430 | Salto | EP658A61PM48-S- | XS4 wide body electronic SALLIS wireless 125kHz Proximity deadbolt privacy function, A lever, unhanded, satin brass finish, for use with 1 3/4" - 2 1/4" thick door | 1 |  | 1 Year | 841.5 | 0.15 | 715.275
29431 | Salto | EP658A61PP38-S- | XS4 wide body electronic SALLIS wireless 125kHz Proximity deadbolt privacy function, A lever, unhanded, bright brass finish, for use with 1 3/8" - 1 3/4" thick standard door | 1 |  | 1 Year | 857.8 | 0.15 | 729.13
29432 | Salto | EP658A61PP48-S- | XS4 wide body electronic SALLIS wireless 125kHz Proximity deadbolt privacy function, A lever, unhanded, bright brass finish, for use with 1 3/4" - 2 1/4" thick door | 1 |  | 1 Year | 857.8 | 0.15 | 729.13
29433 | Salto | EP658A62BC38-S- | XS4 wide body electronic SALLIS wireless 125kHz Proximity deadbolt privacy function, A lever, unhanded, BioCote antimicrobial finish, for use with 1 3/8" - 1 3/4" thick standard door | 1 |  | 1 Year | 893.5 | 0.15 | 759.475
29434 | Salto | EP658A62BC48-S- | XS4 wide body electronic SALLIS wireless 125kHz Proximity deadbolt privacy function, A lever, unhanded, BioCote antimicrobial finish, for use with 1 3/4" - 2 1/4" thick door | 1 |  | 1 Year | 893.5 | 0.15 | 759.475
29435 | Salto | EP658A62IA38-S- | XS4 wide body electronic SALLIS wireless 125kHz Proximity deadbolt privacy function, A lever, unhanded, antique brass finish, for use with 1 3/8" - 1 3/4" thick standard door | 1 |  | 1 Year | 893.5 | 0.15 | 759.475
29436 | Salto | EP658A62IA48-S- | XS4 wide body electronic SALLIS wireless 125kHz Proximity deadbolt privacy function, A lever, unhanded, antique brass finish, for use with 1 3/4" - 2 1/4" thick door | 1 |  | 1 Year | 893.5 | 0.15 | 759.475
29437 | Salto | EP658A62IM38-S- | XS4 wide body electronic SALLIS wireless 125kHz Proximity deadbolt privacy function, A lever, unhanded, satin stainless finish, for use with 1 3/8" - 1 3/4" thick standard door | 1 |  | 1 Year | 841.5 | 0.15 | 715.275
29438 | Salto | EP658A62IM48-S- | XS4 wide body electronic SALLIS wireless 125kHz Proximity deadbolt privacy function, A lever, unhanded, satin stainless finish, for use with 1 3/4" - 2 1/4" thick door | 1 |  | 1 Year | 841.5 | 0.15 | 715.275
29439 | Salto | EP658A62IP38-S- | XS4 wide body electronic SALLIS wireless 125kHz Proximity deadbolt privacy function, A lever, unhanded, bright stainless steel finish, for use with 1 3/8" - 1 3/4" thick standard door | 1 |  | 1 Year | 857.8 | 0.15 | 729.13
29440 | Salto | EP658A62IP48-S- | XS4 wide body electronic SALLIS wireless 125kHz Proximity deadbolt privacy function, A lever, unhanded, bright stainless steel finish, for use with 1 3/4" - 2 1/4" thick door | 1 |  | 1 Year | 857.8 | 0.15 | 729.13
29441 | Salto | EP658A62NE38-S- | XS4 wide body electronic SALLIS wireless 125kHz Proximity deadbolt privacy function, A lever, unhanded, black chromium finish, for use with 1 3/8" - 1 3/4" thick standard door | 1 |  | 1 Year | 876.2 | 0.15 | 744.77
29442 | Salto | EP658A62NE48-S- | XS4 wide body electronic SALLIS wireless 125kHz Proximity deadbolt privacy function, A lever, unhanded, black chromium finish, for use with 1 3/4" - 2 1/4" thick door | 1 |  | 1 Year | 876.2 | 0.15 | 744.77
29443 | Salto | EP658A62PM38-S- | XS4 wide body electronic SALLIS wireless 125kHz Proximity deadbolt privacy function, A lever, unhanded, satin brass finish, for use with 1 3/8" - 1 3/4" thick standard door | 1 |  | 1 Year | 841.5 | 0.15 | 715.275
29444 | Salto | EP658A62PM48-S- | XS4 wide body electronic SALLIS wireless 125kHz Proximity deadbolt privacy function, A lever, unhanded, satin brass finish, for use with 1 3/4" - 2 1/4" thick door | 1 |  | 1 Year | 841.5 | 0.15 | 715.275
29445 | Salto | EP658A62PP38-S- | XS4 wide body electronic SALLIS wireless 125kHz Proximity deadbolt privacy function, A lever, unhanded, bright brass finish, for use with 1 3/8" - 1 3/4" thick standard door | 1 |  | 1 Year | 857.8 | 0.15 | 729.13
29446 | Salto | EP658A62PP48-S- | XS4 wide body electronic SALLIS wireless 125kHz Proximity deadbolt privacy function, A lever, unhanded, bright brass finish, for use with 1 3/4" - 2 1/4" thick door | 1 |  | 1 Year | 857.8 | 0.15 | 729.13
29447 | Salto | EP658A63BC38-S- | XS4 wide body electronic SALLIS wireless 125kHz Proximity deadbolt privacy function, A lever, unhanded, BioCote antimicrobial finish, for use with 1 3/8" - 1 3/4" thick standard door | 1 |  | 1 Year | 893.5 | 0.15 | 759.475
29448 | Salto | EP658A63BC48-S- | XS4 wide body electronic SALLIS wireless 125kHz Proximity deadbolt privacy function, A lever, unhanded, BioCote antimicrobial finish, for use with 1 3/4" - 2 1/4" thick door | 1 |  | 1 Year | 893.5 | 0.15 | 759.475
29449 | Salto | EP658A63IA38-S- | XS4 wide body electronic SALLIS wireless 125kHz Proximity deadbolt privacy function, A lever, unhanded, antique brass finish, for use with 1 3/8" - 1 3/4" thick standard door | 1 |  | 1 Year | 893.5 | 0.15 | 759.475
29450 | Salto | EP658A63IA48-S- | XS4 wide body electronic SALLIS wireless 125kHz Proximity deadbolt privacy function, A lever, unhanded, antique brass finish, for use with 1 3/4" - 2 1/4" thick door | 1 |  | 1 Year | 893.5 | 0.15 | 759.475
29451 | Salto | EP658A63IM38-S- | XS4 wide body electronic SALLIS wireless 125kHz Proximity deadbolt privacy function, A lever, unhanded, satin stainless finish, for use with 1 3/8" - 1 3/4" thick standard door | 1 |  | 1 Year | 841.5 | 0.15 | 715.275
29452 | Salto | EP658A63IM48-S- | XS4 wide body electronic SALLIS wireless 125kHz Proximity deadbolt privacy function, A lever, unhanded, satin stainless finish, for use with 1 3/4" - 2 1/4" thick door | 1 |  | 1 Year | 841.5 | 0.15 | 715.275
29453 | Salto | EP658A63IP38-S- | XS4 wide body electronic SALLIS wireless 125kHz Proximity deadbolt privacy function, A lever, unhanded, bright stainless steel finish, for use with 1 3/8" - 1 3/4" thick standard door | 1 |  | 1 Year | 857.8 | 0.15 | 729.13
29454 | Salto | EP658A63IP48-S- | XS4 wide body electronic SALLIS wireless 125kHz Proximity deadbolt privacy function, A lever, unhanded, bright stainless steel finish, for use with 1 3/4" - 2 1/4" thick door | 1 |  | 1 Year | 857.8 | 0.15 | 729.13
29455 | Salto | EP658A63NE38-S- | XS4 wide body electronic SALLIS wireless 125kHz Proximity deadbolt privacy function, A lever, unhanded, black chromium finish, for use with 1 3/8" - 1 3/4" thick standard door | 1 |  | 1 Year | 876.2 | 0.15 | 744.77
29456 | Salto | EP658A63NE48-S- | XS4 wide body electronic SALLIS wireless 125kHz Proximity deadbolt privacy function, A lever, unhanded, black chromium finish, for use with 1 3/4" - 2 1/4" thick door | 1 |  | 1 Year | 876.2 | 0.15 | 744.77
29457 | Salto | EP658A63PM38-S- | XS4 wide body electronic SALLIS wireless 125kHz Proximity deadbolt privacy function, A lever, unhanded, satin brass finish, for use with 1 3/8" - 1 3/4" thick standard door | 1 |  | 1 Year | 841.5 | 0.15 | 715.275
29458 | Salto | EP658A63PM48-S- | XS4 wide body electronic SALLIS wireless 125kHz Proximity deadbolt privacy function, A lever, unhanded, satin brass finish, for use with 1 3/4" - 2 1/4" thick door | 1 |  | 1 Year | 841.5 | 0.15 | 715.275
29459 | Salto | EP658A63PP38-S- | XS4 wide body electronic SALLIS wireless 125kHz Proximity deadbolt privacy function, A lever, unhanded, bright brass finish, for use with 1 3/8" - 1 3/4" thick standard door | 1 |  | 1 Year | 857.8 | 0.15 | 729.13
29460 | Salto | EP658A63PP48-S- | XS4 wide body electronic SALLIS wireless 125kHz Proximity deadbolt privacy function, A lever, unhanded, bright brass finish, for use with 1 3/4" - 2 1/4" thick door | 1 |  | 1 Year | 857.8 | 0.15 | 729.13
29461 | Salto | EP658G61BC38-S- | XS4 wide body electronic SALLIS wireless 125kHz Proximity deadbolt privacy function, G lever, unhanded, BioCote antimicrobial finish, for use with 1 3/8" - 1 3/4" thick standard door | 1 |  | 1 Year | 893.5 | 0.15 | 759.475
29462 | Salto | EP658G61BC48-S- | XS4 wide body electronic SALLIS wireless 125kHz Proximity deadbolt privacy function, G lever, unhanded, BioCote antimicrobial finish, for use with 1 3/4" - 2 1/4" thick door | 1 |  | 1 Year | 893.5 | 0.15 | 759.475
29463 | Salto | EP658G61IM38-S- | XS4 wide body electronic SALLIS wireless 125kHz Proximity deadbolt privacy function, G lever, unhanded, satin stainless finish, for use with 1 3/8" - 1 3/4" thick standard door | 1 |  | 1 Year | 841.5 | 0.15 | 715.275
29464 | Salto | EP658G61IM48-S- | XS4 wide body electronic SALLIS wireless 125kHz Proximity deadbolt privacy function, G lever, unhanded, satin stainless finish, for use with 1 3/4" - 2 1/4" thick door | 1 |  | 1 Year | 841.5 | 0.15 | 715.275
29465 | Salto | EP658G61PM38-S- | XS4 wide body electronic SALLIS wireless 125kHz Proximity deadbolt privacy function, G lever, unhanded, satin brass finish, for use with 1 3/8" - 1 3/4" thick standard door | 1 |  | 1 Year | 841.5 | 0.15 | 715.275
29466 | Salto | EP658G61PM48-S- | XS4 wide body electronic SALLIS wireless 125kHz Proximity deadbolt privacy function, G lever, unhanded, satin brass finish, for use with 1 3/4" - 2 1/4" thick door | 1 |  | 1 Year | 841.5 | 0.15 | 715.275
29467 | Salto | EP658G62BC38-S- | XS4 wide body electronic SALLIS wireless 125kHz Proximity deadbolt privacy function, G lever, unhanded, BioCote antimicrobial finish, for use with 1 3/8" - 1 3/4" thick standard door | 1 |  | 1 Year | 893.5 | 0.15 | 759.475
29468 | Salto | EP658G62BC48-S- | XS4 wide body electronic SALLIS wireless 125kHz Proximity deadbolt privacy function, G lever, unhanded, BioCote antimicrobial finish, for use with 1 3/4" - 2 1/4" thick door | 1 |  | 1 Year | 893.5 | 0.15 | 759.475
29469 | Salto | EP658G62IM38-S- | XS4 wide body electronic SALLIS wireless 125kHz Proximity deadbolt privacy function, G lever, unhanded, satin stainless finish, for use with 1 3/8" - 1 3/4" thick standard door | 1 |  | 1 Year | 841.5 | 0.15 | 715.275
29470 | Salto | EP658G62IM48-S- | XS4 wide body electronic SALLIS wireless 125kHz Proximity deadbolt privacy function, G lever, unhanded, satin stainless finish, for use with 1 3/4" - 2 1/4" thick door | 1 |  | 1 Year | 841.5 | 0.15 | 715.275
29471 | Salto | EP658G62PM38-S- | XS4 wide body electronic SALLIS wireless 125kHz Proximity deadbolt privacy function, G lever, unhanded, satin brass finish, for use with 1 3/8" - 1 3/4" thick standard door | 1 |  | 1 Year | 841.5 | 0.15 | 715.275
29472 | Salto | EP658G62PM48-S- | XS4 wide body electronic SALLIS wireless 125kHz Proximity deadbolt privacy function, G lever, unhanded, satin brass finish, for use with 1 3/4" - 2 1/4" thick door | 1 |  | 1 Year | 841.5 | 0.15 | 715.275
29473 | Salto | EP658G63BC38-S- | XS4 wide body electronic SALLIS wireless 125kHz Proximity deadbolt privacy function, G lever, unhanded, BioCote antimicrobial finish, for use with 1 3/8" - 1 3/4" thick standard door | 1 |  | 1 Year | 893.5 | 0.15 | 759.475
29474 | Salto | EP658G63BC48-S- | XS4 wide body electronic SALLIS wireless 125kHz Proximity deadbolt privacy function, G lever, unhanded, BioCote antimicrobial finish, for use with 1 3/4" - 2 1/4" thick door | 1 |  | 1 Year | 893.5 | 0.15 | 759.475
29475 | Salto | EP658G63IM38-S- | XS4 wide body electronic SALLIS wireless 125kHz Proximity deadbolt privacy function, G lever, unhanded, satin stainless finish, for use with 1 3/8" - 1 3/4" thick standard door | 1 |  | 1 Year | 841.5 | 0.15 | 715.275
29476 | Salto | EP658G63IM48-S- | XS4 wide body electronic SALLIS wireless 125kHz Proximity deadbolt privacy function, G lever, unhanded, satin stainless finish, for use with 1 3/4" - 2 1/4" thick door | 1 |  | 1 Year | 841.5 | 0.15 | 715.275
29477 | Salto | EP658G63PM38-S- | XS4 wide body electronic SALLIS wireless 125kHz Proximity deadbolt privacy function, G lever, unhanded, satin brass finish, for use with 1 3/8" - 1 3/4" thick standard door | 1 |  | 1 Year | 841.5 | 0.15 | 715.275
29478 | Salto | EP658G63PM48-S- | XS4 wide body electronic SALLIS wireless 125kHz Proximity deadbolt privacy function, G lever, unhanded, satin brass finish, for use with 1 3/4" - 2 1/4" thick door | 1 |  | 1 Year | 841.5 | 0.15 | 715.275
29479 | Salto | EP658J61BC38-S- | XS4 wide body electronic SALLIS wireless 125kHz Proximity deadbolt privacy function, J lever, unhanded, BioCote antimicrobial finish, for use with 1 3/8" - 1 3/4" thick standard door | 1 |  | 1 Year | 903.7 | 0.15 | 768.145
29480 | Salto | EP658J61BC48-S- | XS4 wide body electronic SALLIS wireless 125kHz Proximity deadbolt privacy function, J lever, unhanded, BioCote antimicrobial finish, for use with 1 3/4" - 2 1/4" thick door | 1 |  | 1 Year | 903.7 | 0.15 | 768.145
29481 | Salto | EP658J61IA38-S- | XS4 wide body electronic SALLIS wireless 125kHz Proximity deadbolt privacy function, J lever, unhanded, antique brass finish, for use with 1 3/8" - 1 3/4" thick standard door | 1 |  | 1 Year | 903.7 | 0.15 | 768.145
29482 | Salto | EP658J61IA48-S- | XS4 wide body electronic SALLIS wireless 125kHz Proximity deadbolt privacy function, J lever, unhanded, antique brass finish, for use with 1 3/4" - 2 1/4" thick door | 1 |  | 1 Year | 903.7 | 0.15 | 768.145
29483 | Salto | EP658J61IM38-S- | XS4 wide body electronic SALLIS wireless 125kHz Proximity deadbolt privacy function, J lever, unhanded, satin stainless finish, for use with 1 3/8" - 1 3/4" thick standard door | 1 |  | 1 Year | 851.7 | 0.15 | 723.945
29484 | Salto | EP658J61IM48-S- | XS4 wide body electronic SALLIS wireless 125kHz Proximity deadbolt privacy function, J lever, unhanded, satin stainless finish, for use with 1 3/4" - 2 1/4" thick door | 1 |  | 1 Year | 851.7 | 0.15 | 723.945
29485 | Salto | EP658J61NE38-S- | XS4 wide body electronic SALLIS wireless 125kHz Proximity deadbolt privacy function, J lever, unhanded, black chromium finish, for use with 1 3/8" - 1 3/4" thick standard door | 1 |  | 1 Year | 886.4 | 0.15 | 753.44
29486 | Salto | EP658J61NE48-S- | XS4 wide body electronic SALLIS wireless 125kHz Proximity deadbolt privacy function, J lever, unhanded, black chromium finish, for use with 1 3/4" - 2 1/4" thick door | 1 |  | 1 Year | 886.4 | 0.15 | 753.44
29487 | Salto | EP658J61PM38-S- | XS4 wide body electronic SALLIS wireless 125kHz Proximity deadbolt privacy function, J lever, unhanded, satin brass finish, for use with 1 3/8" - 1 3/4" thick standard door | 1 |  | 1 Year | 851.7 | 0.15 | 723.945
29488 | Salto | EP658J61PM48-S- | XS4 wide body electronic SALLIS wireless 125kHz Proximity deadbolt privacy function, J lever, unhanded, satin brass finish, for use with 1 3/4" - 2 1/4" thick door | 1 |  | 1 Year | 851.7 | 0.15 | 723.945
29489 | Salto | EP658J62BC38-S- | XS4 wide body electronic SALLIS wireless 125kHz Proximity deadbolt privacy function, J lever, unhanded, BioCote antimicrobial finish, for use with 1 3/8" - 1 3/4" thick standard door | 1 |  | 1 Year | 903.7 | 0.15 | 768.145
29490 | Salto | EP658J62BC48-S- | XS4 wide body electronic SALLIS wireless 125kHz Proximity deadbolt privacy function, J lever, unhanded, BioCote antimicrobial finish, for use with 1 3/4" - 2 1/4" thick door | 1 |  | 1 Year | 903.7 | 0.15 | 768.145
29491 | Salto | EP658J62IA38-S- | XS4 wide body electronic SALLIS wireless 125kHz Proximity deadbolt privacy function, J lever, unhanded, antique brass finish, for use with 1 3/8" - 1 3/4" thick standard door | 1 |  | 1 Year | 903.7 | 0.15 | 768.145
29492 | Salto | EP658J62IA48-S- | XS4 wide body electronic SALLIS wireless 125kHz Proximity deadbolt privacy function, J lever, unhanded, antique brass finish, for use with 1 3/4" - 2 1/4" thick door | 1 |  | 1 Year | 903.7 | 0.15 | 768.145
29493 | Salto | EP658J62IM38-S- | XS4 wide body electronic SALLIS wireless 125kHz Proximity deadbolt privacy function, J lever, unhanded, satin stainless finish, for use with 1 3/8" - 1 3/4" thick standard door | 1 |  | 1 Year | 851.7 | 0.15 | 723.945
29494 | Salto | EP658J62IM48-S- | XS4 wide body electronic SALLIS wireless 125kHz Proximity deadbolt privacy function, J lever, unhanded, satin stainless finish, for use with 1 3/4" - 2 1/4" thick door | 1 |  | 1 Year | 851.7 | 0.15 | 723.945
29495 | Salto | EP658J62NE38-S- | XS4 wide body electronic SALLIS wireless 125kHz Proximity deadbolt privacy function, J lever, unhanded, black chromium finish, for use with 1 3/8" - 1 3/4" thick standard door | 1 |  | 1 Year | 886.4 | 0.15 | 753.44
29496 | Salto | EP658J62NE48-S- | XS4 wide body electronic SALLIS wireless 125kHz Proximity deadbolt privacy function, J lever, unhanded, black chromium finish, for use with 1 3/4" - 2 1/4" thick door | 1 |  | 1 Year | 886.4 | 0.15 | 753.44
29497 | Salto | EP658J62PM38-S- | XS4 wide body electronic SALLIS wireless 125kHz Proximity deadbolt privacy function, J lever, unhanded, satin brass finish, for use with 1 3/8" - 1 3/4" thick standard door | 1 |  | 1 Year | 851.7 | 0.15 | 723.945
29498 | Salto | EP658J62PM48-S- | XS4 wide body electronic SALLIS wireless 125kHz Proximity deadbolt privacy function, J lever, unhanded, satin brass finish, for use with 1 3/4" - 2 1/4" thick door | 1 |  | 1 Year | 851.7 | 0.15 | 723.945
29499 | Salto | EP658J63BC38-S- | XS4 wide body electronic SALLIS wireless 125kHz Proximity deadbolt privacy function, J lever, unhanded, BioCote antimicrobial finish, for use with 1 3/8" - 1 3/4" thick standard door | 1 |  | 1 Year | 903.7 | 0.15 | 768.145
29500 | Salto | EP658J63BC48-S- | XS4 wide body electronic SALLIS wireless 125kHz Proximity deadbolt privacy function, J lever, unhanded, BioCote antimicrobial finish, for use with 1 3/4" - 2 1/4" thick door | 1 |  | 1 Year | 903.7 | 0.15 | 768.145
29501 | Salto | EP658J63IA38-S- | XS4 wide body electronic SALLIS wireless 125kHz Proximity deadbolt privacy function, J lever, unhanded, antique brass finish, for use with 1 3/8" - 1 3/4" thick standard door | 1 |  | 1 Year | 903.7 | 0.15 | 768.145
29502 | Salto | EP658J63IA48-S- | XS4 wide body electronic SALLIS wireless 125kHz Proximity deadbolt privacy function, J lever, unhanded, antique brass finish, for use with 1 3/4" - 2 1/4" thick door | 1 |  | 1 Year | 903.7 | 0.15 | 768.145
29503 | Salto | EP658J63IM38-S- | XS4 wide body electronic SALLIS wireless 125kHz Proximity deadbolt privacy function, J lever, unhanded, satin stainless finish, for use with 1 3/8" - 1 3/4" thick standard door | 1 |  | 1 Year | 851.7 | 0.15 | 723.945
29504 | Salto | EP658J63IM48-S- | XS4 wide body electronic SALLIS wireless 125kHz Proximity deadbolt privacy function, J lever, unhanded, satin stainless finish, for use with 1 3/4" - 2 1/4" thick door | 1 |  | 1 Year | 851.7 | 0.15 | 723.945
29505 | Salto | EP658J63NE38-S- | XS4 wide body electronic SALLIS wireless 125kHz Proximity deadbolt privacy function, J lever, unhanded, black chromium finish, for use with 1 3/8" - 1 3/4" thick standard door | 1 |  | 1 Year | 886.4 | 0.15 | 753.44
29506 | Salto | EP658J63NE48-S- | XS4 wide body electronic SALLIS wireless 125kHz Proximity deadbolt privacy function, J lever, unhanded, black chromium finish, for use with 1 3/4" - 2 1/4" thick door | 1 |  | 1 Year | 886.4 | 0.15 | 753.44
29507 | Salto | EP658J63PM38-S- | XS4 wide body electronic SALLIS wireless 125kHz Proximity deadbolt privacy function, J lever, unhanded, satin brass finish, for use with 1 3/8" - 1 3/4" thick standard door | 1 |  | 1 Year | 851.7 | 0.15 | 723.945
29508 | Salto | EP658J63PM48-S- | XS4 wide body electronic SALLIS wireless 125kHz Proximity deadbolt privacy function, J lever, unhanded, satin brass finish, for use with 1 3/4" - 2 1/4" thick door | 1 |  | 1 Year | 851.7 | 0.15 | 723.945
29509 | Salto | EP658K61IM38LS- | XS4 wide body electronic SALLIS wireless 125kHz Proximity deadbolt privacy function, K lever, left handed, satin stainless finish, for use with 1 3/8" - 1 3/4" thick standard door | 1 |  | 1 Year | 851.7 | 0.15 | 723.945
29510 | Salto | EP658K61IM38RS- | XS4 wide body electronic SALLIS wireless 125kHz Proximity deadbolt privacy function, K lever, right handed, satin stainless finish, for use with 1 3/8" - 1 3/4" thick standard door | 1 |  | 1 Year | 851.7 | 0.15 | 723.945
29511 | Salto | EP658K61IM48LS- | XS4 wide body electronic SALLIS wireless 125kHz Proximity deadbolt privacy function, K lever, left handed, satin stainless finish, for use with 1 3/4" - 2 1/4" thick door | 1 |  | 1 Year | 851.7 | 0.15 | 723.945
29512 | Salto | EP658K61IM48RS- | XS4 wide body electronic SALLIS wireless 125kHz Proximity deadbolt privacy function, K lever, right handed, satin stainless finish, for use with 1 3/4" - 2 1/4" thick door | 1 |  | 1 Year | 851.7 | 0.15 | 723.945
29513 | Salto | EP658K61IP38LS- | XS4 wide body electronic SALLIS wireless 125kHz Proximity deadbolt privacy function, K lever, left handed, bright stainless steel finish, for use with 1 3/8" - 1 3/4" thick standard door | 1 |  | 1 Year | 868 | 0.15 | 737.8
29514 | Salto | EP658K61IP38RS- | XS4 wide body electronic SALLIS wireless 125kHz Proximity deadbolt privacy function, K lever, right handed, bright stainless steel finish, for use with 1 3/8" - 1 3/4" thick standard door | 1 |  | 1 Year | 868 | 0.15 | 737.8
29515 | Salto | EP658K61IP48LS- | XS4 wide body electronic SALLIS wireless 125kHz Proximity deadbolt privacy function, K lever, left handed, bright stainless steel finish, for use with 1 3/4" - 2 1/4" thick door | 1 |  | 1 Year | 868 | 0.15 | 737.8
29516 | Salto | EP658K61IP48RS- | XS4 wide body electronic SALLIS wireless 125kHz Proximity deadbolt privacy function, K lever, right handed, bright stainless steel finish, for use with 1 3/4" - 2 1/4" thick door | 1 |  | 1 Year | 868 | 0.15 | 737.8
29517 | Salto | EP658K61PP38LS- | XS4 wide body electronic SALLIS wireless 125kHz Proximity deadbolt privacy function, K lever, left handed, bright brass finish, for use with 1 3/8" - 1 3/4" thick standard door | 1 |  | 1 Year | 868 | 0.15 | 737.8
29518 | Salto | EP658K61PP38RS- | XS4 wide body electronic SALLIS wireless 125kHz Proximity deadbolt privacy function, K lever, right handed, bright brass finish, for use with 1 3/8" - 1 3/4" thick standard door | 1 |  | 1 Year | 868 | 0.15 | 737.8
29519 | Salto | EP658K61PP48LS- | XS4 wide body electronic SALLIS wireless 125kHz Proximity deadbolt privacy function, K lever, left handed, bright brass finish, for use with 1 3/4" - 2 1/4" thick door | 1 |  | 1 Year | 868 | 0.15 | 737.8
29520 | Salto | EP658K61PP48RS- | XS4 wide body electronic SALLIS wireless 125kHz Proximity deadbolt privacy function, K lever, right handed, bright brass finish, for use with 1 3/4" - 2 1/4" thick door | 1 |  | 1 Year | 868 | 0.15 | 737.8
29521 | Salto | EP658K62IM38LS- | XS4 wide body electronic SALLIS wireless 125kHz Proximity deadbolt privacy function, K lever, left handed, satin stainless finish, for use with 1 3/8" - 1 3/4" thick standard door | 1 |  | 1 Year | 851.7 | 0.15 | 723.945
29522 | Salto | EP658K62IM38RS- | XS4 wide body electronic SALLIS wireless 125kHz Proximity deadbolt privacy function, K lever, right handed, satin stainless finish, for use with 1 3/8" - 1 3/4" thick standard door | 1 |  | 1 Year | 851.7 | 0.15 | 723.945
29523 | Salto | EP658K62IM48LS- | XS4 wide body electronic SALLIS wireless 125kHz Proximity deadbolt privacy function, K lever, left handed, satin stainless finish, for use with 1 3/4" - 2 1/4" thick door | 1 |  | 1 Year | 851.7 | 0.15 | 723.945
29524 | Salto | EP658K62IM48RS- | XS4 wide body electronic SALLIS wireless 125kHz Proximity deadbolt privacy function, K lever, right handed, satin stainless finish, for use with 1 3/4" - 2 1/4" thick door | 1 |  | 1 Year | 851.7 | 0.15 | 723.945
29525 | Salto | EP658K62IP38LS- | XS4 wide body electronic SALLIS wireless 125kHz Proximity deadbolt privacy function, K lever, left handed, bright stainless steel finish, for use with 1 3/8" - 1 3/4" thick standard door | 1 |  | 1 Year | 868 | 0.15 | 737.8
29526 | Salto | EP658K62IP38RS- | XS4 wide body electronic SALLIS wireless 125kHz Proximity deadbolt privacy function, K lever, right handed, bright stainless steel finish, for use with 1 3/8" - 1 3/4" thick standard door | 1 |  | 1 Year | 868 | 0.15 | 737.8
29527 | Salto | EP658K62IP48LS- | XS4 wide body electronic SALLIS wireless 125kHz Proximity deadbolt privacy function, K lever, left handed, bright stainless steel finish, for use with 1 3/4" - 2 1/4" thick door | 1 |  | 1 Year | 868 | 0.15 | 737.8
29528 | Salto | EP658K62IP48RS- | XS4 wide body electronic SALLIS wireless 125kHz Proximity deadbolt privacy function, K lever, right handed, bright stainless steel finish, for use with 1 3/4" - 2 1/4" thick door | 1 |  | 1 Year | 868 | 0.15 | 737.8
29529 | Salto | EP658K62PP38LS- | XS4 wide body electronic SALLIS wireless 125kHz Proximity deadbolt privacy function, K lever, left handed, bright brass finish, for use with 1 3/8" - 1 3/4" thick standard door | 1 |  | 1 Year | 868 | 0.15 | 737.8
29530 | Salto | EP658K62PP38RS- | XS4 wide body electronic SALLIS wireless 125kHz Proximity deadbolt privacy function, K lever, right handed, bright brass finish, for use with 1 3/8" - 1 3/4" thick standard door | 1 |  | 1 Year | 868 | 0.15 | 737.8
29531 | Salto | EP658K62PP48LS- | XS4 wide body electronic SALLIS wireless 125kHz Proximity deadbolt privacy function, K lever, left handed, bright brass finish, for use with 1 3/4" - 2 1/4" thick door | 1 |  | 1 Year | 868 | 0.15 | 737.8
29532 | Salto | EP658K62PP48RS- | XS4 wide body electronic SALLIS wireless 125kHz Proximity deadbolt privacy function, K lever, right handed, bright brass finish, for use with 1 3/4" - 2 1/4" thick door | 1 |  | 1 Year | 868 | 0.15 | 737.8
29533 | Salto | EP658K63IM38LS- | XS4 wide body electronic SALLIS wireless 125kHz Proximity deadbolt privacy function, K lever, left handed, satin stainless finish, for use with 1 3/8" - 1 3/4" thick standard door | 1 |  | 1 Year | 851.7 | 0.15 | 723.945
29534 | Salto | EP658K63IM38RS- | XS4 wide body electronic SALLIS wireless 125kHz Proximity deadbolt privacy function, K lever, right handed, satin stainless finish, for use with 1 3/8" - 1 3/4" thick standard door | 1 |  | 1 Year | 851.7 | 0.15 | 723.945
29535 | Salto | EP658K63IM48LS- | XS4 wide body electronic SALLIS wireless 125kHz Proximity deadbolt privacy function, K lever, left handed, satin stainless finish, for use with 1 3/4" - 2 1/4" thick door | 1 |  | 1 Year | 851.7 | 0.15 | 723.945
29536 | Salto | EP658K63IM48RS- | XS4 wide body electronic SALLIS wireless 125kHz Proximity deadbolt privacy function, K lever, right handed, satin stainless finish, for use with 1 3/4" - 2 1/4" thick door | 1 |  | 1 Year | 851.7 | 0.15 | 723.945
29537 | Salto | EP658K63IP38LS- | XS4 wide body electronic SALLIS wireless 125kHz Proximity deadbolt privacy function, K lever, left handed, bright stainless steel finish, for use with 1 3/8" - 1 3/4" thick standard door | 1 |  | 1 Year | 868 | 0.15 | 737.8
29538 | Salto | EP658K63IP38RS- | XS4 wide body electronic SALLIS wireless 125kHz Proximity deadbolt privacy function, K lever, right handed, bright stainless steel finish, for use with 1 3/8" - 1 3/4" thick standard door | 1 |  | 1 Year | 868 | 0.15 | 737.8
29539 | Salto | EP658K63IP48LS- | XS4 wide body electronic SALLIS wireless 125kHz Proximity deadbolt privacy function, K lever, left handed, bright stainless steel finish, for use with 1 3/4" - 2 1/4" thick door | 1 |  | 1 Year | 868 | 0.15 | 737.8
29540 | Salto | EP658K63IP48RS- | XS4 wide body electronic SALLIS wireless 125kHz Proximity deadbolt privacy function, K lever, right handed, bright stainless steel finish, for use with 1 3/4" - 2 1/4" thick door | 1 |  | 1 Year | 868 | 0.15 | 737.8
29541 | Salto | EP658K63PP38LS- | XS4 wide body electronic SALLIS wireless 125kHz Proximity deadbolt privacy function, K lever, left handed, bright brass finish, for use with 1 3/8" - 1 3/4" thick standard door | 1 |  | 1 Year | 868 | 0.15 | 737.8
29542 | Salto | EP658K63PP38RS- | XS4 wide body electronic SALLIS wireless 125kHz Proximity deadbolt privacy function, K lever, right handed, bright brass finish, for use with 1 3/8" - 1 3/4" thick standard door | 1 |  | 1 Year | 868 | 0.15 | 737.8
29543 | Salto | EP658K63PP48LS- | XS4 wide body electronic SALLIS wireless 125kHz Proximity deadbolt privacy function, K lever, left handed, bright brass finish, for use with 1 3/4" - 2 1/4" thick door | 1 |  | 1 Year | 868 | 0.15 | 737.8
29544 | Salto | EP658K63PP48RS- | XS4 wide body electronic SALLIS wireless 125kHz Proximity deadbolt privacy function, K lever, right handed, bright brass finish, for use with 1 3/4" - 2 1/4" thick door | 1 |  | 1 Year | 868 | 0.15 | 737.8
29545 | Salto | EP658L61BC38-S- | XS4 wide body electronic SALLIS wireless 125kHz Proximity deadbolt privacy function, L lever, unhanded, BioCote antimicrobial finish, for use with 1 3/8" - 1 3/4" thick standard door | 1 |  | 1 Year | 893.5 | 0.15 | 759.475
29546 | Salto | EP658L61BC48-S- | XS4 wide body electronic SALLIS wireless 125kHz Proximity deadbolt privacy function, L lever, unhanded, BioCote antimicrobial finish, for use with 1 3/4" - 2 1/4" thick door | 1 |  | 1 Year | 893.5 | 0.15 | 759.475
29547 | Salto | EP658L61IA38-S- | XS4 wide body electronic SALLIS wireless 125kHz Proximity deadbolt privacy function, L lever, unhanded, antique brass finish, for use with 1 3/8" - 1 3/4" thick standard door | 1 |  | 1 Year | 893.5 | 0.15 | 759.475
29548 | Salto | EP658L61IA48-S- | XS4 wide body electronic SALLIS wireless 125kHz Proximity deadbolt privacy function, L lever, unhanded, antique brass finish, for use with 1 3/4" - 2 1/4" thick door | 1 |  | 1 Year | 893.5 | 0.15 | 759.475
29549 | Salto | EP658L61IM38-S- | XS4 wide body electronic SALLIS wireless 125kHz Proximity deadbolt privacy function, L lever, unhanded, satin stainless finish, for use with 1 3/8" - 1 3/4" thick standard door | 1 |  | 1 Year | 841.5 | 0.15 | 715.275
29550 | Salto | EP658L61IM48-S- | XS4 wide body electronic SALLIS wireless 125kHz Proximity deadbolt privacy function, L lever, unhanded, satin stainless finish, for use with 1 3/4" - 2 1/4" thick door | 1 |  | 1 Year | 841.5 | 0.15 | 715.275
29551 | Salto | EP658L61IP38-S- | XS4 wide body electronic SALLIS wireless 125kHz Proximity deadbolt privacy function, L lever, unhanded, bright stainless steel finish, for use with 1 3/8" - 1 3/4" thick standard door | 1 |  | 1 Year | 857.8 | 0.15 | 729.13
29552 | Salto | EP658L61IP48-S- | XS4 wide body electronic SALLIS wireless 125kHz Proximity deadbolt privacy function, L lever, unhanded, bright stainless steel finish, for use with 1 3/4" - 2 1/4" thick door | 1 |  | 1 Year | 857.8 | 0.15 | 729.13
29553 | Salto | EP658L61NE38-S- | XS4 wide body electronic SALLIS wireless 125kHz Proximity deadbolt privacy function, L lever, unhanded, black chromium finish, for use with 1 3/8" - 1 3/4" thick standard door | 1 |  | 1 Year | 876.2 | 0.15 | 744.77
29554 | Salto | EP658L61NE48-S- | XS4 wide body electronic SALLIS wireless 125kHz Proximity deadbolt privacy function, L lever, unhanded, black chromium finish, for use with 1 3/4" - 2 1/4" thick door | 1 |  | 1 Year | 876.2 | 0.15 | 744.77
29555 | Salto | EP658L61PM38-S- | XS4 wide body electronic SALLIS wireless 125kHz Proximity deadbolt privacy function, L lever, unhanded, satin brass finish, for use with 1 3/8" - 1 3/4" thick standard door | 1 |  | 1 Year | 841.5 | 0.15 | 715.275
29556 | Salto | EP658L61PM48-S- | XS4 wide body electronic SALLIS wireless 125kHz Proximity deadbolt privacy function, L lever, unhanded, satin brass finish, for use with 1 3/4" - 2 1/4" thick door | 1 |  | 1 Year | 841.5 | 0.15 | 715.275
29557 | Salto | EP658L61PP38-S- | XS4 wide body electronic SALLIS wireless 125kHz Proximity deadbolt privacy function, L lever, unhanded, bright brass finish, for use with 1 3/8" - 1 3/4" thick standard door | 1 |  | 1 Year | 857.8 | 0.15 | 729.13
29558 | Salto | EP658L61PP48-S- | XS4 wide body electronic SALLIS wireless 125kHz Proximity deadbolt privacy function, L lever, unhanded, bright brass finish, for use with 1 3/4" - 2 1/4" thick door | 1 |  | 1 Year | 857.8 | 0.15 | 729.13
29559 | Salto | EP658L62BC38-S- | XS4 wide body electronic SALLIS wireless 125kHz Proximity deadbolt privacy function, L lever, unhanded, BioCote antimicrobial finish, for use with 1 3/8" - 1 3/4" thick standard door | 1 |  | 1 Year | 893.5 | 0.15 | 759.475
29560 | Salto | EP658L62BC48-S- | XS4 wide body electronic SALLIS wireless 125kHz Proximity deadbolt privacy function, L lever, unhanded, BioCote antimicrobial finish, for use with 1 3/4" - 2 1/4" thick door | 1 |  | 1 Year | 893.5 | 0.15 | 759.475
29561 | Salto | EP658L62IA38-S- | XS4 wide body electronic SALLIS wireless 125kHz Proximity deadbolt privacy function, L lever, unhanded, antique brass finish, for use with 1 3/8" - 1 3/4" thick standard door | 1 |  | 1 Year | 893.5 | 0.15 | 759.475
29562 | Salto | EP658L62IA48-S- | XS4 wide body electronic SALLIS wireless 125kHz Proximity deadbolt privacy function, L lever, unhanded, antique brass finish, for use with 1 3/4" - 2 1/4" thick door | 1 |  | 1 Year | 893.5 | 0.15 | 759.475
29563 | Salto | EP658L62IM38-S- | XS4 wide body electronic SALLIS wireless 125kHz Proximity deadbolt privacy function, L lever, unhanded, satin stainless finish, for use with 1 3/8" - 1 3/4" thick standard door | 1 |  | 1 Year | 841.5 | 0.15 | 715.275
29564 | Salto | EP658L62IM48-S- | XS4 wide body electronic SALLIS wireless 125kHz Proximity deadbolt privacy function, L lever, unhanded, satin stainless finish, for use with 1 3/4" - 2 1/4" thick door | 1 |  | 1 Year | 841.5 | 0.15 | 715.275
29565 | Salto | EP658L62IP38-S- | XS4 wide body electronic SALLIS wireless 125kHz Proximity deadbolt privacy function, L lever, unhanded, bright stainless steel finish, for use with 1 3/8" - 1 3/4" thick standard door | 1 |  | 1 Year | 857.8 | 0.15 | 729.13
29566 | Salto | EP658L62IP48-S- | XS4 wide body electronic SALLIS wireless 125kHz Proximity deadbolt privacy function, L lever, unhanded, bright stainless steel finish, for use with 1 3/4" - 2 1/4" thick door | 1 |  | 1 Year | 857.8 | 0.15 | 729.13
29567 | Salto | EP658L62NE38-S- | XS4 wide body electronic SALLIS wireless 125kHz Proximity deadbolt privacy function, L lever, unhanded, black chromium finish, for use with 1 3/8" - 1 3/4" thick standard door | 1 |  | 1 Year | 876.2 | 0.15 | 744.77
29568 | Salto | EP658L62NE48-S- | XS4 wide body electronic SALLIS wireless 125kHz Proximity deadbolt privacy function, L lever, unhanded, black chromium finish, for use with 1 3/4" - 2 1/4" thick door | 1 |  | 1 Year | 876.2 | 0.15 | 744.77
29569 | Salto | EP658L62PM38-S- | XS4 wide body electronic SALLIS wireless 125kHz Proximity deadbolt privacy function, L lever, unhanded, satin brass finish, for use with 1 3/8" - 1 3/4" thick standard door | 1 |  | 1 Year | 841.5 | 0.15 | 715.275
29570 | Salto | EP658L62PM48-S- | XS4 wide body electronic SALLIS wireless 125kHz Proximity deadbolt privacy function, L lever, unhanded, satin brass finish, for use with 1 3/4" - 2 1/4" thick door | 1 |  | 1 Year | 841.5 | 0.15 | 715.275
29571 | Salto | EP658L62PP38-S- | XS4 wide body electronic SALLIS wireless 125kHz Proximity deadbolt privacy function, L lever, unhanded, bright brass finish, for use with 1 3/8" - 1 3/4" thick standard door | 1 |  | 1 Year | 857.8 | 0.15 | 729.13
29572 | Salto | EP658L62PP48-S- | XS4 wide body electronic SALLIS wireless 125kHz Proximity deadbolt privacy function, L lever, unhanded, bright brass finish, for use with 1 3/4" - 2 1/4" thick door | 1 |  | 1 Year | 857.8 | 0.15 | 729.13
29573 | Salto | EP658L63BC38-S- | XS4 wide body electronic SALLIS wireless 125kHz Proximity deadbolt privacy function, L lever, unhanded, BioCote antimicrobial finish, for use with 1 3/8" - 1 3/4" thick standard door | 1 |  | 1 Year | 893.5 | 0.15 | 759.475
29574 | Salto | EP658L63BC48-S- | XS4 wide body electronic SALLIS wireless 125kHz Proximity deadbolt privacy function, L lever, unhanded, BioCote antimicrobial finish, for use with 1 3/4" - 2 1/4" thick door | 1 |  | 1 Year | 893.5 | 0.15 | 759.475
29575 | Salto | EP658L63IA38-S- | XS4 wide body electronic SALLIS wireless 125kHz Proximity deadbolt privacy function, L lever, unhanded, antique brass finish, for use with 1 3/8" - 1 3/4" thick standard door | 1 |  | 1 Year | 893.5 | 0.15 | 759.475
29576 | Salto | EP658L63IA48-S- | XS4 wide body electronic SALLIS wireless 125kHz Proximity deadbolt privacy function, L lever, unhanded, antique brass finish, for use with 1 3/4" - 2 1/4" thick door | 1 |  | 1 Year | 893.5 | 0.15 | 759.475
29577 | Salto | EP658L63IM38-S- | XS4 wide body electronic SALLIS wireless 125kHz Proximity deadbolt privacy function, L lever, unhanded, satin stainless finish, for use with 1 3/8" - 1 3/4" thick standard door | 1 |  | 1 Year | 841.5 | 0.15 | 715.275
29578 | Salto | EP658L63IM48-S- | XS4 wide body electronic SALLIS wireless 125kHz Proximity deadbolt privacy function, L lever, unhanded, satin stainless finish, for use with 1 3/4" - 2 1/4" thick door | 1 |  | 1 Year | 841.5 | 0.15 | 715.275
29579 | Salto | EP658L63IP38-S- | XS4 wide body electronic SALLIS wireless 125kHz Proximity deadbolt privacy function, L lever, unhanded, bright stainless steel finish, for use with 1 3/8" - 1 3/4" thick standard door | 1 |  | 1 Year | 857.8 | 0.15 | 729.13
29580 | Salto | EP658L63IP48-S- | XS4 wide body electronic SALLIS wireless 125kHz Proximity deadbolt privacy function, L lever, unhanded, bright stainless steel finish, for use with 1 3/4" - 2 1/4" thick door | 1 |  | 1 Year | 857.8 | 0.15 | 729.13
29581 | Salto | EP658L63NE38-S- | XS4 wide body electronic SALLIS wireless 125kHz Proximity deadbolt privacy function, L lever, unhanded, black chromium finish, for use with 1 3/8" - 1 3/4" thick standard door | 1 |  | 1 Year | 876.2 | 0.15 | 744.77
29582 | Salto | EP658L63NE48-S- | XS4 wide body electronic SALLIS wireless 125kHz Proximity deadbolt privacy function, L lever, unhanded, black chromium finish, for use with 1 3/4" - 2 1/4" thick door | 1 |  | 1 Year | 876.2 | 0.15 | 744.77
29583 | Salto | EP658L63PM38-S- | XS4 wide body electronic SALLIS wireless 125kHz Proximity deadbolt privacy function, L lever, unhanded, satin brass finish, for use with 1 3/8" - 1 3/4" thick standard door | 1 |  | 1 Year | 841.5 | 0.15 | 715.275
29584 | Salto | EP658L63PM48-S- | XS4 wide body electronic SALLIS wireless 125kHz Proximity deadbolt privacy function, L lever, unhanded, satin brass finish, for use with 1 3/4" - 2 1/4" thick door | 1 |  | 1 Year | 841.5 | 0.15 | 715.275
29585 | Salto | EP658L63PP38-S- | XS4 wide body electronic SALLIS wireless 125kHz Proximity deadbolt privacy function, L lever, unhanded, bright brass finish, for use with 1 3/8" - 1 3/4" thick standard door | 1 |  | 1 Year | 857.8 | 0.15 | 729.13
29586 | Salto | EP658L63PP48-S- | XS4 wide body electronic SALLIS wireless 125kHz Proximity deadbolt privacy function, L lever, unhanded, bright brass finish, for use with 1 3/4" - 2 1/4" thick door | 1 |  | 1 Year | 857.8 | 0.15 | 729.13
29587 | Salto | EP658N61BC38-S- | XS4 wide body electronic SALLIS wireless 125kHz Proximity deadbolt privacy function, N lever, unhanded, BioCote antimicrobial finish, for use with 1 3/8" - 1 3/4" thick standard door | 1 |  | 1 Year | 893.5 | 0.15 | 759.475
29588 | Salto | EP658N61BC48-S- | XS4 wide body electronic SALLIS wireless 125kHz Proximity deadbolt privacy function, N lever, unhanded, BioCote antimicrobial finish, for use with 1 3/4" - 2 1/4" thick door | 1 |  | 1 Year | 893.5 | 0.15 | 759.475
29589 | Salto | EP658N61IM38-S- | XS4 wide body electronic SALLIS wireless 125kHz Proximity deadbolt privacy function, N lever, unhanded, satin stainless finish, for use with 1 3/8" - 1 3/4" thick standard door | 1 |  | 1 Year | 841.5 | 0.15 | 715.275
29590 | Salto | EP658N61IM48-S- | XS4 wide body electronic SALLIS wireless 125kHz Proximity deadbolt privacy function, N lever, unhanded, satin stainless finish, for use with 1 3/4" - 2 1/4" thick door | 1 |  | 1 Year | 841.5 | 0.15 | 715.275
29591 | Salto | EP658N61PM38-S- | XS4 wide body electronic SALLIS wireless 125kHz Proximity deadbolt privacy function, N lever, unhanded, satin brass finish, for use with 1 3/8" - 1 3/4" thick standard door | 1 |  | 1 Year | 841.5 | 0.15 | 715.275
29592 | Salto | EP658N61PM48-S- | XS4 wide body electronic SALLIS wireless 125kHz Proximity deadbolt privacy function, N lever, unhanded, satin brass finish, for use with 1 3/4" - 2 1/4" thick door | 1 |  | 1 Year | 841.5 | 0.15 | 715.275
29593 | Salto | EP658N62BC38-S- | XS4 wide body electronic SALLIS wireless 125kHz Proximity deadbolt privacy function, N lever, unhanded, BioCote antimicrobial finish, for use with 1 3/8" - 1 3/4" thick standard door | 1 |  | 1 Year | 893.5 | 0.15 | 759.475
29594 | Salto | EP658N62BC48-S- | XS4 wide body electronic SALLIS wireless 125kHz Proximity deadbolt privacy function, N lever, unhanded, BioCote antimicrobial finish, for use with 1 3/4" - 2 1/4" thick door | 1 |  | 1 Year | 893.5 | 0.15 | 759.475
29595 | Salto | EP658N62IM38-S- | XS4 wide body electronic SALLIS wireless 125kHz Proximity deadbolt privacy function, N lever, unhanded, satin stainless finish, for use with 1 3/8" - 1 3/4" thick standard door | 1 |  | 1 Year | 841.5 | 0.15 | 715.275
29596 | Salto | EP658N62IM48-S- | XS4 wide body electronic SALLIS wireless 125kHz Proximity deadbolt privacy function, N lever, unhanded, satin stainless finish, for use with 1 3/4" - 2 1/4" thick door | 1 |  | 1 Year | 841.5 | 0.15 | 715.275
29597 | Salto | EP658N62PM38-S- | XS4 wide body electronic SALLIS wireless 125kHz Proximity deadbolt privacy function, N lever, unhanded, satin brass finish, for use with 1 3/8" - 1 3/4" thick standard door | 1 |  | 1 Year | 841.5 | 0.15 | 715.275
29598 | Salto | EP658N62PM48-S- | XS4 wide body electronic SALLIS wireless 125kHz Proximity deadbolt privacy function, N lever, unhanded, satin brass finish, for use with 1 3/4" - 2 1/4" thick door | 1 |  | 1 Year | 841.5 | 0.15 | 715.275
29599 | Salto | EP658N63BC38-S- | XS4 wide body electronic SALLIS wireless 125kHz Proximity deadbolt privacy function, N lever, unhanded, BioCote antimicrobial finish, for use with 1 3/8" - 1 3/4" thick standard door | 1 |  | 1 Year | 893.5 | 0.15 | 759.475
29600 | Salto | EP658N63BC48-S- | XS4 wide body electronic SALLIS wireless 125kHz Proximity deadbolt privacy function, N lever, unhanded, BioCote antimicrobial finish, for use with 1 3/4" - 2 1/4" thick door | 1 |  | 1 Year | 893.5 | 0.15 | 759.475
29601 | Salto | EP658N63IM38-S- | XS4 wide body electronic SALLIS wireless 125kHz Proximity deadbolt privacy function, N lever, unhanded, satin stainless finish, for use with 1 3/8" - 1 3/4" thick standard door | 1 |  | 1 Year | 841.5 | 0.15 | 715.275
29602 | Salto | EP658N63IM48-S- | XS4 wide body electronic SALLIS wireless 125kHz Proximity deadbolt privacy function, N lever, unhanded, satin stainless finish, for use with 1 3/4" - 2 1/4" thick door | 1 |  | 1 Year | 841.5 | 0.15 | 715.275
29603 | Salto | EP658N63PM38-S- | XS4 wide body electronic SALLIS wireless 125kHz Proximity deadbolt privacy function, N lever, unhanded, satin brass finish, for use with 1 3/8" - 1 3/4" thick standard door | 1 |  | 1 Year | 841.5 | 0.15 | 715.275
29604 | Salto | EP658N63PM48-S- | XS4 wide body electronic SALLIS wireless 125kHz Proximity deadbolt privacy function, N lever, unhanded, satin brass finish, for use with 1 3/4" - 2 1/4" thick door | 1 |  | 1 Year | 841.5 | 0.15 | 715.275
29605 | Salto | EP658O61IA38LS- | XS4 wide body electronic SALLIS wireless 125kHz Proximity deadbolt privacy function, O lever, left handed, antique brass finish, for use with 1 3/8" - 1 3/4" thick standard door | 1 |  | 1 Year | 903.7 | 0.15 | 768.145
29606 | Salto | EP658O61IA38RS- | XS4 wide body electronic SALLIS wireless 125kHz Proximity deadbolt privacy function, O lever, right handed, antique brass finish, for use with 1 3/8" - 1 3/4" thick standard door | 1 |  | 1 Year | 903.7 | 0.15 | 768.145
29607 | Salto | EP658O61IA48LS- | XS4 wide body electronic SALLIS wireless 125kHz Proximity deadbolt privacy function, O lever, left handed, antique brass finish, for use with 1 3/4" - 2 1/4" thick door | 1 |  | 1 Year | 903.7 | 0.15 | 768.145
29608 | Salto | EP658O61IA48RS- | XS4 wide body electronic SALLIS wireless 125kHz Proximity deadbolt privacy function, O lever, right handed, antique brass finish, for use with 1 3/4" - 2 1/4" thick door | 1 |  | 1 Year | 903.7 | 0.15 | 768.145
29609 | Salto | EP658O61IM38LS- | XS4 wide body electronic SALLIS wireless 125kHz Proximity deadbolt privacy function, O lever, left handed, satin stainless finish, for use with 1 3/8" - 1 3/4" thick standard door | 1 |  | 1 Year | 851.7 | 0.15 | 723.945
29610 | Salto | EP658O61IM38RS- | XS4 wide body electronic SALLIS wireless 125kHz Proximity deadbolt privacy function, O lever, right handed, satin stainless finish, for use with 1 3/8" - 1 3/4" thick standard door | 1 |  | 1 Year | 851.7 | 0.15 | 723.945
29611 | Salto | EP658O61IM48LS- | XS4 wide body electronic SALLIS wireless 125kHz Proximity deadbolt privacy function, O lever, left handed, satin stainless finish, for use with 1 3/4" - 2 1/4" thick door | 1 |  | 1 Year | 851.7 | 0.15 | 723.945
29612 | Salto | EP658O61IM48RS- | XS4 wide body electronic SALLIS wireless 125kHz Proximity deadbolt privacy function, O lever, right handed, satin stainless finish, for use with 1 3/4" - 2 1/4" thick door | 1 |  | 1 Year | 851.7 | 0.15 | 723.945
29613 | Salto | EP658O61IP38LS- | XS4 wide body electronic SALLIS wireless 125kHz Proximity deadbolt privacy function, O lever, left handed, bright stainless steel finish, for use with 1 3/8" - 1 3/4" thick standard door | 1 |  | 1 Year | 868 | 0.15 | 737.8
29614 | Salto | EP658O61IP38RS- | XS4 wide body electronic SALLIS wireless 125kHz Proximity deadbolt privacy function, O lever, right handed, bright stainless steel finish, for use with 1 3/8" - 1 3/4" thick standard door | 1 |  | 1 Year | 868 | 0.15 | 737.8
29615 | Salto | EP658O61IP48LS- | XS4 wide body electronic SALLIS wireless 125kHz Proximity deadbolt privacy function, O lever, left handed, bright stainless steel finish, for use with 1 3/4" - 2 1/4" thick door | 1 |  | 1 Year | 868 | 0.15 | 737.8
29616 | Salto | EP658O61IP48RS- | XS4 wide body electronic SALLIS wireless 125kHz Proximity deadbolt privacy function, O lever, right handed, bright stainless steel finish, for use with 1 3/4" - 2 1/4" thick door | 1 |  | 1 Year | 868 | 0.15 | 737.8
29617 | Salto | EP658O61NE38LS- | XS4 wide body electronic SALLIS wireless 125kHz Proximity deadbolt privacy function, O lever, left handed, black chromium finish, for use with 1 3/8" - 1 3/4" thick standard door | 1 |  | 1 Year | 886.4 | 0.15 | 753.44
29618 | Salto | EP658O61NE38RS- | XS4 wide body electronic SALLIS wireless 125kHz Proximity deadbolt privacy function, O lever, right handed, black chromium finish, for use with 1 3/8" - 1 3/4" thick standard door | 1 |  | 1 Year | 886.4 | 0.15 | 753.44
29619 | Salto | EP658O61NE48LS- | XS4 wide body electronic SALLIS wireless 125kHz Proximity deadbolt privacy function, O lever, left handed, black chromium finish, for use with 1 3/4" - 2 1/4" thick door | 1 |  | 1 Year | 886.4 | 0.15 | 753.44
29620 | Salto | EP658O61NE48RS- | XS4 wide body electronic SALLIS wireless 125kHz Proximity deadbolt privacy function, O lever, right handed, black chromium finish, for use with 1 3/4" - 2 1/4" thick door | 1 |  | 1 Year | 886.4 | 0.15 | 753.44
29621 | Salto | EP658O61PM38LS- | XS4 wide body electronic SALLIS wireless 125kHz Proximity deadbolt privacy function, O lever, left handed, satin brass finish, for use with 1 3/8" - 1 3/4" thick standard door | 1 |  | 1 Year | 851.7 | 0.15 | 723.945
29622 | Salto | EP658O61PM38RS- | XS4 wide body electronic SALLIS wireless 125kHz Proximity deadbolt privacy function, O lever, right handed, satin brass finish, for use with 1 3/8" - 1 3/4" thick standard door | 1 |  | 1 Year | 851.7 | 0.15 | 723.945
29623 | Salto | EP658O61PM48LS- | XS4 wide body electronic SALLIS wireless 125kHz Proximity deadbolt privacy function, O lever, left handed, satin brass finish, for use with 1 3/4" - 2 1/4" thick door | 1 |  | 1 Year | 851.7 | 0.15 | 723.945
29624 | Salto | EP658O61PM48RS- | XS4 wide body electronic SALLIS wireless 125kHz Proximity deadbolt privacy function, O lever, right handed, satin brass finish, for use with 1 3/4" - 2 1/4" thick door | 1 |  | 1 Year | 851.7 | 0.15 | 723.945
29625 | Salto | EP658O61PP38LS- | XS4 wide body electronic SALLIS wireless 125kHz Proximity deadbolt privacy function, O lever, left handed, bright brass finish, for use with 1 3/8" - 1 3/4" thick standard door | 1 |  | 1 Year | 868 | 0.15 | 737.8
29626 | Salto | EP658O61PP38RS- | XS4 wide body electronic SALLIS wireless 125kHz Proximity deadbolt privacy function, O lever, right handed, bright brass finish, for use with 1 3/8" - 1 3/4" thick standard door | 1 |  | 1 Year | 868 | 0.15 | 737.8
29627 | Salto | EP658O61PP48LS- | XS4 wide body electronic SALLIS wireless 125kHz Proximity deadbolt privacy function, O lever, left handed, bright brass finish, for use with 1 3/4" - 2 1/4" thick door | 1 |  | 1 Year | 868 | 0.15 | 737.8
29628 | Salto | EP658O61PP48RS- | XS4 wide body electronic SALLIS wireless 125kHz Proximity deadbolt privacy function, O lever, right handed, bright brass finish, for use with 1 3/4" - 2 1/4" thick door | 1 |  | 1 Year | 868 | 0.15 | 737.8
29629 | Salto | EP658O62IA38LS- | XS4 wide body electronic SALLIS wireless 125kHz Proximity deadbolt privacy function, O lever, left handed, antique brass finish, for use with 1 3/8" - 1 3/4" thick standard door | 1 |  | 1 Year | 903.7 | 0.15 | 768.145
29630 | Salto | EP658O62IA38RS- | XS4 wide body electronic SALLIS wireless 125kHz Proximity deadbolt privacy function, O lever, right handed, antique brass finish, for use with 1 3/8" - 1 3/4" thick standard door | 1 |  | 1 Year | 903.7 | 0.15 | 768.145
29631 | Salto | EP658O62IA48LS- | XS4 wide body electronic SALLIS wireless 125kHz Proximity deadbolt privacy function, O lever, left handed, antique brass finish, for use with 1 3/4" - 2 1/4" thick door | 1 |  | 1 Year | 903.7 | 0.15 | 768.145
29632 | Salto | EP658O62IA48RS- | XS4 wide body electronic SALLIS wireless 125kHz Proximity deadbolt privacy function, O lever, right handed, antique brass finish, for use with 1 3/4" - 2 1/4" thick door | 1 |  | 1 Year | 903.7 | 0.15 | 768.145
29633 | Salto | EP658O62IM38LS- | XS4 wide body electronic SALLIS wireless 125kHz Proximity deadbolt privacy function, O lever, left handed, satin stainless finish, for use with 1 3/8" - 1 3/4" thick standard door | 1 |  | 1 Year | 851.7 | 0.15 | 723.945
29634 | Salto | EP658O62IM38RS- | XS4 wide body electronic SALLIS wireless 125kHz Proximity deadbolt privacy function, O lever, right handed, satin stainless finish, for use with 1 3/8" - 1 3/4" thick standard door | 1 |  | 1 Year | 851.7 | 0.15 | 723.945
29635 | Salto | EP658O62IM48LS- | XS4 wide body electronic SALLIS wireless 125kHz Proximity deadbolt privacy function, O lever, left handed, satin stainless finish, for use with 1 3/4" - 2 1/4" thick door | 1 |  | 1 Year | 851.7 | 0.15 | 723.945
29636 | Salto | EP658O62IM48RS- | XS4 wide body electronic SALLIS wireless 125kHz Proximity deadbolt privacy function, O lever, right handed, satin stainless finish, for use with 1 3/4" - 2 1/4" thick door | 1 |  | 1 Year | 851.7 | 0.15 | 723.945
29637 | Salto | EP658O62IP38LS- | XS4 wide body electronic SALLIS wireless 125kHz Proximity deadbolt privacy function, O lever, left handed, bright stainless steel finish, for use with 1 3/8" - 1 3/4" thick standard door | 1 |  | 1 Year | 868 | 0.15 | 737.8
29638 | Salto | EP658O62IP38RS- | XS4 wide body electronic SALLIS wireless 125kHz Proximity deadbolt privacy function, O lever, right handed, bright stainless steel finish, for use with 1 3/8" - 1 3/4" thick standard door | 1 |  | 1 Year | 868 | 0.15 | 737.8
29639 | Salto | EP658O62IP48LS- | XS4 wide body electronic SALLIS wireless 125kHz Proximity deadbolt privacy function, O lever, left handed, bright stainless steel finish, for use with 1 3/4" - 2 1/4" thick door | 1 |  | 1 Year | 868 | 0.15 | 737.8
29640 | Salto | EP658O62IP48RS- | XS4 wide body electronic SALLIS wireless 125kHz Proximity deadbolt privacy function, O lever, right handed, bright stainless steel finish, for use with 1 3/4" - 2 1/4" thick door | 1 |  | 1 Year | 868 | 0.15 | 737.8
29641 | Salto | EP658O62NE38LS- | XS4 wide body electronic SALLIS wireless 125kHz Proximity deadbolt privacy function, O lever, left handed, black chromium finish, for use with 1 3/8" - 1 3/4" thick standard door | 1 |  | 1 Year | 886.4 | 0.15 | 753.44
29642 | Salto | EP658O62NE38RS- | XS4 wide body electronic SALLIS wireless 125kHz Proximity deadbolt privacy function, O lever, right handed, black chromium finish, for use with 1 3/8" - 1 3/4" thick standard door | 1 |  | 1 Year | 886.4 | 0.15 | 753.44
29643 | Salto | EP658O62NE48LS- | XS4 wide body electronic SALLIS wireless 125kHz Proximity deadbolt privacy function, O lever, left handed, black chromium finish, for use with 1 3/4" - 2 1/4" thick door | 1 |  | 1 Year | 886.4 | 0.15 | 753.44
29644 | Salto | EP658O62NE48RS- | XS4 wide body electronic SALLIS wireless 125kHz Proximity deadbolt privacy function, O lever, right handed, black chromium finish, for use with 1 3/4" - 2 1/4" thick door | 1 |  | 1 Year | 886.4 | 0.15 | 753.44
29645 | Salto | EP658O62PM38LS- | XS4 wide body electronic SALLIS wireless 125kHz Proximity deadbolt privacy function, O lever, left handed, satin brass finish, for use with 1 3/8" - 1 3/4" thick standard door | 1 |  | 1 Year | 851.7 | 0.15 | 723.945
29646 | Salto | EP658O62PM38RS- | XS4 wide body electronic SALLIS wireless 125kHz Proximity deadbolt privacy function, O lever, right handed, satin brass finish, for use with 1 3/8" - 1 3/4" thick standard door | 1 |  | 1 Year | 851.7 | 0.15 | 723.945
29647 | Salto | EP658O62PM48LS- | XS4 wide body electronic SALLIS wireless 125kHz Proximity deadbolt privacy function, O lever, left handed, satin brass finish, for use with 1 3/4" - 2 1/4" thick door | 1 |  | 1 Year | 851.7 | 0.15 | 723.945
29648 | Salto | EP658O62PM48RS- | XS4 wide body electronic SALLIS wireless 125kHz Proximity deadbolt privacy function, O lever, right handed, satin brass finish, for use with 1 3/4" - 2 1/4" thick door | 1 |  | 1 Year | 851.7 | 0.15 | 723.945
29649 | Salto | EP658O62PP38LS- | XS4 wide body electronic SALLIS wireless 125kHz Proximity deadbolt privacy function, O lever, left handed, bright brass finish, for use with 1 3/8" - 1 3/4" thick standard door | 1 |  | 1 Year | 868 | 0.15 | 737.8
29650 | Salto | EP658O62PP38RS- | XS4 wide body electronic SALLIS wireless 125kHz Proximity deadbolt privacy function, O lever, right handed, bright brass finish, for use with 1 3/8" - 1 3/4" thick standard door | 1 |  | 1 Year | 868 | 0.15 | 737.8
29651 | Salto | EP658O62PP48LS- | XS4 wide body electronic SALLIS wireless 125kHz Proximity deadbolt privacy function, O lever, left handed, bright brass finish, for use with 1 3/4" - 2 1/4" thick door | 1 |  | 1 Year | 868 | 0.15 | 737.8
29652 | Salto | EP658O62PP48RS- | XS4 wide body electronic SALLIS wireless 125kHz Proximity deadbolt privacy function, O lever, right handed, bright brass finish, for use with 1 3/4" - 2 1/4" thick door | 1 |  | 1 Year | 868 | 0.15 | 737.8
29653 | Salto | EP658O63IA38LS- | XS4 wide body electronic SALLIS wireless 125kHz Proximity deadbolt privacy function, O lever, left handed, antique brass finish, for use with 1 3/8" - 1 3/4" thick standard door | 1 |  | 1 Year | 903.7 | 0.15 | 768.145
29654 | Salto | EP658O63IA38RS- | XS4 wide body electronic SALLIS wireless 125kHz Proximity deadbolt privacy function, O lever, right handed, antique brass finish, for use with 1 3/8" - 1 3/4" thick standard door | 1 |  | 1 Year | 903.7 | 0.15 | 768.145
29655 | Salto | EP658O63IA48LS- | XS4 wide body electronic SALLIS wireless 125kHz Proximity deadbolt privacy function, O lever, left handed, antique brass finish, for use with 1 3/4" - 2 1/4" thick door | 1 |  | 1 Year | 903.7 | 0.15 | 768.145
29656 | Salto | EP658O63IA48RS- | XS4 wide body electronic SALLIS wireless 125kHz Proximity deadbolt privacy function, O lever, right handed, antique brass finish, for use with 1 3/4" - 2 1/4" thick door | 1 |  | 1 Year | 903.7 | 0.15 | 768.145
29657 | Salto | EP658O63IM38LS- | XS4 wide body electronic SALLIS wireless 125kHz Proximity deadbolt privacy function, O lever, left handed, satin stainless finish, for use with 1 3/8" - 1 3/4" thick standard door | 1 |  | 1 Year | 851.7 | 0.15 | 723.945
29658 | Salto | EP658O63IM38RS- | XS4 wide body electronic SALLIS wireless 125kHz Proximity deadbolt privacy function, O lever, right handed, satin stainless finish, for use with 1 3/8" - 1 3/4" thick standard door | 1 |  | 1 Year | 851.7 | 0.15 | 723.945
29659 | Salto | EP658O63IM48LS- | XS4 wide body electronic SALLIS wireless 125kHz Proximity deadbolt privacy function, O lever, left handed, satin stainless finish, for use with 1 3/4" - 2 1/4" thick door | 1 |  | 1 Year | 851.7 | 0.15 | 723.945
29660 | Salto | EP658O63IM48RS- | XS4 wide body electronic SALLIS wireless 125kHz Proximity deadbolt privacy function, O lever, right handed, satin stainless finish, for use with 1 3/4" - 2 1/4" thick door | 1 |  | 1 Year | 851.7 | 0.15 | 723.945
29661 | Salto | EP658O63IP38LS- | XS4 wide body electronic SALLIS wireless 125kHz Proximity deadbolt privacy function, O lever, left handed, bright stainless steel finish, for use with 1 3/8" - 1 3/4" thick standard door | 1 |  | 1 Year | 868 | 0.15 | 737.8
29662 | Salto | EP658O63IP38RS- | XS4 wide body electronic SALLIS wireless 125kHz Proximity deadbolt privacy function, O lever, right handed, bright stainless steel finish, for use with 1 3/8" - 1 3/4" thick standard door | 1 |  | 1 Year | 868 | 0.15 | 737.8
29663 | Salto | EP658O63IP48LS- | XS4 wide body electronic SALLIS wireless 125kHz Proximity deadbolt privacy function, O lever, left handed, bright stainless steel finish, for use with 1 3/4" - 2 1/4" thick door | 1 |  | 1 Year | 868 | 0.15 | 737.8
29664 | Salto | EP658O63IP48RS- | XS4 wide body electronic SALLIS wireless 125kHz Proximity deadbolt privacy function, O lever, right handed, bright stainless steel finish, for use with 1 3/4" - 2 1/4" thick door | 1 |  | 1 Year | 868 | 0.15 | 737.8
29665 | Salto | EP658O63NE38LS- | XS4 wide body electronic SALLIS wireless 125kHz Proximity deadbolt privacy function, O lever, left handed, black chromium finish, for use with 1 3/8" - 1 3/4" thick standard door | 1 |  | 1 Year | 886.4 | 0.15 | 753.44
29666 | Salto | EP658O63NE38RS- | XS4 wide body electronic SALLIS wireless 125kHz Proximity deadbolt privacy function, O lever, right handed, black chromium finish, for use with 1 3/8" - 1 3/4" thick standard door | 1 |  | 1 Year | 886.4 | 0.15 | 753.44
29667 | Salto | EP658O63NE48LS- | XS4 wide body electronic SALLIS wireless 125kHz Proximity deadbolt privacy function, O lever, left handed, black chromium finish, for use with 1 3/4" - 2 1/4" thick door | 1 |  | 1 Year | 886.4 | 0.15 | 753.44
29668 | Salto | EP658O63NE48RS- | XS4 wide body electronic SALLIS wireless 125kHz Proximity deadbolt privacy function, O lever, right handed, black chromium finish, for use with 1 3/4" - 2 1/4" thick door | 1 |  | 1 Year | 886.4 | 0.15 | 753.44
29669 | Salto | EP658O63PM38LS- | XS4 wide body electronic SALLIS wireless 125kHz Proximity deadbolt privacy function, O lever, left handed, satin brass finish, for use with 1 3/8" - 1 3/4" thick standard door | 1 |  | 1 Year | 851.7 | 0.15 | 723.945
29670 | Salto | EP658O63PM38RS- | XS4 wide body electronic SALLIS wireless 125kHz Proximity deadbolt privacy function, O lever, right handed, satin brass finish, for use with 1 3/8" - 1 3/4" thick standard door | 1 |  | 1 Year | 851.7 | 0.15 | 723.945
29671 | Salto | EP658O63PM48LS- | XS4 wide body electronic SALLIS wireless 125kHz Proximity deadbolt privacy function, O lever, left handed, satin brass finish, for use with 1 3/4" - 2 1/4" thick door | 1 |  | 1 Year | 851.7 | 0.15 | 723.945
29672 | Salto | EP658O63PM48RS- | XS4 wide body electronic SALLIS wireless 125kHz Proximity deadbolt privacy function, O lever, right handed, satin brass finish, for use with 1 3/4" - 2 1/4" thick door | 1 |  | 1 Year | 851.7 | 0.15 | 723.945
29673 | Salto | EP658O63PP38LS- | XS4 wide body electronic SALLIS wireless 125kHz Proximity deadbolt privacy function, O lever, left handed, bright brass finish, for use with 1 3/8" - 1 3/4" thick standard door | 1 |  | 1 Year | 868 | 0.15 | 737.8
29674 | Salto | EP658O63PP38RS- | XS4 wide body electronic SALLIS wireless 125kHz Proximity deadbolt privacy function, O lever, right handed, bright brass finish, for use with 1 3/8" - 1 3/4" thick standard door | 1 |  | 1 Year | 868 | 0.15 | 737.8
29675 | Salto | EP658O63PP48LS- | XS4 wide body electronic SALLIS wireless 125kHz Proximity deadbolt privacy function, O lever, left handed, bright brass finish, for use with 1 3/4" - 2 1/4" thick door | 1 |  | 1 Year | 868 | 0.15 | 737.8
29676 | Salto | EP658O63PP48RS- | XS4 wide body electronic SALLIS wireless 125kHz Proximity deadbolt privacy function, O lever, right handed, bright brass finish, for use with 1 3/4" - 2 1/4" thick door | 1 |  | 1 Year | 868 | 0.15 | 737.8
29677 | Salto | EP658W61BC38-S- | XS4 wide body electronic SALLIS wireless 125kHz Proximity deadbolt privacy function, W lever, unhanded, BioCote antimicrobial finish, for use with 1 3/8" - 1 3/4" thick standard door | 1 |  | 1 Year | 893.5 | 0.15 | 759.475
29678 | Salto | EP658W61BC48-S- | XS4 wide body electronic SALLIS wireless 125kHz Proximity deadbolt privacy function, W lever, unhanded, BioCote antimicrobial finish, for use with 1 3/4" - 2 1/4" thick door | 1 |  | 1 Year | 893.5 | 0.15 | 759.475
29679 | Salto | EP658W61IA38-S- | XS4 wide body electronic SALLIS wireless 125kHz Proximity deadbolt privacy function, W lever, unhanded, antique brass finish, for use with 1 3/8" - 1 3/4" thick standard door | 1 |  | 1 Year | 893.5 | 0.15 | 759.475
29680 | Salto | EP658W61IA48-S- | XS4 wide body electronic SALLIS wireless 125kHz Proximity deadbolt privacy function, W lever, unhanded, antique brass finish, for use with 1 3/4" - 2 1/4" thick door | 1 |  | 1 Year | 893.5 | 0.15 | 759.475
29681 | Salto | EP658W61IM38-S- | XS4 wide body electronic SALLIS wireless 125kHz Proximity deadbolt privacy function, W lever, unhanded, satin stainless finish, for use with 1 3/8" - 1 3/4" thick standard door | 1 |  | 1 Year | 841.5 | 0.15 | 715.275
29682 | Salto | EP658W61IM48-S- | XS4 wide body electronic SALLIS wireless 125kHz Proximity deadbolt privacy function, W lever, unhanded, satin stainless finish, for use with 1 3/4" - 2 1/4" thick door | 1 |  | 1 Year | 841.5 | 0.15 | 715.275
29683 | Salto | EP658W61IP38-S- | XS4 wide body electronic SALLIS wireless 125kHz Proximity deadbolt privacy function, W lever, unhanded, bright stainless steel finish, for use with 1 3/8" - 1 3/4" thick standard door | 1 |  | 1 Year | 857.8 | 0.15 | 729.13
29684 | Salto | EP658W61IP48-S- | XS4 wide body electronic SALLIS wireless 125kHz Proximity deadbolt privacy function, W lever, unhanded, bright stainless steel finish, for use with 1 3/4" - 2 1/4" thick door | 1 |  | 1 Year | 857.8 | 0.15 | 729.13
29685 | Salto | EP658W61NE38-S- | XS4 wide body electronic SALLIS wireless 125kHz Proximity deadbolt privacy function, W lever, unhanded, black chromium finish, for use with 1 3/8" - 1 3/4" thick standard door | 1 |  | 1 Year | 876.2 | 0.15 | 744.77
29686 | Salto | EP658W61NE48-S- | XS4 wide body electronic SALLIS wireless 125kHz Proximity deadbolt privacy function, W lever, unhanded, black chromium finish, for use with 1 3/4" - 2 1/4" thick door | 1 |  | 1 Year | 876.2 | 0.15 | 744.77
29687 | Salto | EP658W61PM38-S- | XS4 wide body electronic SALLIS wireless 125kHz Proximity deadbolt privacy function, W lever, unhanded, satin brass finish, for use with 1 3/8" - 1 3/4" thick standard door | 1 |  | 1 Year | 841.5 | 0.15 | 715.275
29688 | Salto | EP658W61PM48-S- | XS4 wide body electronic SALLIS wireless 125kHz Proximity deadbolt privacy function, W lever, unhanded, satin brass finish, for use with 1 3/4" - 2 1/4" thick door | 1 |  | 1 Year | 841.5 | 0.15 | 715.275
29689 | Salto | EP658W61PP38-S- | XS4 wide body electronic SALLIS wireless 125kHz Proximity deadbolt privacy function, W lever, unhanded, bright brass finish, for use with 1 3/8" - 1 3/4" thick standard door | 1 |  | 1 Year | 857.8 | 0.15 | 729.13
29690 | Salto | EP658W61PP48-S- | XS4 wide body electronic SALLIS wireless 125kHz Proximity deadbolt privacy function, W lever, unhanded, bright brass finish, for use with 1 3/4" - 2 1/4" thick door | 1 |  | 1 Year | 857.8 | 0.15 | 729.13
29691 | Salto | EP658W62BC38-S- | XS4 wide body electronic SALLIS wireless 125kHz Proximity deadbolt privacy function, W lever, unhanded, BioCote antimicrobial finish, for use with 1 3/8" - 1 3/4" thick standard door | 1 |  | 1 Year | 893.5 | 0.15 | 759.475
29692 | Salto | EP658W62BC48-S- | XS4 wide body electronic SALLIS wireless 125kHz Proximity deadbolt privacy function, W lever, unhanded, BioCote antimicrobial finish, for use with 1 3/4" - 2 1/4" thick door | 1 |  | 1 Year | 893.5 | 0.15 | 759.475
29693 | Salto | EP658W62IA38-S- | XS4 wide body electronic SALLIS wireless 125kHz Proximity deadbolt privacy function, W lever, unhanded, antique brass finish, for use with 1 3/8" - 1 3/4" thick standard door | 1 |  | 1 Year | 893.5 | 0.15 | 759.475
29694 | Salto | EP658W62IA48-S- | XS4 wide body electronic SALLIS wireless 125kHz Proximity deadbolt privacy function, W lever, unhanded, antique brass finish, for use with 1 3/4" - 2 1/4" thick door | 1 |  | 1 Year | 893.5 | 0.15 | 759.475
29695 | Salto | EP658W62IM38-S- | XS4 wide body electronic SALLIS wireless 125kHz Proximity deadbolt privacy function, W lever, unhanded, satin stainless finish, for use with 1 3/8" - 1 3/4" thick standard door | 1 |  | 1 Year | 841.5 | 0.15 | 715.275
29696 | Salto | EP658W62IM48-S- | XS4 wide body electronic SALLIS wireless 125kHz Proximity deadbolt privacy function, W lever, unhanded, satin stainless finish, for use with 1 3/4" - 2 1/4" thick door | 1 |  | 1 Year | 841.5 | 0.15 | 715.275
29697 | Salto | EP658W62IP38-S- | XS4 wide body electronic SALLIS wireless 125kHz Proximity deadbolt privacy function, W lever, unhanded, bright stainless steel finish, for use with 1 3/8" - 1 3/4" thick standard door | 1 |  | 1 Year | 857.8 | 0.15 | 729.13
29698 | Salto | EP658W62IP48-S- | XS4 wide body electronic SALLIS wireless 125kHz Proximity deadbolt privacy function, W lever, unhanded, bright stainless steel finish, for use with 1 3/4" - 2 1/4" thick door | 1 |  | 1 Year | 857.8 | 0.15 | 729.13
29699 | Salto | EP658W62NE38-S- | XS4 wide body electronic SALLIS wireless 125kHz Proximity deadbolt privacy function, W lever, unhanded, black chromium finish, for use with 1 3/8" - 1 3/4" thick standard door | 1 |  | 1 Year | 876.2 | 0.15 | 744.77
29700 | Salto | EP658W62NE48-S- | XS4 wide body electronic SALLIS wireless 125kHz Proximity deadbolt privacy function, W lever, unhanded, black chromium finish, for use with 1 3/4" - 2 1/4" thick door | 1 |  | 1 Year | 876.2 | 0.15 | 744.77
29701 | Salto | EP658W62PM38-S- | XS4 wide body electronic SALLIS wireless 125kHz Proximity deadbolt privacy function, W lever, unhanded, satin brass finish, for use with 1 3/8" - 1 3/4" thick standard door | 1 |  | 1 Year | 841.5 | 0.15 | 715.275
29702 | Salto | EP658W62PM48-S- | XS4 wide body electronic SALLIS wireless 125kHz Proximity deadbolt privacy function, W lever, unhanded, satin brass finish, for use with 1 3/4" - 2 1/4" thick door | 1 |  | 1 Year | 841.5 | 0.15 | 715.275
29703 | Salto | EP658W62PP38-S- | XS4 wide body electronic SALLIS wireless 125kHz Proximity deadbolt privacy function, W lever, unhanded, bright brass finish, for use with 1 3/8" - 1 3/4" thick standard door | 1 |  | 1 Year | 857.8 | 0.15 | 729.13
29704 | Salto | EP658W62PP48-S- | XS4 wide body electronic SALLIS wireless 125kHz Proximity deadbolt privacy function, W lever, unhanded, bright brass finish, for use with 1 3/4" - 2 1/4" thick door | 1 |  | 1 Year | 857.8 | 0.15 | 729.13
29705 | Salto | EP658W63BC38-S- | XS4 wide body electronic SALLIS wireless 125kHz Proximity deadbolt privacy function, W lever, unhanded, BioCote antimicrobial finish, for use with 1 3/8" - 1 3/4" thick standard door | 1 |  | 1 Year | 893.5 | 0.15 | 759.475
29706 | Salto | EP658W63BC48-S- | XS4 wide body electronic SALLIS wireless 125kHz Proximity deadbolt privacy function, W lever, unhanded, BioCote antimicrobial finish, for use with 1 3/4" - 2 1/4" thick door | 1 |  | 1 Year | 893.5 | 0.15 | 759.475
29707 | Salto | EP658W63IA38-S- | XS4 wide body electronic SALLIS wireless 125kHz Proximity deadbolt privacy function, W lever, unhanded, antique brass finish, for use with 1 3/8" - 1 3/4" thick standard door | 1 |  | 1 Year | 893.5 | 0.15 | 759.475
29708 | Salto | EP658W63IA48-S- | XS4 wide body electronic SALLIS wireless 125kHz Proximity deadbolt privacy function, W lever, unhanded, antique brass finish, for use with 1 3/4" - 2 1/4" thick door | 1 |  | 1 Year | 893.5 | 0.15 | 759.475
29709 | Salto | EP658W63IM38-S- | XS4 wide body electronic SALLIS wireless 125kHz Proximity deadbolt privacy function, W lever, unhanded, satin stainless finish, for use with 1 3/8" - 1 3/4" thick standard door | 1 |  | 1 Year | 841.5 | 0.15 | 715.275
29710 | Salto | EP658W63IM48-S- | XS4 wide body electronic SALLIS wireless 125kHz Proximity deadbolt privacy function, W lever, unhanded, satin stainless finish, for use with 1 3/4" - 2 1/4" thick door | 1 |  | 1 Year | 841.5 | 0.15 | 715.275
29711 | Salto | EP658W63IP38-S- | XS4 wide body electronic SALLIS wireless 125kHz Proximity deadbolt privacy function, W lever, unhanded, bright stainless steel finish, for use with 1 3/8" - 1 3/4" thick standard door | 1 |  | 1 Year | 857.8 | 0.15 | 729.13
29712 | Salto | EP658W63IP48-S- | XS4 wide body electronic SALLIS wireless 125kHz Proximity deadbolt privacy function, W lever, unhanded, bright stainless steel finish, for use with 1 3/4" - 2 1/4" thick door | 1 |  | 1 Year | 857.8 | 0.15 | 729.13
29713 | Salto | EP658W63NE38-S- | XS4 wide body electronic SALLIS wireless 125kHz Proximity deadbolt privacy function, W lever, unhanded, black chromium finish, for use with 1 3/8" - 1 3/4" thick standard door | 1 |  | 1 Year | 876.2 | 0.15 | 744.77
29714 | Salto | EP658W63NE48-S- | XS4 wide body electronic SALLIS wireless 125kHz Proximity deadbolt privacy function, W lever, unhanded, black chromium finish, for use with 1 3/4" - 2 1/4" thick door | 1 |  | 1 Year | 876.2 | 0.15 | 744.77
29715 | Salto | EP658W63PM38-S- | XS4 wide body electronic SALLIS wireless 125kHz Proximity deadbolt privacy function, W lever, unhanded, satin brass finish, for use with 1 3/8" - 1 3/4" thick standard door | 1 |  | 1 Year | 841.5 | 0.15 | 715.275
29716 | Salto | EP658W63PM48-S- | XS4 wide body electronic SALLIS wireless 125kHz Proximity deadbolt privacy function, W lever, unhanded, satin brass finish, for use with 1 3/4" - 2 1/4" thick door | 1 |  | 1 Year | 841.5 | 0.15 | 715.275
29717 | Salto | EP658W63PP38-S- | XS4 wide body electronic SALLIS wireless 125kHz Proximity deadbolt privacy function, W lever, unhanded, bright brass finish, for use with 1 3/8" - 1 3/4" thick standard door | 1 |  | 1 Year | 857.8 | 0.15 | 729.13
29718 | Salto | EP658W63PP48-S- | XS4 wide body electronic SALLIS wireless 125kHz Proximity deadbolt privacy function, W lever, unhanded, bright brass finish, for use with 1 3/4" - 2 1/4" thick door | 1 |  | 1 Year | 857.8 | 0.15 | 729.13
29719 | Salto | EP660200IM38-S- | XS4 wide body electronic SALLIS wireless 125kHz Proximity entrance w/ key override function, Columbo Robodue premium series lever, unhanded, satin stainless finish, for use with 1 3/8" - 1 3/4" thick standard door | 1 |  | 1 Year | 887.4 | 0.15 | 754.29
29720 | Salto | EP660200IM48-S- | XS4 wide body electronic SALLIS wireless 125kHz Proximity entrance w/ key override function, Columbo Robodue premium series lever, unhanded, satin stainless finish, for use with 1 3/4" - 2 1/4" thick door | 1 |  | 1 Year | 887.4 | 0.15 | 754.29
29721 | Salto | EP660200IP38-S- | XS4 wide body electronic SALLIS wireless 125kHz Proximity entrance w/ key override function, Columbo Robodue premium series lever, unhanded, bright stainless steel finish, for use with 1 3/8" - 1 3/4" thick standard door | 1 |  | 1 Year | 903.7 | 0.15 | 768.145
29722 | Salto | EP660200IP48-S- | XS4 wide body electronic SALLIS wireless 125kHz Proximity entrance w/ key override function, Columbo Robodue premium series lever, unhanded, bright stainless steel finish, for use with 1 3/4" - 2 1/4" thick door | 1 |  | 1 Year | 903.7 | 0.15 | 768.145
29723 | Salto | EP660200PP38-S- | XS4 wide body electronic SALLIS wireless 125kHz Proximity entrance w/ key override function, Columbo Robodue premium series lever, unhanded, bright brass finish, for use with 1 3/8" - 1 3/4" thick standard door | 1 |  | 1 Year | 903.7 | 0.15 | 768.145
29724 | Salto | EP660200PP48-S- | XS4 wide body electronic SALLIS wireless 125kHz Proximity entrance w/ key override function, Columbo Robodue premium series lever, unhanded, bright brass finish, for use with 1 3/4" - 2 1/4" thick door | 1 |  | 1 Year | 903.7 | 0.15 | 768.145
29725 | Salto | EP660300IM38-S- | XS4 wide body electronic SALLIS wireless 125kHz Proximity entrance w/ key override function, Columbo Robotre premium series lever, unhanded, satin stainless finish, for use with 1 3/8" - 1 3/4" thick standard door | 1 |  | 1 Year | 887.4 | 0.15 | 754.29
29726 | Salto | EP660300IM48-S- | XS4 wide body electronic SALLIS wireless 125kHz Proximity entrance w/ key override function, Columbo Robotre premium series lever, unhanded, satin stainless finish, for use with 1 3/4" - 2 1/4" thick door | 1 |  | 1 Year | 887.4 | 0.15 | 754.29
29727 | Salto | EP660300IP38-S- | XS4 wide body electronic SALLIS wireless 125kHz Proximity entrance w/ key override function, Columbo Robotre premium series lever, unhanded, bright stainless steel finish, for use with 1 3/8" - 1 3/4" thick standard door | 1 |  | 1 Year | 903.7 | 0.15 | 768.145
29728 | Salto | EP660300IP48-S- | XS4 wide body electronic SALLIS wireless 125kHz Proximity entrance w/ key override function, Columbo Robotre premium series lever, unhanded, bright stainless steel finish, for use with 1 3/4" - 2 1/4" thick door | 1 |  | 1 Year | 903.7 | 0.15 | 768.145
29729 | Salto | EP660300PP38-S- | XS4 wide body electronic SALLIS wireless 125kHz Proximity entrance w/ key override function, Columbo Robotre premium series lever, unhanded, bright brass finish, for use with 1 3/8" - 1 3/4" thick standard door | 1 |  | 1 Year | 903.7 | 0.15 | 768.145
29730 | Salto | EP660300PP48-S- | XS4 wide body electronic SALLIS wireless 125kHz Proximity entrance w/ key override function, Columbo Robotre premium series lever, unhanded, bright brass finish, for use with 1 3/4" - 2 1/4" thick door | 1 |  | 1 Year | 903.7 | 0.15 | 768.145
29731 | Salto | EP660400IM38-S- | XS4 wide body electronic SALLIS wireless 125kHz Proximity entrance w/ key override function, Columbo Roboquattro premium series lever, unhanded, satin stainless finish, for use with 1 3/8" - 1 3/4" thick standard door | 1 |  | 1 Year | 887.4 | 0.15 | 754.29
29732 | Salto | EP660400IM48-S- | XS4 wide body electronic SALLIS wireless 125kHz Proximity entrance w/ key override function, Columbo Roboquattro premium series lever, unhanded, satin stainless finish, for use with 1 3/4" - 2 1/4" thick door | 1 |  | 1 Year | 887.4 | 0.15 | 754.29
29733 | Salto | EP660400IP38-S- | XS4 wide body electronic SALLIS wireless 125kHz Proximity entrance w/ key override function, Columbo Roboquattro premium series lever, unhanded, bright stainless steel finish, for use with 1 3/8" - 1 3/4" thick standard door | 1 |  | 1 Year | 903.7 | 0.15 | 768.145
29734 | Salto | EP660400IP48-S- | XS4 wide body electronic SALLIS wireless 125kHz Proximity entrance w/ key override function, Columbo Roboquattro premium series lever, unhanded, bright stainless steel finish, for use with 1 3/4" - 2 1/4" thick door | 1 |  | 1 Year | 903.7 | 0.15 | 768.145
29735 | Salto | EP660400PP38-S- | XS4 wide body electronic SALLIS wireless 125kHz Proximity entrance w/ key override function, Columbo Roboquattro premium series lever, unhanded, bright brass finish, for use with 1 3/8" - 1 3/4" thick standard door | 1 |  | 1 Year | 903.7 | 0.15 | 768.145
29736 | Salto | EP660400PP48-S- | XS4 wide body electronic SALLIS wireless 125kHz Proximity entrance w/ key override function, Columbo Roboquattro premium series lever, unhanded, bright brass finish, for use with 1 3/4" - 2 1/4" thick door | 1 |  | 1 Year | 903.7 | 0.15 | 768.145
29737 | Salto | EP660700IM38-S- | XS4 wide body electronic SALLIS wireless 125kHz Proximity entrance w/ key override function, Columbo Mach premium series lever, unhanded, satin stainless finish, for use with 1 3/8" - 1 3/4" thick standard door | 1 |  | 1 Year | 887.4 | 0.15 | 754.29
29738 | Salto | EP660700IM48-S- | XS4 wide body electronic SALLIS wireless 125kHz Proximity entrance w/ key override function, Columbo Mach premium series lever, unhanded, satin stainless finish, for use with 1 3/4" - 2 1/4" thick door | 1 |  | 1 Year | 887.4 | 0.15 | 754.29
29739 | Salto | EP660700IP38-S- | XS4 wide body electronic SALLIS wireless 125kHz Proximity entrance w/ key override function, Columbo Mach premium series lever, unhanded, bright stainless steel finish, for use with 1 3/8" - 1 3/4" thick standard door | 1 |  | 1 Year | 903.7 | 0.15 | 768.145
29740 | Salto | EP660700IP48-S- | XS4 wide body electronic SALLIS wireless 125kHz Proximity entrance w/ key override function, Columbo Mach premium series lever, unhanded, bright stainless steel finish, for use with 1 3/4" - 2 1/4" thick door | 1 |  | 1 Year | 903.7 | 0.15 | 768.145
29741 | Salto | EP660700PP38-S- | XS4 wide body electronic SALLIS wireless 125kHz Proximity entrance w/ key override function, Columbo Mach premium series lever, unhanded, bright brass finish, for use with 1 3/8" - 1 3/4" thick standard door | 1 |  | 1 Year | 903.7 | 0.15 | 768.145
29742 | Salto | EP660700PP48-S- | XS4 wide body electronic SALLIS wireless 125kHz Proximity entrance w/ key override function, Columbo Mach premium series lever, unhanded, bright brass finish, for use with 1 3/4" - 2 1/4" thick door | 1 |  | 1 Year | 903.7 | 0.15 | 768.145
29743 | Salto | EP660A00BC38-S- | XS4 wide body electronic SALLIS wireless 125kHz Proximity entrance w/ key override function, A lever, unhanded, BioCote antimicrobial finish, for use with 1 3/8" - 1 3/4" thick standard door | 1 |  | 1 Year | 893.5 | 0.15 | 759.475
29744 | Salto | EP660A00BC48-S- | XS4 wide body electronic SALLIS wireless 125kHz Proximity entrance w/ key override function, A lever, unhanded, BioCote antimicrobial finish, for use with 1 3/4" - 2 1/4" thick door | 1 |  | 1 Year | 893.5 | 0.15 | 759.475
29745 | Salto | EP660A00IA38-S- | XS4 wide body electronic SALLIS wireless 125kHz Proximity entrance w/ key override function, A lever, unhanded, antique brass finish, for use with 1 3/8" - 1 3/4" thick standard door | 1 |  | 1 Year | 893.5 | 0.15 | 759.475
29746 | Salto | EP660A00IA48-S- | XS4 wide body electronic SALLIS wireless 125kHz Proximity entrance w/ key override function, A lever, unhanded, antique brass finish, for use with 1 3/4" - 2 1/4" thick door | 1 |  | 1 Year | 893.5 | 0.15 | 759.475
29747 | Salto | EP660A00IM38-S- | XS4 wide body electronic SALLIS wireless 125kHz Proximity entrance w/ key override function, A lever, unhanded, satin stainless finish, for use with 1 3/8" - 1 3/4" thick standard door | 1 |  | 1 Year | 841.5 | 0.15 | 715.275
29748 | Salto | EP660A00IM48-S- | XS4 wide body electronic SALLIS wireless 125kHz Proximity entrance w/ key override function, A lever, unhanded, satin stainless finish, for use with 1 3/4" - 2 1/4" thick door | 1 |  | 1 Year | 841.5 | 0.15 | 715.275
29749 | Salto | EP660A00IP38-S- | XS4 wide body electronic SALLIS wireless 125kHz Proximity entrance w/ key override function, A lever, unhanded, bright stainless steel finish, for use with 1 3/8" - 1 3/4" thick standard door | 1 |  | 1 Year | 857.8 | 0.15 | 729.13
29750 | Salto | EP660A00IP48-S- | XS4 wide body electronic SALLIS wireless 125kHz Proximity entrance w/ key override function, A lever, unhanded, bright stainless steel finish, for use with 1 3/4" - 2 1/4" thick door | 1 |  | 1 Year | 857.8 | 0.15 | 729.13
29751 | Salto | EP660A00NE38-S- | XS4 wide body electronic SALLIS wireless 125kHz Proximity entrance w/ key override function, A lever, unhanded, black chromium finish, for use with 1 3/8" - 1 3/4" thick standard door | 1 |  | 1 Year | 876.2 | 0.15 | 744.77
29752 | Salto | EP660A00NE48-S- | XS4 wide body electronic SALLIS wireless 125kHz Proximity entrance w/ key override function, A lever, unhanded, black chromium finish, for use with 1 3/4" - 2 1/4" thick door | 1 |  | 1 Year | 876.2 | 0.15 | 744.77
29753 | Salto | EP660A00PM38-S- | XS4 wide body electronic SALLIS wireless 125kHz Proximity entrance w/ key override function, A lever, unhanded, satin brass finish, for use with 1 3/8" - 1 3/4" thick standard door | 1 |  | 1 Year | 841.5 | 0.15 | 715.275
29754 | Salto | EP660A00PM48-S- | XS4 wide body electronic SALLIS wireless 125kHz Proximity entrance w/ key override function, A lever, unhanded, satin brass finish, for use with 1 3/4" - 2 1/4" thick door | 1 |  | 1 Year | 841.5 | 0.15 | 715.275
29755 | Salto | EP660A00PP38-S- | XS4 wide body electronic SALLIS wireless 125kHz Proximity entrance w/ key override function, A lever, unhanded, bright brass finish, for use with 1 3/8" - 1 3/4" thick standard door | 1 |  | 1 Year | 857.8 | 0.15 | 729.13
29756 | Salto | EP660A00PP48-S- | XS4 wide body electronic SALLIS wireless 125kHz Proximity entrance w/ key override function, A lever, unhanded, bright brass finish, for use with 1 3/4" - 2 1/4" thick door | 1 |  | 1 Year | 857.8 | 0.15 | 729.13
29757 | Salto | EP660G00BC38-S- | XS4 wide body electronic SALLIS wireless 125kHz Proximity entrance w/ key override function, G lever, unhanded, BioCote antimicrobial finish, for use with 1 3/8" - 1 3/4" thick standard door | 1 |  | 1 Year | 893.5 | 0.15 | 759.475
29758 | Salto | EP660G00BC48-S- | XS4 wide body electronic SALLIS wireless 125kHz Proximity entrance w/ key override function, G lever, unhanded, BioCote antimicrobial finish, for use with 1 3/4" - 2 1/4" thick door | 1 |  | 1 Year | 893.5 | 0.15 | 759.475
29759 | Salto | EP660G00IM38-S- | XS4 wide body electronic SALLIS wireless 125kHz Proximity entrance w/ key override function, G lever, unhanded, satin stainless finish, for use with 1 3/8" - 1 3/4" thick standard door | 1 |  | 1 Year | 841.5 | 0.15 | 715.275
29760 | Salto | EP660G00IM48-S- | XS4 wide body electronic SALLIS wireless 125kHz Proximity entrance w/ key override function, G lever, unhanded, satin stainless finish, for use with 1 3/4" - 2 1/4" thick door | 1 |  | 1 Year | 841.5 | 0.15 | 715.275
29761 | Salto | EP660G00PM38-S- | XS4 wide body electronic SALLIS wireless 125kHz Proximity entrance w/ key override function, G lever, unhanded, satin brass finish, for use with 1 3/8" - 1 3/4" thick standard door | 1 |  | 1 Year | 841.5 | 0.15 | 715.275
29762 | Salto | EP660G00PM48-S- | XS4 wide body electronic SALLIS wireless 125kHz Proximity entrance w/ key override function, G lever, unhanded, satin brass finish, for use with 1 3/4" - 2 1/4" thick door | 1 |  | 1 Year | 841.5 | 0.15 | 715.275
29763 | Salto | EP660J00BC38-S- | XS4 wide body electronic SALLIS wireless 125kHz Proximity entrance w/ key override function, J lever, unhanded, BioCote antimicrobial finish, for use with 1 3/8" - 1 3/4" thick standard door | 1 |  | 1 Year | 903.7 | 0.15 | 768.145
29764 | Salto | EP660J00BC48-S- | XS4 wide body electronic SALLIS wireless 125kHz Proximity entrance w/ key override function, J lever, unhanded, BioCote antimicrobial finish, for use with 1 3/4" - 2 1/4" thick door | 1 |  | 1 Year | 903.7 | 0.15 | 768.145
29765 | Salto | EP660J00IA38-S- | XS4 wide body electronic SALLIS wireless 125kHz Proximity entrance w/ key override function, J lever, unhanded, antique brass finish, for use with 1 3/8" - 1 3/4" thick standard door | 1 |  | 1 Year | 903.7 | 0.15 | 768.145
29766 | Salto | EP660J00IA48-S- | XS4 wide body electronic SALLIS wireless 125kHz Proximity entrance w/ key override function, J lever, unhanded, antique brass finish, for use with 1 3/4" - 2 1/4" thick door | 1 |  | 1 Year | 903.7 | 0.15 | 768.145
29767 | Salto | EP660J00IM38-S- | XS4 wide body electronic SALLIS wireless 125kHz Proximity entrance w/ key override function, J lever, unhanded, satin stainless finish, for use with 1 3/8" - 1 3/4" thick standard door | 1 |  | 1 Year | 851.7 | 0.15 | 723.945
29768 | Salto | EP660J00IM48-S- | XS4 wide body electronic SALLIS wireless 125kHz Proximity entrance w/ key override function, J lever, unhanded, satin stainless finish, for use with 1 3/4" - 2 1/4" thick door | 1 |  | 1 Year | 851.7 | 0.15 | 723.945
29769 | Salto | EP660J00NE38-S- | XS4 wide body electronic SALLIS wireless 125kHz Proximity entrance w/ key override function, J lever, unhanded, black chromium finish, for use with 1 3/8" - 1 3/4" thick standard door | 1 |  | 1 Year | 886.4 | 0.15 | 753.44
29770 | Salto | EP660J00NE48-S- | XS4 wide body electronic SALLIS wireless 125kHz Proximity entrance w/ key override function, J lever, unhanded, black chromium finish, for use with 1 3/4" - 2 1/4" thick door | 1 |  | 1 Year | 886.4 | 0.15 | 753.44
29771 | Salto | EP660J00PM38-S- | XS4 wide body electronic SALLIS wireless 125kHz Proximity entrance w/ key override function, J lever, unhanded, satin brass finish, for use with 1 3/8" - 1 3/4" thick standard door | 1 |  | 1 Year | 851.7 | 0.15 | 723.945
29772 | Salto | EP660J00PM48-S- | XS4 wide body electronic SALLIS wireless 125kHz Proximity entrance w/ key override function, J lever, unhanded, satin brass finish, for use with 1 3/4" - 2 1/4" thick door | 1 |  | 1 Year | 851.7 | 0.15 | 723.945
29773 | Salto | EP660K00IM38LS- | XS4 wide body electronic SALLIS wireless 125kHz Proximity entrance w/ key override function, K lever, left handed, satin stainless finish, for use with 1 3/8" - 1 3/4" thick standard door | 1 |  | 1 Year | 851.7 | 0.15 | 723.945
29774 | Salto | EP660K00IM38RS- | XS4 wide body electronic SALLIS wireless 125kHz Proximity entrance w/ key override function, K lever, right handed, satin stainless finish, for use with 1 3/8" - 1 3/4" thick standard door | 1 |  | 1 Year | 851.7 | 0.15 | 723.945
29775 | Salto | EP660K00IM48LS- | XS4 wide body electronic SALLIS wireless 125kHz Proximity entrance w/ key override function, K lever, left handed, satin stainless finish, for use with 1 3/4" - 2 1/4" thick door | 1 |  | 1 Year | 851.7 | 0.15 | 723.945
29776 | Salto | EP660K00IM48RS- | XS4 wide body electronic SALLIS wireless 125kHz Proximity entrance w/ key override function, K lever, right handed, satin stainless finish, for use with 1 3/4" - 2 1/4" thick door | 1 |  | 1 Year | 851.7 | 0.15 | 723.945
29777 | Salto | EP660K00IP38LS- | XS4 wide body electronic SALLIS wireless 125kHz Proximity entrance w/ key override function, K lever, left handed, bright stainless steel finish, for use with 1 3/8" - 1 3/4" thick standard door | 1 |  | 1 Year | 868 | 0.15 | 737.8
29778 | Salto | EP660K00IP38RS- | XS4 wide body electronic SALLIS wireless 125kHz Proximity entrance w/ key override function, K lever, right handed, bright stainless steel finish, for use with 1 3/8" - 1 3/4" thick standard door | 1 |  | 1 Year | 868 | 0.15 | 737.8
29779 | Salto | EP660K00IP48LS- | XS4 wide body electronic SALLIS wireless 125kHz Proximity entrance w/ key override function, K lever, left handed, bright stainless steel finish, for use with 1 3/4" - 2 1/4" thick door | 1 |  | 1 Year | 868 | 0.15 | 737.8
29780 | Salto | EP660K00IP48RS- | XS4 wide body electronic SALLIS wireless 125kHz Proximity entrance w/ key override function, K lever, right handed, bright stainless steel finish, for use with 1 3/4" - 2 1/4" thick door | 1 |  | 1 Year | 868 | 0.15 | 737.8
29781 | Salto | EP660K00PP38LS- | XS4 wide body electronic SALLIS wireless 125kHz Proximity entrance w/ key override function, K lever, left handed, bright brass finish, for use with 1 3/8" - 1 3/4" thick standard door | 1 |  | 1 Year | 868 | 0.15 | 737.8
29782 | Salto | EP660K00PP38RS- | XS4 wide body electronic SALLIS wireless 125kHz Proximity entrance w/ key override function, K lever, right handed, bright brass finish, for use with 1 3/8" - 1 3/4" thick standard door | 1 |  | 1 Year | 868 | 0.15 | 737.8
29783 | Salto | EP660K00PP48LS- | XS4 wide body electronic SALLIS wireless 125kHz Proximity entrance w/ key override function, K lever, left handed, bright brass finish, for use with 1 3/4" - 2 1/4" thick door | 1 |  | 1 Year | 868 | 0.15 | 737.8
29784 | Salto | EP660K00PP48RS- | XS4 wide body electronic SALLIS wireless 125kHz Proximity entrance w/ key override function, K lever, right handed, bright brass finish, for use with 1 3/4" - 2 1/4" thick door | 1 |  | 1 Year | 868 | 0.15 | 737.8
29785 | Salto | EP660L00BC38-S- | XS4 wide body electronic SALLIS wireless 125kHz Proximity entrance w/ key override function, L lever, unhanded, BioCote antimicrobial finish, for use with 1 3/8" - 1 3/4" thick standard door | 1 |  | 1 Year | 893.5 | 0.15 | 759.475
29786 | Salto | EP660L00BC48-S- | XS4 wide body electronic SALLIS wireless 125kHz Proximity entrance w/ key override function, L lever, unhanded, BioCote antimicrobial finish, for use with 1 3/4" - 2 1/4" thick door | 1 |  | 1 Year | 893.5 | 0.15 | 759.475
29787 | Salto | EP660L00IA38-S- | XS4 wide body electronic SALLIS wireless 125kHz Proximity entrance w/ key override function, L lever, unhanded, antique brass finish, for use with 1 3/8" - 1 3/4" thick standard door | 1 |  | 1 Year | 893.5 | 0.15 | 759.475
29788 | Salto | EP660L00IA48-S- | XS4 wide body electronic SALLIS wireless 125kHz Proximity entrance w/ key override function, L lever, unhanded, antique brass finish, for use with 1 3/4" - 2 1/4" thick door | 1 |  | 1 Year | 893.5 | 0.15 | 759.475
29789 | Salto | EP660L00IM38-S- | XS4 wide body electronic SALLIS wireless 125kHz Proximity entrance w/ key override function, L lever, unhanded, satin stainless finish, for use with 1 3/8" - 1 3/4" thick standard door | 1 |  | 1 Year | 841.5 | 0.15 | 715.275
29790 | Salto | EP660L00IM48-S- | XS4 wide body electronic SALLIS wireless 125kHz Proximity entrance w/ key override function, L lever, unhanded, satin stainless finish, for use with 1 3/4" - 2 1/4" thick door | 1 |  | 1 Year | 841.5 | 0.15 | 715.275
29791 | Salto | EP660L00IP38-S- | XS4 wide body electronic SALLIS wireless 125kHz Proximity entrance w/ key override function, L lever, unhanded, bright stainless steel finish, for use with 1 3/8" - 1 3/4" thick standard door | 1 |  | 1 Year | 857.8 | 0.15 | 729.13
29792 | Salto | EP660L00IP48-S- | XS4 wide body electronic SALLIS wireless 125kHz Proximity entrance w/ key override function, L lever, unhanded, bright stainless steel finish, for use with 1 3/4" - 2 1/4" thick door | 1 |  | 1 Year | 857.8 | 0.15 | 729.13
29793 | Salto | EP660L00NE38-S- | XS4 wide body electronic SALLIS wireless 125kHz Proximity entrance w/ key override function, L lever, unhanded, black chromium finish, for use with 1 3/8" - 1 3/4" thick standard door | 1 |  | 1 Year | 876.2 | 0.15 | 744.77
29794 | Salto | EP660L00NE48-S- | XS4 wide body electronic SALLIS wireless 125kHz Proximity entrance w/ key override function, L lever, unhanded, black chromium finish, for use with 1 3/4" - 2 1/4" thick door | 1 |  | 1 Year | 876.2 | 0.15 | 744.77
29795 | Salto | EP660L00PM38-S- | XS4 wide body electronic SALLIS wireless 125kHz Proximity entrance w/ key override function, L lever, unhanded, satin brass finish, for use with 1 3/8" - 1 3/4" thick standard door | 1 |  | 1 Year | 841.5 | 0.15 | 715.275
29796 | Salto | EP660L00PM48-S- | XS4 wide body electronic SALLIS wireless 125kHz Proximity entrance w/ key override function, L lever, unhanded, satin brass finish, for use with 1 3/4" - 2 1/4" thick door | 1 |  | 1 Year | 841.5 | 0.15 | 715.275
29797 | Salto | EP660L00PP38-S- | XS4 wide body electronic SALLIS wireless 125kHz Proximity entrance w/ key override function, L lever, unhanded, bright brass finish, for use with 1 3/8" - 1 3/4" thick standard door | 1 |  | 1 Year | 857.8 | 0.15 | 729.13
29798 | Salto | EP660L00PP48-S- | XS4 wide body electronic SALLIS wireless 125kHz Proximity entrance w/ key override function, L lever, unhanded, bright brass finish, for use with 1 3/4" - 2 1/4" thick door | 1 |  | 1 Year | 857.8 | 0.15 | 729.13
29799 | Salto | EP660N00BC38-S- | XS4 wide body electronic SALLIS wireless 125kHz Proximity entrance w/ key override function, N lever, unhanded, BioCote antimicrobial finish, for use with 1 3/8" - 1 3/4" thick standard door | 1 |  | 1 Year | 893.5 | 0.15 | 759.475
29800 | Salto | EP660N00BC48-S- | XS4 wide body electronic SALLIS wireless 125kHz Proximity entrance w/ key override function, N lever, unhanded, BioCote antimicrobial finish, for use with 1 3/4" - 2 1/4" thick door | 1 |  | 1 Year | 893.5 | 0.15 | 759.475
29801 | Salto | EP660N00IM38-S- | XS4 wide body electronic SALLIS wireless 125kHz Proximity entrance w/ key override function, N lever, unhanded, satin stainless finish, for use with 1 3/8" - 1 3/4" thick standard door | 1 |  | 1 Year | 841.5 | 0.15 | 715.275
29802 | Salto | EP660N00IM48-S- | XS4 wide body electronic SALLIS wireless 125kHz Proximity entrance w/ key override function, N lever, unhanded, satin stainless finish, for use with 1 3/4" - 2 1/4" thick door | 1 |  | 1 Year | 841.5 | 0.15 | 715.275
29803 | Salto | EP660N00PM38-S- | XS4 wide body electronic SALLIS wireless 125kHz Proximity entrance w/ key override function, N lever, unhanded, satin brass finish, for use with 1 3/8" - 1 3/4" thick standard door | 1 |  | 1 Year | 841.5 | 0.15 | 715.275
29804 | Salto | EP660N00PM48-S- | XS4 wide body electronic SALLIS wireless 125kHz Proximity entrance w/ key override function, N lever, unhanded, satin brass finish, for use with 1 3/4" - 2 1/4" thick door | 1 |  | 1 Year | 841.5 | 0.15 | 715.275
29805 | Salto | EP660O00IA38LS- | XS4 wide body electronic SALLIS wireless 125kHz Proximity entrance w/ key override function, O lever, left handed, antique brass finish, for use with 1 3/8" - 1 3/4" thick standard door | 1 |  | 1 Year | 903.7 | 0.15 | 768.145
29806 | Salto | EP660O00IA38RS- | XS4 wide body electronic SALLIS wireless 125kHz Proximity entrance w/ key override function, O lever, right handed, antique brass finish, for use with 1 3/8" - 1 3/4" thick standard door | 1 |  | 1 Year | 903.7 | 0.15 | 768.145
29807 | Salto | EP660O00IA48LS- | XS4 wide body electronic SALLIS wireless 125kHz Proximity entrance w/ key override function, O lever, left handed, antique brass finish, for use with 1 3/4" - 2 1/4" thick door | 1 |  | 1 Year | 903.7 | 0.15 | 768.145
29808 | Salto | EP660O00IA48RS- | XS4 wide body electronic SALLIS wireless 125kHz Proximity entrance w/ key override function, O lever, right handed, antique brass finish, for use with 1 3/4" - 2 1/4" thick door | 1 |  | 1 Year | 903.7 | 0.15 | 768.145
29809 | Salto | EP660O00IM38LS- | XS4 wide body electronic SALLIS wireless 125kHz Proximity entrance w/ key override function, O lever, left handed, satin stainless finish, for use with 1 3/8" - 1 3/4" thick standard door | 1 |  | 1 Year | 851.7 | 0.15 | 723.945
29810 | Salto | EP660O00IM38RS- | XS4 wide body electronic SALLIS wireless 125kHz Proximity entrance w/ key override function, O lever, right handed, satin stainless finish, for use with 1 3/8" - 1 3/4" thick standard door | 1 |  | 1 Year | 851.7 | 0.15 | 723.945
29811 | Salto | EP660O00IM48LS- | XS4 wide body electronic SALLIS wireless 125kHz Proximity entrance w/ key override function, O lever, left handed, satin stainless finish, for use with 1 3/4" - 2 1/4" thick door | 1 |  | 1 Year | 851.7 | 0.15 | 723.945
29812 | Salto | EP660O00IM48RS- | XS4 wide body electronic SALLIS wireless 125kHz Proximity entrance w/ key override function, O lever, right handed, satin stainless finish, for use with 1 3/4" - 2 1/4" thick door | 1 |  | 1 Year | 851.7 | 0.15 | 723.945
29813 | Salto | EP660O00IP38LS- | XS4 wide body electronic SALLIS wireless 125kHz Proximity entrance w/ key override function, O lever, left handed, bright stainless steel finish, for use with 1 3/8" - 1 3/4" thick standard door | 1 |  | 1 Year | 868 | 0.15 | 737.8
29814 | Salto | EP660O00IP38RS- | XS4 wide body electronic SALLIS wireless 125kHz Proximity entrance w/ key override function, O lever, right handed, bright stainless steel finish, for use with 1 3/8" - 1 3/4" thick standard door | 1 |  | 1 Year | 868 | 0.15 | 737.8
29815 | Salto | EP660O00IP48LS- | XS4 wide body electronic SALLIS wireless 125kHz Proximity entrance w/ key override function, O lever, left handed, bright stainless steel finish, for use with 1 3/4" - 2 1/4" thick door | 1 |  | 1 Year | 868 | 0.15 | 737.8
29816 | Salto | EP660O00IP48RS- | XS4 wide body electronic SALLIS wireless 125kHz Proximity entrance w/ key override function, O lever, right handed, bright stainless steel finish, for use with 1 3/4" - 2 1/4" thick door | 1 |  | 1 Year | 868 | 0.15 | 737.8
29817 | Salto | EP660O00NE38LS- | XS4 wide body electronic SALLIS wireless 125kHz Proximity entrance w/ key override function, O lever, left handed, black chromium finish, for use with 1 3/8" - 1 3/4" thick standard door | 1 |  | 1 Year | 886.4 | 0.15 | 753.44
29818 | Salto | EP660O00NE38RS- | XS4 wide body electronic SALLIS wireless 125kHz Proximity entrance w/ key override function, O lever, right handed, black chromium finish, for use with 1 3/8" - 1 3/4" thick standard door | 1 |  | 1 Year | 886.4 | 0.15 | 753.44
29819 | Salto | EP660O00NE48LS- | XS4 wide body electronic SALLIS wireless 125kHz Proximity entrance w/ key override function, O lever, left handed, black chromium finish, for use with 1 3/4" - 2 1/4" thick door | 1 |  | 1 Year | 886.4 | 0.15 | 753.44
29820 | Salto | EP660O00NE48RS- | XS4 wide body electronic SALLIS wireless 125kHz Proximity entrance w/ key override function, O lever, right handed, black chromium finish, for use with 1 3/4" - 2 1/4" thick door | 1 |  | 1 Year | 886.4 | 0.15 | 753.44
29821 | Salto | EP660O00PM38LS- | XS4 wide body electronic SALLIS wireless 125kHz Proximity entrance w/ key override function, O lever, left handed, satin brass finish, for use with 1 3/8" - 1 3/4" thick standard door | 1 |  | 1 Year | 851.7 | 0.15 | 723.945
29822 | Salto | EP660O00PM38RS- | XS4 wide body electronic SALLIS wireless 125kHz Proximity entrance w/ key override function, O lever, right handed, satin brass finish, for use with 1 3/8" - 1 3/4" thick standard door | 1 |  | 1 Year | 851.7 | 0.15 | 723.945
29823 | Salto | EP660O00PM48LS- | XS4 wide body electronic SALLIS wireless 125kHz Proximity entrance w/ key override function, O lever, left handed, satin brass finish, for use with 1 3/4" - 2 1/4" thick door | 1 |  | 1 Year | 851.7 | 0.15 | 723.945
29824 | Salto | EP660O00PM48RS- | XS4 wide body electronic SALLIS wireless 125kHz Proximity entrance w/ key override function, O lever, right handed, satin brass finish, for use with 1 3/4" - 2 1/4" thick door | 1 |  | 1 Year | 851.7 | 0.15 | 723.945
29825 | Salto | EP660O00PP38LS- | XS4 wide body electronic SALLIS wireless 125kHz Proximity entrance w/ key override function, O lever, left handed, bright brass finish, for use with 1 3/8" - 1 3/4" thick standard door | 1 |  | 1 Year | 868 | 0.15 | 737.8
29826 | Salto | EP660O00PP38RS- | XS4 wide body electronic SALLIS wireless 125kHz Proximity entrance w/ key override function, O lever, right handed, bright brass finish, for use with 1 3/8" - 1 3/4" thick standard door | 1 |  | 1 Year | 868 | 0.15 | 737.8
29827 | Salto | EP660O00PP48LS- | XS4 wide body electronic SALLIS wireless 125kHz Proximity entrance w/ key override function, O lever, left handed, bright brass finish, for use with 1 3/4" - 2 1/4" thick door | 1 |  | 1 Year | 868 | 0.15 | 737.8
29828 | Salto | EP660O00PP48RS- | XS4 wide body electronic SALLIS wireless 125kHz Proximity entrance w/ key override function, O lever, right handed, bright brass finish, for use with 1 3/4" - 2 1/4" thick door | 1 |  | 1 Year | 868 | 0.15 | 737.8
29829 | Salto | EP660W00BC38-S- | XS4 wide body electronic SALLIS wireless 125kHz Proximity entrance w/ key override function, W lever, unhanded, BioCote antimicrobial finish, for use with 1 3/8" - 1 3/4" thick standard door | 1 |  | 1 Year | 893.5 | 0.15 | 759.475
29830 | Salto | EP660W00BC48-S- | XS4 wide body electronic SALLIS wireless 125kHz Proximity entrance w/ key override function, W lever, unhanded, BioCote antimicrobial finish, for use with 1 3/4" - 2 1/4" thick door | 1 |  | 1 Year | 893.5 | 0.15 | 759.475
29831 | Salto | EP660W00IA38-S- | XS4 wide body electronic SALLIS wireless 125kHz Proximity entrance w/ key override function, W lever, unhanded, antique brass finish, for use with 1 3/8" - 1 3/4" thick standard door | 1 |  | 1 Year | 893.5 | 0.15 | 759.475
29832 | Salto | EP660W00IA48-S- | XS4 wide body electronic SALLIS wireless 125kHz Proximity entrance w/ key override function, W lever, unhanded, antique brass finish, for use with 1 3/4" - 2 1/4" thick door | 1 |  | 1 Year | 893.5 | 0.15 | 759.475
29833 | Salto | EP660W00IM38-S- | XS4 wide body electronic SALLIS wireless 125kHz Proximity entrance w/ key override function, W lever, unhanded, satin stainless finish, for use with 1 3/8" - 1 3/4" thick standard door | 1 |  | 1 Year | 841.5 | 0.15 | 715.275
29834 | Salto | EP660W00IM48-S- | XS4 wide body electronic SALLIS wireless 125kHz Proximity entrance w/ key override function, W lever, unhanded, satin stainless finish, for use with 1 3/4" - 2 1/4" thick door | 1 |  | 1 Year | 841.5 | 0.15 | 715.275
29835 | Salto | EP660W00IP38-S- | XS4 wide body electronic SALLIS wireless 125kHz Proximity entrance w/ key override function, W lever, unhanded, bright stainless steel finish, for use with 1 3/8" - 1 3/4" thick standard door | 1 |  | 1 Year | 857.8 | 0.15 | 729.13
29836 | Salto | EP660W00IP48-S- | XS4 wide body electronic SALLIS wireless 125kHz Proximity entrance w/ key override function, W lever, unhanded, bright stainless steel finish, for use with 1 3/4" - 2 1/4" thick door | 1 |  | 1 Year | 857.8 | 0.15 | 729.13
29837 | Salto | EP660W00NE38-S- | XS4 wide body electronic SALLIS wireless 125kHz Proximity entrance w/ key override function, W lever, unhanded, black chromium finish, for use with 1 3/8" - 1 3/4" thick standard door | 1 |  | 1 Year | 876.2 | 0.15 | 744.77
29838 | Salto | EP660W00NE48-S- | XS4 wide body electronic SALLIS wireless 125kHz Proximity entrance w/ key override function, W lever, unhanded, black chromium finish, for use with 1 3/4" - 2 1/4" thick door | 1 |  | 1 Year | 876.2 | 0.15 | 744.77
29839 | Salto | EP660W00PM38-S- | XS4 wide body electronic SALLIS wireless 125kHz Proximity entrance w/ key override function, W lever, unhanded, satin brass finish, for use with 1 3/8" - 1 3/4" thick standard door | 1 |  | 1 Year | 841.5 | 0.15 | 715.275
29840 | Salto | EP660W00PM48-S- | XS4 wide body electronic SALLIS wireless 125kHz Proximity entrance w/ key override function, W lever, unhanded, satin brass finish, for use with 1 3/4" - 2 1/4" thick door | 1 |  | 1 Year | 841.5 | 0.15 | 715.275
29841 | Salto | EP660W00PP38-S- | XS4 wide body electronic SALLIS wireless 125kHz Proximity entrance w/ key override function, W lever, unhanded, bright brass finish, for use with 1 3/8" - 1 3/4" thick standard door | 1 |  | 1 Year | 857.8 | 0.15 | 729.13
29842 | Salto | EP660W00PP48-S- | XS4 wide body electronic SALLIS wireless 125kHz Proximity entrance w/ key override function, W lever, unhanded, bright brass finish, for use with 1 3/4" - 2 1/4" thick door | 1 |  | 1 Year | 857.8 | 0.15 | 729.13
29843 | Salto | EP666200IM38-S- | XS4 wide body electronic SALLIS wireless 125kHz Proximity push buttonprivacy w/ key override function, Columbo Robodue premium series lever, unhanded, satin stainless finish, for use with 1 3/8" - 1 3/4" thick standard door | 1 |  | 1 Year | 887.4 | 0.15 | 754.29
29844 | Salto | EP666200IM48-S- | XS4 wide body electronic SALLIS wireless 125kHz Proximity push buttonprivacy w/ key override function, Columbo Robodue premium series lever, unhanded, satin stainless finish, for use with 1 3/4" - 2 1/4" thick door | 1 |  | 1 Year | 887.4 | 0.15 | 754.29
29845 | Salto | EP666200IP38-S- | XS4 wide body electronic SALLIS wireless 125kHz Proximity push buttonprivacy w/ key override function, Columbo Robodue premium series lever, unhanded, bright stainless steel finish, for use with 1 3/8" - 1 3/4" thick standard door | 1 |  | 1 Year | 903.7 | 0.15 | 768.145
29846 | Salto | EP666200IP48-S- | XS4 wide body electronic SALLIS wireless 125kHz Proximity push buttonprivacy w/ key override function, Columbo Robodue premium series lever, unhanded, bright stainless steel finish, for use with 1 3/4" - 2 1/4" thick door | 1 |  | 1 Year | 903.7 | 0.15 | 768.145
29847 | Salto | EP666200PP38-S- | XS4 wide body electronic SALLIS wireless 125kHz Proximity push buttonprivacy w/ key override function, Columbo Robodue premium series lever, unhanded, bright brass finish, for use with 1 3/8" - 1 3/4" thick standard door | 1 |  | 1 Year | 903.7 | 0.15 | 768.145
29848 | Salto | EP666200PP48-S- | XS4 wide body electronic SALLIS wireless 125kHz Proximity push buttonprivacy w/ key override function, Columbo Robodue premium series lever, unhanded, bright brass finish, for use with 1 3/4" - 2 1/4" thick door | 1 |  | 1 Year | 903.7 | 0.15 | 768.145
29849 | Salto | EP666300IM38-S- | XS4 wide body electronic SALLIS wireless 125kHz Proximity push buttonprivacy w/ key override function, Columbo Robotre premium series lever, unhanded, satin stainless finish, for use with 1 3/8" - 1 3/4" thick standard door | 1 |  | 1 Year | 887.4 | 0.15 | 754.29
29850 | Salto | EP666300IM48-S- | XS4 wide body electronic SALLIS wireless 125kHz Proximity push buttonprivacy w/ key override function, Columbo Robotre premium series lever, unhanded, satin stainless finish, for use with 1 3/4" - 2 1/4" thick door | 1 |  | 1 Year | 887.4 | 0.15 | 754.29
29851 | Salto | EP666300IP38-S- | XS4 wide body electronic SALLIS wireless 125kHz Proximity push buttonprivacy w/ key override function, Columbo Robotre premium series lever, unhanded, bright stainless steel finish, for use with 1 3/8" - 1 3/4" thick standard door | 1 |  | 1 Year | 903.7 | 0.15 | 768.145
29852 | Salto | EP666300IP48-S- | XS4 wide body electronic SALLIS wireless 125kHz Proximity push buttonprivacy w/ key override function, Columbo Robotre premium series lever, unhanded, bright stainless steel finish, for use with 1 3/4" - 2 1/4" thick door | 1 |  | 1 Year | 903.7 | 0.15 | 768.145
29853 | Salto | EP666300PP38-S- | XS4 wide body electronic SALLIS wireless 125kHz Proximity push buttonprivacy w/ key override function, Columbo Robotre premium series lever, unhanded, bright brass finish, for use with 1 3/8" - 1 3/4" thick standard door | 1 |  | 1 Year | 903.7 | 0.15 | 768.145
29854 | Salto | EP666300PP48-S- | XS4 wide body electronic SALLIS wireless 125kHz Proximity push buttonprivacy w/ key override function, Columbo Robotre premium series lever, unhanded, bright brass finish, for use with 1 3/4" - 2 1/4" thick door | 1 |  | 1 Year | 903.7 | 0.15 | 768.145
29855 | Salto | EP666400IM38-S- | XS4 wide body electronic SALLIS wireless 125kHz Proximity push buttonprivacy w/ key override function, Columbo Roboquattro premium series lever, unhanded, satin stainless finish, for use with 1 3/8" - 1 3/4" thick standard door | 1 |  | 1 Year | 887.4 | 0.15 | 754.29
29856 | Salto | EP666400IM48-S- | XS4 wide body electronic SALLIS wireless 125kHz Proximity push buttonprivacy w/ key override function, Columbo Roboquattro premium series lever, unhanded, satin stainless finish, for use with 1 3/4" - 2 1/4" thick door | 1 |  | 1 Year | 887.4 | 0.15 | 754.29
29857 | Salto | EP666400IP38-S- | XS4 wide body electronic SALLIS wireless 125kHz Proximity push buttonprivacy w/ key override function, Columbo Roboquattro premium series lever, unhanded, bright stainless steel finish, for use with 1 3/8" - 1 3/4" thick standard door | 1 |  | 1 Year | 903.7 | 0.15 | 768.145
29858 | Salto | EP666400IP48-S- | XS4 wide body electronic SALLIS wireless 125kHz Proximity push buttonprivacy w/ key override function, Columbo Roboquattro premium series lever, unhanded, bright stainless steel finish, for use with 1 3/4" - 2 1/4" thick door | 1 |  | 1 Year | 903.7 | 0.15 | 768.145
29859 | Salto | EP666400PP38-S- | XS4 wide body electronic SALLIS wireless 125kHz Proximity push buttonprivacy w/ key override function, Columbo Roboquattro premium series lever, unhanded, bright brass finish, for use with 1 3/8" - 1 3/4" thick standard door | 1 |  | 1 Year | 903.7 | 0.15 | 768.145
29860 | Salto | EP666400PP48-S- | XS4 wide body electronic SALLIS wireless 125kHz Proximity push buttonprivacy w/ key override function, Columbo Roboquattro premium series lever, unhanded, bright brass finish, for use with 1 3/4" - 2 1/4" thick door | 1 |  | 1 Year | 903.7 | 0.15 | 768.145
29861 | Salto | EP666700IM38-S- | XS4 wide body electronic SALLIS wireless 125kHz Proximity push buttonprivacy w/ key override function, Columbo Mach premium series lever, unhanded, satin stainless finish, for use with 1 3/8" - 1 3/4" thick standard door | 1 |  | 1 Year | 887.4 | 0.15 | 754.29
29862 | Salto | EP666700IM48-S- | XS4 wide body electronic SALLIS wireless 125kHz Proximity push buttonprivacy w/ key override function, Columbo Mach premium series lever, unhanded, satin stainless finish, for use with 1 3/4" - 2 1/4" thick door | 1 |  | 1 Year | 887.4 | 0.15 | 754.29
29863 | Salto | EP666700IP38-S- | XS4 wide body electronic SALLIS wireless 125kHz Proximity push buttonprivacy w/ key override function, Columbo Mach premium series lever, unhanded, bright stainless steel finish, for use with 1 3/8" - 1 3/4" thick standard door | 1 |  | 1 Year | 903.7 | 0.15 | 768.145
29864 | Salto | EP666700IP48-S- | XS4 wide body electronic SALLIS wireless 125kHz Proximity push buttonprivacy w/ key override function, Columbo Mach premium series lever, unhanded, bright stainless steel finish, for use with 1 3/4" - 2 1/4" thick door | 1 |  | 1 Year | 903.7 | 0.15 | 768.145
29865 | Salto | EP666700PP38-S- | XS4 wide body electronic SALLIS wireless 125kHz Proximity push buttonprivacy w/ key override function, Columbo Mach premium series lever, unhanded, bright brass finish, for use with 1 3/8" - 1 3/4" thick standard door | 1 |  | 1 Year | 903.7 | 0.15 | 768.145
29866 | Salto | EP666700PP48-S- | XS4 wide body electronic SALLIS wireless 125kHz Proximity push buttonprivacy w/ key override function, Columbo Mach premium series lever, unhanded, bright brass finish, for use with 1 3/4" - 2 1/4" thick door | 1 |  | 1 Year | 903.7 | 0.15 | 768.145
29867 | Salto | EP666A00BC38-S- | XS4 wide body electronic SALLIS wireless 125kHz Proximity push buttonprivacy w/ key override function, A lever, unhanded, BioCote antimicrobial finish, for use with 1 3/8" - 1 3/4" thick standard door | 1 |  | 1 Year | 893.5 | 0.15 | 759.475
29868 | Salto | EP666A00BC48-S- | XS4 wide body electronic SALLIS wireless 125kHz Proximity push buttonprivacy w/ key override function, A lever, unhanded, BioCote antimicrobial finish, for use with 1 3/4" - 2 1/4" thick door | 1 |  | 1 Year | 893.5 | 0.15 | 759.475
29869 | Salto | EP666A00IA38-S- | XS4 wide body electronic SALLIS wireless 125kHz Proximity push buttonprivacy w/ key override function, A lever, unhanded, antique brass finish, for use with 1 3/8" - 1 3/4" thick standard door | 1 |  | 1 Year | 893.5 | 0.15 | 759.475
29870 | Salto | EP666A00IA48-S- | XS4 wide body electronic SALLIS wireless 125kHz Proximity push buttonprivacy w/ key override function, A lever, unhanded, antique brass finish, for use with 1 3/4" - 2 1/4" thick door | 1 |  | 1 Year | 893.5 | 0.15 | 759.475
29871 | Salto | EP666A00IM38-S- | XS4 wide body electronic SALLIS wireless 125kHz Proximity push buttonprivacy w/ key override function, A lever, unhanded, satin stainless finish, for use with 1 3/8" - 1 3/4" thick standard door | 1 |  | 1 Year | 841.5 | 0.15 | 715.275
29872 | Salto | EP666A00IM48-S- | XS4 wide body electronic SALLIS wireless 125kHz Proximity push buttonprivacy w/ key override function, A lever, unhanded, satin stainless finish, for use with 1 3/4" - 2 1/4" thick door | 1 |  | 1 Year | 841.5 | 0.15 | 715.275
29873 | Salto | EP666A00IP38-S- | XS4 wide body electronic SALLIS wireless 125kHz Proximity push buttonprivacy w/ key override function, A lever, unhanded, bright stainless steel finish, for use with 1 3/8" - 1 3/4" thick standard door | 1 |  | 1 Year | 857.8 | 0.15 | 729.13
29874 | Salto | EP666A00IP48-S- | XS4 wide body electronic SALLIS wireless 125kHz Proximity push buttonprivacy w/ key override function, A lever, unhanded, bright stainless steel finish, for use with 1 3/4" - 2 1/4" thick door | 1 |  | 1 Year | 857.8 | 0.15 | 729.13
29875 | Salto | EP666A00NE38-S- | XS4 wide body electronic SALLIS wireless 125kHz Proximity push buttonprivacy w/ key override function, A lever, unhanded, black chromium finish, for use with 1 3/8" - 1 3/4" thick standard door | 1 |  | 1 Year | 876.2 | 0.15 | 744.77
29876 | Salto | EP666A00NE48-S- | XS4 wide body electronic SALLIS wireless 125kHz Proximity push buttonprivacy w/ key override function, A lever, unhanded, black chromium finish, for use with 1 3/4" - 2 1/4" thick door | 1 |  | 1 Year | 876.2 | 0.15 | 744.77
29877 | Salto | EP666A00PM38-S- | XS4 wide body electronic SALLIS wireless 125kHz Proximity push buttonprivacy w/ key override function, A lever, unhanded, satin brass finish, for use with 1 3/8" - 1 3/4" thick standard door | 1 |  | 1 Year | 841.5 | 0.15 | 715.275
29878 | Salto | EP666A00PM48-S- | XS4 wide body electronic SALLIS wireless 125kHz Proximity push buttonprivacy w/ key override function, A lever, unhanded, satin brass finish, for use with 1 3/4" - 2 1/4" thick door | 1 |  | 1 Year | 841.5 | 0.15 | 715.275
29879 | Salto | EP666A00PP38-S- | XS4 wide body electronic SALLIS wireless 125kHz Proximity push buttonprivacy w/ key override function, A lever, unhanded, bright brass finish, for use with 1 3/8" - 1 3/4" thick standard door | 1 |  | 1 Year | 857.8 | 0.15 | 729.13
29880 | Salto | EP666A00PP48-S- | XS4 wide body electronic SALLIS wireless 125kHz Proximity push buttonprivacy w/ key override function, A lever, unhanded, bright brass finish, for use with 1 3/4" - 2 1/4" thick door | 1 |  | 1 Year | 857.8 | 0.15 | 729.13
29881 | Salto | EP666G00BC38-S- | XS4 wide body electronic SALLIS wireless 125kHz Proximity push buttonprivacy w/ key override function, G lever, unhanded, BioCote antimicrobial finish, for use with 1 3/8" - 1 3/4" thick standard door | 1 |  | 1 Year | 893.5 | 0.15 | 759.475
29882 | Salto | EP666G00BC48-S- | XS4 wide body electronic SALLIS wireless 125kHz Proximity push buttonprivacy w/ key override function, G lever, unhanded, BioCote antimicrobial finish, for use with 1 3/4" - 2 1/4" thick door | 1 |  | 1 Year | 893.5 | 0.15 | 759.475
29883 | Salto | EP666G00IM38-S- | XS4 wide body electronic SALLIS wireless 125kHz Proximity push buttonprivacy w/ key override function, G lever, unhanded, satin stainless finish, for use with 1 3/8" - 1 3/4" thick standard door | 1 |  | 1 Year | 841.5 | 0.15 | 715.275
29884 | Salto | EP666G00IM48-S- | XS4 wide body electronic SALLIS wireless 125kHz Proximity push buttonprivacy w/ key override function, G lever, unhanded, satin stainless finish, for use with 1 3/4" - 2 1/4" thick door | 1 |  | 1 Year | 841.5 | 0.15 | 715.275
29885 | Salto | EP666G00PM38-S- | XS4 wide body electronic SALLIS wireless 125kHz Proximity push buttonprivacy w/ key override function, G lever, unhanded, satin brass finish, for use with 1 3/8" - 1 3/4" thick standard door | 1 |  | 1 Year | 841.5 | 0.15 | 715.275
29886 | Salto | EP666G00PM48-S- | XS4 wide body electronic SALLIS wireless 125kHz Proximity push buttonprivacy w/ key override function, G lever, unhanded, satin brass finish, for use with 1 3/4" - 2 1/4" thick door | 1 |  | 1 Year | 841.5 | 0.15 | 715.275
29887 | Salto | EP666J00BC38-S- | XS4 wide body electronic SALLIS wireless 125kHz Proximity push buttonprivacy w/ key override function, J lever, unhanded, BioCote antimicrobial finish, for use with 1 3/8" - 1 3/4" thick standard door | 1 |  | 1 Year | 903.7 | 0.15 | 768.145
29888 | Salto | EP666J00BC48-S- | XS4 wide body electronic SALLIS wireless 125kHz Proximity push buttonprivacy w/ key override function, J lever, unhanded, BioCote antimicrobial finish, for use with 1 3/4" - 2 1/4" thick door | 1 |  | 1 Year | 903.7 | 0.15 | 768.145
29889 | Salto | EP666J00IA38-S- | XS4 wide body electronic SALLIS wireless 125kHz Proximity push buttonprivacy w/ key override function, J lever, unhanded, antique brass finish, for use with 1 3/8" - 1 3/4" thick standard door | 1 |  | 1 Year | 903.7 | 0.15 | 768.145
29890 | Salto | EP666J00IA48-S- | XS4 wide body electronic SALLIS wireless 125kHz Proximity push buttonprivacy w/ key override function, J lever, unhanded, antique brass finish, for use with 1 3/4" - 2 1/4" thick door | 1 |  | 1 Year | 903.7 | 0.15 | 768.145
29891 | Salto | EP666J00IM38-S- | XS4 wide body electronic SALLIS wireless 125kHz Proximity push buttonprivacy w/ key override function, J lever, unhanded, satin stainless finish, for use with 1 3/8" - 1 3/4" thick standard door | 1 |  | 1 Year | 851.7 | 0.15 | 723.945
29892 | Salto | EP666J00IM48-S- | XS4 wide body electronic SALLIS wireless 125kHz Proximity push buttonprivacy w/ key override function, J lever, unhanded, satin stainless finish, for use with 1 3/4" - 2 1/4" thick door | 1 |  | 1 Year | 851.7 | 0.15 | 723.945
29893 | Salto | EP666J00NE38-S- | XS4 wide body electronic SALLIS wireless 125kHz Proximity push buttonprivacy w/ key override function, J lever, unhanded, black chromium finish, for use with 1 3/8" - 1 3/4" thick standard door | 1 |  | 1 Year | 886.4 | 0.15 | 753.44
29894 | Salto | EP666J00NE48-S- | XS4 wide body electronic SALLIS wireless 125kHz Proximity push buttonprivacy w/ key override function, J lever, unhanded, black chromium finish, for use with 1 3/4" - 2 1/4" thick door | 1 |  | 1 Year | 886.4 | 0.15 | 753.44
29895 | Salto | EP666J00PM38-S- | XS4 wide body electronic SALLIS wireless 125kHz Proximity push buttonprivacy w/ key override function, J lever, unhanded, satin brass finish, for use with 1 3/8" - 1 3/4" thick standard door | 1 |  | 1 Year | 851.7 | 0.15 | 723.945
29896 | Salto | EP666J00PM48-S- | XS4 wide body electronic SALLIS wireless 125kHz Proximity push buttonprivacy w/ key override function, J lever, unhanded, satin brass finish, for use with 1 3/4" - 2 1/4" thick door | 1 |  | 1 Year | 851.7 | 0.15 | 723.945
29897 | Salto | EP666K00IM38LS- | XS4 wide body electronic SALLIS wireless 125kHz Proximity push buttonprivacy w/ key override function, K lever, left handed, satin stainless finish, for use with 1 3/8" - 1 3/4" thick standard door | 1 |  | 1 Year | 851.7 | 0.15 | 723.945
29898 | Salto | EP666K00IM38RS- | XS4 wide body electronic SALLIS wireless 125kHz Proximity push buttonprivacy w/ key override function, K lever, right handed, satin stainless finish, for use with 1 3/8" - 1 3/4" thick standard door | 1 |  | 1 Year | 851.7 | 0.15 | 723.945
29899 | Salto | EP666K00IM48LS- | XS4 wide body electronic SALLIS wireless 125kHz Proximity push buttonprivacy w/ key override function, K lever, left handed, satin stainless finish, for use with 1 3/4" - 2 1/4" thick door | 1 |  | 1 Year | 851.7 | 0.15 | 723.945
29900 | Salto | EP666K00IM48RS- | XS4 wide body electronic SALLIS wireless 125kHz Proximity push buttonprivacy w/ key override function, K lever, right handed, satin stainless finish, for use with 1 3/4" - 2 1/4" thick door | 1 |  | 1 Year | 851.7 | 0.15 | 723.945
29901 | Salto | EP666K00IP38LS- | XS4 wide body electronic SALLIS wireless 125kHz Proximity push buttonprivacy w/ key override function, K lever, left handed, bright stainless steel finish, for use with 1 3/8" - 1 3/4" thick standard door | 1 |  | 1 Year | 868 | 0.15 | 737.8
29902 | Salto | EP666K00IP38RS- | XS4 wide body electronic SALLIS wireless 125kHz Proximity push buttonprivacy w/ key override function, K lever, right handed, bright stainless steel finish, for use with 1 3/8" - 1 3/4" thick standard door | 1 |  | 1 Year | 868 | 0.15 | 737.8
29903 | Salto | EP666K00IP48LS- | XS4 wide body electronic SALLIS wireless 125kHz Proximity push buttonprivacy w/ key override function, K lever, left handed, bright stainless steel finish, for use with 1 3/4" - 2 1/4" thick door | 1 |  | 1 Year | 868 | 0.15 | 737.8
29904 | Salto | EP666K00IP48RS- | XS4 wide body electronic SALLIS wireless 125kHz Proximity push buttonprivacy w/ key override function, K lever, right handed, bright stainless steel finish, for use with 1 3/4" - 2 1/4" thick door | 1 |  | 1 Year | 868 | 0.15 | 737.8
29905 | Salto | EP666K00PP38LS- | XS4 wide body electronic SALLIS wireless 125kHz Proximity push buttonprivacy w/ key override function, K lever, left handed, bright brass finish, for use with 1 3/8" - 1 3/4" thick standard door | 1 |  | 1 Year | 868 | 0.15 | 737.8
29906 | Salto | EP666K00PP38RS- | XS4 wide body electronic SALLIS wireless 125kHz Proximity push buttonprivacy w/ key override function, K lever, right handed, bright brass finish, for use with 1 3/8" - 1 3/4" thick standard door | 1 |  | 1 Year | 868 | 0.15 | 737.8
29907 | Salto | EP666K00PP48LS- | XS4 wide body electronic SALLIS wireless 125kHz Proximity push buttonprivacy w/ key override function, K lever, left handed, bright brass finish, for use with 1 3/4" - 2 1/4" thick door | 1 |  | 1 Year | 868 | 0.15 | 737.8
29908 | Salto | EP666K00PP48RS- | XS4 wide body electronic SALLIS wireless 125kHz Proximity push buttonprivacy w/ key override function, K lever, right handed, bright brass finish, for use with 1 3/4" - 2 1/4" thick door | 1 |  | 1 Year | 868 | 0.15 | 737.8
29909 | Salto | EP666L00BC38-S- | XS4 wide body electronic SALLIS wireless 125kHz Proximity push buttonprivacy w/ key override function, L lever, unhanded, BioCote antimicrobial finish, for use with 1 3/8" - 1 3/4" thick standard door | 1 |  | 1 Year | 893.5 | 0.15 | 759.475
29910 | Salto | EP666L00BC48-S- | XS4 wide body electronic SALLIS wireless 125kHz Proximity push buttonprivacy w/ key override function, L lever, unhanded, BioCote antimicrobial finish, for use with 1 3/4" - 2 1/4" thick door | 1 |  | 1 Year | 893.5 | 0.15 | 759.475
29911 | Salto | EP666L00IA38-S- | XS4 wide body electronic SALLIS wireless 125kHz Proximity push buttonprivacy w/ key override function, L lever, unhanded, antique brass finish, for use with 1 3/8" - 1 3/4" thick standard door | 1 |  | 1 Year | 893.5 | 0.15 | 759.475
29912 | Salto | EP666L00IA48-S- | XS4 wide body electronic SALLIS wireless 125kHz Proximity push buttonprivacy w/ key override function, L lever, unhanded, antique brass finish, for use with 1 3/4" - 2 1/4" thick door | 1 |  | 1 Year | 893.5 | 0.15 | 759.475
29913 | Salto | EP666L00IM38-S- | XS4 wide body electronic SALLIS wireless 125kHz Proximity push buttonprivacy w/ key override function, L lever, unhanded, satin stainless finish, for use with 1 3/8" - 1 3/4" thick standard door | 1 |  | 1 Year | 841.5 | 0.15 | 715.275
29914 | Salto | EP666L00IM48-S- | XS4 wide body electronic SALLIS wireless 125kHz Proximity push buttonprivacy w/ key override function, L lever, unhanded, satin stainless finish, for use with 1 3/4" - 2 1/4" thick door | 1 |  | 1 Year | 841.5 | 0.15 | 715.275
29915 | Salto | EP666L00IP38-S- | XS4 wide body electronic SALLIS wireless 125kHz Proximity push buttonprivacy w/ key override function, L lever, unhanded, bright stainless steel finish, for use with 1 3/8" - 1 3/4" thick standard door | 1 |  | 1 Year | 857.8 | 0.15 | 729.13
29916 | Salto | EP666L00IP48-S- | XS4 wide body electronic SALLIS wireless 125kHz Proximity push buttonprivacy w/ key override function, L lever, unhanded, bright stainless steel finish, for use with 1 3/4" - 2 1/4" thick door | 1 |  | 1 Year | 857.8 | 0.15 | 729.13
29917 | Salto | EP666L00NE38-S- | XS4 wide body electronic SALLIS wireless 125kHz Proximity push buttonprivacy w/ key override function, L lever, unhanded, black chromium finish, for use with 1 3/8" - 1 3/4" thick standard door | 1 |  | 1 Year | 876.2 | 0.15 | 744.77
29918 | Salto | EP666L00NE48-S- | XS4 wide body electronic SALLIS wireless 125kHz Proximity push buttonprivacy w/ key override function, L lever, unhanded, black chromium finish, for use with 1 3/4" - 2 1/4" thick door | 1 |  | 1 Year | 876.2 | 0.15 | 744.77
29919 | Salto | EP666L00PM38-S- | XS4 wide body electronic SALLIS wireless 125kHz Proximity push buttonprivacy w/ key override function, L lever, unhanded, satin brass finish, for use with 1 3/8" - 1 3/4" thick standard door | 1 |  | 1 Year | 841.5 | 0.15 | 715.275
29920 | Salto | EP666L00PM48-S- | XS4 wide body electronic SALLIS wireless 125kHz Proximity push buttonprivacy w/ key override function, L lever, unhanded, satin brass finish, for use with 1 3/4" - 2 1/4" thick door | 1 |  | 1 Year | 841.5 | 0.15 | 715.275
29921 | Salto | EP666L00PP38-S- | XS4 wide body electronic SALLIS wireless 125kHz Proximity push buttonprivacy w/ key override function, L lever, unhanded, bright brass finish, for use with 1 3/8" - 1 3/4" thick standard door | 1 |  | 1 Year | 857.8 | 0.15 | 729.13
29922 | Salto | EP666L00PP48-S- | XS4 wide body electronic SALLIS wireless 125kHz Proximity push buttonprivacy w/ key override function, L lever, unhanded, bright brass finish, for use with 1 3/4" - 2 1/4" thick door | 1 |  | 1 Year | 857.8 | 0.15 | 729.13
29923 | Salto | EP666N00BC38-S- | XS4 wide body electronic SALLIS wireless 125kHz Proximity push buttonprivacy w/ key override function, N lever, unhanded, BioCote antimicrobial finish, for use with 1 3/8" - 1 3/4" thick standard door | 1 |  | 1 Year | 893.5 | 0.15 | 759.475
29924 | Salto | EP666N00BC48-S- | XS4 wide body electronic SALLIS wireless 125kHz Proximity push buttonprivacy w/ key override function, N lever, unhanded, BioCote antimicrobial finish, for use with 1 3/4" - 2 1/4" thick door | 1 |  | 1 Year | 893.5 | 0.15 | 759.475
29925 | Salto | EP666N00IM38-S- | XS4 wide body electronic SALLIS wireless 125kHz Proximity push buttonprivacy w/ key override function, N lever, unhanded, satin stainless finish, for use with 1 3/8" - 1 3/4" thick standard door | 1 |  | 1 Year | 841.5 | 0.15 | 715.275
29926 | Salto | EP666N00IM48-S- | XS4 wide body electronic SALLIS wireless 125kHz Proximity push buttonprivacy w/ key override function, N lever, unhanded, satin stainless finish, for use with 1 3/4" - 2 1/4" thick door | 1 |  | 1 Year | 841.5 | 0.15 | 715.275
29927 | Salto | EP666N00PM38-S- | XS4 wide body electronic SALLIS wireless 125kHz Proximity push buttonprivacy w/ key override function, N lever, unhanded, satin brass finish, for use with 1 3/8" - 1 3/4" thick standard door | 1 |  | 1 Year | 841.5 | 0.15 | 715.275
29928 | Salto | EP666N00PM48-S- | XS4 wide body electronic SALLIS wireless 125kHz Proximity push buttonprivacy w/ key override function, N lever, unhanded, satin brass finish, for use with 1 3/4" - 2 1/4" thick door | 1 |  | 1 Year | 841.5 | 0.15 | 715.275
29929 | Salto | EP666O00IA38LS- | XS4 wide body electronic SALLIS wireless 125kHz Proximity push buttonprivacy w/ key override function, O lever, left handed, antique brass finish, for use with 1 3/8" - 1 3/4" thick standard door | 1 |  | 1 Year | 903.7 | 0.15 | 768.145
29930 | Salto | EP666O00IA38RS- | XS4 wide body electronic SALLIS wireless 125kHz Proximity push buttonprivacy w/ key override function, O lever, right handed, antique brass finish, for use with 1 3/8" - 1 3/4" thick standard door | 1 |  | 1 Year | 903.7 | 0.15 | 768.145
29931 | Salto | EP666O00IA48LS- | XS4 wide body electronic SALLIS wireless 125kHz Proximity push buttonprivacy w/ key override function, O lever, left handed, antique brass finish, for use with 1 3/4" - 2 1/4" thick door | 1 |  | 1 Year | 903.7 | 0.15 | 768.145
29932 | Salto | EP666O00IA48RS- | XS4 wide body electronic SALLIS wireless 125kHz Proximity push buttonprivacy w/ key override function, O lever, right handed, antique brass finish, for use with 1 3/4" - 2 1/4" thick door | 1 |  | 1 Year | 903.7 | 0.15 | 768.145
29933 | Salto | EP666O00IM38LS- | XS4 wide body electronic SALLIS wireless 125kHz Proximity push buttonprivacy w/ key override function, O lever, left handed, satin stainless finish, for use with 1 3/8" - 1 3/4" thick standard door | 1 |  | 1 Year | 851.7 | 0.15 | 723.945
29934 | Salto | EP666O00IM38RS- | XS4 wide body electronic SALLIS wireless 125kHz Proximity push buttonprivacy w/ key override function, O lever, right handed, satin stainless finish, for use with 1 3/8" - 1 3/4" thick standard door | 1 |  | 1 Year | 851.7 | 0.15 | 723.945
29935 | Salto | EP666O00IM48LS- | XS4 wide body electronic SALLIS wireless 125kHz Proximity push buttonprivacy w/ key override function, O lever, left handed, satin stainless finish, for use with 1 3/4" - 2 1/4" thick door | 1 |  | 1 Year | 851.7 | 0.15 | 723.945
29936 | Salto | EP666O00IM48RS- | XS4 wide body electronic SALLIS wireless 125kHz Proximity push buttonprivacy w/ key override function, O lever, right handed, satin stainless finish, for use with 1 3/4" - 2 1/4" thick door | 1 |  | 1 Year | 851.7 | 0.15 | 723.945
29937 | Salto | EP666O00IP38LS- | XS4 wide body electronic SALLIS wireless 125kHz Proximity push buttonprivacy w/ key override function, O lever, left handed, bright stainless steel finish, for use with 1 3/8" - 1 3/4" thick standard door | 1 |  | 1 Year | 868 | 0.15 | 737.8
29938 | Salto | EP666O00IP38RS- | XS4 wide body electronic SALLIS wireless 125kHz Proximity push buttonprivacy w/ key override function, O lever, right handed, bright stainless steel finish, for use with 1 3/8" - 1 3/4" thick standard door | 1 |  | 1 Year | 868 | 0.15 | 737.8
29939 | Salto | EP666O00IP48LS- | XS4 wide body electronic SALLIS wireless 125kHz Proximity push buttonprivacy w/ key override function, O lever, left handed, bright stainless steel finish, for use with 1 3/4" - 2 1/4" thick door | 1 |  | 1 Year | 868 | 0.15 | 737.8
29940 | Salto | EP666O00IP48RS- | XS4 wide body electronic SALLIS wireless 125kHz Proximity push buttonprivacy w/ key override function, O lever, right handed, bright stainless steel finish, for use with 1 3/4" - 2 1/4" thick door | 1 |  | 1 Year | 868 | 0.15 | 737.8
29941 | Salto | EP666O00NE38LS- | XS4 wide body electronic SALLIS wireless 125kHz Proximity push buttonprivacy w/ key override function, O lever, left handed, black chromium finish, for use with 1 3/8" - 1 3/4" thick standard door | 1 |  | 1 Year | 886.4 | 0.15 | 753.44
29942 | Salto | EP666O00NE38RS- | XS4 wide body electronic SALLIS wireless 125kHz Proximity push buttonprivacy w/ key override function, O lever, right handed, black chromium finish, for use with 1 3/8" - 1 3/4" thick standard door | 1 |  | 1 Year | 886.4 | 0.15 | 753.44
29943 | Salto | EP666O00NE48LS- | XS4 wide body electronic SALLIS wireless 125kHz Proximity push buttonprivacy w/ key override function, O lever, left handed, black chromium finish, for use with 1 3/4" - 2 1/4" thick door | 1 |  | 1 Year | 886.4 | 0.15 | 753.44
29944 | Salto | EP666O00NE48RS- | XS4 wide body electronic SALLIS wireless 125kHz Proximity push buttonprivacy w/ key override function, O lever, right handed, black chromium finish, for use with 1 3/4" - 2 1/4" thick door | 1 |  | 1 Year | 886.4 | 0.15 | 753.44
29945 | Salto | EP666O00PM38LS- | XS4 wide body electronic SALLIS wireless 125kHz Proximity push buttonprivacy w/ key override function, O lever, left handed, satin brass finish, for use with 1 3/8" - 1 3/4" thick standard door | 1 |  | 1 Year | 851.7 | 0.15 | 723.945
29946 | Salto | EP666O00PM38RS- | XS4 wide body electronic SALLIS wireless 125kHz Proximity push buttonprivacy w/ key override function, O lever, right handed, satin brass finish, for use with 1 3/8" - 1 3/4" thick standard door | 1 |  | 1 Year | 851.7 | 0.15 | 723.945
29947 | Salto | EP666O00PM48LS- | XS4 wide body electronic SALLIS wireless 125kHz Proximity push buttonprivacy w/ key override function, O lever, left handed, satin brass finish, for use with 1 3/4" - 2 1/4" thick door | 1 |  | 1 Year | 851.7 | 0.15 | 723.945
29948 | Salto | EP666O00PM48RS- | XS4 wide body electronic SALLIS wireless 125kHz Proximity push buttonprivacy w/ key override function, O lever, right handed, satin brass finish, for use with 1 3/4" - 2 1/4" thick door | 1 |  | 1 Year | 851.7 | 0.15 | 723.945
29949 | Salto | EP666O00PP38LS- | XS4 wide body electronic SALLIS wireless 125kHz Proximity push buttonprivacy w/ key override function, O lever, left handed, bright brass finish, for use with 1 3/8" - 1 3/4" thick standard door | 1 |  | 1 Year | 868 | 0.15 | 737.8
29950 | Salto | EP666O00PP38RS- | XS4 wide body electronic SALLIS wireless 125kHz Proximity push buttonprivacy w/ key override function, O lever, right handed, bright brass finish, for use with 1 3/8" - 1 3/4" thick standard door | 1 |  | 1 Year | 868 | 0.15 | 737.8
29951 | Salto | EP666O00PP48LS- | XS4 wide body electronic SALLIS wireless 125kHz Proximity push buttonprivacy w/ key override function, O lever, left handed, bright brass finish, for use with 1 3/4" - 2 1/4" thick door | 1 |  | 1 Year | 868 | 0.15 | 737.8
29952 | Salto | EP666O00PP48RS- | XS4 wide body electronic SALLIS wireless 125kHz Proximity push buttonprivacy w/ key override function, O lever, right handed, bright brass finish, for use with 1 3/4" - 2 1/4" thick door | 1 |  | 1 Year | 868 | 0.15 | 737.8
29953 | Salto | EP666W00BC38-S- | XS4 wide body electronic SALLIS wireless 125kHz Proximity push buttonprivacy w/ key override function, W lever, unhanded, BioCote antimicrobial finish, for use with 1 3/8" - 1 3/4" thick standard door | 1 |  | 1 Year | 893.5 | 0.15 | 759.475
29954 | Salto | EP666W00BC48-S- | XS4 wide body electronic SALLIS wireless 125kHz Proximity push buttonprivacy w/ key override function, W lever, unhanded, BioCote antimicrobial finish, for use with 1 3/4" - 2 1/4" thick door | 1 |  | 1 Year | 893.5 | 0.15 | 759.475
29955 | Salto | EP666W00IA38-S- | XS4 wide body electronic SALLIS wireless 125kHz Proximity push buttonprivacy w/ key override function, W lever, unhanded, antique brass finish, for use with 1 3/8" - 1 3/4" thick standard door | 1 |  | 1 Year | 893.5 | 0.15 | 759.475
29956 | Salto | EP666W00IA48-S- | XS4 wide body electronic SALLIS wireless 125kHz Proximity push buttonprivacy w/ key override function, W lever, unhanded, antique brass finish, for use with 1 3/4" - 2 1/4" thick door | 1 |  | 1 Year | 893.5 | 0.15 | 759.475
29957 | Salto | EP666W00IM38-S- | XS4 wide body electronic SALLIS wireless 125kHz Proximity push buttonprivacy w/ key override function, W lever, unhanded, satin stainless finish, for use with 1 3/8" - 1 3/4" thick standard door | 1 |  | 1 Year | 841.5 | 0.15 | 715.275
29958 | Salto | EP666W00IM48-S- | XS4 wide body electronic SALLIS wireless 125kHz Proximity push buttonprivacy w/ key override function, W lever, unhanded, satin stainless finish, for use with 1 3/4" - 2 1/4" thick door | 1 |  | 1 Year | 841.5 | 0.15 | 715.275
29959 | Salto | EP666W00IP38-S- | XS4 wide body electronic SALLIS wireless 125kHz Proximity push buttonprivacy w/ key override function, W lever, unhanded, bright stainless steel finish, for use with 1 3/8" - 1 3/4" thick standard door | 1 |  | 1 Year | 857.8 | 0.15 | 729.13
29960 | Salto | EP666W00IP48-S- | XS4 wide body electronic SALLIS wireless 125kHz Proximity push buttonprivacy w/ key override function, W lever, unhanded, bright stainless steel finish, for use with 1 3/4" - 2 1/4" thick door | 1 |  | 1 Year | 857.8 | 0.15 | 729.13
29961 | Salto | EP666W00NE38-S- | XS4 wide body electronic SALLIS wireless 125kHz Proximity push buttonprivacy w/ key override function, W lever, unhanded, black chromium finish, for use with 1 3/8" - 1 3/4" thick standard door | 1 |  | 1 Year | 876.2 | 0.15 | 744.77
29962 | Salto | EP666W00NE48-S- | XS4 wide body electronic SALLIS wireless 125kHz Proximity push buttonprivacy w/ key override function, W lever, unhanded, black chromium finish, for use with 1 3/4" - 2 1/4" thick door | 1 |  | 1 Year | 876.2 | 0.15 | 744.77
29963 | Salto | EP666W00PM38-S- | XS4 wide body electronic SALLIS wireless 125kHz Proximity push buttonprivacy w/ key override function, W lever, unhanded, satin brass finish, for use with 1 3/8" - 1 3/4" thick standard door | 1 |  | 1 Year | 841.5 | 0.15 | 715.275
29964 | Salto | EP666W00PM48-S- | XS4 wide body electronic SALLIS wireless 125kHz Proximity push buttonprivacy w/ key override function, W lever, unhanded, satin brass finish, for use with 1 3/4" - 2 1/4" thick door | 1 |  | 1 Year | 841.5 | 0.15 | 715.275
29965 | Salto | EP666W00PP38-S- | XS4 wide body electronic SALLIS wireless 125kHz Proximity push buttonprivacy w/ key override function, W lever, unhanded, bright brass finish, for use with 1 3/8" - 1 3/4" thick standard door | 1 |  | 1 Year | 857.8 | 0.15 | 729.13
29966 | Salto | EP666W00PP48-S- | XS4 wide body electronic SALLIS wireless 125kHz Proximity push buttonprivacy w/ key override function, W lever, unhanded, bright brass finish, for use with 1 3/4" - 2 1/4" thick door | 1 |  | 1 Year | 857.8 | 0.15 | 729.13
29967 | Salto | EP668261IM38-S- | XS4 wide body electronic SALLIS wireless 125kHz Proximity deadbolt privacy w/ key override function, Columbo Robodue premium series lever, unhanded, satin stainless finish, for use with 1 3/8" - 1 3/4" thick standard door | 1 |  | 1 Year | 887.4 | 0.15 | 754.29
29968 | Salto | EP668261IM48-S- | XS4 wide body electronic SALLIS wireless 125kHz Proximity deadbolt privacy w/ key override function, Columbo Robodue premium series lever, unhanded, satin stainless finish, for use with 1 3/4" - 2 1/4" thick door | 1 |  | 1 Year | 887.4 | 0.15 | 754.29
29969 | Salto | EP668261IP38-S- | XS4 wide body electronic SALLIS wireless 125kHz Proximity deadbolt privacy w/ key override function, Columbo Robodue premium series lever, unhanded, bright stainless steel finish, for use with 1 3/8" - 1 3/4" thick standard door | 1 |  | 1 Year | 903.7 | 0.15 | 768.145
29970 | Salto | EP668261IP48-S- | XS4 wide body electronic SALLIS wireless 125kHz Proximity deadbolt privacy w/ key override function, Columbo Robodue premium series lever, unhanded, bright stainless steel finish, for use with 1 3/4" - 2 1/4" thick door | 1 |  | 1 Year | 903.7 | 0.15 | 768.145
29971 | Salto | EP668261PP38-S- | XS4 wide body electronic SALLIS wireless 125kHz Proximity deadbolt privacy w/ key override function, Columbo Robodue premium series lever, unhanded, bright brass finish, for use with 1 3/8" - 1 3/4" thick standard door | 1 |  | 1 Year | 903.7 | 0.15 | 768.145
29972 | Salto | EP668261PP48-S- | XS4 wide body electronic SALLIS wireless 125kHz Proximity deadbolt privacy w/ key override function, Columbo Robodue premium series lever, unhanded, bright brass finish, for use with 1 3/4" - 2 1/4" thick door | 1 |  | 1 Year | 903.7 | 0.15 | 768.145
29973 | Salto | EP668262IM38-S- | XS4 wide body electronic SALLIS wireless 125kHz Proximity deadbolt privacy w/ key override function, Columbo Robodue premium series lever, unhanded, satin stainless finish, for use with 1 3/8" - 1 3/4" thick standard door | 1 |  | 1 Year | 887.4 | 0.15 | 754.29
29974 | Salto | EP668262IM48-S- | XS4 wide body electronic SALLIS wireless 125kHz Proximity deadbolt privacy w/ key override function, Columbo Robodue premium series lever, unhanded, satin stainless finish, for use with 1 3/4" - 2 1/4" thick door | 1 |  | 1 Year | 887.4 | 0.15 | 754.29
29975 | Salto | EP668262IP38-S- | XS4 wide body electronic SALLIS wireless 125kHz Proximity deadbolt privacy w/ key override function, Columbo Robodue premium series lever, unhanded, bright stainless steel finish, for use with 1 3/8" - 1 3/4" thick standard door | 1 |  | 1 Year | 903.7 | 0.15 | 768.145
29976 | Salto | EP668262IP48-S- | XS4 wide body electronic SALLIS wireless 125kHz Proximity deadbolt privacy w/ key override function, Columbo Robodue premium series lever, unhanded, bright stainless steel finish, for use with 1 3/4" - 2 1/4" thick door | 1 |  | 1 Year | 903.7 | 0.15 | 768.145
29977 | Salto | EP668262PP38-S- | XS4 wide body electronic SALLIS wireless 125kHz Proximity deadbolt privacy w/ key override function, Columbo Robodue premium series lever, unhanded, bright brass finish, for use with 1 3/8" - 1 3/4" thick standard door | 1 |  | 1 Year | 903.7 | 0.15 | 768.145
29978 | Salto | EP668262PP48-S- | XS4 wide body electronic SALLIS wireless 125kHz Proximity deadbolt privacy w/ key override function, Columbo Robodue premium series lever, unhanded, bright brass finish, for use with 1 3/4" - 2 1/4" thick door | 1 |  | 1 Year | 903.7 | 0.15 | 768.145
29979 | Salto | EP668263IM38-S- | XS4 wide body electronic SALLIS wireless 125kHz Proximity deadbolt privacy w/ key override function, Columbo Robodue premium series lever, unhanded, satin stainless finish, for use with 1 3/8" - 1 3/4" thick standard door | 1 |  | 1 Year | 887.4 | 0.15 | 754.29
29980 | Salto | EP668263IM48-S- | XS4 wide body electronic SALLIS wireless 125kHz Proximity deadbolt privacy w/ key override function, Columbo Robodue premium series lever, unhanded, satin stainless finish, for use with 1 3/4" - 2 1/4" thick door | 1 |  | 1 Year | 887.4 | 0.15 | 754.29
29981 | Salto | EP668263IP38-S- | XS4 wide body electronic SALLIS wireless 125kHz Proximity deadbolt privacy w/ key override function, Columbo Robodue premium series lever, unhanded, bright stainless steel finish, for use with 1 3/8" - 1 3/4" thick standard door | 1 |  | 1 Year | 903.7 | 0.15 | 768.145
29982 | Salto | EP668263IP48-S- | XS4 wide body electronic SALLIS wireless 125kHz Proximity deadbolt privacy w/ key override function, Columbo Robodue premium series lever, unhanded, bright stainless steel finish, for use with 1 3/4" - 2 1/4" thick door | 1 |  | 1 Year | 903.7 | 0.15 | 768.145
29983 | Salto | EP668263PP38-S- | XS4 wide body electronic SALLIS wireless 125kHz Proximity deadbolt privacy w/ key override function, Columbo Robodue premium series lever, unhanded, bright brass finish, for use with 1 3/8" - 1 3/4" thick standard door | 1 |  | 1 Year | 903.7 | 0.15 | 768.145
29984 | Salto | EP668263PP48-S- | XS4 wide body electronic SALLIS wireless 125kHz Proximity deadbolt privacy w/ key override function, Columbo Robodue premium series lever, unhanded, bright brass finish, for use with 1 3/4" - 2 1/4" thick door | 1 |  | 1 Year | 903.7 | 0.15 | 768.145
29985 | Salto | EP668361IM38-S- | XS4 wide body electronic SALLIS wireless 125kHz Proximity deadbolt privacy w/ key override function, Columbo Robotre premium series lever, unhanded, satin stainless finish, for use with 1 3/8" - 1 3/4" thick standard door | 1 |  | 1 Year | 887.4 | 0.15 | 754.29
29986 | Salto | EP668361IM48-S- | XS4 wide body electronic SALLIS wireless 125kHz Proximity deadbolt privacy w/ key override function, Columbo Robotre premium series lever, unhanded, satin stainless finish, for use with 1 3/4" - 2 1/4" thick door | 1 |  | 1 Year | 887.4 | 0.15 | 754.29
29987 | Salto | EP668361IP38-S- | XS4 wide body electronic SALLIS wireless 125kHz Proximity deadbolt privacy w/ key override function, Columbo Robotre premium series lever, unhanded, bright stainless steel finish, for use with 1 3/8" - 1 3/4" thick standard door | 1 |  | 1 Year | 903.7 | 0.15 | 768.145
29988 | Salto | EP668361IP48-S- | XS4 wide body electronic SALLIS wireless 125kHz Proximity deadbolt privacy w/ key override function, Columbo Robotre premium series lever, unhanded, bright stainless steel finish, for use with 1 3/4" - 2 1/4" thick door | 1 |  | 1 Year | 903.7 | 0.15 | 768.145
29989 | Salto | EP668361PP38-S- | XS4 wide body electronic SALLIS wireless 125kHz Proximity deadbolt privacy w/ key override function, Columbo Robotre premium series lever, unhanded, bright brass finish, for use with 1 3/8" - 1 3/4" thick standard door | 1 |  | 1 Year | 903.7 | 0.15 | 768.145
29990 | Salto | EP668361PP48-S- | XS4 wide body electronic SALLIS wireless 125kHz Proximity deadbolt privacy w/ key override function, Columbo Robotre premium series lever, unhanded, bright brass finish, for use with 1 3/4" - 2 1/4" thick door | 1 |  | 1 Year | 903.7 | 0.15 | 768.145
29991 | Salto | EP668362IM38-S- | XS4 wide body electronic SALLIS wireless 125kHz Proximity deadbolt privacy w/ key override function, Columbo Robotre premium series lever, unhanded, satin stainless finish, for use with 1 3/8" - 1 3/4" thick standard door | 1 |  | 1 Year | 887.4 | 0.15 | 754.29
29992 | Salto | EP668362IM48-S- | XS4 wide body electronic SALLIS wireless 125kHz Proximity deadbolt privacy w/ key override function, Columbo Robotre premium series lever, unhanded, satin stainless finish, for use with 1 3/4" - 2 1/4" thick door | 1 |  | 1 Year | 887.4 | 0.15 | 754.29
29993 | Salto | EP668362IP38-S- | XS4 wide body electronic SALLIS wireless 125kHz Proximity deadbolt privacy w/ key override function, Columbo Robotre premium series lever, unhanded, bright stainless steel finish, for use with 1 3/8" - 1 3/4" thick standard door | 1 |  | 1 Year | 903.7 | 0.15 | 768.145
29994 | Salto | EP668362IP48-S- | XS4 wide body electronic SALLIS wireless 125kHz Proximity deadbolt privacy w/ key override function, Columbo Robotre premium series lever, unhanded, bright stainless steel finish, for use with 1 3/4" - 2 1/4" thick door | 1 |  | 1 Year | 903.7 | 0.15 | 768.145
29995 | Salto | EP668362PP38-S- | XS4 wide body electronic SALLIS wireless 125kHz Proximity deadbolt privacy w/ key override function, Columbo Robotre premium series lever, unhanded, bright brass finish, for use with 1 3/8" - 1 3/4" thick standard door | 1 |  | 1 Year | 903.7 | 0.15 | 768.145
29996 | Salto | EP668362PP48-S- | XS4 wide body electronic SALLIS wireless 125kHz Proximity deadbolt privacy w/ key override function, Columbo Robotre premium series lever, unhanded, bright brass finish, for use with 1 3/4" - 2 1/4" thick door | 1 |  | 1 Year | 903.7 | 0.15 | 768.145
29997 | Salto | EP668363IM38-S- | XS4 wide body electronic SALLIS wireless 125kHz Proximity deadbolt privacy w/ key override function, Columbo Robotre premium series lever, unhanded, satin stainless finish, for use with 1 3/8" - 1 3/4" thick standard door | 1 |  | 1 Year | 887.4 | 0.15 | 754.29
29998 | Salto | EP668363IM48-S- | XS4 wide body electronic SALLIS wireless 125kHz Proximity deadbolt privacy w/ key override function, Columbo Robotre premium series lever, unhanded, satin stainless finish, for use with 1 3/4" - 2 1/4" thick door | 1 |  | 1 Year | 887.4 | 0.15 | 754.29
29999 | Salto | EP668363IP38-S- | XS4 wide body electronic SALLIS wireless 125kHz Proximity deadbolt privacy w/ key override function, Columbo Robotre premium series lever, unhanded, bright stainless steel finish, for use with 1 3/8" - 1 3/4" thick standard door | 1 |  | 1 Year | 903.7 | 0.15 | 768.145
30000 | Salto | EP668363IP48-S- | XS4 wide body electronic SALLIS wireless 125kHz Proximity deadbolt privacy w/ key override function, Columbo Robotre premium series lever, unhanded, bright stainless steel finish, for use with 1 3/4" - 2 1/4" thick door | 1 |  | 1 Year | 903.7 | 0.15 | 768.145
30001 | Salto | EP668363PP38-S- | XS4 wide body electronic SALLIS wireless 125kHz Proximity deadbolt privacy w/ key override function, Columbo Robotre premium series lever, unhanded, bright brass finish, for use with 1 3/8" - 1 3/4" thick standard door | 1 |  | 1 Year | 903.7 | 0.15 | 768.145
30002 | Salto | EP668363PP48-S- | XS4 wide body electronic SALLIS wireless 125kHz Proximity deadbolt privacy w/ key override function, Columbo Robotre premium series lever, unhanded, bright brass finish, for use with 1 3/4" - 2 1/4" thick door | 1 |  | 1 Year | 903.7 | 0.15 | 768.145
30003 | Salto | EP668461IM38-S- | XS4 wide body electronic SALLIS wireless 125kHz Proximity deadbolt privacy w/ key override function, Columbo Roboquattro premium series lever, unhanded, satin stainless finish, for use with 1 3/8" - 1 3/4" thick standard door | 1 |  | 1 Year | 887.4 | 0.15 | 754.29
30004 | Salto | EP668461IM48-S- | XS4 wide body electronic SALLIS wireless 125kHz Proximity deadbolt privacy w/ key override function, Columbo Roboquattro premium series lever, unhanded, satin stainless finish, for use with 1 3/4" - 2 1/4" thick door | 1 |  | 1 Year | 887.4 | 0.15 | 754.29
30005 | Salto | EP668461IP38-S- | XS4 wide body electronic SALLIS wireless 125kHz Proximity deadbolt privacy w/ key override function, Columbo Roboquattro premium series lever, unhanded, bright stainless steel finish, for use with 1 3/8" - 1 3/4" thick standard door | 1 |  | 1 Year | 903.7 | 0.15 | 768.145
30006 | Salto | EP668461IP48-S- | XS4 wide body electronic SALLIS wireless 125kHz Proximity deadbolt privacy w/ key override function, Columbo Roboquattro premium series lever, unhanded, bright stainless steel finish, for use with 1 3/4" - 2 1/4" thick door | 1 |  | 1 Year | 903.7 | 0.15 | 768.145
30007 | Salto | EP668461PP38-S- | XS4 wide body electronic SALLIS wireless 125kHz Proximity deadbolt privacy w/ key override function, Columbo Roboquattro premium series lever, unhanded, bright brass finish, for use with 1 3/8" - 1 3/4" thick standard door | 1 |  | 1 Year | 903.7 | 0.15 | 768.145
30008 | Salto | EP668461PP48-S- | XS4 wide body electronic SALLIS wireless 125kHz Proximity deadbolt privacy w/ key override function, Columbo Roboquattro premium series lever, unhanded, bright brass finish, for use with 1 3/4" - 2 1/4" thick door | 1 |  | 1 Year | 903.7 | 0.15 | 768.145
30009 | Salto | EP668462IM38-S- | XS4 wide body electronic SALLIS wireless 125kHz Proximity deadbolt privacy w/ key override function, Columbo Roboquattro premium series lever, unhanded, satin stainless finish, for use with 1 3/8" - 1 3/4" thick standard door | 1 |  | 1 Year | 887.4 | 0.15 | 754.29
30010 | Salto | EP668462IM48-S- | XS4 wide body electronic SALLIS wireless 125kHz Proximity deadbolt privacy w/ key override function, Columbo Roboquattro premium series lever, unhanded, satin stainless finish, for use with 1 3/4" - 2 1/4" thick door | 1 |  | 1 Year | 887.4 | 0.15 | 754.29
30011 | Salto | EP668462IP38-S- | XS4 wide body electronic SALLIS wireless 125kHz Proximity deadbolt privacy w/ key override function, Columbo Roboquattro premium series lever, unhanded, bright stainless steel finish, for use with 1 3/8" - 1 3/4" thick standard door | 1 |  | 1 Year | 903.7 | 0.15 | 768.145
30012 | Salto | EP668462IP48-S- | XS4 wide body electronic SALLIS wireless 125kHz Proximity deadbolt privacy w/ key override function, Columbo Roboquattro premium series lever, unhanded, bright stainless steel finish, for use with 1 3/4" - 2 1/4" thick door | 1 |  | 1 Year | 903.7 | 0.15 | 768.145
30013 | Salto | EP668462PP38-S- | XS4 wide body electronic SALLIS wireless 125kHz Proximity deadbolt privacy w/ key override function, Columbo Roboquattro premium series lever, unhanded, bright brass finish, for use with 1 3/8" - 1 3/4" thick standard door | 1 |  | 1 Year | 903.7 | 0.15 | 768.145
30014 | Salto | EP668462PP48-S- | XS4 wide body electronic SALLIS wireless 125kHz Proximity deadbolt privacy w/ key override function, Columbo Roboquattro premium series lever, unhanded, bright brass finish, for use with 1 3/4" - 2 1/4" thick door | 1 |  | 1 Year | 903.7 | 0.15 | 768.145
30015 | Salto | EP668463IM38-S- | XS4 wide body electronic SALLIS wireless 125kHz Proximity deadbolt privacy w/ key override function, Columbo Roboquattro premium series lever, unhanded, satin stainless finish, for use with 1 3/8" - 1 3/4" thick standard door | 1 |  | 1 Year | 887.4 | 0.15 | 754.29
30016 | Salto | EP668463IM48-S- | XS4 wide body electronic SALLIS wireless 125kHz Proximity deadbolt privacy w/ key override function, Columbo Roboquattro premium series lever, unhanded, satin stainless finish, for use with 1 3/4" - 2 1/4" thick door | 1 |  | 1 Year | 887.4 | 0.15 | 754.29
30017 | Salto | EP668463IP38-S- | XS4 wide body electronic SALLIS wireless 125kHz Proximity deadbolt privacy w/ key override function, Columbo Roboquattro premium series lever, unhanded, bright stainless steel finish, for use with 1 3/8" - 1 3/4" thick standard door | 1 |  | 1 Year | 903.7 | 0.15 | 768.145
30018 | Salto | EP668463IP48-S- | XS4 wide body electronic SALLIS wireless 125kHz Proximity deadbolt privacy w/ key override function, Columbo Roboquattro premium series lever, unhanded, bright stainless steel finish, for use with 1 3/4" - 2 1/4" thick door | 1 |  | 1 Year | 903.7 | 0.15 | 768.145
30019 | Salto | EP668463PP38-S- | XS4 wide body electronic SALLIS wireless 125kHz Proximity deadbolt privacy w/ key override function, Columbo Roboquattro premium series lever, unhanded, bright brass finish, for use with 1 3/8" - 1 3/4" thick standard door | 1 |  | 1 Year | 903.7 | 0.15 | 768.145
30020 | Salto | EP668463PP48-S- | XS4 wide body electronic SALLIS wireless 125kHz Proximity deadbolt privacy w/ key override function, Columbo Roboquattro premium series lever, unhanded, bright brass finish, for use with 1 3/4" - 2 1/4" thick door | 1 |  | 1 Year | 903.7 | 0.15 | 768.145
30021 | Salto | EP668761IM38-S- | XS4 wide body electronic SALLIS wireless 125kHz Proximity deadbolt privacy w/ key override function, Columbo Mach premium series lever, unhanded, satin stainless finish, for use with 1 3/8" - 1 3/4" thick standard door | 1 |  | 1 Year | 887.4 | 0.15 | 754.29
30022 | Salto | EP668761IM48-S- | XS4 wide body electronic SALLIS wireless 125kHz Proximity deadbolt privacy w/ key override function, Columbo Mach premium series lever, unhanded, satin stainless finish, for use with 1 3/4" - 2 1/4" thick door | 1 |  | 1 Year | 887.4 | 0.15 | 754.29
30023 | Salto | EP668761IP38-S- | XS4 wide body electronic SALLIS wireless 125kHz Proximity deadbolt privacy w/ key override function, Columbo Mach premium series lever, unhanded, bright stainless steel finish, for use with 1 3/8" - 1 3/4" thick standard door | 1 |  | 1 Year | 903.7 | 0.15 | 768.145
30024 | Salto | EP668761IP48-S- | XS4 wide body electronic SALLIS wireless 125kHz Proximity deadbolt privacy w/ key override function, Columbo Mach premium series lever, unhanded, bright stainless steel finish, for use with 1 3/4" - 2 1/4" thick door | 1 |  | 1 Year | 903.7 | 0.15 | 768.145
30025 | Salto | EP668761PP38-S- | XS4 wide body electronic SALLIS wireless 125kHz Proximity deadbolt privacy w/ key override function, Columbo Mach premium series lever, unhanded, bright brass finish, for use with 1 3/8" - 1 3/4" thick standard door | 1 |  | 1 Year | 903.7 | 0.15 | 768.145
30026 | Salto | EP668761PP48-S- | XS4 wide body electronic SALLIS wireless 125kHz Proximity deadbolt privacy w/ key override function, Columbo Mach premium series lever, unhanded, bright brass finish, for use with 1 3/4" - 2 1/4" thick door | 1 |  | 1 Year | 903.7 | 0.15 | 768.145
30027 | Salto | EP668762IM38-S- | XS4 wide body electronic SALLIS wireless 125kHz Proximity deadbolt privacy w/ key override function, Columbo Mach premium series lever, unhanded, satin stainless finish, for use with 1 3/8" - 1 3/4" thick standard door | 1 |  | 1 Year | 887.4 | 0.15 | 754.29
30028 | Salto | EP668762IM48-S- | XS4 wide body electronic SALLIS wireless 125kHz Proximity deadbolt privacy w/ key override function, Columbo Mach premium series lever, unhanded, satin stainless finish, for use with 1 3/4" - 2 1/4" thick door | 1 |  | 1 Year | 887.4 | 0.15 | 754.29
30029 | Salto | EP668762IP38-S- | XS4 wide body electronic SALLIS wireless 125kHz Proximity deadbolt privacy w/ key override function, Columbo Mach premium series lever, unhanded, bright stainless steel finish, for use with 1 3/8" - 1 3/4" thick standard door | 1 |  | 1 Year | 903.7 | 0.15 | 768.145
30030 | Salto | EP668762IP48-S- | XS4 wide body electronic SALLIS wireless 125kHz Proximity deadbolt privacy w/ key override function, Columbo Mach premium series lever, unhanded, bright stainless steel finish, for use with 1 3/4" - 2 1/4" thick door | 1 |  | 1 Year | 903.7 | 0.15 | 768.145
30031 | Salto | EP668762PP38-S- | XS4 wide body electronic SALLIS wireless 125kHz Proximity deadbolt privacy w/ key override function, Columbo Mach premium series lever, unhanded, bright brass finish, for use with 1 3/8" - 1 3/4" thick standard door | 1 |  | 1 Year | 903.7 | 0.15 | 768.145
30032 | Salto | EP668762PP48-S- | XS4 wide body electronic SALLIS wireless 125kHz Proximity deadbolt privacy w/ key override function, Columbo Mach premium series lever, unhanded, bright brass finish, for use with 1 3/4" - 2 1/4" thick door | 1 |  | 1 Year | 903.7 | 0.15 | 768.145
30033 | Salto | EP668763IM38-S- | XS4 wide body electronic SALLIS wireless 125kHz Proximity deadbolt privacy w/ key override function, Columbo Mach premium series lever, unhanded, satin stainless finish, for use with 1 3/8" - 1 3/4" thick standard door | 1 |  | 1 Year | 887.4 | 0.15 | 754.29
30034 | Salto | EP668763IM48-S- | XS4 wide body electronic SALLIS wireless 125kHz Proximity deadbolt privacy w/ key override function, Columbo Mach premium series lever, unhanded, satin stainless finish, for use with 1 3/4" - 2 1/4" thick door | 1 |  | 1 Year | 887.4 | 0.15 | 754.29
30035 | Salto | EP668763IP38-S- | XS4 wide body electronic SALLIS wireless 125kHz Proximity deadbolt privacy w/ key override function, Columbo Mach premium series lever, unhanded, bright stainless steel finish, for use with 1 3/8" - 1 3/4" thick standard door | 1 |  | 1 Year | 903.7 | 0.15 | 768.145
30036 | Salto | EP668763IP48-S- | XS4 wide body electronic SALLIS wireless 125kHz Proximity deadbolt privacy w/ key override function, Columbo Mach premium series lever, unhanded, bright stainless steel finish, for use with 1 3/4" - 2 1/4" thick door | 1 |  | 1 Year | 903.7 | 0.15 | 768.145
30037 | Salto | EP668763PP38-S- | XS4 wide body electronic SALLIS wireless 125kHz Proximity deadbolt privacy w/ key override function, Columbo Mach premium series lever, unhanded, bright brass finish, for use with 1 3/8" - 1 3/4" thick standard door | 1 |  | 1 Year | 903.7 | 0.15 | 768.145
30038 | Salto | EP668763PP48-S- | XS4 wide body electronic SALLIS wireless 125kHz Proximity deadbolt privacy w/ key override function, Columbo Mach premium series lever, unhanded, bright brass finish, for use with 1 3/4" - 2 1/4" thick door | 1 |  | 1 Year | 903.7 | 0.15 | 768.145
30039 | Salto | EP668A61BC38-S- | XS4 wide body electronic SALLIS wireless 125kHz Proximity deadbolt privacy w/ key override function, A lever, unhanded, BioCote antimicrobial finish, for use with 1 3/8" - 1 3/4" thick standard door | 1 |  | 1 Year | 893.5 | 0.15 | 759.475
30040 | Salto | EP668A61BC48-S- | XS4 wide body electronic SALLIS wireless 125kHz Proximity deadbolt privacy w/ key override function, A lever, unhanded, BioCote antimicrobial finish, for use with 1 3/4" - 2 1/4" thick door | 1 |  | 1 Year | 893.5 | 0.15 | 759.475
30041 | Salto | EP668A61IA38-S- | XS4 wide body electronic SALLIS wireless 125kHz Proximity deadbolt privacy w/ key override function, A lever, unhanded, antique brass finish, for use with 1 3/8" - 1 3/4" thick standard door | 1 |  | 1 Year | 893.5 | 0.15 | 759.475
30042 | Salto | EP668A61IA48-S- | XS4 wide body electronic SALLIS wireless 125kHz Proximity deadbolt privacy w/ key override function, A lever, unhanded, antique brass finish, for use with 1 3/4" - 2 1/4" thick door | 1 |  | 1 Year | 893.5 | 0.15 | 759.475
30043 | Salto | EP668A61IM38-S- | XS4 wide body electronic SALLIS wireless 125kHz Proximity deadbolt privacy w/ key override function, A lever, unhanded, satin stainless finish, for use with 1 3/8" - 1 3/4" thick standard door | 1 |  | 1 Year | 841.5 | 0.15 | 715.275
30044 | Salto | EP668A61IM48-S- | XS4 wide body electronic SALLIS wireless 125kHz Proximity deadbolt privacy w/ key override function, A lever, unhanded, satin stainless finish, for use with 1 3/4" - 2 1/4" thick door | 1 |  | 1 Year | 841.5 | 0.15 | 715.275
30045 | Salto | EP668A61IP38-S- | XS4 wide body electronic SALLIS wireless 125kHz Proximity deadbolt privacy w/ key override function, A lever, unhanded, bright stainless steel finish, for use with 1 3/8" - 1 3/4" thick standard door | 1 |  | 1 Year | 857.8 | 0.15 | 729.13
30046 | Salto | EP668A61IP48-S- | XS4 wide body electronic SALLIS wireless 125kHz Proximity deadbolt privacy w/ key override function, A lever, unhanded, bright stainless steel finish, for use with 1 3/4" - 2 1/4" thick door | 1 |  | 1 Year | 857.8 | 0.15 | 729.13
30047 | Salto | EP668A61NE38-S- | XS4 wide body electronic SALLIS wireless 125kHz Proximity deadbolt privacy w/ key override function, A lever, unhanded, black chromium finish, for use with 1 3/8" - 1 3/4" thick standard door | 1 |  | 1 Year | 876.2 | 0.15 | 744.77
30048 | Salto | EP668A61NE48-S- | XS4 wide body electronic SALLIS wireless 125kHz Proximity deadbolt privacy w/ key override function, A lever, unhanded, black chromium finish, for use with 1 3/4" - 2 1/4" thick door | 1 |  | 1 Year | 876.2 | 0.15 | 744.77
30049 | Salto | EP668A61PM38-S- | XS4 wide body electronic SALLIS wireless 125kHz Proximity deadbolt privacy w/ key override function, A lever, unhanded, satin brass finish, for use with 1 3/8" - 1 3/4" thick standard door | 1 |  | 1 Year | 841.5 | 0.15 | 715.275
30050 | Salto | EP668A61PM48-S- | XS4 wide body electronic SALLIS wireless 125kHz Proximity deadbolt privacy w/ key override function, A lever, unhanded, satin brass finish, for use with 1 3/4" - 2 1/4" thick door | 1 |  | 1 Year | 841.5 | 0.15 | 715.275
30051 | Salto | EP668A61PP38-S- | XS4 wide body electronic SALLIS wireless 125kHz Proximity deadbolt privacy w/ key override function, A lever, unhanded, bright brass finish, for use with 1 3/8" - 1 3/4" thick standard door | 1 |  | 1 Year | 857.8 | 0.15 | 729.13
30052 | Salto | EP668A61PP48-S- | XS4 wide body electronic SALLIS wireless 125kHz Proximity deadbolt privacy w/ key override function, A lever, unhanded, bright brass finish, for use with 1 3/4" - 2 1/4" thick door | 1 |  | 1 Year | 857.8 | 0.15 | 729.13
30053 | Salto | EP668A62BC38-S- | XS4 wide body electronic SALLIS wireless 125kHz Proximity deadbolt privacy w/ key override function, A lever, unhanded, BioCote antimicrobial finish, for use with 1 3/8" - 1 3/4" thick standard door | 1 |  | 1 Year | 893.5 | 0.15 | 759.475
30054 | Salto | EP668A62BC48-S- | XS4 wide body electronic SALLIS wireless 125kHz Proximity deadbolt privacy w/ key override function, A lever, unhanded, BioCote antimicrobial finish, for use with 1 3/4" - 2 1/4" thick door | 1 |  | 1 Year | 893.5 | 0.15 | 759.475
30055 | Salto | EP668A62IA38-S- | XS4 wide body electronic SALLIS wireless 125kHz Proximity deadbolt privacy w/ key override function, A lever, unhanded, antique brass finish, for use with 1 3/8" - 1 3/4" thick standard door | 1 |  | 1 Year | 893.5 | 0.15 | 759.475
30056 | Salto | EP668A62IA48-S- | XS4 wide body electronic SALLIS wireless 125kHz Proximity deadbolt privacy w/ key override function, A lever, unhanded, antique brass finish, for use with 1 3/4" - 2 1/4" thick door | 1 |  | 1 Year | 893.5 | 0.15 | 759.475
30057 | Salto | EP668A62IM38-S- | XS4 wide body electronic SALLIS wireless 125kHz Proximity deadbolt privacy w/ key override function, A lever, unhanded, satin stainless finish, for use with 1 3/8" - 1 3/4" thick standard door | 1 |  | 1 Year | 841.5 | 0.15 | 715.275
30058 | Salto | EP668A62IM48-S- | XS4 wide body electronic SALLIS wireless 125kHz Proximity deadbolt privacy w/ key override function, A lever, unhanded, satin stainless finish, for use with 1 3/4" - 2 1/4" thick door | 1 |  | 1 Year | 841.5 | 0.15 | 715.275
30059 | Salto | EP668A62IP38-S- | XS4 wide body electronic SALLIS wireless 125kHz Proximity deadbolt privacy w/ key override function, A lever, unhanded, bright stainless steel finish, for use with 1 3/8" - 1 3/4" thick standard door | 1 |  | 1 Year | 857.8 | 0.15 | 729.13
30060 | Salto | EP668A62IP48-S- | XS4 wide body electronic SALLIS wireless 125kHz Proximity deadbolt privacy w/ key override function, A lever, unhanded, bright stainless steel finish, for use with 1 3/4" - 2 1/4" thick door | 1 |  | 1 Year | 857.8 | 0.15 | 729.13
30061 | Salto | EP668A62NE38-S- | XS4 wide body electronic SALLIS wireless 125kHz Proximity deadbolt privacy w/ key override function, A lever, unhanded, black chromium finish, for use with 1 3/8" - 1 3/4" thick standard door | 1 |  | 1 Year | 876.2 | 0.15 | 744.77
30062 | Salto | EP668A62NE48-S- | XS4 wide body electronic SALLIS wireless 125kHz Proximity deadbolt privacy w/ key override function, A lever, unhanded, black chromium finish, for use with 1 3/4" - 2 1/4" thick door | 1 |  | 1 Year | 876.2 | 0.15 | 744.77
30063 | Salto | EP668A62PM38-S- | XS4 wide body electronic SALLIS wireless 125kHz Proximity deadbolt privacy w/ key override function, A lever, unhanded, satin brass finish, for use with 1 3/8" - 1 3/4" thick standard door | 1 |  | 1 Year | 841.5 | 0.15 | 715.275
30064 | Salto | EP668A62PM48-S- | XS4 wide body electronic SALLIS wireless 125kHz Proximity deadbolt privacy w/ key override function, A lever, unhanded, satin brass finish, for use with 1 3/4" - 2 1/4" thick door | 1 |  | 1 Year | 841.5 | 0.15 | 715.275
30065 | Salto | EP668A62PP38-S- | XS4 wide body electronic SALLIS wireless 125kHz Proximity deadbolt privacy w/ key override function, A lever, unhanded, bright brass finish, for use with 1 3/8" - 1 3/4" thick standard door | 1 |  | 1 Year | 857.8 | 0.15 | 729.13
30066 | Salto | EP668A62PP48-S- | XS4 wide body electronic SALLIS wireless 125kHz Proximity deadbolt privacy w/ key override function, A lever, unhanded, bright brass finish, for use with 1 3/4" - 2 1/4" thick door | 1 |  | 1 Year | 857.8 | 0.15 | 729.13
30067 | Salto | EP668A63BC38-S- | XS4 wide body electronic SALLIS wireless 125kHz Proximity deadbolt privacy w/ key override function, A lever, unhanded, BioCote antimicrobial finish, for use with 1 3/8" - 1 3/4" thick standard door | 1 |  | 1 Year | 893.5 | 0.15 | 759.475
30068 | Salto | EP668A63BC48-S- | XS4 wide body electronic SALLIS wireless 125kHz Proximity deadbolt privacy w/ key override function, A lever, unhanded, BioCote antimicrobial finish, for use with 1 3/4" - 2 1/4" thick door | 1 |  | 1 Year | 893.5 | 0.15 | 759.475
30069 | Salto | EP668A63IA38-S- | XS4 wide body electronic SALLIS wireless 125kHz Proximity deadbolt privacy w/ key override function, A lever, unhanded, antique brass finish, for use with 1 3/8" - 1 3/4" thick standard door | 1 |  | 1 Year | 893.5 | 0.15 | 759.475
30070 | Salto | EP668A63IA48-S- | XS4 wide body electronic SALLIS wireless 125kHz Proximity deadbolt privacy w/ key override function, A lever, unhanded, antique brass finish, for use with 1 3/4" - 2 1/4" thick door | 1 |  | 1 Year | 893.5 | 0.15 | 759.475
30071 | Salto | EP668A63IM38-S- | XS4 wide body electronic SALLIS wireless 125kHz Proximity deadbolt privacy w/ key override function, A lever, unhanded, satin stainless finish, for use with 1 3/8" - 1 3/4" thick standard door | 1 |  | 1 Year | 841.5 | 0.15 | 715.275
30072 | Salto | EP668A63IM48-S- | XS4 wide body electronic SALLIS wireless 125kHz Proximity deadbolt privacy w/ key override function, A lever, unhanded, satin stainless finish, for use with 1 3/4" - 2 1/4" thick door | 1 |  | 1 Year | 841.5 | 0.15 | 715.275
30073 | Salto | EP668A63IP38-S- | XS4 wide body electronic SALLIS wireless 125kHz Proximity deadbolt privacy w/ key override function, A lever, unhanded, bright stainless steel finish, for use with 1 3/8" - 1 3/4" thick standard door | 1 |  | 1 Year | 857.8 | 0.15 | 729.13
30074 | Salto | EP668A63IP48-S- | XS4 wide body electronic SALLIS wireless 125kHz Proximity deadbolt privacy w/ key override function, A lever, unhanded, bright stainless steel finish, for use with 1 3/4" - 2 1/4" thick door | 1 |  | 1 Year | 857.8 | 0.15 | 729.13
30075 | Salto | EP668A63NE38-S- | XS4 wide body electronic SALLIS wireless 125kHz Proximity deadbolt privacy w/ key override function, A lever, unhanded, black chromium finish, for use with 1 3/8" - 1 3/4" thick standard door | 1 |  | 1 Year | 876.2 | 0.15 | 744.77
30076 | Salto | EP668A63NE48-S- | XS4 wide body electronic SALLIS wireless 125kHz Proximity deadbolt privacy w/ key override function, A lever, unhanded, black chromium finish, for use with 1 3/4" - 2 1/4" thick door | 1 |  | 1 Year | 876.2 | 0.15 | 744.77
30077 | Salto | EP668A63PM38-S- | XS4 wide body electronic SALLIS wireless 125kHz Proximity deadbolt privacy w/ key override function, A lever, unhanded, satin brass finish, for use with 1 3/8" - 1 3/4" thick standard door | 1 |  | 1 Year | 841.5 | 0.15 | 715.275
30078 | Salto | EP668A63PM48-S- | XS4 wide body electronic SALLIS wireless 125kHz Proximity deadbolt privacy w/ key override function, A lever, unhanded, satin brass finish, for use with 1 3/4" - 2 1/4" thick door | 1 |  | 1 Year | 841.5 | 0.15 | 715.275
30079 | Salto | EP668A63PP38-S- | XS4 wide body electronic SALLIS wireless 125kHz Proximity deadbolt privacy w/ key override function, A lever, unhanded, bright brass finish, for use with 1 3/8" - 1 3/4" thick standard door | 1 |  | 1 Year | 857.8 | 0.15 | 729.13
30080 | Salto | EP668A63PP48-S- | XS4 wide body electronic SALLIS wireless 125kHz Proximity deadbolt privacy w/ key override function, A lever, unhanded, bright brass finish, for use with 1 3/4" - 2 1/4" thick door | 1 |  | 1 Year | 857.8 | 0.15 | 729.13
30081 | Salto | EP668G61BC38-S- | XS4 wide body electronic SALLIS wireless 125kHz Proximity deadbolt privacy w/ key override function, G lever, unhanded, BioCote antimicrobial finish, for use with 1 3/8" - 1 3/4" thick standard door | 1 |  | 1 Year | 893.5 | 0.15 | 759.475
30082 | Salto | EP668G61BC48-S- | XS4 wide body electronic SALLIS wireless 125kHz Proximity deadbolt privacy w/ key override function, G lever, unhanded, BioCote antimicrobial finish, for use with 1 3/4" - 2 1/4" thick door | 1 |  | 1 Year | 893.5 | 0.15 | 759.475
30083 | Salto | EP668G61IM38-S- | XS4 wide body electronic SALLIS wireless 125kHz Proximity deadbolt privacy w/ key override function, G lever, unhanded, satin stainless finish, for use with 1 3/8" - 1 3/4" thick standard door | 1 |  | 1 Year | 841.5 | 0.15 | 715.275
30084 | Salto | EP668G61IM48-S- | XS4 wide body electronic SALLIS wireless 125kHz Proximity deadbolt privacy w/ key override function, G lever, unhanded, satin stainless finish, for use with 1 3/4" - 2 1/4" thick door | 1 |  | 1 Year | 841.5 | 0.15 | 715.275
30085 | Salto | EP668G61PM38-S- | XS4 wide body electronic SALLIS wireless 125kHz Proximity deadbolt privacy w/ key override function, G lever, unhanded, satin brass finish, for use with 1 3/8" - 1 3/4" thick standard door | 1 |  | 1 Year | 841.5 | 0.15 | 715.275
30086 | Salto | EP668G61PM48-S- | XS4 wide body electronic SALLIS wireless 125kHz Proximity deadbolt privacy w/ key override function, G lever, unhanded, satin brass finish, for use with 1 3/4" - 2 1/4" thick door | 1 |  | 1 Year | 841.5 | 0.15 | 715.275
30087 | Salto | EP668G62BC38-S- | XS4 wide body electronic SALLIS wireless 125kHz Proximity deadbolt privacy w/ key override function, G lever, unhanded, BioCote antimicrobial finish, for use with 1 3/8" - 1 3/4" thick standard door | 1 |  | 1 Year | 893.5 | 0.15 | 759.475
30088 | Salto | EP668G62BC48-S- | XS4 wide body electronic SALLIS wireless 125kHz Proximity deadbolt privacy w/ key override function, G lever, unhanded, BioCote antimicrobial finish, for use with 1 3/4" - 2 1/4" thick door | 1 |  | 1 Year | 893.5 | 0.15 | 759.475
30089 | Salto | EP668G62IM38-S- | XS4 wide body electronic SALLIS wireless 125kHz Proximity deadbolt privacy w/ key override function, G lever, unhanded, satin stainless finish, for use with 1 3/8" - 1 3/4" thick standard door | 1 |  | 1 Year | 841.5 | 0.15 | 715.275
30090 | Salto | EP668G62IM48-S- | XS4 wide body electronic SALLIS wireless 125kHz Proximity deadbolt privacy w/ key override function, G lever, unhanded, satin stainless finish, for use with 1 3/4" - 2 1/4" thick door | 1 |  | 1 Year | 841.5 | 0.15 | 715.275
30091 | Salto | EP668G62PM38-S- | XS4 wide body electronic SALLIS wireless 125kHz Proximity deadbolt privacy w/ key override function, G lever, unhanded, satin brass finish, for use with 1 3/8" - 1 3/4" thick standard door | 1 |  | 1 Year | 841.5 | 0.15 | 715.275
30092 | Salto | EP668G62PM48-S- | XS4 wide body electronic SALLIS wireless 125kHz Proximity deadbolt privacy w/ key override function, G lever, unhanded, satin brass finish, for use with 1 3/4" - 2 1/4" thick door | 1 |  | 1 Year | 841.5 | 0.15 | 715.275
30093 | Salto | EP668G63BC38-S- | XS4 wide body electronic SALLIS wireless 125kHz Proximity deadbolt privacy w/ key override function, G lever, unhanded, BioCote antimicrobial finish, for use with 1 3/8" - 1 3/4" thick standard door | 1 |  | 1 Year | 893.5 | 0.15 | 759.475
30094 | Salto | EP668G63BC48-S- | XS4 wide body electronic SALLIS wireless 125kHz Proximity deadbolt privacy w/ key override function, G lever, unhanded, BioCote antimicrobial finish, for use with 1 3/4" - 2 1/4" thick door | 1 |  | 1 Year | 893.5 | 0.15 | 759.475
30095 | Salto | EP668G63IM38-S- | XS4 wide body electronic SALLIS wireless 125kHz Proximity deadbolt privacy w/ key override function, G lever, unhanded, satin stainless finish, for use with 1 3/8" - 1 3/4" thick standard door | 1 |  | 1 Year | 841.5 | 0.15 | 715.275
30096 | Salto | EP668G63IM48-S- | XS4 wide body electronic SALLIS wireless 125kHz Proximity deadbolt privacy w/ key override function, G lever, unhanded, satin stainless finish, for use with 1 3/4" - 2 1/4" thick door | 1 |  | 1 Year | 841.5 | 0.15 | 715.275
30097 | Salto | EP668G63PM38-S- | XS4 wide body electronic SALLIS wireless 125kHz Proximity deadbolt privacy w/ key override function, G lever, unhanded, satin brass finish, for use with 1 3/8" - 1 3/4" thick standard door | 1 |  | 1 Year | 841.5 | 0.15 | 715.275
30098 | Salto | EP668G63PM48-S- | XS4 wide body electronic SALLIS wireless 125kHz Proximity deadbolt privacy w/ key override function, G lever, unhanded, satin brass finish, for use with 1 3/4" - 2 1/4" thick door | 1 |  | 1 Year | 841.5 | 0.15 | 715.275
30099 | Salto | EP668J61BC38-S- | XS4 wide body electronic SALLIS wireless 125kHz Proximity deadbolt privacy w/ key override function, J lever, unhanded, BioCote antimicrobial finish, for use with 1 3/8" - 1 3/4" thick standard door | 1 |  | 1 Year | 903.7 | 0.15 | 768.145
30100 | Salto | EP668J61BC48-S- | XS4 wide body electronic SALLIS wireless 125kHz Proximity deadbolt privacy w/ key override function, J lever, unhanded, BioCote antimicrobial finish, for use with 1 3/4" - 2 1/4" thick door | 1 |  | 1 Year | 903.7 | 0.15 | 768.145
30101 | Salto | EP668J61IA38-S- | XS4 wide body electronic SALLIS wireless 125kHz Proximity deadbolt privacy w/ key override function, J lever, unhanded, antique brass finish, for use with 1 3/8" - 1 3/4" thick standard door | 1 |  | 1 Year | 903.7 | 0.15 | 768.145
30102 | Salto | EP668J61IA48-S- | XS4 wide body electronic SALLIS wireless 125kHz Proximity deadbolt privacy w/ key override function, J lever, unhanded, antique brass finish, for use with 1 3/4" - 2 1/4" thick door | 1 |  | 1 Year | 903.7 | 0.15 | 768.145
30103 | Salto | EP668J61IM38-S- | XS4 wide body electronic SALLIS wireless 125kHz Proximity deadbolt privacy w/ key override function, J lever, unhanded, satin stainless finish, for use with 1 3/8" - 1 3/4" thick standard door | 1 |  | 1 Year | 851.7 | 0.15 | 723.945
30104 | Salto | EP668J61IM48-S- | XS4 wide body electronic SALLIS wireless 125kHz Proximity deadbolt privacy w/ key override function, J lever, unhanded, satin stainless finish, for use with 1 3/4" - 2 1/4" thick door | 1 |  | 1 Year | 851.7 | 0.15 | 723.945
30105 | Salto | EP668J61NE38-S- | XS4 wide body electronic SALLIS wireless 125kHz Proximity deadbolt privacy w/ key override function, J lever, unhanded, black chromium finish, for use with 1 3/8" - 1 3/4" thick standard door | 1 |  | 1 Year | 886.4 | 0.15 | 753.44
30106 | Salto | EP668J61NE48-S- | XS4 wide body electronic SALLIS wireless 125kHz Proximity deadbolt privacy w/ key override function, J lever, unhanded, black chromium finish, for use with 1 3/4" - 2 1/4" thick door | 1 |  | 1 Year | 886.4 | 0.15 | 753.44
30107 | Salto | EP668J61PM38-S- | XS4 wide body electronic SALLIS wireless 125kHz Proximity deadbolt privacy w/ key override function, J lever, unhanded, satin brass finish, for use with 1 3/8" - 1 3/4" thick standard door | 1 |  | 1 Year | 851.7 | 0.15 | 723.945
30108 | Salto | EP668J61PM48-S- | XS4 wide body electronic SALLIS wireless 125kHz Proximity deadbolt privacy w/ key override function, J lever, unhanded, satin brass finish, for use with 1 3/4" - 2 1/4" thick door | 1 |  | 1 Year | 851.7 | 0.15 | 723.945
30109 | Salto | EP668J62BC38-S- | XS4 wide body electronic SALLIS wireless 125kHz Proximity deadbolt privacy w/ key override function, J lever, unhanded, BioCote antimicrobial finish, for use with 1 3/8" - 1 3/4" thick standard door | 1 |  | 1 Year | 903.7 | 0.15 | 768.145
30110 | Salto | EP668J62BC48-S- | XS4 wide body electronic SALLIS wireless 125kHz Proximity deadbolt privacy w/ key override function, J lever, unhanded, BioCote antimicrobial finish, for use with 1 3/4" - 2 1/4" thick door | 1 |  | 1 Year | 903.7 | 0.15 | 768.145
30111 | Salto | EP668J62IA38-S- | XS4 wide body electronic SALLIS wireless 125kHz Proximity deadbolt privacy w/ key override function, J lever, unhanded, antique brass finish, for use with 1 3/8" - 1 3/4" thick standard door | 1 |  | 1 Year | 903.7 | 0.15 | 768.145
30112 | Salto | EP668J62IA48-S- | XS4 wide body electronic SALLIS wireless 125kHz Proximity deadbolt privacy w/ key override function, J lever, unhanded, antique brass finish, for use with 1 3/4" - 2 1/4" thick door | 1 |  | 1 Year | 903.7 | 0.15 | 768.145
30113 | Salto | EP668J62IM38-S- | XS4 wide body electronic SALLIS wireless 125kHz Proximity deadbolt privacy w/ key override function, J lever, unhanded, satin stainless finish, for use with 1 3/8" - 1 3/4" thick standard door | 1 |  | 1 Year | 851.7 | 0.15 | 723.945
30114 | Salto | EP668J62IM48-S- | XS4 wide body electronic SALLIS wireless 125kHz Proximity deadbolt privacy w/ key override function, J lever, unhanded, satin stainless finish, for use with 1 3/4" - 2 1/4" thick door | 1 |  | 1 Year | 851.7 | 0.15 | 723.945
30115 | Salto | EP668J62NE38-S- | XS4 wide body electronic SALLIS wireless 125kHz Proximity deadbolt privacy w/ key override function, J lever, unhanded, black chromium finish, for use with 1 3/8" - 1 3/4" thick standard door | 1 |  | 1 Year | 886.4 | 0.15 | 753.44
30116 | Salto | EP668J62NE48-S- | XS4 wide body electronic SALLIS wireless 125kHz Proximity deadbolt privacy w/ key override function, J lever, unhanded, black chromium finish, for use with 1 3/4" - 2 1/4" thick door | 1 |  | 1 Year | 886.4 | 0.15 | 753.44
30117 | Salto | EP668J62PM38-S- | XS4 wide body electronic SALLIS wireless 125kHz Proximity deadbolt privacy w/ key override function, J lever, unhanded, satin brass finish, for use with 1 3/8" - 1 3/4" thick standard door | 1 |  | 1 Year | 851.7 | 0.15 | 723.945
30118 | Salto | EP668J62PM48-S- | XS4 wide body electronic SALLIS wireless 125kHz Proximity deadbolt privacy w/ key override function, J lever, unhanded, satin brass finish, for use with 1 3/4" - 2 1/4" thick door | 1 |  | 1 Year | 851.7 | 0.15 | 723.945
30119 | Salto | EP668J63BC38-S- | XS4 wide body electronic SALLIS wireless 125kHz Proximity deadbolt privacy w/ key override function, J lever, unhanded, BioCote antimicrobial finish, for use with 1 3/8" - 1 3/4" thick standard door | 1 |  | 1 Year | 903.7 | 0.15 | 768.145
30120 | Salto | EP668J63BC48-S- | XS4 wide body electronic SALLIS wireless 125kHz Proximity deadbolt privacy w/ key override function, J lever, unhanded, BioCote antimicrobial finish, for use with 1 3/4" - 2 1/4" thick door | 1 |  | 1 Year | 903.7 | 0.15 | 768.145
30121 | Salto | EP668J63IA38-S- | XS4 wide body electronic SALLIS wireless 125kHz Proximity deadbolt privacy w/ key override function, J lever, unhanded, antique brass finish, for use with 1 3/8" - 1 3/4" thick standard door | 1 |  | 1 Year | 903.7 | 0.15 | 768.145
30122 | Salto | EP668J63IA48-S- | XS4 wide body electronic SALLIS wireless 125kHz Proximity deadbolt privacy w/ key override function, J lever, unhanded, antique brass finish, for use with 1 3/4" - 2 1/4" thick door | 1 |  | 1 Year | 903.7 | 0.15 | 768.145
30123 | Salto | EP668J63IM38-S- | XS4 wide body electronic SALLIS wireless 125kHz Proximity deadbolt privacy w/ key override function, J lever, unhanded, satin stainless finish, for use with 1 3/8" - 1 3/4" thick standard door | 1 |  | 1 Year | 851.7 | 0.15 | 723.945
30124 | Salto | EP668J63IM48-S- | XS4 wide body electronic SALLIS wireless 125kHz Proximity deadbolt privacy w/ key override function, J lever, unhanded, satin stainless finish, for use with 1 3/4" - 2 1/4" thick door | 1 |  | 1 Year | 851.7 | 0.15 | 723.945
30125 | Salto | EP668J63NE38-S- | XS4 wide body electronic SALLIS wireless 125kHz Proximity deadbolt privacy w/ key override function, J lever, unhanded, black chromium finish, for use with 1 3/8" - 1 3/4" thick standard door | 1 |  | 1 Year | 886.4 | 0.15 | 753.44
30126 | Salto | EP668J63NE48-S- | XS4 wide body electronic SALLIS wireless 125kHz Proximity deadbolt privacy w/ key override function, J lever, unhanded, black chromium finish, for use with 1 3/4" - 2 1/4" thick door | 1 |  | 1 Year | 886.4 | 0.15 | 753.44
30127 | Salto | EP668J63PM38-S- | XS4 wide body electronic SALLIS wireless 125kHz Proximity deadbolt privacy w/ key override function, J lever, unhanded, satin brass finish, for use with 1 3/8" - 1 3/4" thick standard door | 1 |  | 1 Year | 851.7 | 0.15 | 723.945
30128 | Salto | EP668J63PM48-S- | XS4 wide body electronic SALLIS wireless 125kHz Proximity deadbolt privacy w/ key override function, J lever, unhanded, satin brass finish, for use with 1 3/4" - 2 1/4" thick door | 1 |  | 1 Year | 851.7 | 0.15 | 723.945
30129 | Salto | EP668K61IM38LS- | XS4 wide body electronic SALLIS wireless 125kHz Proximity deadbolt privacy w/ key override function, K lever, left handed, satin stainless finish, for use with 1 3/8" - 1 3/4" thick standard door | 1 |  | 1 Year | 851.7 | 0.15 | 723.945
30130 | Salto | EP668K61IM38RS- | XS4 wide body electronic SALLIS wireless 125kHz Proximity deadbolt privacy w/ key override function, K lever, right handed, satin stainless finish, for use with 1 3/8" - 1 3/4" thick standard door | 1 |  | 1 Year | 851.7 | 0.15 | 723.945
30131 | Salto | EP668K61IM48LS- | XS4 wide body electronic SALLIS wireless 125kHz Proximity deadbolt privacy w/ key override function, K lever, left handed, satin stainless finish, for use with 1 3/4" - 2 1/4" thick door | 1 |  | 1 Year | 851.7 | 0.15 | 723.945
30132 | Salto | EP668K61IM48RS- | XS4 wide body electronic SALLIS wireless 125kHz Proximity deadbolt privacy w/ key override function, K lever, right handed, satin stainless finish, for use with 1 3/4" - 2 1/4" thick door | 1 |  | 1 Year | 851.7 | 0.15 | 723.945
30133 | Salto | EP668K61IP38LS- | XS4 wide body electronic SALLIS wireless 125kHz Proximity deadbolt privacy w/ key override function, K lever, left handed, bright stainless steel finish, for use with 1 3/8" - 1 3/4" thick standard door | 1 |  | 1 Year | 868 | 0.15 | 737.8
30134 | Salto | EP668K61IP38RS- | XS4 wide body electronic SALLIS wireless 125kHz Proximity deadbolt privacy w/ key override function, K lever, right handed, bright stainless steel finish, for use with 1 3/8" - 1 3/4" thick standard door | 1 |  | 1 Year | 868 | 0.15 | 737.8
30135 | Salto | EP668K61IP48LS- | XS4 wide body electronic SALLIS wireless 125kHz Proximity deadbolt privacy w/ key override function, K lever, left handed, bright stainless steel finish, for use with 1 3/4" - 2 1/4" thick door | 1 |  | 1 Year | 868 | 0.15 | 737.8
30136 | Salto | EP668K61IP48RS- | XS4 wide body electronic SALLIS wireless 125kHz Proximity deadbolt privacy w/ key override function, K lever, right handed, bright stainless steel finish, for use with 1 3/4" - 2 1/4" thick door | 1 |  | 1 Year | 868 | 0.15 | 737.8
30137 | Salto | EP668K61PP38LS- | XS4 wide body electronic SALLIS wireless 125kHz Proximity deadbolt privacy w/ key override function, K lever, left handed, bright brass finish, for use with 1 3/8" - 1 3/4" thick standard door | 1 |  | 1 Year | 868 | 0.15 | 737.8
30138 | Salto | EP668K61PP38RS- | XS4 wide body electronic SALLIS wireless 125kHz Proximity deadbolt privacy w/ key override function, K lever, right handed, bright brass finish, for use with 1 3/8" - 1 3/4" thick standard door | 1 |  | 1 Year | 868 | 0.15 | 737.8
30139 | Salto | EP668K61PP48LS- | XS4 wide body electronic SALLIS wireless 125kHz Proximity deadbolt privacy w/ key override function, K lever, left handed, bright brass finish, for use with 1 3/4" - 2 1/4" thick door | 1 |  | 1 Year | 868 | 0.15 | 737.8
30140 | Salto | EP668K61PP48RS- | XS4 wide body electronic SALLIS wireless 125kHz Proximity deadbolt privacy w/ key override function, K lever, right handed, bright brass finish, for use with 1 3/4" - 2 1/4" thick door | 1 |  | 1 Year | 868 | 0.15 | 737.8
30141 | Salto | EP668K62IM38LS- | XS4 wide body electronic SALLIS wireless 125kHz Proximity deadbolt privacy w/ key override function, K lever, left handed, satin stainless finish, for use with 1 3/8" - 1 3/4" thick standard door | 1 |  | 1 Year | 851.7 | 0.15 | 723.945
30142 | Salto | EP668K62IM38RS- | XS4 wide body electronic SALLIS wireless 125kHz Proximity deadbolt privacy w/ key override function, K lever, right handed, satin stainless finish, for use with 1 3/8" - 1 3/4" thick standard door | 1 |  | 1 Year | 851.7 | 0.15 | 723.945
30143 | Salto | EP668K62IM48LS- | XS4 wide body electronic SALLIS wireless 125kHz Proximity deadbolt privacy w/ key override function, K lever, left handed, satin stainless finish, for use with 1 3/4" - 2 1/4" thick door | 1 |  | 1 Year | 851.7 | 0.15 | 723.945
30144 | Salto | EP668K62IM48RS- | XS4 wide body electronic SALLIS wireless 125kHz Proximity deadbolt privacy w/ key override function, K lever, right handed, satin stainless finish, for use with 1 3/4" - 2 1/4" thick door | 1 |  | 1 Year | 851.7 | 0.15 | 723.945
30145 | Salto | EP668K62IP38LS- | XS4 wide body electronic SALLIS wireless 125kHz Proximity deadbolt privacy w/ key override function, K lever, left handed, bright stainless steel finish, for use with 1 3/8" - 1 3/4" thick standard door | 1 |  | 1 Year | 868 | 0.15 | 737.8
30146 | Salto | EP668K62IP38RS- | XS4 wide body electronic SALLIS wireless 125kHz Proximity deadbolt privacy w/ key override function, K lever, right handed, bright stainless steel finish, for use with 1 3/8" - 1 3/4" thick standard door | 1 |  | 1 Year | 868 | 0.15 | 737.8
30147 | Salto | EP668K62IP48LS- | XS4 wide body electronic SALLIS wireless 125kHz Proximity deadbolt privacy w/ key override function, K lever, left handed, bright stainless steel finish, for use with 1 3/4" - 2 1/4" thick door | 1 |  | 1 Year | 868 | 0.15 | 737.8
30148 | Salto | EP668K62IP48RS- | XS4 wide body electronic SALLIS wireless 125kHz Proximity deadbolt privacy w/ key override function, K lever, right handed, bright stainless steel finish, for use with 1 3/4" - 2 1/4" thick door | 1 |  | 1 Year | 868 | 0.15 | 737.8
30149 | Salto | EP668K62PP38LS- | XS4 wide body electronic SALLIS wireless 125kHz Proximity deadbolt privacy w/ key override function, K lever, left handed, bright brass finish, for use with 1 3/8" - 1 3/4" thick standard door | 1 |  | 1 Year | 868 | 0.15 | 737.8
30150 | Salto | EP668K62PP38RS- | XS4 wide body electronic SALLIS wireless 125kHz Proximity deadbolt privacy w/ key override function, K lever, right handed, bright brass finish, for use with 1 3/8" - 1 3/4" thick standard door | 1 |  | 1 Year | 868 | 0.15 | 737.8
30151 | Salto | EP668K62PP48LS- | XS4 wide body electronic SALLIS wireless 125kHz Proximity deadbolt privacy w/ key override function, K lever, left handed, bright brass finish, for use with 1 3/4" - 2 1/4" thick door | 1 |  | 1 Year | 868 | 0.15 | 737.8
30152 | Salto | EP668K62PP48RS- | XS4 wide body electronic SALLIS wireless 125kHz Proximity deadbolt privacy w/ key override function, K lever, right handed, bright brass finish, for use with 1 3/4" - 2 1/4" thick door | 1 |  | 1 Year | 868 | 0.15 | 737.8
30153 | Salto | EP668K63IM38LS- | XS4 wide body electronic SALLIS wireless 125kHz Proximity deadbolt privacy w/ key override function, K lever, left handed, satin stainless finish, for use with 1 3/8" - 1 3/4" thick standard door | 1 |  | 1 Year | 851.7 | 0.15 | 723.945
30154 | Salto | EP668K63IM38RS- | XS4 wide body electronic SALLIS wireless 125kHz Proximity deadbolt privacy w/ key override function, K lever, right handed, satin stainless finish, for use with 1 3/8" - 1 3/4" thick standard door | 1 |  | 1 Year | 851.7 | 0.15 | 723.945
30155 | Salto | EP668K63IM48LS- | XS4 wide body electronic SALLIS wireless 125kHz Proximity deadbolt privacy w/ key override function, K lever, left handed, satin stainless finish, for use with 1 3/4" - 2 1/4" thick door | 1 |  | 1 Year | 851.7 | 0.15 | 723.945
30156 | Salto | EP668K63IM48RS- | XS4 wide body electronic SALLIS wireless 125kHz Proximity deadbolt privacy w/ key override function, K lever, right handed, satin stainless finish, for use with 1 3/4" - 2 1/4" thick door | 1 |  | 1 Year | 851.7 | 0.15 | 723.945
30157 | Salto | EP668K63IP38LS- | XS4 wide body electronic SALLIS wireless 125kHz Proximity deadbolt privacy w/ key override function, K lever, left handed, bright stainless steel finish, for use with 1 3/8" - 1 3/4" thick standard door | 1 |  | 1 Year | 868 | 0.15 | 737.8
30158 | Salto | EP668K63IP38RS- | XS4 wide body electronic SALLIS wireless 125kHz Proximity deadbolt privacy w/ key override function, K lever, right handed, bright stainless steel finish, for use with 1 3/8" - 1 3/4" thick standard door | 1 |  | 1 Year | 868 | 0.15 | 737.8
30159 | Salto | EP668K63IP48LS- | XS4 wide body electronic SALLIS wireless 125kHz Proximity deadbolt privacy w/ key override function, K lever, left handed, bright stainless steel finish, for use with 1 3/4" - 2 1/4" thick door | 1 |  | 1 Year | 868 | 0.15 | 737.8
30160 | Salto | EP668K63IP48RS- | XS4 wide body electronic SALLIS wireless 125kHz Proximity deadbolt privacy w/ key override function, K lever, right handed, bright stainless steel finish, for use with 1 3/4" - 2 1/4" thick door | 1 |  | 1 Year | 868 | 0.15 | 737.8
30161 | Salto | EP668K63PP38LS- | XS4 wide body electronic SALLIS wireless 125kHz Proximity deadbolt privacy w/ key override function, K lever, left handed, bright brass finish, for use with 1 3/8" - 1 3/4" thick standard door | 1 |  | 1 Year | 868 | 0.15 | 737.8
30162 | Salto | EP668K63PP38RS- | XS4 wide body electronic SALLIS wireless 125kHz Proximity deadbolt privacy w/ key override function, K lever, right handed, bright brass finish, for use with 1 3/8" - 1 3/4" thick standard door | 1 |  | 1 Year | 868 | 0.15 | 737.8
30163 | Salto | EP668K63PP48LS- | XS4 wide body electronic SALLIS wireless 125kHz Proximity deadbolt privacy w/ key override function, K lever, left handed, bright brass finish, for use with 1 3/4" - 2 1/4" thick door | 1 |  | 1 Year | 868 | 0.15 | 737.8
30164 | Salto | EP668K63PP48RS- | XS4 wide body electronic SALLIS wireless 125kHz Proximity deadbolt privacy w/ key override function, K lever, right handed, bright brass finish, for use with 1 3/4" - 2 1/4" thick door | 1 |  | 1 Year | 868 | 0.15 | 737.8
30165 | Salto | EP668L61BC38-S- | XS4 wide body electronic SALLIS wireless 125kHz Proximity deadbolt privacy w/ key override function, L lever, unhanded, BioCote antimicrobial finish, for use with 1 3/8" - 1 3/4" thick standard door | 1 |  | 1 Year | 893.5 | 0.15 | 759.475
30166 | Salto | EP668L61BC48-S- | XS4 wide body electronic SALLIS wireless 125kHz Proximity deadbolt privacy w/ key override function, L lever, unhanded, BioCote antimicrobial finish, for use with 1 3/4" - 2 1/4" thick door | 1 |  | 1 Year | 893.5 | 0.15 | 759.475
30167 | Salto | EP668L61IA38-S- | XS4 wide body electronic SALLIS wireless 125kHz Proximity deadbolt privacy w/ key override function, L lever, unhanded, antique brass finish, for use with 1 3/8" - 1 3/4" thick standard door | 1 |  | 1 Year | 893.5 | 0.15 | 759.475
30168 | Salto | EP668L61IA48-S- | XS4 wide body electronic SALLIS wireless 125kHz Proximity deadbolt privacy w/ key override function, L lever, unhanded, antique brass finish, for use with 1 3/4" - 2 1/4" thick door | 1 |  | 1 Year | 893.5 | 0.15 | 759.475
30169 | Salto | EP668L61IM38-S- | XS4 wide body electronic SALLIS wireless 125kHz Proximity deadbolt privacy w/ key override function, L lever, unhanded, satin stainless finish, for use with 1 3/8" - 1 3/4" thick standard door | 1 |  | 1 Year | 841.5 | 0.15 | 715.275
30170 | Salto | EP668L61IM48-S- | XS4 wide body electronic SALLIS wireless 125kHz Proximity deadbolt privacy w/ key override function, L lever, unhanded, satin stainless finish, for use with 1 3/4" - 2 1/4" thick door | 1 |  | 1 Year | 841.5 | 0.15 | 715.275
30171 | Salto | EP668L61IP38-S- | XS4 wide body electronic SALLIS wireless 125kHz Proximity deadbolt privacy w/ key override function, L lever, unhanded, bright stainless steel finish, for use with 1 3/8" - 1 3/4" thick standard door | 1 |  | 1 Year | 857.8 | 0.15 | 729.13
30172 | Salto | EP668L61IP48-S- | XS4 wide body electronic SALLIS wireless 125kHz Proximity deadbolt privacy w/ key override function, L lever, unhanded, bright stainless steel finish, for use with 1 3/4" - 2 1/4" thick door | 1 |  | 1 Year | 857.8 | 0.15 | 729.13
30173 | Salto | EP668L61NE38-S- | XS4 wide body electronic SALLIS wireless 125kHz Proximity deadbolt privacy w/ key override function, L lever, unhanded, black chromium finish, for use with 1 3/8" - 1 3/4" thick standard door | 1 |  | 1 Year | 876.2 | 0.15 | 744.77
30174 | Salto | EP668L61NE48-S- | XS4 wide body electronic SALLIS wireless 125kHz Proximity deadbolt privacy w/ key override function, L lever, unhanded, black chromium finish, for use with 1 3/4" - 2 1/4" thick door | 1 |  | 1 Year | 876.2 | 0.15 | 744.77
30175 | Salto | EP668L61PM38-S- | XS4 wide body electronic SALLIS wireless 125kHz Proximity deadbolt privacy w/ key override function, L lever, unhanded, satin brass finish, for use with 1 3/8" - 1 3/4" thick standard door | 1 |  | 1 Year | 841.5 | 0.15 | 715.275
30176 | Salto | EP668L61PM48-S- | XS4 wide body electronic SALLIS wireless 125kHz Proximity deadbolt privacy w/ key override function, L lever, unhanded, satin brass finish, for use with 1 3/4" - 2 1/4" thick door | 1 |  | 1 Year | 841.5 | 0.15 | 715.275
30177 | Salto | EP668L61PP38-S- | XS4 wide body electronic SALLIS wireless 125kHz Proximity deadbolt privacy w/ key override function, L lever, unhanded, bright brass finish, for use with 1 3/8" - 1 3/4" thick standard door | 1 |  | 1 Year | 857.8 | 0.15 | 729.13
30178 | Salto | EP668L61PP48-S- | XS4 wide body electronic SALLIS wireless 125kHz Proximity deadbolt privacy w/ key override function, L lever, unhanded, bright brass finish, for use with 1 3/4" - 2 1/4" thick door | 1 |  | 1 Year | 857.8 | 0.15 | 729.13
30179 | Salto | EP668L62BC38-S- | XS4 wide body electronic SALLIS wireless 125kHz Proximity deadbolt privacy w/ key override function, L lever, unhanded, BioCote antimicrobial finish, for use with 1 3/8" - 1 3/4" thick standard door | 1 |  | 1 Year | 893.5 | 0.15 | 759.475
30180 | Salto | EP668L62BC48-S- | XS4 wide body electronic SALLIS wireless 125kHz Proximity deadbolt privacy w/ key override function, L lever, unhanded, BioCote antimicrobial finish, for use with 1 3/4" - 2 1/4" thick door | 1 |  | 1 Year | 893.5 | 0.15 | 759.475
30181 | Salto | EP668L62IA38-S- | XS4 wide body electronic SALLIS wireless 125kHz Proximity deadbolt privacy w/ key override function, L lever, unhanded, antique brass finish, for use with 1 3/8" - 1 3/4" thick standard door | 1 |  | 1 Year | 893.5 | 0.15 | 759.475
30182 | Salto | EP668L62IA48-S- | XS4 wide body electronic SALLIS wireless 125kHz Proximity deadbolt privacy w/ key override function, L lever, unhanded, antique brass finish, for use with 1 3/4" - 2 1/4" thick door | 1 |  | 1 Year | 893.5 | 0.15 | 759.475
30183 | Salto | EP668L62IM38-S- | XS4 wide body electronic SALLIS wireless 125kHz Proximity deadbolt privacy w/ key override function, L lever, unhanded, satin stainless finish, for use with 1 3/8" - 1 3/4" thick standard door | 1 |  | 1 Year | 841.5 | 0.15 | 715.275
30184 | Salto | EP668L62IM48-S- | XS4 wide body electronic SALLIS wireless 125kHz Proximity deadbolt privacy w/ key override function, L lever, unhanded, satin stainless finish, for use with 1 3/4" - 2 1/4" thick door | 1 |  | 1 Year | 841.5 | 0.15 | 715.275
30185 | Salto | EP668L62IP38-S- | XS4 wide body electronic SALLIS wireless 125kHz Proximity deadbolt privacy w/ key override function, L lever, unhanded, bright stainless steel finish, for use with 1 3/8" - 1 3/4" thick standard door | 1 |  | 1 Year | 857.8 | 0.15 | 729.13
30186 | Salto | EP668L62IP48-S- | XS4 wide body electronic SALLIS wireless 125kHz Proximity deadbolt privacy w/ key override function, L lever, unhanded, bright stainless steel finish, for use with 1 3/4" - 2 1/4" thick door | 1 |  | 1 Year | 857.8 | 0.15 | 729.13
30187 | Salto | EP668L62NE38-S- | XS4 wide body electronic SALLIS wireless 125kHz Proximity deadbolt privacy w/ key override function, L lever, unhanded, black chromium finish, for use with 1 3/8" - 1 3/4" thick standard door | 1 |  | 1 Year | 876.2 | 0.15 | 744.77
30188 | Salto | EP668L62NE48-S- | XS4 wide body electronic SALLIS wireless 125kHz Proximity deadbolt privacy w/ key override function, L lever, unhanded, black chromium finish, for use with 1 3/4" - 2 1/4" thick door | 1 |  | 1 Year | 876.2 | 0.15 | 744.77
30189 | Salto | EP668L62PM38-S- | XS4 wide body electronic SALLIS wireless 125kHz Proximity deadbolt privacy w/ key override function, L lever, unhanded, satin brass finish, for use with 1 3/8" - 1 3/4" thick standard door | 1 |  | 1 Year | 841.5 | 0.15 | 715.275
30190 | Salto | EP668L62PM48-S- | XS4 wide body electronic SALLIS wireless 125kHz Proximity deadbolt privacy w/ key override function, L lever, unhanded, satin brass finish, for use with 1 3/4" - 2 1/4" thick door | 1 |  | 1 Year | 841.5 | 0.15 | 715.275
30191 | Salto | EP668L62PP38-S- | XS4 wide body electronic SALLIS wireless 125kHz Proximity deadbolt privacy w/ key override function, L lever, unhanded, bright brass finish, for use with 1 3/8" - 1 3/4" thick standard door | 1 |  | 1 Year | 857.8 | 0.15 | 729.13
30192 | Salto | EP668L62PP48-S- | XS4 wide body electronic SALLIS wireless 125kHz Proximity deadbolt privacy w/ key override function, L lever, unhanded, bright brass finish, for use with 1 3/4" - 2 1/4" thick door | 1 |  | 1 Year | 857.8 | 0.15 | 729.13
30193 | Salto | EP668L63BC38-S- | XS4 wide body electronic SALLIS wireless 125kHz Proximity deadbolt privacy w/ key override function, L lever, unhanded, BioCote antimicrobial finish, for use with 1 3/8" - 1 3/4" thick standard door | 1 |  | 1 Year | 893.5 | 0.15 | 759.475
30194 | Salto | EP668L63BC48-S- | XS4 wide body electronic SALLIS wireless 125kHz Proximity deadbolt privacy w/ key override function, L lever, unhanded, BioCote antimicrobial finish, for use with 1 3/4" - 2 1/4" thick door | 1 |  | 1 Year | 893.5 | 0.15 | 759.475
30195 | Salto | EP668L63IA38-S- | XS4 wide body electronic SALLIS wireless 125kHz Proximity deadbolt privacy w/ key override function, L lever, unhanded, antique brass finish, for use with 1 3/8" - 1 3/4" thick standard door | 1 |  | 1 Year | 893.5 | 0.15 | 759.475
30196 | Salto | EP668L63IA48-S- | XS4 wide body electronic SALLIS wireless 125kHz Proximity deadbolt privacy w/ key override function, L lever, unhanded, antique brass finish, for use with 1 3/4" - 2 1/4" thick door | 1 |  | 1 Year | 893.5 | 0.15 | 759.475
30197 | Salto | EP668L63IM38-S- | XS4 wide body electronic SALLIS wireless 125kHz Proximity deadbolt privacy w/ key override function, L lever, unhanded, satin stainless finish, for use with 1 3/8" - 1 3/4" thick standard door | 1 |  | 1 Year | 841.5 | 0.15 | 715.275
30198 | Salto | EP668L63IM48-S- | XS4 wide body electronic SALLIS wireless 125kHz Proximity deadbolt privacy w/ key override function, L lever, unhanded, satin stainless finish, for use with 1 3/4" - 2 1/4" thick door | 1 |  | 1 Year | 841.5 | 0.15 | 715.275
30199 | Salto | EP668L63IP38-S- | XS4 wide body electronic SALLIS wireless 125kHz Proximity deadbolt privacy w/ key override function, L lever, unhanded, bright stainless steel finish, for use with 1 3/8" - 1 3/4" thick standard door | 1 |  | 1 Year | 857.8 | 0.15 | 729.13
30200 | Salto | EP668L63IP48-S- | XS4 wide body electronic SALLIS wireless 125kHz Proximity deadbolt privacy w/ key override function, L lever, unhanded, bright stainless steel finish, for use with 1 3/4" - 2 1/4" thick door | 1 |  | 1 Year | 857.8 | 0.15 | 729.13
30201 | Salto | EP668L63NE38-S- | XS4 wide body electronic SALLIS wireless 125kHz Proximity deadbolt privacy w/ key override function, L lever, unhanded, black chromium finish, for use with 1 3/8" - 1 3/4" thick standard door | 1 |  | 1 Year | 876.2 | 0.15 | 744.77
30202 | Salto | EP668L63NE48-S- | XS4 wide body electronic SALLIS wireless 125kHz Proximity deadbolt privacy w/ key override function, L lever, unhanded, black chromium finish, for use with 1 3/4" - 2 1/4" thick door | 1 |  | 1 Year | 876.2 | 0.15 | 744.77
30203 | Salto | EP668L63PM38-S- | XS4 wide body electronic SALLIS wireless 125kHz Proximity deadbolt privacy w/ key override function, L lever, unhanded, satin brass finish, for use with 1 3/8" - 1 3/4" thick standard door | 1 |  | 1 Year | 841.5 | 0.15 | 715.275
30204 | Salto | EP668L63PM48-S- | XS4 wide body electronic SALLIS wireless 125kHz Proximity deadbolt privacy w/ key override function, L lever, unhanded, satin brass finish, for use with 1 3/4" - 2 1/4" thick door | 1 |  | 1 Year | 841.5 | 0.15 | 715.275
30205 | Salto | EP668L63PP38-S- | XS4 wide body electronic SALLIS wireless 125kHz Proximity deadbolt privacy w/ key override function, L lever, unhanded, bright brass finish, for use with 1 3/8" - 1 3/4" thick standard door | 1 |  | 1 Year | 857.8 | 0.15 | 729.13
30206 | Salto | EP668L63PP48-S- | XS4 wide body electronic SALLIS wireless 125kHz Proximity deadbolt privacy w/ key override function, L lever, unhanded, bright brass finish, for use with 1 3/4" - 2 1/4" thick door | 1 |  | 1 Year | 857.8 | 0.15 | 729.13
30207 | Salto | EP668N61BC38-S- | XS4 wide body electronic SALLIS wireless 125kHz Proximity deadbolt privacy w/ key override function, N lever, unhanded, BioCote antimicrobial finish, for use with 1 3/8" - 1 3/4" thick standard door | 1 |  | 1 Year | 893.5 | 0.15 | 759.475
30208 | Salto | EP668N61BC48-S- | XS4 wide body electronic SALLIS wireless 125kHz Proximity deadbolt privacy w/ key override function, N lever, unhanded, BioCote antimicrobial finish, for use with 1 3/4" - 2 1/4" thick door | 1 |  | 1 Year | 893.5 | 0.15 | 759.475
30209 | Salto | EP668N61IM38-S- | XS4 wide body electronic SALLIS wireless 125kHz Proximity deadbolt privacy w/ key override function, N lever, unhanded, satin stainless finish, for use with 1 3/8" - 1 3/4" thick standard door | 1 |  | 1 Year | 841.5 | 0.15 | 715.275
30210 | Salto | EP668N61IM48-S- | XS4 wide body electronic SALLIS wireless 125kHz Proximity deadbolt privacy w/ key override function, N lever, unhanded, satin stainless finish, for use with 1 3/4" - 2 1/4" thick door | 1 |  | 1 Year | 841.5 | 0.15 | 715.275
30211 | Salto | EP668N61PM38-S- | XS4 wide body electronic SALLIS wireless 125kHz Proximity deadbolt privacy w/ key override function, N lever, unhanded, satin brass finish, for use with 1 3/8" - 1 3/4" thick standard door | 1 |  | 1 Year | 841.5 | 0.15 | 715.275
30212 | Salto | EP668N61PM48-S- | XS4 wide body electronic SALLIS wireless 125kHz Proximity deadbolt privacy w/ key override function, N lever, unhanded, satin brass finish, for use with 1 3/4" - 2 1/4" thick door | 1 |  | 1 Year | 841.5 | 0.15 | 715.275
30213 | Salto | EP668N62BC38-S- | XS4 wide body electronic SALLIS wireless 125kHz Proximity deadbolt privacy w/ key override function, N lever, unhanded, BioCote antimicrobial finish, for use with 1 3/8" - 1 3/4" thick standard door | 1 |  | 1 Year | 893.5 | 0.15 | 759.475
30214 | Salto | EP668N62BC48-S- | XS4 wide body electronic SALLIS wireless 125kHz Proximity deadbolt privacy w/ key override function, N lever, unhanded, BioCote antimicrobial finish, for use with 1 3/4" - 2 1/4" thick door | 1 |  | 1 Year | 893.5 | 0.15 | 759.475
30215 | Salto | EP668N62IM38-S- | XS4 wide body electronic SALLIS wireless 125kHz Proximity deadbolt privacy w/ key override function, N lever, unhanded, satin stainless finish, for use with 1 3/8" - 1 3/4" thick standard door | 1 |  | 1 Year | 841.5 | 0.15 | 715.275
30216 | Salto | EP668N62IM48-S- | XS4 wide body electronic SALLIS wireless 125kHz Proximity deadbolt privacy w/ key override function, N lever, unhanded, satin stainless finish, for use with 1 3/4" - 2 1/4" thick door | 1 |  | 1 Year | 841.5 | 0.15 | 715.275
30217 | Salto | EP668N62PM38-S- | XS4 wide body electronic SALLIS wireless 125kHz Proximity deadbolt privacy w/ key override function, N lever, unhanded, satin brass finish, for use with 1 3/8" - 1 3/4" thick standard door | 1 |  | 1 Year | 841.5 | 0.15 | 715.275
30218 | Salto | EP668N62PM48-S- | XS4 wide body electronic SALLIS wireless 125kHz Proximity deadbolt privacy w/ key override function, N lever, unhanded, satin brass finish, for use with 1 3/4" - 2 1/4" thick door | 1 |  | 1 Year | 841.5 | 0.15 | 715.275
30219 | Salto | EP668N63BC38-S- | XS4 wide body electronic SALLIS wireless 125kHz Proximity deadbolt privacy w/ key override function, N lever, unhanded, BioCote antimicrobial finish, for use with 1 3/8" - 1 3/4" thick standard door | 1 |  | 1 Year | 893.5 | 0.15 | 759.475
30220 | Salto | EP668N63BC48-S- | XS4 wide body electronic SALLIS wireless 125kHz Proximity deadbolt privacy w/ key override function, N lever, unhanded, BioCote antimicrobial finish, for use with 1 3/4" - 2 1/4" thick door | 1 |  | 1 Year | 893.5 | 0.15 | 759.475
30221 | Salto | EP668N63IM38-S- | XS4 wide body electronic SALLIS wireless 125kHz Proximity deadbolt privacy w/ key override function, N lever, unhanded, satin stainless finish, for use with 1 3/8" - 1 3/4" thick standard door | 1 |  | 1 Year | 841.5 | 0.15 | 715.275
30222 | Salto | EP668N63IM48-S- | XS4 wide body electronic SALLIS wireless 125kHz Proximity deadbolt privacy w/ key override function, N lever, unhanded, satin stainless finish, for use with 1 3/4" - 2 1/4" thick door | 1 |  | 1 Year | 841.5 | 0.15 | 715.275
30223 | Salto | EP668N63PM38-S- | XS4 wide body electronic SALLIS wireless 125kHz Proximity deadbolt privacy w/ key override function, N lever, unhanded, satin brass finish, for use with 1 3/8" - 1 3/4" thick standard door | 1 |  | 1 Year | 841.5 | 0.15 | 715.275
30224 | Salto | EP668N63PM48-S- | XS4 wide body electronic SALLIS wireless 125kHz Proximity deadbolt privacy w/ key override function, N lever, unhanded, satin brass finish, for use with 1 3/4" - 2 1/4" thick door | 1 |  | 1 Year | 841.5 | 0.15 | 715.275
30225 | Salto | EP668O61IA38LS- | XS4 wide body electronic SALLIS wireless 125kHz Proximity deadbolt privacy w/ key override function, O lever, left handed, antique brass finish, for use with 1 3/8" - 1 3/4" thick standard door | 1 |  | 1 Year | 903.7 | 0.15 | 768.145
30226 | Salto | EP668O61IA38RS- | XS4 wide body electronic SALLIS wireless 125kHz Proximity deadbolt privacy w/ key override function, O lever, right handed, antique brass finish, for use with 1 3/8" - 1 3/4" thick standard door | 1 |  | 1 Year | 903.7 | 0.15 | 768.145
30227 | Salto | EP668O61IA48LS- | XS4 wide body electronic SALLIS wireless 125kHz Proximity deadbolt privacy w/ key override function, O lever, left handed, antique brass finish, for use with 1 3/4" - 2 1/4" thick door | 1 |  | 1 Year | 903.7 | 0.15 | 768.145
30228 | Salto | EP668O61IA48RS- | XS4 wide body electronic SALLIS wireless 125kHz Proximity deadbolt privacy w/ key override function, O lever, right handed, antique brass finish, for use with 1 3/4" - 2 1/4" thick door | 1 |  | 1 Year | 903.7 | 0.15 | 768.145
30229 | Salto | EP668O61IM38LS- | XS4 wide body electronic SALLIS wireless 125kHz Proximity deadbolt privacy w/ key override function, O lever, left handed, satin stainless finish, for use with 1 3/8" - 1 3/4" thick standard door | 1 |  | 1 Year | 851.7 | 0.15 | 723.945
30230 | Salto | EP668O61IM38RS- | XS4 wide body electronic SALLIS wireless 125kHz Proximity deadbolt privacy w/ key override function, O lever, right handed, satin stainless finish, for use with 1 3/8" - 1 3/4" thick standard door | 1 |  | 1 Year | 851.7 | 0.15 | 723.945
30231 | Salto | EP668O61IM48LS- | XS4 wide body electronic SALLIS wireless 125kHz Proximity deadbolt privacy w/ key override function, O lever, left handed, satin stainless finish, for use with 1 3/4" - 2 1/4" thick door | 1 |  | 1 Year | 851.7 | 0.15 | 723.945
30232 | Salto | EP668O61IM48RS- | XS4 wide body electronic SALLIS wireless 125kHz Proximity deadbolt privacy w/ key override function, O lever, right handed, satin stainless finish, for use with 1 3/4" - 2 1/4" thick door | 1 |  | 1 Year | 851.7 | 0.15 | 723.945
30233 | Salto | EP668O61IP38LS- | XS4 wide body electronic SALLIS wireless 125kHz Proximity deadbolt privacy w/ key override function, O lever, left handed, bright stainless steel finish, for use with 1 3/8" - 1 3/4" thick standard door | 1 |  | 1 Year | 868 | 0.15 | 737.8
30234 | Salto | EP668O61IP38RS- | XS4 wide body electronic SALLIS wireless 125kHz Proximity deadbolt privacy w/ key override function, O lever, right handed, bright stainless steel finish, for use with 1 3/8" - 1 3/4" thick standard door | 1 |  | 1 Year | 868 | 0.15 | 737.8
30235 | Salto | EP668O61IP48LS- | XS4 wide body electronic SALLIS wireless 125kHz Proximity deadbolt privacy w/ key override function, O lever, left handed, bright stainless steel finish, for use with 1 3/4" - 2 1/4" thick door | 1 |  | 1 Year | 868 | 0.15 | 737.8
30236 | Salto | EP668O61IP48RS- | XS4 wide body electronic SALLIS wireless 125kHz Proximity deadbolt privacy w/ key override function, O lever, right handed, bright stainless steel finish, for use with 1 3/4" - 2 1/4" thick door | 1 |  | 1 Year | 868 | 0.15 | 737.8
30237 | Salto | EP668O61NE38LS- | XS4 wide body electronic SALLIS wireless 125kHz Proximity deadbolt privacy w/ key override function, O lever, left handed, black chromium finish, for use with 1 3/8" - 1 3/4" thick standard door | 1 |  | 1 Year | 886.4 | 0.15 | 753.44
30238 | Salto | EP668O61NE38RS- | XS4 wide body electronic SALLIS wireless 125kHz Proximity deadbolt privacy w/ key override function, O lever, right handed, black chromium finish, for use with 1 3/8" - 1 3/4" thick standard door | 1 |  | 1 Year | 886.4 | 0.15 | 753.44
30239 | Salto | EP668O61NE48LS- | XS4 wide body electronic SALLIS wireless 125kHz Proximity deadbolt privacy w/ key override function, O lever, left handed, black chromium finish, for use with 1 3/4" - 2 1/4" thick door | 1 |  | 1 Year | 886.4 | 0.15 | 753.44
30240 | Salto | EP668O61NE48RS- | XS4 wide body electronic SALLIS wireless 125kHz Proximity deadbolt privacy w/ key override function, O lever, right handed, black chromium finish, for use with 1 3/4" - 2 1/4" thick door | 1 |  | 1 Year | 886.4 | 0.15 | 753.44
30241 | Salto | EP668O61PM38LS- | XS4 wide body electronic SALLIS wireless 125kHz Proximity deadbolt privacy w/ key override function, O lever, left handed, satin brass finish, for use with 1 3/8" - 1 3/4" thick standard door | 1 |  | 1 Year | 851.7 | 0.15 | 723.945
30242 | Salto | EP668O61PM38RS- | XS4 wide body electronic SALLIS wireless 125kHz Proximity deadbolt privacy w/ key override function, O lever, right handed, satin brass finish, for use with 1 3/8" - 1 3/4" thick standard door | 1 |  | 1 Year | 851.7 | 0.15 | 723.945
30243 | Salto | EP668O61PM48LS- | XS4 wide body electronic SALLIS wireless 125kHz Proximity deadbolt privacy w/ key override function, O lever, left handed, satin brass finish, for use with 1 3/4" - 2 1/4" thick door | 1 |  | 1 Year | 851.7 | 0.15 | 723.945
30244 | Salto | EP668O61PM48RS- | XS4 wide body electronic SALLIS wireless 125kHz Proximity deadbolt privacy w/ key override function, O lever, right handed, satin brass finish, for use with 1 3/4" - 2 1/4" thick door | 1 |  | 1 Year | 851.7 | 0.15 | 723.945
30245 | Salto | EP668O61PP38LS- | XS4 wide body electronic SALLIS wireless 125kHz Proximity deadbolt privacy w/ key override function, O lever, left handed, bright brass finish, for use with 1 3/8" - 1 3/4" thick standard door | 1 |  | 1 Year | 868 | 0.15 | 737.8
30246 | Salto | EP668O61PP38RS- | XS4 wide body electronic SALLIS wireless 125kHz Proximity deadbolt privacy w/ key override function, O lever, right handed, bright brass finish, for use with 1 3/8" - 1 3/4" thick standard door | 1 |  | 1 Year | 868 | 0.15 | 737.8
30247 | Salto | EP668O61PP48LS- | XS4 wide body electronic SALLIS wireless 125kHz Proximity deadbolt privacy w/ key override function, O lever, left handed, bright brass finish, for use with 1 3/4" - 2 1/4" thick door | 1 |  | 1 Year | 868 | 0.15 | 737.8
30248 | Salto | EP668O61PP48RS- | XS4 wide body electronic SALLIS wireless 125kHz Proximity deadbolt privacy w/ key override function, O lever, right handed, bright brass finish, for use with 1 3/4" - 2 1/4" thick door | 1 |  | 1 Year | 868 | 0.15 | 737.8
30249 | Salto | EP668O62IA38LS- | XS4 wide body electronic SALLIS wireless 125kHz Proximity deadbolt privacy w/ key override function, O lever, left handed, antique brass finish, for use with 1 3/8" - 1 3/4" thick standard door | 1 |  | 1 Year | 903.7 | 0.15 | 768.145
30250 | Salto | EP668O62IA38RS- | XS4 wide body electronic SALLIS wireless 125kHz Proximity deadbolt privacy w/ key override function, O lever, right handed, antique brass finish, for use with 1 3/8" - 1 3/4" thick standard door | 1 |  | 1 Year | 903.7 | 0.15 | 768.145
30251 | Salto | EP668O62IA48LS- | XS4 wide body electronic SALLIS wireless 125kHz Proximity deadbolt privacy w/ key override function, O lever, left handed, antique brass finish, for use with 1 3/4" - 2 1/4" thick door | 1 |  | 1 Year | 903.7 | 0.15 | 768.145
30252 | Salto | EP668O62IA48RS- | XS4 wide body electronic SALLIS wireless 125kHz Proximity deadbolt privacy w/ key override function, O lever, right handed, antique brass finish, for use with 1 3/4" - 2 1/4" thick door | 1 |  | 1 Year | 903.7 | 0.15 | 768.145
30253 | Salto | EP668O62IM38LS- | XS4 wide body electronic SALLIS wireless 125kHz Proximity deadbolt privacy w/ key override function, O lever, left handed, satin stainless finish, for use with 1 3/8" - 1 3/4" thick standard door | 1 |  | 1 Year | 851.7 | 0.15 | 723.945
30254 | Salto | EP668O62IM38RS- | XS4 wide body electronic SALLIS wireless 125kHz Proximity deadbolt privacy w/ key override function, O lever, right handed, satin stainless finish, for use with 1 3/8" - 1 3/4" thick standard door | 1 |  | 1 Year | 851.7 | 0.15 | 723.945
30255 | Salto | EP668O62IM48LS- | XS4 wide body electronic SALLIS wireless 125kHz Proximity deadbolt privacy w/ key override function, O lever, left handed, satin stainless finish, for use with 1 3/4" - 2 1/4" thick door | 1 |  | 1 Year | 851.7 | 0.15 | 723.945
30256 | Salto | EP668O62IM48RS- | XS4 wide body electronic SALLIS wireless 125kHz Proximity deadbolt privacy w/ key override function, O lever, right handed, satin stainless finish, for use with 1 3/4" - 2 1/4" thick door | 1 |  | 1 Year | 851.7 | 0.15 | 723.945
30257 | Salto | EP668O62IP38LS- | XS4 wide body electronic SALLIS wireless 125kHz Proximity deadbolt privacy w/ key override function, O lever, left handed, bright stainless steel finish, for use with 1 3/8" - 1 3/4" thick standard door | 1 |  | 1 Year | 868 | 0.15 | 737.8
30258 | Salto | EP668O62IP38RS- | XS4 wide body electronic SALLIS wireless 125kHz Proximity deadbolt privacy w/ key override function, O lever, right handed, bright stainless steel finish, for use with 1 3/8" - 1 3/4" thick standard door | 1 |  | 1 Year | 868 | 0.15 | 737.8
30259 | Salto | EP668O62IP48LS- | XS4 wide body electronic SALLIS wireless 125kHz Proximity deadbolt privacy w/ key override function, O lever, left handed, bright stainless steel finish, for use with 1 3/4" - 2 1/4" thick door | 1 |  | 1 Year | 868 | 0.15 | 737.8
30260 | Salto | EP668O62IP48RS- | XS4 wide body electronic SALLIS wireless 125kHz Proximity deadbolt privacy w/ key override function, O lever, right handed, bright stainless steel finish, for use with 1 3/4" - 2 1/4" thick door | 1 |  | 1 Year | 868 | 0.15 | 737.8
30261 | Salto | EP668O62NE38LS- | XS4 wide body electronic SALLIS wireless 125kHz Proximity deadbolt privacy w/ key override function, O lever, left handed, black chromium finish, for use with 1 3/8" - 1 3/4" thick standard door | 1 |  | 1 Year | 886.4 | 0.15 | 753.44
30262 | Salto | EP668O62NE38RS- | XS4 wide body electronic SALLIS wireless 125kHz Proximity deadbolt privacy w/ key override function, O lever, right handed, black chromium finish, for use with 1 3/8" - 1 3/4" thick standard door | 1 |  | 1 Year | 886.4 | 0.15 | 753.44
30263 | Salto | EP668O62NE48LS- | XS4 wide body electronic SALLIS wireless 125kHz Proximity deadbolt privacy w/ key override function, O lever, left handed, black chromium finish, for use with 1 3/4" - 2 1/4" thick door | 1 |  | 1 Year | 886.4 | 0.15 | 753.44
30264 | Salto | EP668O62NE48RS- | XS4 wide body electronic SALLIS wireless 125kHz Proximity deadbolt privacy w/ key override function, O lever, right handed, black chromium finish, for use with 1 3/4" - 2 1/4" thick door | 1 |  | 1 Year | 886.4 | 0.15 | 753.44
30265 | Salto | EP668O62PM38LS- | XS4 wide body electronic SALLIS wireless 125kHz Proximity deadbolt privacy w/ key override function, O lever, left handed, satin brass finish, for use with 1 3/8" - 1 3/4" thick standard door | 1 |  | 1 Year | 851.7 | 0.15 | 723.945
30266 | Salto | EP668O62PM38RS- | XS4 wide body electronic SALLIS wireless 125kHz Proximity deadbolt privacy w/ key override function, O lever, right handed, satin brass finish, for use with 1 3/8" - 1 3/4" thick standard door | 1 |  | 1 Year | 851.7 | 0.15 | 723.945
30267 | Salto | EP668O62PM48LS- | XS4 wide body electronic SALLIS wireless 125kHz Proximity deadbolt privacy w/ key override function, O lever, left handed, satin brass finish, for use with 1 3/4" - 2 1/4" thick door | 1 |  | 1 Year | 851.7 | 0.15 | 723.945
30268 | Salto | EP668O62PM48RS- | XS4 wide body electronic SALLIS wireless 125kHz Proximity deadbolt privacy w/ key override function, O lever, right handed, satin brass finish, for use with 1 3/4" - 2 1/4" thick door | 1 |  | 1 Year | 851.7 | 0.15 | 723.945
30269 | Salto | EP668O62PP38LS- | XS4 wide body electronic SALLIS wireless 125kHz Proximity deadbolt privacy w/ key override function, O lever, left handed, bright brass finish, for use with 1 3/8" - 1 3/4" thick standard door | 1 |  | 1 Year | 868 | 0.15 | 737.8
30270 | Salto | EP668O62PP38RS- | XS4 wide body electronic SALLIS wireless 125kHz Proximity deadbolt privacy w/ key override function, O lever, right handed, bright brass finish, for use with 1 3/8" - 1 3/4" thick standard door | 1 |  | 1 Year | 868 | 0.15 | 737.8
30271 | Salto | EP668O62PP48LS- | XS4 wide body electronic SALLIS wireless 125kHz Proximity deadbolt privacy w/ key override function, O lever, left handed, bright brass finish, for use with 1 3/4" - 2 1/4" thick door | 1 |  | 1 Year | 868 | 0.15 | 737.8
30272 | Salto | EP668O62PP48RS- | XS4 wide body electronic SALLIS wireless 125kHz Proximity deadbolt privacy w/ key override function, O lever, right handed, bright brass finish, for use with 1 3/4" - 2 1/4" thick door | 1 |  | 1 Year | 868 | 0.15 | 737.8
30273 | Salto | EP668O63IA38LS- | XS4 wide body electronic SALLIS wireless 125kHz Proximity deadbolt privacy w/ key override function, O lever, left handed, antique brass finish, for use with 1 3/8" - 1 3/4" thick standard door | 1 |  | 1 Year | 903.7 | 0.15 | 768.145
30274 | Salto | EP668O63IA38RS- | XS4 wide body electronic SALLIS wireless 125kHz Proximity deadbolt privacy w/ key override function, O lever, right handed, antique brass finish, for use with 1 3/8" - 1 3/4" thick standard door | 1 |  | 1 Year | 903.7 | 0.15 | 768.145
30275 | Salto | EP668O63IA48LS- | XS4 wide body electronic SALLIS wireless 125kHz Proximity deadbolt privacy w/ key override function, O lever, left handed, antique brass finish, for use with 1 3/4" - 2 1/4" thick door | 1 |  | 1 Year | 903.7 | 0.15 | 768.145
30276 | Salto | EP668O63IA48RS- | XS4 wide body electronic SALLIS wireless 125kHz Proximity deadbolt privacy w/ key override function, O lever, right handed, antique brass finish, for use with 1 3/4" - 2 1/4" thick door | 1 |  | 1 Year | 903.7 | 0.15 | 768.145
30277 | Salto | EP668O63IM38LS- | XS4 wide body electronic SALLIS wireless 125kHz Proximity deadbolt privacy w/ key override function, O lever, left handed, satin stainless finish, for use with 1 3/8" - 1 3/4" thick standard door | 1 |  | 1 Year | 851.7 | 0.15 | 723.945
30278 | Salto | EP668O63IM38RS- | XS4 wide body electronic SALLIS wireless 125kHz Proximity deadbolt privacy w/ key override function, O lever, right handed, satin stainless finish, for use with 1 3/8" - 1 3/4" thick standard door | 1 |  | 1 Year | 851.7 | 0.15 | 723.945
30279 | Salto | EP668O63IM48LS- | XS4 wide body electronic SALLIS wireless 125kHz Proximity deadbolt privacy w/ key override function, O lever, left handed, satin stainless finish, for use with 1 3/4" - 2 1/4" thick door | 1 |  | 1 Year | 851.7 | 0.15 | 723.945
30280 | Salto | EP668O63IM48RS- | XS4 wide body electronic SALLIS wireless 125kHz Proximity deadbolt privacy w/ key override function, O lever, right handed, satin stainless finish, for use with 1 3/4" - 2 1/4" thick door | 1 |  | 1 Year | 851.7 | 0.15 | 723.945
30281 | Salto | EP668O63IP38LS- | XS4 wide body electronic SALLIS wireless 125kHz Proximity deadbolt privacy w/ key override function, O lever, left handed, bright stainless steel finish, for use with 1 3/8" - 1 3/4" thick standard door | 1 |  | 1 Year | 868 | 0.15 | 737.8
30282 | Salto | EP668O63IP38RS- | XS4 wide body electronic SALLIS wireless 125kHz Proximity deadbolt privacy w/ key override function, O lever, right handed, bright stainless steel finish, for use with 1 3/8" - 1 3/4" thick standard door | 1 |  | 1 Year | 868 | 0.15 | 737.8
30283 | Salto | EP668O63IP48LS- | XS4 wide body electronic SALLIS wireless 125kHz Proximity deadbolt privacy w/ key override function, O lever, left handed, bright stainless steel finish, for use with 1 3/4" - 2 1/4" thick door | 1 |  | 1 Year | 868 | 0.15 | 737.8
30284 | Salto | EP668O63IP48RS- | XS4 wide body electronic SALLIS wireless 125kHz Proximity deadbolt privacy w/ key override function, O lever, right handed, bright stainless steel finish, for use with 1 3/4" - 2 1/4" thick door | 1 |  | 1 Year | 868 | 0.15 | 737.8
30285 | Salto | EP668O63NE38LS- | XS4 wide body electronic SALLIS wireless 125kHz Proximity deadbolt privacy w/ key override function, O lever, left handed, black chromium finish, for use with 1 3/8" - 1 3/4" thick standard door | 1 |  | 1 Year | 886.4 | 0.15 | 753.44
30286 | Salto | EP668O63NE38RS- | XS4 wide body electronic SALLIS wireless 125kHz Proximity deadbolt privacy w/ key override function, O lever, right handed, black chromium finish, for use with 1 3/8" - 1 3/4" thick standard door | 1 |  | 1 Year | 886.4 | 0.15 | 753.44
30287 | Salto | EP668O63NE48LS- | XS4 wide body electronic SALLIS wireless 125kHz Proximity deadbolt privacy w/ key override function, O lever, left handed, black chromium finish, for use with 1 3/4" - 2 1/4" thick door | 1 |  | 1 Year | 886.4 | 0.15 | 753.44
30288 | Salto | EP668O63NE48RS- | XS4 wide body electronic SALLIS wireless 125kHz Proximity deadbolt privacy w/ key override function, O lever, right handed, black chromium finish, for use with 1 3/4" - 2 1/4" thick door | 1 |  | 1 Year | 886.4 | 0.15 | 753.44
30289 | Salto | EP668O63PM38LS- | XS4 wide body electronic SALLIS wireless 125kHz Proximity deadbolt privacy w/ key override function, O lever, left handed, satin brass finish, for use with 1 3/8" - 1 3/4" thick standard door | 1 |  | 1 Year | 851.7 | 0.15 | 723.945
30290 | Salto | EP668O63PM38RS- | XS4 wide body electronic SALLIS wireless 125kHz Proximity deadbolt privacy w/ key override function, O lever, right handed, satin brass finish, for use with 1 3/8" - 1 3/4" thick standard door | 1 |  | 1 Year | 851.7 | 0.15 | 723.945
30291 | Salto | EP668O63PM48LS- | XS4 wide body electronic SALLIS wireless 125kHz Proximity deadbolt privacy w/ key override function, O lever, left handed, satin brass finish, for use with 1 3/4" - 2 1/4" thick door | 1 |  | 1 Year | 851.7 | 0.15 | 723.945
30292 | Salto | EP668O63PM48RS- | XS4 wide body electronic SALLIS wireless 125kHz Proximity deadbolt privacy w/ key override function, O lever, right handed, satin brass finish, for use with 1 3/4" - 2 1/4" thick door | 1 |  | 1 Year | 851.7 | 0.15 | 723.945
30293 | Salto | EP668O63PP38LS- | XS4 wide body electronic SALLIS wireless 125kHz Proximity deadbolt privacy w/ key override function, O lever, left handed, bright brass finish, for use with 1 3/8" - 1 3/4" thick standard door | 1 |  | 1 Year | 868 | 0.15 | 737.8
30294 | Salto | EP668O63PP38RS- | XS4 wide body electronic SALLIS wireless 125kHz Proximity deadbolt privacy w/ key override function, O lever, right handed, bright brass finish, for use with 1 3/8" - 1 3/4" thick standard door | 1 |  | 1 Year | 868 | 0.15 | 737.8
30295 | Salto | EP668O63PP48LS- | XS4 wide body electronic SALLIS wireless 125kHz Proximity deadbolt privacy w/ key override function, O lever, left handed, bright brass finish, for use with 1 3/4" - 2 1/4" thick door | 1 |  | 1 Year | 868 | 0.15 | 737.8
30296 | Salto | EP668O63PP48RS- | XS4 wide body electronic SALLIS wireless 125kHz Proximity deadbolt privacy w/ key override function, O lever, right handed, bright brass finish, for use with 1 3/4" - 2 1/4" thick door | 1 |  | 1 Year | 868 | 0.15 | 737.8
30297 | Salto | EP668W61BC38-S- | XS4 wide body electronic SALLIS wireless 125kHz Proximity deadbolt privacy w/ key override function, W lever, unhanded, BioCote antimicrobial finish, for use with 1 3/8" - 1 3/4" thick standard door | 1 |  | 1 Year | 893.5 | 0.15 | 759.475
30298 | Salto | EP668W61BC48-S- | XS4 wide body electronic SALLIS wireless 125kHz Proximity deadbolt privacy w/ key override function, W lever, unhanded, BioCote antimicrobial finish, for use with 1 3/4" - 2 1/4" thick door | 1 |  | 1 Year | 893.5 | 0.15 | 759.475
30299 | Salto | EP668W61IA38-S- | XS4 wide body electronic SALLIS wireless 125kHz Proximity deadbolt privacy w/ key override function, W lever, unhanded, antique brass finish, for use with 1 3/8" - 1 3/4" thick standard door | 1 |  | 1 Year | 893.5 | 0.15 | 759.475
30300 | Salto | EP668W61IA48-S- | XS4 wide body electronic SALLIS wireless 125kHz Proximity deadbolt privacy w/ key override function, W lever, unhanded, antique brass finish, for use with 1 3/4" - 2 1/4" thick door | 1 |  | 1 Year | 893.5 | 0.15 | 759.475
30301 | Salto | EP668W61IM38-S- | XS4 wide body electronic SALLIS wireless 125kHz Proximity deadbolt privacy w/ key override function, W lever, unhanded, satin stainless finish, for use with 1 3/8" - 1 3/4" thick standard door | 1 |  | 1 Year | 841.5 | 0.15 | 715.275
30302 | Salto | EP668W61IM48-S- | XS4 wide body electronic SALLIS wireless 125kHz Proximity deadbolt privacy w/ key override function, W lever, unhanded, satin stainless finish, for use with 1 3/4" - 2 1/4" thick door | 1 |  | 1 Year | 841.5 | 0.15 | 715.275
30303 | Salto | EP668W61IP38-S- | XS4 wide body electronic SALLIS wireless 125kHz Proximity deadbolt privacy w/ key override function, W lever, unhanded, bright stainless steel finish, for use with 1 3/8" - 1 3/4" thick standard door | 1 |  | 1 Year | 857.8 | 0.15 | 729.13
30304 | Salto | EP668W61IP48-S- | XS4 wide body electronic SALLIS wireless 125kHz Proximity deadbolt privacy w/ key override function, W lever, unhanded, bright stainless steel finish, for use with 1 3/4" - 2 1/4" thick door | 1 |  | 1 Year | 857.8 | 0.15 | 729.13
30305 | Salto | EP668W61NE38-S- | XS4 wide body electronic SALLIS wireless 125kHz Proximity deadbolt privacy w/ key override function, W lever, unhanded, black chromium finish, for use with 1 3/8" - 1 3/4" thick standard door | 1 |  | 1 Year | 876.2 | 0.15 | 744.77
30306 | Salto | EP668W61NE48-S- | XS4 wide body electronic SALLIS wireless 125kHz Proximity deadbolt privacy w/ key override function, W lever, unhanded, black chromium finish, for use with 1 3/4" - 2 1/4" thick door | 1 |  | 1 Year | 876.2 | 0.15 | 744.77
30307 | Salto | EP668W61PM38-S- | XS4 wide body electronic SALLIS wireless 125kHz Proximity deadbolt privacy w/ key override function, W lever, unhanded, satin brass finish, for use with 1 3/8" - 1 3/4" thick standard door | 1 |  | 1 Year | 841.5 | 0.15 | 715.275
30308 | Salto | EP668W61PM48-S- | XS4 wide body electronic SALLIS wireless 125kHz Proximity deadbolt privacy w/ key override function, W lever, unhanded, satin brass finish, for use with 1 3/4" - 2 1/4" thick door | 1 |  | 1 Year | 841.5 | 0.15 | 715.275
30309 | Salto | EP668W61PP38-S- | XS4 wide body electronic SALLIS wireless 125kHz Proximity deadbolt privacy w/ key override function, W lever, unhanded, bright brass finish, for use with 1 3/8" - 1 3/4" thick standard door | 1 |  | 1 Year | 857.8 | 0.15 | 729.13
30310 | Salto | EP668W61PP48-S- | XS4 wide body electronic SALLIS wireless 125kHz Proximity deadbolt privacy w/ key override function, W lever, unhanded, bright brass finish, for use with 1 3/4" - 2 1/4" thick door | 1 |  | 1 Year | 857.8 | 0.15 | 729.13
30311 | Salto | EP668W62BC38-S- | XS4 wide body electronic SALLIS wireless 125kHz Proximity deadbolt privacy w/ key override function, W lever, unhanded, BioCote antimicrobial finish, for use with 1 3/8" - 1 3/4" thick standard door | 1 |  | 1 Year | 893.5 | 0.15 | 759.475
30312 | Salto | EP668W62BC48-S- | XS4 wide body electronic SALLIS wireless 125kHz Proximity deadbolt privacy w/ key override function, W lever, unhanded, BioCote antimicrobial finish, for use with 1 3/4" - 2 1/4" thick door | 1 |  | 1 Year | 893.5 | 0.15 | 759.475
30313 | Salto | EP668W62IA38-S- | XS4 wide body electronic SALLIS wireless 125kHz Proximity deadbolt privacy w/ key override function, W lever, unhanded, antique brass finish, for use with 1 3/8" - 1 3/4" thick standard door | 1 |  | 1 Year | 893.5 | 0.15 | 759.475
30314 | Salto | EP668W62IA48-S- | XS4 wide body electronic SALLIS wireless 125kHz Proximity deadbolt privacy w/ key override function, W lever, unhanded, antique brass finish, for use with 1 3/4" - 2 1/4" thick door | 1 |  | 1 Year | 893.5 | 0.15 | 759.475
30315 | Salto | EP668W62IM38-S- | XS4 wide body electronic SALLIS wireless 125kHz Proximity deadbolt privacy w/ key override function, W lever, unhanded, satin stainless finish, for use with 1 3/8" - 1 3/4" thick standard door | 1 |  | 1 Year | 841.5 | 0.15 | 715.275
30316 | Salto | EP668W62IM48-S- | XS4 wide body electronic SALLIS wireless 125kHz Proximity deadbolt privacy w/ key override function, W lever, unhanded, satin stainless finish, for use with 1 3/4" - 2 1/4" thick door | 1 |  | 1 Year | 841.5 | 0.15 | 715.275
30317 | Salto | EP668W62IP38-S- | XS4 wide body electronic SALLIS wireless 125kHz Proximity deadbolt privacy w/ key override function, W lever, unhanded, bright stainless steel finish, for use with 1 3/8" - 1 3/4" thick standard door | 1 |  | 1 Year | 857.8 | 0.15 | 729.13
30318 | Salto | EP668W62IP48-S- | XS4 wide body electronic SALLIS wireless 125kHz Proximity deadbolt privacy w/ key override function, W lever, unhanded, bright stainless steel finish, for use with 1 3/4" - 2 1/4" thick door | 1 |  | 1 Year | 857.8 | 0.15 | 729.13
30319 | Salto | EP668W62NE38-S- | XS4 wide body electronic SALLIS wireless 125kHz Proximity deadbolt privacy w/ key override function, W lever, unhanded, black chromium finish, for use with 1 3/8" - 1 3/4" thick standard door | 1 |  | 1 Year | 876.2 | 0.15 | 744.77
30320 | Salto | EP668W62NE48-S- | XS4 wide body electronic SALLIS wireless 125kHz Proximity deadbolt privacy w/ key override function, W lever, unhanded, black chromium finish, for use with 1 3/4" - 2 1/4" thick door | 1 |  | 1 Year | 876.2 | 0.15 | 744.77
30321 | Salto | EP668W62PM38-S- | XS4 wide body electronic SALLIS wireless 125kHz Proximity deadbolt privacy w/ key override function, W lever, unhanded, satin brass finish, for use with 1 3/8" - 1 3/4" thick standard door | 1 |  | 1 Year | 841.5 | 0.15 | 715.275
30322 | Salto | EP668W62PM48-S- | XS4 wide body electronic SALLIS wireless 125kHz Proximity deadbolt privacy w/ key override function, W lever, unhanded, satin brass finish, for use with 1 3/4" - 2 1/4" thick door | 1 |  | 1 Year | 841.5 | 0.15 | 715.275
30323 | Salto | EP668W62PP38-S- | XS4 wide body electronic SALLIS wireless 125kHz Proximity deadbolt privacy w/ key override function, W lever, unhanded, bright brass finish, for use with 1 3/8" - 1 3/4" thick standard door | 1 |  | 1 Year | 857.8 | 0.15 | 729.13
30324 | Salto | EP668W62PP48-S- | XS4 wide body electronic SALLIS wireless 125kHz Proximity deadbolt privacy w/ key override function, W lever, unhanded, bright brass finish, for use with 1 3/4" - 2 1/4" thick door | 1 |  | 1 Year | 857.8 | 0.15 | 729.13
30325 | Salto | EP668W63BC38-S- | XS4 wide body electronic SALLIS wireless 125kHz Proximity deadbolt privacy w/ key override function, W lever, unhanded, BioCote antimicrobial finish, for use with 1 3/8" - 1 3/4" thick standard door | 1 |  | 1 Year | 893.5 | 0.15 | 759.475
30326 | Salto | EP668W63BC48-S- | XS4 wide body electronic SALLIS wireless 125kHz Proximity deadbolt privacy w/ key override function, W lever, unhanded, BioCote antimicrobial finish, for use with 1 3/4" - 2 1/4" thick door | 1 |  | 1 Year | 893.5 | 0.15 | 759.475
30327 | Salto | EP668W63IA38-S- | XS4 wide body electronic SALLIS wireless 125kHz Proximity deadbolt privacy w/ key override function, W lever, unhanded, antique brass finish, for use with 1 3/8" - 1 3/4" thick standard door | 1 |  | 1 Year | 893.5 | 0.15 | 759.475
30328 | Salto | EP668W63IA48-S- | XS4 wide body electronic SALLIS wireless 125kHz Proximity deadbolt privacy w/ key override function, W lever, unhanded, antique brass finish, for use with 1 3/4" - 2 1/4" thick door | 1 |  | 1 Year | 893.5 | 0.15 | 759.475
30329 | Salto | EP668W63IM38-S- | XS4 wide body electronic SALLIS wireless 125kHz Proximity deadbolt privacy w/ key override function, W lever, unhanded, satin stainless finish, for use with 1 3/8" - 1 3/4" thick standard door | 1 |  | 1 Year | 841.5 | 0.15 | 715.275
30330 | Salto | EP668W63IM48-S- | XS4 wide body electronic SALLIS wireless 125kHz Proximity deadbolt privacy w/ key override function, W lever, unhanded, satin stainless finish, for use with 1 3/4" - 2 1/4" thick door | 1 |  | 1 Year | 841.5 | 0.15 | 715.275
30331 | Salto | EP668W63IP38-S- | XS4 wide body electronic SALLIS wireless 125kHz Proximity deadbolt privacy w/ key override function, W lever, unhanded, bright stainless steel finish, for use with 1 3/8" - 1 3/4" thick standard door | 1 |  | 1 Year | 857.8 | 0.15 | 729.13
30332 | Salto | EP668W63IP48-S- | XS4 wide body electronic SALLIS wireless 125kHz Proximity deadbolt privacy w/ key override function, W lever, unhanded, bright stainless steel finish, for use with 1 3/4" - 2 1/4" thick door | 1 |  | 1 Year | 857.8 | 0.15 | 729.13
30333 | Salto | EP668W63NE38-S- | XS4 wide body electronic SALLIS wireless 125kHz Proximity deadbolt privacy w/ key override function, W lever, unhanded, black chromium finish, for use with 1 3/8" - 1 3/4" thick standard door | 1 |  | 1 Year | 876.2 | 0.15 | 744.77
30334 | Salto | EP668W63NE48-S- | XS4 wide body electronic SALLIS wireless 125kHz Proximity deadbolt privacy w/ key override function, W lever, unhanded, black chromium finish, for use with 1 3/4" - 2 1/4" thick door | 1 |  | 1 Year | 876.2 | 0.15 | 744.77
30335 | Salto | EP668W63PM38-S- | XS4 wide body electronic SALLIS wireless 125kHz Proximity deadbolt privacy w/ key override function, W lever, unhanded, satin brass finish, for use with 1 3/8" - 1 3/4" thick standard door | 1 |  | 1 Year | 841.5 | 0.15 | 715.275
30336 | Salto | EP668W63PM48-S- | XS4 wide body electronic SALLIS wireless 125kHz Proximity deadbolt privacy w/ key override function, W lever, unhanded, satin brass finish, for use with 1 3/4" - 2 1/4" thick door | 1 |  | 1 Year | 841.5 | 0.15 | 715.275
30337 | Salto | EP668W63PP38-S- | XS4 wide body electronic SALLIS wireless 125kHz Proximity deadbolt privacy w/ key override function, W lever, unhanded, bright brass finish, for use with 1 3/8" - 1 3/4" thick standard door | 1 |  | 1 Year | 857.8 | 0.15 | 729.13
30338 | Salto | EP668W63PP48-S- | XS4 wide body electronic SALLIS wireless 125kHz Proximity deadbolt privacy w/ key override function, W lever, unhanded, bright brass finish, for use with 1 3/4" - 2 1/4" thick door | 1 |  | 1 Year | 857.8 | 0.15 | 729.13
30339 | Salto | CB250N60BCB3 | XS4 ANSI mini, wire-free SVN BLE / Mifare /DESfire w/ black reader, N lever, BioCote anti-microbial finish, 2 3/8" backset cylindrical Grade 1 latch for use w/ 1 3/8" - 1 3/4" thick standard door | 1 |  | 1 Year | 639.15 | 0.15 | 543.2775
30340 | Salto | CB250N60BCB4 | XS4 ANSI mini, wire-free SVN BLE / Mifare /DESfire w/ black reader, N lever, BioCote anti-microbial finish, 2 3/8" backset cylindrical Grade 1 latch for use w/ 1 3/4" - 2 1/4" thick door | 1 |  | 1 Year | 639.15 | 0.15 | 543.2775
30341 | Salto | CB250N60BCW3 | XS4 ANSI mini, wire-free SVN BLE / Mifare /DESfire w/ white reader, N lever, BioCote anti-microbial finish, 2 3/8" backset cylindrical Grade 1 latch for use w/ 1 3/8" - 1 3/4" thick standard door | 1 |  | 1 Year | 639.15 | 0.15 | 543.2775
30342 | Salto | CB250N60BCW4 | XS4 ANSI mini, wire-free SVN BLE / Mifare /DESfire w/ white reader, N lever, BioCote anti-microbial finish, 2 3/8" backset cylindrical Grade 1 latch for use w/ 1 3/4" - 2 1/4" thick door | 1 |  | 1 Year | 639.15 | 0.15 | 543.2775
30343 | Salto | CB250N60CPB3 | XS4 ANSI mini, wire-free SVN BLE / Mifare /DESfire w/ black reader, N lever, polished chrome finish, 2 3/8" backset cylindrical Grade 1 latch for use w/ 1 3/8" - 1 3/4" thick standard door | 1 |  | 1 Year | 592.25 | 0.15 | 503.4125
30344 | Salto | CB250N60CPB4 | XS4 ANSI mini, wire-free SVN BLE / Mifare /DESfire w/ black reader, N lever, polished chrome finish, 2 3/8" backset cylindrical Grade 1 latch for use w/ 1 3/4" - 2 1/4" thick door | 1 |  | 1 Year | 592.25 | 0.15 | 503.4125
30345 | Salto | CB250N60CPW3 | XS4 ANSI mini, wire-free SVN BLE / Mifare /DESfire w/ white reader, N lever, polished chrome finish, 2 3/8" backset cylindrical Grade 1 latch for use w/ 1 3/8" - 1 3/4" thick standard door | 1 |  | 1 Year | 592.25 | 0.15 | 503.4125
30346 | Salto | CB250N60CPW4 | XS4 ANSI mini, wire-free SVN BLE / Mifare /DESfire w/ white reader, N lever, polished chrome finish, 2 3/8" backset cylindrical Grade 1 latch for use w/ 1 3/4" - 2 1/4" thick door | 1 |  | 1 Year | 592.25 | 0.15 | 503.4125
30347 | Salto | CB250N60CSB3 | XS4 ANSI mini, wire-free SVN BLE / Mifare /DESfire w/ black reader, N lever, satin chrome finish, 2 3/8" backset cylindrical Grade 1 latch for use w/ 1 3/8" - 1 3/4" thick standard door | 1 |  | 1 Year | 592.25 | 0.15 | 503.4125
30348 | Salto | CB250N60CSB4 | XS4 ANSI mini, wire-free SVN BLE / Mifare /DESfire w/ black reader, N lever, satin chrome finish, 2 3/8" backset cylindrical Grade 1 latch for use w/ 1 3/4" - 2 1/4" thick door | 1 |  | 1 Year | 592.25 | 0.15 | 503.4125
30349 | Salto | CB250N60CSW3 | XS4 ANSI mini, wire-free SVN BLE / Mifare /DESfire w/ white reader, N lever, satin chrome finish, 2 3/8" backset cylindrical Grade 1 latch for use w/ 1 3/8" - 1 3/4" thick standard door | 1 |  | 1 Year | 592.25 | 0.15 | 503.4125
30350 | Salto | CB250N60CSW4 | XS4 ANSI mini, wire-free SVN BLE / Mifare /DESfire w/ white reader, N lever, satin chrome finish, 2 3/8" backset cylindrical Grade 1 latch for use w/ 1 3/4" - 2 1/4" thick door | 1 |  | 1 Year | 592.25 | 0.15 | 503.4125
30351 | Salto | CB250N60NEB3 | XS4 ANSI mini, wire-free SVN BLE / Mifare /DESfire w/ black reader, N lever, satin black finish, 2 3/8" backset cylindrical Grade 1 latch for use w/ 1 3/8" - 1 3/4" thick standard door | 1 |  | 1 Year | 602.45 | 0.15 | 512.0825
30352 | Salto | CB250N60NEB4 | XS4 ANSI mini, wire-free SVN BLE / Mifare /DESfire w/ black reader, N lever, satin black finish, 2 3/8" backset cylindrical Grade 1 latch for use w/ 1 3/4" - 2 1/4" thick door | 1 |  | 1 Year | 602.45 | 0.15 | 512.0825
30353 | Salto | CB250N60NEW3 | XS4 ANSI mini, wire-free SVN BLE / Mifare /DESfire w/ white reader, N lever, satin black finish, 2 3/8" backset cylindrical Grade 1 latch for use w/ 1 3/8" - 1 3/4" thick standard door | 1 |  | 1 Year | 602.45 | 0.15 | 512.0825
30354 | Salto | CB250N60NEW4 | XS4 ANSI mini, wire-free SVN BLE / Mifare /DESfire w/ white reader, N lever, satin black finish, 2 3/8" backset cylindrical Grade 1 latch for use w/ 1 3/4" - 2 1/4" thick door | 1 |  | 1 Year | 602.45 | 0.15 | 512.0825
30355 | Salto | CB250N60PMB3 | XS4 ANSI mini, wire-free SVN BLE / Mifare /DESfire w/ black reader, N lever, satin brass PVD finish, 2 3/8" backset cylindrical Grade 1 latch for use w/ 1 3/8" - 1 3/4" thick standard door | 1 |  | 1 Year | 626.95 | 0.15 | 532.9075
30356 | Salto | CB250N60PMB4 | XS4 ANSI mini, wire-free SVN BLE / Mifare /DESfire w/ black reader, N lever, satin brass PVD finish, 2 3/8" backset cylindrical Grade 1 latch for use w/ 1 3/4" - 2 1/4" thick door | 1 |  | 1 Year | 626.95 | 0.15 | 532.9075
30357 | Salto | CB250N60PMW3 | XS4 ANSI mini, wire-free SVN BLE / Mifare /DESfire w/ white reader, N lever, satin brass PVD finish, 2 3/8" backset cylindrical Grade 1 latch for use w/ 1 3/8" - 1 3/4" thick standard door | 1 |  | 1 Year | 626.95 | 0.15 | 532.9075
30358 | Salto | CB250N60PMW4 | XS4 ANSI mini, wire-free SVN BLE / Mifare /DESfire w/ white reader, N lever, satin brass PVD finish, 2 3/8" backset cylindrical Grade 1 latch for use w/ 1 3/4" - 2 1/4" thick door | 1 |  | 1 Year | 626.95 | 0.15 | 532.9075
30359 | Salto | CB250N60PPB3 | XS4 ANSI mini, wire-free SVN BLE / Mifare /DESfire w/ black reader, N lever, polished brass PVD finish, 2 3/8" backset cylindrical Grade 1 latch for use w/ 1 3/8" - 1 3/4" thick standard door | 1 |  | 1 Year | 626.95 | 0.15 | 532.9075
30360 | Salto | CB250N60PPB4 | XS4 ANSI mini, wire-free SVN BLE / Mifare /DESfire w/ black reader, N lever, polished brass PVD finish, 2 3/8" backset cylindrical Grade 1 latch for use w/ 1 3/4" - 2 1/4" thick door | 1 |  | 1 Year | 626.95 | 0.15 | 532.9075
30361 | Salto | CB250N60PPW3 | XS4 ANSI mini, wire-free SVN BLE / Mifare /DESfire w/ white reader, N lever, polished brass PVD finish, 2 3/8" backset cylindrical Grade 1 latch for use w/ 1 3/8" - 1 3/4" thick standard door | 1 |  | 1 Year | 626.95 | 0.15 | 532.9075
30362 | Salto | CB250N60PPW4 | XS4 ANSI mini, wire-free SVN BLE / Mifare /DESfire w/ white reader, N lever, polished brass PVD finish, 2 3/8" backset cylindrical Grade 1 latch for use w/ 1 3/4" - 2 1/4" thick door | 1 |  | 1 Year | 626.95 | 0.15 | 532.9075
30363 | Salto | CB250N70BCB3 | XS4 ANSI mini, wire-free SVN BLE / Mifare /DESfire w/ black reader, N lever, BioCote anti-microbial finish, 2 3/4" backset cylindrical Grade 1 latch for use w/ 1 3/8" - 1 3/4" thick standard door | 1 |  | 1 Year | 639.15 | 0.15 | 543.2775
30364 | Salto | CB250N70BCB4 | XS4 ANSI mini, wire-free SVN BLE / Mifare /DESfire w/ black reader, N lever, BioCote anti-microbial finish, 2 3/4" backset cylindrical Grade 1 latch for use w/ 1 3/4" - 2 1/4" thick door | 1 |  | 1 Year | 639.15 | 0.15 | 543.2775
30365 | Salto | CB250N70BCW3 | XS4 ANSI mini, wire-free SVN BLE / Mifare /DESfire w/ white reader, N lever, BioCote anti-microbial finish, 2 3/4" backset cylindrical Grade 1 latch for use w/ 1 3/8" - 1 3/4" thick standard door | 1 |  | 1 Year | 639.15 | 0.15 | 543.2775
30366 | Salto | CB250N70BCW4 | XS4 ANSI mini, wire-free SVN BLE / Mifare /DESfire w/ white reader, N lever, BioCote anti-microbial finish, 2 3/4" backset cylindrical Grade 1 latch for use w/ 1 3/4" - 2 1/4" thick door | 1 |  | 1 Year | 639.15 | 0.15 | 543.2775
30367 | Salto | CB250N70CPB3 | XS4 ANSI mini, wire-free SVN BLE / Mifare /DESfire w/ black reader, N lever, polished chrome finish, 2 3/4" backset cylindrical Grade 1 latch for use w/ 1 3/8" - 1 3/4" thick standard door | 1 |  | 1 Year | 592.25 | 0.15 | 503.4125
30368 | Salto | CB250N70CPB4 | XS4 ANSI mini, wire-free SVN BLE / Mifare /DESfire w/ black reader, N lever, polished chrome finish, 2 3/4" backset cylindrical Grade 1 latch for use w/ 1 3/4" - 2 1/4" thick door | 1 |  | 1 Year | 592.25 | 0.15 | 503.4125
30369 | Salto | CB250N70CPW3 | XS4 ANSI mini, wire-free SVN BLE / Mifare /DESfire w/ white reader, N lever, polished chrome finish, 2 3/4" backset cylindrical Grade 1 latch for use w/ 1 3/8" - 1 3/4" thick standard door | 1 |  | 1 Year | 592.25 | 0.15 | 503.4125
30370 | Salto | CB250N70CPW4 | XS4 ANSI mini, wire-free SVN BLE / Mifare /DESfire w/ white reader, N lever, polished chrome finish, 2 3/4" backset cylindrical Grade 1 latch for use w/ 1 3/4" - 2 1/4" thick door | 1 |  | 1 Year | 592.25 | 0.15 | 503.4125
30371 | Salto | CB250N70CSB3 | XS4 ANSI mini, wire-free SVN BLE / Mifare /DESfire w/ black reader, N lever, satin chrome finish, 2 3/4" backset cylindrical Grade 1 latch for use w/ 1 3/8" - 1 3/4" thick standard door | 1 |  | 1 Year | 592.25 | 0.15 | 503.4125
30372 | Salto | CB250N70CSB4 | XS4 ANSI mini, wire-free SVN BLE / Mifare /DESfire w/ black reader, N lever, satin chrome finish, 2 3/4" backset cylindrical Grade 1 latch for use w/ 1 3/4" - 2 1/4" thick door | 1 |  | 1 Year | 592.25 | 0.15 | 503.4125
30373 | Salto | CB250N70CSW3 | XS4 ANSI mini, wire-free SVN BLE / Mifare /DESfire w/ white reader, N lever, satin chrome finish, 2 3/4" backset cylindrical Grade 1 latch for use w/ 1 3/8" - 1 3/4" thick standard door | 1 |  | 1 Year | 592.25 | 0.15 | 503.4125
30374 | Salto | CB250N70CSW4 | XS4 ANSI mini, wire-free SVN BLE / Mifare /DESfire w/ white reader, N lever, satin chrome finish, 2 3/4" backset cylindrical Grade 1 latch for use w/ 1 3/4" - 2 1/4" thick door | 1 |  | 1 Year | 592.25 | 0.15 | 503.4125
30375 | Salto | CB250N70NEB3 | XS4 ANSI mini, wire-free SVN BLE / Mifare /DESfire w/ black reader, N lever, satin black finish, 2 3/4" backset cylindrical Grade 1 latch for use w/ 1 3/8" - 1 3/4" thick standard door | 1 |  | 1 Year | 602.45 | 0.15 | 512.0825
30376 | Salto | CB250N70NEB4 | XS4 ANSI mini, wire-free SVN BLE / Mifare /DESfire w/ black reader, N lever, satin black finish, 2 3/4" backset cylindrical Grade 1 latch for use w/ 1 3/4" - 2 1/4" thick door | 1 |  | 1 Year | 602.45 | 0.15 | 512.0825
30377 | Salto | CB250N70NEW3 | XS4 ANSI mini, wire-free SVN BLE / Mifare /DESfire w/ white reader, N lever, satin black finish, 2 3/4" backset cylindrical Grade 1 latch for use w/ 1 3/8" - 1 3/4" thick standard door | 1 |  | 1 Year | 602.45 | 0.15 | 512.0825
30378 | Salto | CB250N70NEW4 | XS4 ANSI mini, wire-free SVN BLE / Mifare /DESfire w/ white reader, N lever, satin black finish, 2 3/4" backset cylindrical Grade 1 latch for use w/ 1 3/4" - 2 1/4" thick door | 1 |  | 1 Year | 602.45 | 0.15 | 512.0825
30379 | Salto | CB250N70PMB3 | XS4 ANSI mini, wire-free SVN BLE / Mifare /DESfire w/ black reader, N lever, satin brass PVD finish, 2 3/4" backset cylindrical Grade 1 latch for use w/ 1 3/8" - 1 3/4" thick standard door | 1 |  | 1 Year | 626.95 | 0.15 | 532.9075
30380 | Salto | CB250N70PMB4 | XS4 ANSI mini, wire-free SVN BLE / Mifare /DESfire w/ black reader, N lever, satin brass PVD finish, 2 3/4" backset cylindrical Grade 1 latch for use w/ 1 3/4" - 2 1/4" thick door | 1 |  | 1 Year | 626.95 | 0.15 | 532.9075
30381 | Salto | CB250N70PMW3 | XS4 ANSI mini, wire-free SVN BLE / Mifare /DESfire w/ white reader, N lever, satin brass PVD finish, 2 3/4" backset cylindrical Grade 1 latch for use w/ 1 3/8" - 1 3/4" thick standard door | 1 |  | 1 Year | 626.95 | 0.15 | 532.9075
30382 | Salto | CB250N70PMW4 | XS4 ANSI mini, wire-free SVN BLE / Mifare /DESfire w/ white reader, N lever, satin brass PVD finish, 2 3/4" backset cylindrical Grade 1 latch for use w/ 1 3/4" - 2 1/4" thick door | 1 |  | 1 Year | 626.95 | 0.15 | 532.9075
30383 | Salto | CB250N70PPB3 | XS4 ANSI mini, wire-free SVN BLE / Mifare /DESfire w/ black reader, N lever, polished brass PVD finish, 2 3/4" backset cylindrical Grade 1 latch for use w/ 1 3/8" - 1 3/4" thick standard door | 1 |  | 1 Year | 626.95 | 0.15 | 532.9075
30384 | Salto | CB250N70PPB4 | XS4 ANSI mini, wire-free SVN BLE / Mifare /DESfire w/ black reader, N lever, polished brass PVD finish, 2 3/4" backset cylindrical Grade 1 latch for use w/ 1 3/4" - 2 1/4" thick door | 1 |  | 1 Year | 626.95 | 0.15 | 532.9075
30385 | Salto | CB250N70PPW3 | XS4 ANSI mini, wire-free SVN BLE / Mifare /DESfire w/ white reader, N lever, polished brass PVD finish, 2 3/4" backset cylindrical Grade 1 latch for use w/ 1 3/8" - 1 3/4" thick standard door | 1 |  | 1 Year | 626.95 | 0.15 | 532.9075
30386 | Salto | CB250N70PPW4 | XS4 ANSI mini, wire-free SVN BLE / Mifare /DESfire w/ white reader, N lever, polished brass PVD finish, 2 3/4" backset cylindrical Grade 1 latch for use w/ 1 3/4" - 2 1/4" thick door | 1 |  | 1 Year | 626.95 | 0.15 | 532.9075
30387 | Salto | CB250R60BCB3 | XS4 ANSI mini, wire-free SVN BLE / Mifare /DESfire w/ black reader, R lever, BioCote anti-microbial finish, 2 3/8" backset cylindrical Grade 1 latch for use w/ 1 3/8" - 1 3/4" thick standard door | 1 |  | 1 Year | 639.15 | 0.15 | 543.2775
30388 | Salto | CB250R60BCB4 | XS4 ANSI mini, wire-free SVN BLE / Mifare /DESfire w/ black reader, R lever, BioCote anti-microbial finish, 2 3/8" backset cylindrical Grade 1 latch for use w/ 1 3/4" - 2 1/4" thick door | 1 |  | 1 Year | 639.15 | 0.15 | 543.2775
30389 | Salto | CB250R60BCW3 | XS4 ANSI mini, wire-free SVN BLE / Mifare /DESfire w/ white reader, R lever, BioCote anti-microbial finish, 2 3/8" backset cylindrical Grade 1 latch for use w/ 1 3/8" - 1 3/4" thick standard door | 1 |  | 1 Year | 639.15 | 0.15 | 543.2775
30390 | Salto | CB250R60BCW4 | XS4 ANSI mini, wire-free SVN BLE / Mifare /DESfire w/ white reader, R lever, BioCote anti-microbial finish, 2 3/8" backset cylindrical Grade 1 latch for use w/ 1 3/4" - 2 1/4" thick door | 1 |  | 1 Year | 639.15 | 0.15 | 543.2775
30391 | Salto | CB250R60CPB3 | XS4 ANSI mini, wire-free SVN BLE / Mifare /DESfire w/ black reader, R lever, polished chrome finish, 2 3/8" backset cylindrical Grade 1 latch for use w/ 1 3/8" - 1 3/4" thick standard door | 1 |  | 1 Year | 592.25 | 0.15 | 503.4125
30392 | Salto | CB250R60CPB4 | XS4 ANSI mini, wire-free SVN BLE / Mifare /DESfire w/ black reader, R lever, polished chrome finish, 2 3/8" backset cylindrical Grade 1 latch for use w/ 1 3/4" - 2 1/4" thick door | 1 |  | 1 Year | 592.25 | 0.15 | 503.4125
30393 | Salto | CB250R60CPW3 | XS4 ANSI mini, wire-free SVN BLE / Mifare /DESfire w/ white reader, R lever, polished chrome finish, 2 3/8" backset cylindrical Grade 1 latch for use w/ 1 3/8" - 1 3/4" thick standard door | 1 |  | 1 Year | 592.25 | 0.15 | 503.4125
30394 | Salto | CB250R60CPW4 | XS4 ANSI mini, wire-free SVN BLE / Mifare /DESfire w/ white reader, R lever, polished chrome finish, 2 3/8" backset cylindrical Grade 1 latch for use w/ 1 3/4" - 2 1/4" thick door | 1 |  | 1 Year | 592.25 | 0.15 | 503.4125
30395 | Salto | CB250R60CSB3 | XS4 ANSI mini, wire-free SVN BLE / Mifare /DESfire w/ black reader, R lever, satin chrome finish, 2 3/8" backset cylindrical Grade 1 latch for use w/ 1 3/8" - 1 3/4" thick standard door | 1 |  | 1 Year | 592.25 | 0.15 | 503.4125
30396 | Salto | CB250R60CSB4 | XS4 ANSI mini, wire-free SVN BLE / Mifare /DESfire w/ black reader, R lever, satin chrome finish, 2 3/8" backset cylindrical Grade 1 latch for use w/ 1 3/4" - 2 1/4" thick door | 1 |  | 1 Year | 592.25 | 0.15 | 503.4125
30397 | Salto | CB250R60CSW3 | XS4 ANSI mini, wire-free SVN BLE / Mifare /DESfire w/ white reader, R lever, satin chrome finish, 2 3/8" backset cylindrical Grade 1 latch for use w/ 1 3/8" - 1 3/4" thick standard door | 1 |  | 1 Year | 592.25 | 0.15 | 503.4125
30398 | Salto | CB250R60CSW4 | XS4 ANSI mini, wire-free SVN BLE / Mifare /DESfire w/ white reader, R lever, satin chrome finish, 2 3/8" backset cylindrical Grade 1 latch for use w/ 1 3/4" - 2 1/4" thick door | 1 |  | 1 Year | 592.25 | 0.15 | 503.4125
30399 | Salto | CB250R60NEB3 | XS4 ANSI mini, wire-free SVN BLE / Mifare /DESfire w/ black reader, R lever, satin black finish, 2 3/8" backset cylindrical Grade 1 latch for use w/ 1 3/8" - 1 3/4" thick standard door | 1 |  | 1 Year | 602.45 | 0.15 | 512.0825
30400 | Salto | CB250R60NEB4 | XS4 ANSI mini, wire-free SVN BLE / Mifare /DESfire w/ black reader, R lever, satin black finish, 2 3/8" backset cylindrical Grade 1 latch for use w/ 1 3/4" - 2 1/4" thick door | 1 |  | 1 Year | 602.45 | 0.15 | 512.0825
30401 | Salto | CB250R60NEW3 | XS4 ANSI mini, wire-free SVN BLE / Mifare /DESfire w/ white reader, R lever, satin black finish, 2 3/8" backset cylindrical Grade 1 latch for use w/ 1 3/8" - 1 3/4" thick standard door | 1 |  | 1 Year | 602.45 | 0.15 | 512.0825
30402 | Salto | CB250R60NEW4 | XS4 ANSI mini, wire-free SVN BLE / Mifare /DESfire w/ white reader, R lever, satin black finish, 2 3/8" backset cylindrical Grade 1 latch for use w/ 1 3/4" - 2 1/4" thick door | 1 |  | 1 Year | 602.45 | 0.15 | 512.0825
30403 | Salto | CB250R60PMB3 | XS4 ANSI mini, wire-free SVN BLE / Mifare /DESfire w/ black reader, R lever, satin brass PVD finish, 2 3/8" backset cylindrical Grade 1 latch for use w/ 1 3/8" - 1 3/4" thick standard door | 1 |  | 1 Year | 626.95 | 0.15 | 532.9075
30404 | Salto | CB250R60PMB4 | XS4 ANSI mini, wire-free SVN BLE / Mifare /DESfire w/ black reader, R lever, satin brass PVD finish, 2 3/8" backset cylindrical Grade 1 latch for use w/ 1 3/4" - 2 1/4" thick door | 1 |  | 1 Year | 626.95 | 0.15 | 532.9075
30405 | Salto | CB250R60PMW3 | XS4 ANSI mini, wire-free SVN BLE / Mifare /DESfire w/ white reader, R lever, satin brass PVD finish, 2 3/8" backset cylindrical Grade 1 latch for use w/ 1 3/8" - 1 3/4" thick standard door | 1 |  | 1 Year | 626.95 | 0.15 | 532.9075
30406 | Salto | CB250R60PMW4 | XS4 ANSI mini, wire-free SVN BLE / Mifare /DESfire w/ white reader, R lever, satin brass PVD finish, 2 3/8" backset cylindrical Grade 1 latch for use w/ 1 3/4" - 2 1/4" thick door | 1 |  | 1 Year | 626.95 | 0.15 | 532.9075
30407 | Salto | CB250R60PPB3 | XS4 ANSI mini, wire-free SVN BLE / Mifare /DESfire w/ black reader, R lever, polished brass PVD finish, 2 3/8" backset cylindrical Grade 1 latch for use w/ 1 3/8" - 1 3/4" thick standard door | 1 |  | 1 Year | 626.95 | 0.15 | 532.9075
30408 | Salto | CB250R60PPB4 | XS4 ANSI mini, wire-free SVN BLE / Mifare /DESfire w/ black reader, R lever, polished brass PVD finish, 2 3/8" backset cylindrical Grade 1 latch for use w/ 1 3/4" - 2 1/4" thick door | 1 |  | 1 Year | 626.95 | 0.15 | 532.9075
30409 | Salto | CB250R60PPW3 | XS4 ANSI mini, wire-free SVN BLE / Mifare /DESfire w/ white reader, R lever, polished brass PVD finish, 2 3/8" backset cylindrical Grade 1 latch for use w/ 1 3/8" - 1 3/4" thick standard door | 1 |  | 1 Year | 626.95 | 0.15 | 532.9075
30410 | Salto | CB250R60PPW4 | XS4 ANSI mini, wire-free SVN BLE / Mifare /DESfire w/ white reader, R lever, polished brass PVD finish, 2 3/8" backset cylindrical Grade 1 latch for use w/ 1 3/4" - 2 1/4" thick door | 1 |  | 1 Year | 626.95 | 0.15 | 532.9075
30411 | Salto | CB250R70BCB3 | XS4 ANSI mini, wire-free SVN BLE / Mifare /DESfire w/ black reader, R lever, BioCote anti-microbial finish, 2 3/4" backset cylindrical Grade 1 latch for use w/ 1 3/8" - 1 3/4" thick standard door | 1 |  | 1 Year | 639.15 | 0.15 | 543.2775
30412 | Salto | CB250R70BCB4 | XS4 ANSI mini, wire-free SVN BLE / Mifare /DESfire w/ black reader, R lever, BioCote anti-microbial finish, 2 3/4" backset cylindrical Grade 1 latch for use w/ 1 3/4" - 2 1/4" thick door | 1 |  | 1 Year | 639.15 | 0.15 | 543.2775
30413 | Salto | CB250R70BCW3 | XS4 ANSI mini, wire-free SVN BLE / Mifare /DESfire w/ white reader, R lever, BioCote anti-microbial finish, 2 3/4" backset cylindrical Grade 1 latch for use w/ 1 3/8" - 1 3/4" thick standard door | 1 |  | 1 Year | 639.15 | 0.15 | 543.2775
30414 | Salto | CB250R70BCW4 | XS4 ANSI mini, wire-free SVN BLE / Mifare /DESfire w/ white reader, R lever, BioCote anti-microbial finish, 2 3/4" backset cylindrical Grade 1 latch for use w/ 1 3/4" - 2 1/4" thick door | 1 |  | 1 Year | 639.15 | 0.15 | 543.2775
30415 | Salto | CB250R70CPB3 | XS4 ANSI mini, wire-free SVN BLE / Mifare /DESfire w/ black reader, R lever, polished chrome finish, 2 3/4" backset cylindrical Grade 1 latch for use w/ 1 3/8" - 1 3/4" thick standard door | 1 |  | 1 Year | 592.25 | 0.15 | 503.4125
30416 | Salto | CB250R70CPB4 | XS4 ANSI mini, wire-free SVN BLE / Mifare /DESfire w/ black reader, R lever, polished chrome finish, 2 3/4" backset cylindrical Grade 1 latch for use w/ 1 3/4" - 2 1/4" thick door | 1 |  | 1 Year | 592.25 | 0.15 | 503.4125
30417 | Salto | CB250R70CPW3 | XS4 ANSI mini, wire-free SVN BLE / Mifare /DESfire w/ white reader, R lever, polished chrome finish, 2 3/4" backset cylindrical Grade 1 latch for use w/ 1 3/8" - 1 3/4" thick standard door | 1 |  | 1 Year | 592.25 | 0.15 | 503.4125
30418 | Salto | CB250R70CPW4 | XS4 ANSI mini, wire-free SVN BLE / Mifare /DESfire w/ white reader, R lever, polished chrome finish, 2 3/4" backset cylindrical Grade 1 latch for use w/ 1 3/4" - 2 1/4" thick door | 1 |  | 1 Year | 592.25 | 0.15 | 503.4125
30419 | Salto | CB250R70CSB3 | XS4 ANSI mini, wire-free SVN BLE / Mifare /DESfire w/ black reader, R lever, satin chrome finish, 2 3/4" backset cylindrical Grade 1 latch for use w/ 1 3/8" - 1 3/4" thick standard door | 1 |  | 1 Year | 592.25 | 0.15 | 503.4125
30420 | Salto | CB250R70CSB4 | XS4 ANSI mini, wire-free SVN BLE / Mifare /DESfire w/ black reader, R lever, satin chrome finish, 2 3/4" backset cylindrical Grade 1 latch for use w/ 1 3/4" - 2 1/4" thick door | 1 |  | 1 Year | 592.25 | 0.15 | 503.4125
30421 | Salto | CB250R70CSW3 | XS4 ANSI mini, wire-free SVN BLE / Mifare /DESfire w/ white reader, R lever, satin chrome finish, 2 3/4" backset cylindrical Grade 1 latch for use w/ 1 3/8" - 1 3/4" thick standard door | 1 |  | 1 Year | 592.25 | 0.15 | 503.4125
30422 | Salto | CB250R70CSW4 | XS4 ANSI mini, wire-free SVN BLE / Mifare /DESfire w/ white reader, R lever, satin chrome finish, 2 3/4" backset cylindrical Grade 1 latch for use w/ 1 3/4" - 2 1/4" thick door | 1 |  | 1 Year | 592.25 | 0.15 | 503.4125
30423 | Salto | CB250R70NEB3 | XS4 ANSI mini, wire-free SVN BLE / Mifare /DESfire w/ black reader, R lever, satin black finish, 2 3/4" backset cylindrical Grade 1 latch for use w/ 1 3/8" - 1 3/4" thick standard door | 1 |  | 1 Year | 602.45 | 0.15 | 512.0825
30424 | Salto | CB250R70NEB4 | XS4 ANSI mini, wire-free SVN BLE / Mifare /DESfire w/ black reader, R lever, satin black finish, 2 3/4" backset cylindrical Grade 1 latch for use w/ 1 3/4" - 2 1/4" thick door | 1 |  | 1 Year | 602.45 | 0.15 | 512.0825
30425 | Salto | CB250R70NEW3 | XS4 ANSI mini, wire-free SVN BLE / Mifare /DESfire w/ white reader, R lever, satin black finish, 2 3/4" backset cylindrical Grade 1 latch for use w/ 1 3/8" - 1 3/4" thick standard door | 1 |  | 1 Year | 602.45 | 0.15 | 512.0825
30426 | Salto | CB250R70NEW4 | XS4 ANSI mini, wire-free SVN BLE / Mifare /DESfire w/ white reader, R lever, satin black finish, 2 3/4" backset cylindrical Grade 1 latch for use w/ 1 3/4" - 2 1/4" thick door | 1 |  | 1 Year | 602.45 | 0.15 | 512.0825
30427 | Salto | CB250R70PMB3 | XS4 ANSI mini, wire-free SVN BLE / Mifare /DESfire w/ black reader, R lever, satin brass PVD finish, 2 3/4" backset cylindrical Grade 1 latch for use w/ 1 3/8" - 1 3/4" thick standard door | 1 |  | 1 Year | 626.95 | 0.15 | 532.9075
30428 | Salto | CB250R70PMB4 | XS4 ANSI mini, wire-free SVN BLE / Mifare /DESfire w/ black reader, R lever, satin brass PVD finish, 2 3/4" backset cylindrical Grade 1 latch for use w/ 1 3/4" - 2 1/4" thick door | 1 |  | 1 Year | 626.95 | 0.15 | 532.9075
30429 | Salto | CB250R70PMW3 | XS4 ANSI mini, wire-free SVN BLE / Mifare /DESfire w/ white reader, R lever, satin brass PVD finish, 2 3/4" backset cylindrical Grade 1 latch for use w/ 1 3/8" - 1 3/4" thick standard door | 1 |  | 1 Year | 626.95 | 0.15 | 532.9075
30430 | Salto | CB250R70PMW4 | XS4 ANSI mini, wire-free SVN BLE / Mifare /DESfire w/ white reader, R lever, satin brass PVD finish, 2 3/4" backset cylindrical Grade 1 latch for use w/ 1 3/4" - 2 1/4" thick door | 1 |  | 1 Year | 626.95 | 0.15 | 532.9075
30431 | Salto | CB250R70PPB3 | XS4 ANSI mini, wire-free SVN BLE / Mifare /DESfire w/ black reader, R lever, polished brass PVD finish, 2 3/4" backset cylindrical Grade 1 latch for use w/ 1 3/8" - 1 3/4" thick standard door | 1 |  | 1 Year | 626.95 | 0.15 | 532.9075
30432 | Salto | CB250R70PPB4 | XS4 ANSI mini, wire-free SVN BLE / Mifare /DESfire w/ black reader, R lever, polished brass PVD finish, 2 3/4" backset cylindrical Grade 1 latch for use w/ 1 3/4" - 2 1/4" thick door | 1 |  | 1 Year | 626.95 | 0.15 | 532.9075
30433 | Salto | CB250R70PPW3 | XS4 ANSI mini, wire-free SVN BLE / Mifare /DESfire w/ white reader, R lever, polished brass PVD finish, 2 3/4" backset cylindrical Grade 1 latch for use w/ 1 3/8" - 1 3/4" thick standard door | 1 |  | 1 Year | 626.95 | 0.15 | 532.9075
30434 | Salto | CB250R70PPW4 | XS4 ANSI mini, wire-free SVN BLE / Mifare /DESfire w/ white reader, R lever, polished brass PVD finish, 2 3/4" backset cylindrical Grade 1 latch for use w/ 1 3/4" - 2 1/4" thick door | 1 |  | 1 Year | 626.95 | 0.15 | 532.9075
30435 | Salto | CB260N60BCB3 | XS4 ANSI mini, wire-free SVN BLE / Mifare /DESfire w/ black reader, N lever, BioCote anti-microbial finish, 2 3/8" backset cylindrical Grade 1 latch for use w/ 1 3/8" - 1 3/4" thick standard door | 1 |  | 1 Year | 639.15 | 0.15 | 543.2775
30436 | Salto | CB260N60BCB4 | XS4 ANSI mini, wire-free SVN BLE / Mifare /DESfire w/ black reader, N lever, BioCote anti-microbial finish, 2 3/8" backset cylindrical Grade 1 latch for use w/ 1 3/4" - 2 1/4" thick door | 1 |  | 1 Year | 639.15 | 0.15 | 543.2775
30437 | Salto | CB260N60BCW3 | XS4 ANSI mini, wire-free SVN BLE / Mifare /DESfire w/ white reader, N lever, BioCote anti-microbial finish, 2 3/8" backset cylindrical Grade 1 latch for use w/ 1 3/8" - 1 3/4" thick standard door | 1 |  | 1 Year | 639.15 | 0.15 | 543.2775
30438 | Salto | CB260N60BCW4 | XS4 ANSI mini, wire-free SVN BLE / Mifare /DESfire w/ white reader, N lever, BioCote anti-microbial finish, 2 3/8" backset cylindrical Grade 1 latch for use w/ 1 3/4" - 2 1/4" thick door | 1 |  | 1 Year | 639.15 | 0.15 | 543.2775
30439 | Salto | CB260N60CPB3 | XS4 ANSI mini, wire-free SVN BLE / Mifare /DESfire w/ black reader, N lever, polished chrome finish, 2 3/8" backset cylindrical Grade 1 latch for use w/ 1 3/8" - 1 3/4" thick standard door | 1 |  | 1 Year | 592.25 | 0.15 | 503.4125
30440 | Salto | CB260N60CPB4 | XS4 ANSI mini, wire-free SVN BLE / Mifare /DESfire w/ black reader, N lever, polished chrome finish, 2 3/8" backset cylindrical Grade 1 latch for use w/ 1 3/4" - 2 1/4" thick door | 1 |  | 1 Year | 592.25 | 0.15 | 503.4125
30441 | Salto | CB260N60CPW3 | XS4 ANSI mini, wire-free SVN BLE / Mifare /DESfire w/ white reader, N lever, polished chrome finish, 2 3/8" backset cylindrical Grade 1 latch for use w/ 1 3/8" - 1 3/4" thick standard door | 1 |  | 1 Year | 592.25 | 0.15 | 503.4125
30442 | Salto | CB260N60CPW4 | XS4 ANSI mini, wire-free SVN BLE / Mifare /DESfire w/ white reader, N lever, polished chrome finish, 2 3/8" backset cylindrical Grade 1 latch for use w/ 1 3/4" - 2 1/4" thick door | 1 |  | 1 Year | 592.25 | 0.15 | 503.4125
30443 | Salto | CB260N60CSB3 | XS4 ANSI mini, wire-free SVN BLE / Mifare /DESfire w/ black reader, N lever, satin chrome finish, 2 3/8" backset cylindrical Grade 1 latch for use w/ 1 3/8" - 1 3/4" thick standard door | 1 |  | 1 Year | 592.25 | 0.15 | 503.4125
30444 | Salto | CB260N60CSB4 | XS4 ANSI mini, wire-free SVN BLE / Mifare /DESfire w/ black reader, N lever, satin chrome finish, 2 3/8" backset cylindrical Grade 1 latch for use w/ 1 3/4" - 2 1/4" thick door | 1 |  | 1 Year | 592.25 | 0.15 | 503.4125
30445 | Salto | CB260N60CSW3 | XS4 ANSI mini, wire-free SVN BLE / Mifare /DESfire w/ white reader, N lever, satin chrome finish, 2 3/8" backset cylindrical Grade 1 latch for use w/ 1 3/8" - 1 3/4" thick standard door | 1 |  | 1 Year | 592.25 | 0.15 | 503.4125
30446 | Salto | CB260N60CSW4 | XS4 ANSI mini, wire-free SVN BLE / Mifare /DESfire w/ white reader, N lever, satin chrome finish, 2 3/8" backset cylindrical Grade 1 latch for use w/ 1 3/4" - 2 1/4" thick door | 1 |  | 1 Year | 592.25 | 0.15 | 503.4125
30447 | Salto | CB260N60NEB3 | XS4 ANSI mini, wire-free SVN BLE / Mifare /DESfire w/ black reader, N lever, satin black finish, 2 3/8" backset cylindrical Grade 1 latch for use w/ 1 3/8" - 1 3/4" thick standard door | 1 |  | 1 Year | 602.45 | 0.15 | 512.0825
30448 | Salto | CB260N60NEB4 | XS4 ANSI mini, wire-free SVN BLE / Mifare /DESfire w/ black reader, N lever, satin black finish, 2 3/8" backset cylindrical Grade 1 latch for use w/ 1 3/4" - 2 1/4" thick door | 1 |  | 1 Year | 602.45 | 0.15 | 512.0825
30449 | Salto | CB260N60NEW3 | XS4 ANSI mini, wire-free SVN BLE / Mifare /DESfire w/ white reader, N lever, satin black finish, 2 3/8" backset cylindrical Grade 1 latch for use w/ 1 3/8" - 1 3/4" thick standard door | 1 |  | 1 Year | 602.45 | 0.15 | 512.0825
30450 | Salto | CB260N60NEW4 | XS4 ANSI mini, wire-free SVN BLE / Mifare /DESfire w/ white reader, N lever, satin black finish, 2 3/8" backset cylindrical Grade 1 latch for use w/ 1 3/4" - 2 1/4" thick door | 1 |  | 1 Year | 602.45 | 0.15 | 512.0825
30451 | Salto | CB260N60PMB3 | XS4 ANSI mini, wire-free SVN BLE / Mifare /DESfire w/ black reader, N lever, satin brass PVD finish, 2 3/8" backset cylindrical Grade 1 latch for use w/ 1 3/8" - 1 3/4" thick standard door | 1 |  | 1 Year | 626.95 | 0.15 | 532.9075
30452 | Salto | CB260N60PMB4 | XS4 ANSI mini, wire-free SVN BLE / Mifare /DESfire w/ black reader, N lever, satin brass PVD finish, 2 3/8" backset cylindrical Grade 1 latch for use w/ 1 3/4" - 2 1/4" thick door | 1 |  | 1 Year | 626.95 | 0.15 | 532.9075
30453 | Salto | CB260N60PMW3 | XS4 ANSI mini, wire-free SVN BLE / Mifare /DESfire w/ white reader, N lever, satin brass PVD finish, 2 3/8" backset cylindrical Grade 1 latch for use w/ 1 3/8" - 1 3/4" thick standard door | 1 |  | 1 Year | 626.95 | 0.15 | 532.9075
30454 | Salto | CB260N60PMW4 | XS4 ANSI mini, wire-free SVN BLE / Mifare /DESfire w/ white reader, N lever, satin brass PVD finish, 2 3/8" backset cylindrical Grade 1 latch for use w/ 1 3/4" - 2 1/4" thick door | 1 |  | 1 Year | 626.95 | 0.15 | 532.9075
30455 | Salto | CB260N60PPB3 | XS4 ANSI mini, wire-free SVN BLE / Mifare /DESfire w/ black reader, N lever, polished brass PVD finish, 2 3/8" backset cylindrical Grade 1 latch for use w/ 1 3/8" - 1 3/4" thick standard door | 1 |  | 1 Year | 626.95 | 0.15 | 532.9075
30456 | Salto | CB260N60PPB4 | XS4 ANSI mini, wire-free SVN BLE / Mifare /DESfire w/ black reader, N lever, polished brass PVD finish, 2 3/8" backset cylindrical Grade 1 latch for use w/ 1 3/4" - 2 1/4" thick door | 1 |  | 1 Year | 626.95 | 0.15 | 532.9075
30457 | Salto | CB260N60PPW3 | XS4 ANSI mini, wire-free SVN BLE / Mifare /DESfire w/ white reader, N lever, polished brass PVD finish, 2 3/8" backset cylindrical Grade 1 latch for use w/ 1 3/8" - 1 3/4" thick standard door | 1 |  | 1 Year | 626.95 | 0.15 | 532.9075
30458 | Salto | CB260N60PPW4 | XS4 ANSI mini, wire-free SVN BLE / Mifare /DESfire w/ white reader, N lever, polished brass PVD finish, 2 3/8" backset cylindrical Grade 1 latch for use w/ 1 3/4" - 2 1/4" thick door | 1 |  | 1 Year | 626.95 | 0.15 | 532.9075
30459 | Salto | CB260N70BCB3 | XS4 ANSI mini, wire-free SVN BLE / Mifare /DESfire w/ black reader, N lever, BioCote anti-microbial finish, 2 3/4" backset cylindrical Grade 1 latch for use w/ 1 3/8" - 1 3/4" thick standard door | 1 |  | 1 Year | 639.15 | 0.15 | 543.2775
30460 | Salto | CB260N70BCB4 | XS4 ANSI mini, wire-free SVN BLE / Mifare /DESfire w/ black reader, N lever, BioCote anti-microbial finish, 2 3/4" backset cylindrical Grade 1 latch for use w/ 1 3/4" - 2 1/4" thick door | 1 |  | 1 Year | 639.15 | 0.15 | 543.2775
30461 | Salto | CB260N70BCW3 | XS4 ANSI mini, wire-free SVN BLE / Mifare /DESfire w/ white reader, N lever, BioCote anti-microbial finish, 2 3/4" backset cylindrical Grade 1 latch for use w/ 1 3/8" - 1 3/4" thick standard door | 1 |  | 1 Year | 639.15 | 0.15 | 543.2775
30462 | Salto | CB260N70BCW4 | XS4 ANSI mini, wire-free SVN BLE / Mifare /DESfire w/ white reader, N lever, BioCote anti-microbial finish, 2 3/4" backset cylindrical Grade 1 latch for use w/ 1 3/4" - 2 1/4" thick door | 1 |  | 1 Year | 639.15 | 0.15 | 543.2775
30463 | Salto | CB260N70CPB3 | XS4 ANSI mini, wire-free SVN BLE / Mifare /DESfire w/ black reader, N lever, polished chrome finish, 2 3/4" backset cylindrical Grade 1 latch for use w/ 1 3/8" - 1 3/4" thick standard door | 1 |  | 1 Year | 592.25 | 0.15 | 503.4125
30464 | Salto | CB260N70CPB4 | XS4 ANSI mini, wire-free SVN BLE / Mifare /DESfire w/ black reader, N lever, polished chrome finish, 2 3/4" backset cylindrical Grade 1 latch for use w/ 1 3/4" - 2 1/4" thick door | 1 |  | 1 Year | 592.25 | 0.15 | 503.4125
30465 | Salto | CB260N70CPW3 | XS4 ANSI mini, wire-free SVN BLE / Mifare /DESfire w/ white reader, N lever, polished chrome finish, 2 3/4" backset cylindrical Grade 1 latch for use w/ 1 3/8" - 1 3/4" thick standard door | 1 |  | 1 Year | 592.25 | 0.15 | 503.4125
30466 | Salto | CB260N70CPW4 | XS4 ANSI mini, wire-free SVN BLE / Mifare /DESfire w/ white reader, N lever, polished chrome finish, 2 3/4" backset cylindrical Grade 1 latch for use w/ 1 3/4" - 2 1/4" thick door | 1 |  | 1 Year | 592.25 | 0.15 | 503.4125
30467 | Salto | CB260N70CSB3 | XS4 ANSI mini, wire-free SVN BLE / Mifare /DESfire w/ black reader, N lever, satin chrome finish, 2 3/4" backset cylindrical Grade 1 latch for use w/ 1 3/8" - 1 3/4" thick standard door | 1 |  | 1 Year | 592.25 | 0.15 | 503.4125
30468 | Salto | CB260N70CSB4 | XS4 ANSI mini, wire-free SVN BLE / Mifare /DESfire w/ black reader, N lever, satin chrome finish, 2 3/4" backset cylindrical Grade 1 latch for use w/ 1 3/4" - 2 1/4" thick door | 1 |  | 1 Year | 592.25 | 0.15 | 503.4125
30469 | Salto | CB260N70CSW3 | XS4 ANSI mini, wire-free SVN BLE / Mifare /DESfire w/ white reader, N lever, satin chrome finish, 2 3/4" backset cylindrical Grade 1 latch for use w/ 1 3/8" - 1 3/4" thick standard door | 1 |  | 1 Year | 592.25 | 0.15 | 503.4125
30470 | Salto | CB260N70CSW4 | XS4 ANSI mini, wire-free SVN BLE / Mifare /DESfire w/ white reader, N lever, satin chrome finish, 2 3/4" backset cylindrical Grade 1 latch for use w/ 1 3/4" - 2 1/4" thick door | 1 |  | 1 Year | 592.25 | 0.15 | 503.4125
30471 | Salto | CB260N70NEB3 | XS4 ANSI mini, wire-free SVN BLE / Mifare /DESfire w/ black reader, N lever, satin black finish, 2 3/4" backset cylindrical Grade 1 latch for use w/ 1 3/8" - 1 3/4" thick standard door | 1 |  | 1 Year | 602.45 | 0.15 | 512.0825
30472 | Salto | CB260N70NEB4 | XS4 ANSI mini, wire-free SVN BLE / Mifare /DESfire w/ black reader, N lever, satin black finish, 2 3/4" backset cylindrical Grade 1 latch for use w/ 1 3/4" - 2 1/4" thick door | 1 |  | 1 Year | 602.45 | 0.15 | 512.0825
30473 | Salto | CB260N70NEW3 | XS4 ANSI mini, wire-free SVN BLE / Mifare /DESfire w/ white reader, N lever, satin black finish, 2 3/4" backset cylindrical Grade 1 latch for use w/ 1 3/8" - 1 3/4" thick standard door | 1 |  | 1 Year | 602.45 | 0.15 | 512.0825
30474 | Salto | CB260N70NEW4 | XS4 ANSI mini, wire-free SVN BLE / Mifare /DESfire w/ white reader, N lever, satin black finish, 2 3/4" backset cylindrical Grade 1 latch for use w/ 1 3/4" - 2 1/4" thick door | 1 |  | 1 Year | 602.45 | 0.15 | 512.0825
30475 | Salto | CB260N70PMB3 | XS4 ANSI mini, wire-free SVN BLE / Mifare /DESfire w/ black reader, N lever, satin brass PVD finish, 2 3/4" backset cylindrical Grade 1 latch for use w/ 1 3/8" - 1 3/4" thick standard door | 1 |  | 1 Year | 626.95 | 0.15 | 532.9075
30476 | Salto | CB260N70PMB4 | XS4 ANSI mini, wire-free SVN BLE / Mifare /DESfire w/ black reader, N lever, satin brass PVD finish, 2 3/4" backset cylindrical Grade 1 latch for use w/ 1 3/4" - 2 1/4" thick door | 1 |  | 1 Year | 626.95 | 0.15 | 532.9075
30477 | Salto | CB260N70PMW3 | XS4 ANSI mini, wire-free SVN BLE / Mifare /DESfire w/ white reader, N lever, satin brass PVD finish, 2 3/4" backset cylindrical Grade 1 latch for use w/ 1 3/8" - 1 3/4" thick standard door | 1 |  | 1 Year | 626.95 | 0.15 | 532.9075
30478 | Salto | CB260N70PMW4 | XS4 ANSI mini, wire-free SVN BLE / Mifare /DESfire w/ white reader, N lever, satin brass PVD finish, 2 3/4" backset cylindrical Grade 1 latch for use w/ 1 3/4" - 2 1/4" thick door | 1 |  | 1 Year | 626.95 | 0.15 | 532.9075
30479 | Salto | CB260N70PPB3 | XS4 ANSI mini, wire-free SVN BLE / Mifare /DESfire w/ black reader, N lever, polished brass PVD finish, 2 3/4" backset cylindrical Grade 1 latch for use w/ 1 3/8" - 1 3/4" thick standard door | 1 |  | 1 Year | 626.95 | 0.15 | 532.9075
30480 | Salto | CB260N70PPB4 | XS4 ANSI mini, wire-free SVN BLE / Mifare /DESfire w/ black reader, N lever, polished brass PVD finish, 2 3/4" backset cylindrical Grade 1 latch for use w/ 1 3/4" - 2 1/4" thick door | 1 |  | 1 Year | 626.95 | 0.15 | 532.9075
30481 | Salto | CB260N70PPW3 | XS4 ANSI mini, wire-free SVN BLE / Mifare /DESfire w/ white reader, N lever, polished brass PVD finish, 2 3/4" backset cylindrical Grade 1 latch for use w/ 1 3/8" - 1 3/4" thick standard door | 1 |  | 1 Year | 626.95 | 0.15 | 532.9075
30482 | Salto | CB260N70PPW4 | XS4 ANSI mini, wire-free SVN BLE / Mifare /DESfire w/ white reader, N lever, polished brass PVD finish, 2 3/4" backset cylindrical Grade 1 latch for use w/ 1 3/4" - 2 1/4" thick door | 1 |  | 1 Year | 626.95 | 0.15 | 532.9075
30483 | Salto | CB260R60BCB3 | XS4 ANSI mini, wire-free SVN BLE / Mifare /DESfire w/ black reader, R lever, BioCote anti-microbial finish, 2 3/8" backset cylindrical Grade 1 latch for use w/ 1 3/8" - 1 3/4" thick standard door | 1 |  | 1 Year | 639.15 | 0.15 | 543.2775
30484 | Salto | CB260R60BCB4 | XS4 ANSI mini, wire-free SVN BLE / Mifare /DESfire w/ black reader, R lever, BioCote anti-microbial finish, 2 3/8" backset cylindrical Grade 1 latch for use w/ 1 3/4" - 2 1/4" thick door | 1 |  | 1 Year | 639.15 | 0.15 | 543.2775
30485 | Salto | CB260R60BCW3 | XS4 ANSI mini, wire-free SVN BLE / Mifare /DESfire w/ white reader, R lever, BioCote anti-microbial finish, 2 3/8" backset cylindrical Grade 1 latch for use w/ 1 3/8" - 1 3/4" thick standard door | 1 |  | 1 Year | 639.15 | 0.15 | 543.2775
30486 | Salto | CB260R60BCW4 | XS4 ANSI mini, wire-free SVN BLE / Mifare /DESfire w/ white reader, R lever, BioCote anti-microbial finish, 2 3/8" backset cylindrical Grade 1 latch for use w/ 1 3/4" - 2 1/4" thick door | 1 |  | 1 Year | 639.15 | 0.15 | 543.2775
30487 | Salto | CB260R60CPB3 | XS4 ANSI mini, wire-free SVN BLE / Mifare /DESfire w/ black reader, R lever, polished chrome finish, 2 3/8" backset cylindrical Grade 1 latch for use w/ 1 3/8" - 1 3/4" thick standard door | 1 |  | 1 Year | 592.25 | 0.15 | 503.4125
30488 | Salto | CB260R60CPB4 | XS4 ANSI mini, wire-free SVN BLE / Mifare /DESfire w/ black reader, R lever, polished chrome finish, 2 3/8" backset cylindrical Grade 1 latch for use w/ 1 3/4" - 2 1/4" thick door | 1 |  | 1 Year | 592.25 | 0.15 | 503.4125
30489 | Salto | CB260R60CPW3 | XS4 ANSI mini, wire-free SVN BLE / Mifare /DESfire w/ white reader, R lever, polished chrome finish, 2 3/8" backset cylindrical Grade 1 latch for use w/ 1 3/8" - 1 3/4" thick standard door | 1 |  | 1 Year | 592.25 | 0.15 | 503.4125
30490 | Salto | CB260R60CPW4 | XS4 ANSI mini, wire-free SVN BLE / Mifare /DESfire w/ white reader, R lever, polished chrome finish, 2 3/8" backset cylindrical Grade 1 latch for use w/ 1 3/4" - 2 1/4" thick door | 1 |  | 1 Year | 592.25 | 0.15 | 503.4125
30491 | Salto | CB260R60CSB3 | XS4 ANSI mini, wire-free SVN BLE / Mifare /DESfire w/ black reader, R lever, satin chrome finish, 2 3/8" backset cylindrical Grade 1 latch for use w/ 1 3/8" - 1 3/4" thick standard door | 1 |  | 1 Year | 592.25 | 0.15 | 503.4125
30492 | Salto | CB260R60CSB4 | XS4 ANSI mini, wire-free SVN BLE / Mifare /DESfire w/ black reader, R lever, satin chrome finish, 2 3/8" backset cylindrical Grade 1 latch for use w/ 1 3/4" - 2 1/4" thick door | 1 |  | 1 Year | 592.25 | 0.15 | 503.4125
30493 | Salto | CB260R60CSW3 | XS4 ANSI mini, wire-free SVN BLE / Mifare /DESfire w/ white reader, R lever, satin chrome finish, 2 3/8" backset cylindrical Grade 1 latch for use w/ 1 3/8" - 1 3/4" thick standard door | 1 |  | 1 Year | 592.25 | 0.15 | 503.4125
30494 | Salto | CB260R60CSW4 | XS4 ANSI mini, wire-free SVN BLE / Mifare /DESfire w/ white reader, R lever, satin chrome finish, 2 3/8" backset cylindrical Grade 1 latch for use w/ 1 3/4" - 2 1/4" thick door | 1 |  | 1 Year | 592.25 | 0.15 | 503.4125
30495 | Salto | CB260R60NEB3 | XS4 ANSI mini, wire-free SVN BLE / Mifare /DESfire w/ black reader, R lever, satin black finish, 2 3/8" backset cylindrical Grade 1 latch for use w/ 1 3/8" - 1 3/4" thick standard door | 1 |  | 1 Year | 602.45 | 0.15 | 512.0825
30496 | Salto | CB260R60NEB4 | XS4 ANSI mini, wire-free SVN BLE / Mifare /DESfire w/ black reader, R lever, satin black finish, 2 3/8" backset cylindrical Grade 1 latch for use w/ 1 3/4" - 2 1/4" thick door | 1 |  | 1 Year | 602.45 | 0.15 | 512.0825
30497 | Salto | CB260R60NEW3 | XS4 ANSI mini, wire-free SVN BLE / Mifare /DESfire w/ white reader, R lever, satin black finish, 2 3/8" backset cylindrical Grade 1 latch for use w/ 1 3/8" - 1 3/4" thick standard door | 1 |  | 1 Year | 602.45 | 0.15 | 512.0825
30498 | Salto | CB260R60NEW4 | XS4 ANSI mini, wire-free SVN BLE / Mifare /DESfire w/ white reader, R lever, satin black finish, 2 3/8" backset cylindrical Grade 1 latch for use w/ 1 3/4" - 2 1/4" thick door | 1 |  | 1 Year | 602.45 | 0.15 | 512.0825
30499 | Salto | CB260R60PMB3 | XS4 ANSI mini, wire-free SVN BLE / Mifare /DESfire w/ black reader, R lever, satin brass PVD finish, 2 3/8" backset cylindrical Grade 1 latch for use w/ 1 3/8" - 1 3/4" thick standard door | 1 |  | 1 Year | 626.95 | 0.15 | 532.9075
30500 | Salto | CB260R60PMB4 | XS4 ANSI mini, wire-free SVN BLE / Mifare /DESfire w/ black reader, R lever, satin brass PVD finish, 2 3/8" backset cylindrical Grade 1 latch for use w/ 1 3/4" - 2 1/4" thick door | 1 |  | 1 Year | 626.95 | 0.15 | 532.9075
30501 | Salto | CB260R60PMW3 | XS4 ANSI mini, wire-free SVN BLE / Mifare /DESfire w/ white reader, R lever, satin brass PVD finish, 2 3/8" backset cylindrical Grade 1 latch for use w/ 1 3/8" - 1 3/4" thick standard door | 1 |  | 1 Year | 626.95 | 0.15 | 532.9075
30502 | Salto | CB260R60PMW4 | XS4 ANSI mini, wire-free SVN BLE / Mifare /DESfire w/ white reader, R lever, satin brass PVD finish, 2 3/8" backset cylindrical Grade 1 latch for use w/ 1 3/4" - 2 1/4" thick door | 1 |  | 1 Year | 626.95 | 0.15 | 532.9075
30503 | Salto | CB260R60PPB3 | XS4 ANSI mini, wire-free SVN BLE / Mifare /DESfire w/ black reader, R lever, polished brass PVD finish, 2 3/8" backset cylindrical Grade 1 latch for use w/ 1 3/8" - 1 3/4" thick standard door | 1 |  | 1 Year | 626.95 | 0.15 | 532.9075
30504 | Salto | CB260R60PPB4 | XS4 ANSI mini, wire-free SVN BLE / Mifare /DESfire w/ black reader, R lever, polished brass PVD finish, 2 3/8" backset cylindrical Grade 1 latch for use w/ 1 3/4" - 2 1/4" thick door | 1 |  | 1 Year | 626.95 | 0.15 | 532.9075
30505 | Salto | CB260R60PPW3 | XS4 ANSI mini, wire-free SVN BLE / Mifare /DESfire w/ white reader, R lever, polished brass PVD finish, 2 3/8" backset cylindrical Grade 1 latch for use w/ 1 3/8" - 1 3/4" thick standard door | 1 |  | 1 Year | 626.95 | 0.15 | 532.9075
30506 | Salto | CB260R60PPW4 | XS4 ANSI mini, wire-free SVN BLE / Mifare /DESfire w/ white reader, R lever, polished brass PVD finish, 2 3/8" backset cylindrical Grade 1 latch for use w/ 1 3/4" - 2 1/4" thick door | 1 |  | 1 Year | 626.95 | 0.15 | 532.9075
30507 | Salto | CB260R70BCB3 | XS4 ANSI mini, wire-free SVN BLE / Mifare /DESfire w/ black reader, R lever, BioCote anti-microbial finish, 2 3/4" backset cylindrical Grade 1 latch for use w/ 1 3/8" - 1 3/4" thick standard door | 1 |  | 1 Year | 639.15 | 0.15 | 543.2775
30508 | Salto | CB260R70BCB4 | XS4 ANSI mini, wire-free SVN BLE / Mifare /DESfire w/ black reader, R lever, BioCote anti-microbial finish, 2 3/4" backset cylindrical Grade 1 latch for use w/ 1 3/4" - 2 1/4" thick door | 1 |  | 1 Year | 639.15 | 0.15 | 543.2775
30509 | Salto | CB260R70BCW3 | XS4 ANSI mini, wire-free SVN BLE / Mifare /DESfire w/ white reader, R lever, BioCote anti-microbial finish, 2 3/4" backset cylindrical Grade 1 latch for use w/ 1 3/8" - 1 3/4" thick standard door | 1 |  | 1 Year | 639.15 | 0.15 | 543.2775
30510 | Salto | CB260R70BCW4 | XS4 ANSI mini, wire-free SVN BLE / Mifare /DESfire w/ white reader, R lever, BioCote anti-microbial finish, 2 3/4" backset cylindrical Grade 1 latch for use w/ 1 3/4" - 2 1/4" thick door | 1 |  | 1 Year | 639.15 | 0.15 | 543.2775
30511 | Salto | CB260R70CPB3 | XS4 ANSI mini, wire-free SVN BLE / Mifare /DESfire w/ black reader, R lever, polished chrome finish, 2 3/4" backset cylindrical Grade 1 latch for use w/ 1 3/8" - 1 3/4" thick standard door | 1 |  | 1 Year | 592.25 | 0.15 | 503.4125
30512 | Salto | CB260R70CPB4 | XS4 ANSI mini, wire-free SVN BLE / Mifare /DESfire w/ black reader, R lever, polished chrome finish, 2 3/4" backset cylindrical Grade 1 latch for use w/ 1 3/4" - 2 1/4" thick door | 1 |  | 1 Year | 592.25 | 0.15 | 503.4125
30513 | Salto | CB260R70CPW3 | XS4 ANSI mini, wire-free SVN BLE / Mifare /DESfire w/ white reader, R lever, polished chrome finish, 2 3/4" backset cylindrical Grade 1 latch for use w/ 1 3/8" - 1 3/4" thick standard door | 1 |  | 1 Year | 592.25 | 0.15 | 503.4125
30514 | Salto | CB260R70CPW4 | XS4 ANSI mini, wire-free SVN BLE / Mifare /DESfire w/ white reader, R lever, polished chrome finish, 2 3/4" backset cylindrical Grade 1 latch for use w/ 1 3/4" - 2 1/4" thick door | 1 |  | 1 Year | 592.25 | 0.15 | 503.4125
30515 | Salto | CB260R70CSB3 | XS4 ANSI mini, wire-free SVN BLE / Mifare /DESfire w/ black reader, R lever, satin chrome finish, 2 3/4" backset cylindrical Grade 1 latch for use w/ 1 3/8" - 1 3/4" thick standard door | 1 |  | 1 Year | 592.25 | 0.15 | 503.4125
30516 | Salto | CB260R70CSB4 | XS4 ANSI mini, wire-free SVN BLE / Mifare /DESfire w/ black reader, R lever, satin chrome finish, 2 3/4" backset cylindrical Grade 1 latch for use w/ 1 3/4" - 2 1/4" thick door | 1 |  | 1 Year | 592.25 | 0.15 | 503.4125
30517 | Salto | CB260R70CSW3 | XS4 ANSI mini, wire-free SVN BLE / Mifare /DESfire w/ white reader, R lever, satin chrome finish, 2 3/4" backset cylindrical Grade 1 latch for use w/ 1 3/8" - 1 3/4" thick standard door | 1 |  | 1 Year | 592.25 | 0.15 | 503.4125
30518 | Salto | CB260R70CSW4 | XS4 ANSI mini, wire-free SVN BLE / Mifare /DESfire w/ white reader, R lever, satin chrome finish, 2 3/4" backset cylindrical Grade 1 latch for use w/ 1 3/4" - 2 1/4" thick door | 1 |  | 1 Year | 592.25 | 0.15 | 503.4125
30519 | Salto | CB260R70NEB3 | XS4 ANSI mini, wire-free SVN BLE / Mifare /DESfire w/ black reader, R lever, satin black finish, 2 3/4" backset cylindrical Grade 1 latch for use w/ 1 3/8" - 1 3/4" thick standard door | 1 |  | 1 Year | 602.45 | 0.15 | 512.0825
30520 | Salto | CB260R70NEB4 | XS4 ANSI mini, wire-free SVN BLE / Mifare /DESfire w/ black reader, R lever, satin black finish, 2 3/4" backset cylindrical Grade 1 latch for use w/ 1 3/4" - 2 1/4" thick door | 1 |  | 1 Year | 602.45 | 0.15 | 512.0825
30521 | Salto | CB260R70NEW3 | XS4 ANSI mini, wire-free SVN BLE / Mifare /DESfire w/ white reader, R lever, satin black finish, 2 3/4" backset cylindrical Grade 1 latch for use w/ 1 3/8" - 1 3/4" thick standard door | 1 |  | 1 Year | 602.45 | 0.15 | 512.0825
30522 | Salto | CB260R70NEW4 | XS4 ANSI mini, wire-free SVN BLE / Mifare /DESfire w/ white reader, R lever, satin black finish, 2 3/4" backset cylindrical Grade 1 latch for use w/ 1 3/4" - 2 1/4" thick door | 1 |  | 1 Year | 602.45 | 0.15 | 512.0825
30523 | Salto | CB260R70PMB3 | XS4 ANSI mini, wire-free SVN BLE / Mifare /DESfire w/ black reader, R lever, satin brass PVD finish, 2 3/4" backset cylindrical Grade 1 latch for use w/ 1 3/8" - 1 3/4" thick standard door | 1 |  | 1 Year | 626.95 | 0.15 | 532.9075
30524 | Salto | CB260R70PMB4 | XS4 ANSI mini, wire-free SVN BLE / Mifare /DESfire w/ black reader, R lever, satin brass PVD finish, 2 3/4" backset cylindrical Grade 1 latch for use w/ 1 3/4" - 2 1/4" thick door | 1 |  | 1 Year | 626.95 | 0.15 | 532.9075
30525 | Salto | CB260R70PMW3 | XS4 ANSI mini, wire-free SVN BLE / Mifare /DESfire w/ white reader, R lever, satin brass PVD finish, 2 3/4" backset cylindrical Grade 1 latch for use w/ 1 3/8" - 1 3/4" thick standard door | 1 |  | 1 Year | 626.95 | 0.15 | 532.9075
30526 | Salto | CB260R70PMW4 | XS4 ANSI mini, wire-free SVN BLE / Mifare /DESfire w/ white reader, R lever, satin brass PVD finish, 2 3/4" backset cylindrical Grade 1 latch for use w/ 1 3/4" - 2 1/4" thick door | 1 |  | 1 Year | 626.95 | 0.15 | 532.9075
30527 | Salto | CB260R70PPB3 | XS4 ANSI mini, wire-free SVN BLE / Mifare /DESfire w/ black reader, R lever, polished brass PVD finish, 2 3/4" backset cylindrical Grade 1 latch for use w/ 1 3/8" - 1 3/4" thick standard door | 1 |  | 1 Year | 626.95 | 0.15 | 532.9075
30528 | Salto | CB260R70PPB4 | XS4 ANSI mini, wire-free SVN BLE / Mifare /DESfire w/ black reader, R lever, polished brass PVD finish, 2 3/4" backset cylindrical Grade 1 latch for use w/ 1 3/4" - 2 1/4" thick door | 1 |  | 1 Year | 626.95 | 0.15 | 532.9075
30529 | Salto | CB260R70PPW3 | XS4 ANSI mini, wire-free SVN BLE / Mifare /DESfire w/ white reader, R lever, polished brass PVD finish, 2 3/4" backset cylindrical Grade 1 latch for use w/ 1 3/8" - 1 3/4" thick standard door | 1 |  | 1 Year | 626.95 | 0.15 | 532.9075
30530 | Salto | CB260R70PPW4 | XS4 ANSI mini, wire-free SVN BLE / Mifare /DESfire w/ white reader, R lever, polished brass PVD finish, 2 3/4" backset cylindrical Grade 1 latch for use w/ 1 3/4" - 2 1/4" thick door | 1 |  | 1 Year | 626.95 | 0.15 | 532.9075
30531 | Salto | TB250N60BCB3 | XS4 ANSI mini, wire-free SVN BLE / Mifare /DESfire w/ black reader, N lever, BioCote anti-microbial finish, 2 3/8" backset tubular Grade 2 latch for use w/ 1 3/8" - 1 3/4" thick standard door | 1 |  | 1 Year | 639.15 | 0.15 | 543.2775
30532 | Salto | TB250N60BCB4 | XS4 ANSI mini, wire-free SVN BLE / Mifare /DESfire w/ black reader, N lever, BioCote anti-microbial finish, 2 3/8" backset tubular Grade 2 latch for use w/ 1 3/4" - 2 1/4" thick door | 1 |  | 1 Year | 639.15 | 0.15 | 543.2775
30533 | Salto | TB250N60BCW3 | XS4 ANSI mini, wire-free SVN BLE / Mifare /DESfire w/ white reader, N lever, BioCote anti-microbial finish, 2 3/8" backset tubular Grade 2 latch for use w/ 1 3/8" - 1 3/4" thick standard door | 1 |  | 1 Year | 639.15 | 0.15 | 543.2775
30534 | Salto | TB250N60BCW4 | XS4 ANSI mini, wire-free SVN BLE / Mifare /DESfire w/ white reader, N lever, BioCote anti-microbial finish, 2 3/8" backset tubular Grade 2 latch for use w/ 1 3/4" - 2 1/4" thick door | 1 |  | 1 Year | 639.15 | 0.15 | 543.2775
30535 | Salto | TB250N60CPB3 | XS4 ANSI mini, wire-free SVN BLE / Mifare /DESfire w/ black reader, N lever, polished chrome finish, 2 3/8" backset tubular Grade 2 latch for use w/ 1 3/8" - 1 3/4" thick standard door | 1 |  | 1 Year | 592.25 | 0.15 | 503.4125
30536 | Salto | TB250N60CPB4 | XS4 ANSI mini, wire-free SVN BLE / Mifare /DESfire w/ black reader, N lever, polished chrome finish, 2 3/8" backset tubular Grade 2 latch for use w/ 1 3/4" - 2 1/4" thick door | 1 |  | 1 Year | 592.25 | 0.15 | 503.4125
30537 | Salto | TB250N60CPW3 | XS4 ANSI mini, wire-free SVN BLE / Mifare /DESfire w/ white reader, N lever, polished chrome finish, 2 3/8" backset tubular Grade 2 latch for use w/ 1 3/8" - 1 3/4" thick standard door | 1 |  | 1 Year | 592.25 | 0.15 | 503.4125
30538 | Salto | TB250N60CPW4 | XS4 ANSI mini, wire-free SVN BLE / Mifare /DESfire w/ white reader, N lever, polished chrome finish, 2 3/8" backset tubular Grade 2 latch for use w/ 1 3/4" - 2 1/4" thick door | 1 |  | 1 Year | 592.25 | 0.15 | 503.4125
30539 | Salto | TB250N60CSB3 | XS4 ANSI mini, wire-free SVN BLE / Mifare /DESfire w/ black reader, N lever, satin chrome finish, 2 3/8" backset tubular Grade 2 latch for use w/ 1 3/8" - 1 3/4" thick standard door | 1 |  | 1 Year | 592.25 | 0.15 | 503.4125
30540 | Salto | TB250N60CSB4 | XS4 ANSI mini, wire-free SVN BLE / Mifare /DESfire w/ black reader, N lever, satin chrome finish, 2 3/8" backset tubular Grade 2 latch for use w/ 1 3/4" - 2 1/4" thick door | 1 |  | 1 Year | 592.25 | 0.15 | 503.4125
30541 | Salto | TB250N60CSW3 | XS4 ANSI mini, wire-free SVN BLE / Mifare /DESfire w/ white reader, N lever, satin chrome finish, 2 3/8" backset tubular Grade 2 latch for use w/ 1 3/8" - 1 3/4" thick standard door | 1 |  | 1 Year | 592.25 | 0.15 | 503.4125
30542 | Salto | TB250N60CSW4 | XS4 ANSI mini, wire-free SVN BLE / Mifare /DESfire w/ white reader, N lever, satin chrome finish, 2 3/8" backset tubular Grade 2 latch for use w/ 1 3/4" - 2 1/4" thick door | 1 |  | 1 Year | 592.25 | 0.15 | 503.4125
30543 | Salto | TB250N60NEB3 | XS4 ANSI mini, wire-free SVN BLE / Mifare /DESfire w/ black reader, N lever, satin black finish, 2 3/8" backset tubular Grade 2 latch for use w/ 1 3/8" - 1 3/4" thick standard door | 1 |  | 1 Year | 602.45 | 0.15 | 512.0825
30544 | Salto | TB250N60NEB4 | XS4 ANSI mini, wire-free SVN BLE / Mifare /DESfire w/ black reader, N lever, satin black finish, 2 3/8" backset tubular Grade 2 latch for use w/ 1 3/4" - 2 1/4" thick door | 1 |  | 1 Year | 602.45 | 0.15 | 512.0825
30545 | Salto | TB250N60NEW3 | XS4 ANSI mini, wire-free SVN BLE / Mifare /DESfire w/ white reader, N lever, satin black finish, 2 3/8" backset tubular Grade 2 latch for use w/ 1 3/8" - 1 3/4" thick standard door | 1 |  | 1 Year | 602.45 | 0.15 | 512.0825
30546 | Salto | TB250N60NEW4 | XS4 ANSI mini, wire-free SVN BLE / Mifare /DESfire w/ white reader, N lever, satin black finish, 2 3/8" backset tubular Grade 2 latch for use w/ 1 3/4" - 2 1/4" thick door | 1 |  | 1 Year | 602.45 | 0.15 | 512.0825
30547 | Salto | TB250N60PMB3 | XS4 ANSI mini, wire-free SVN BLE / Mifare /DESfire w/ black reader, N lever, satin brass PVD finish, 2 3/8" backset tubular Grade 2 latch for use w/ 1 3/8" - 1 3/4" thick standard door | 1 |  | 1 Year | 626.95 | 0.15 | 532.9075
30548 | Salto | TB250N60PMB4 | XS4 ANSI mini, wire-free SVN BLE / Mifare /DESfire w/ black reader, N lever, satin brass PVD finish, 2 3/8" backset tubular Grade 2 latch for use w/ 1 3/4" - 2 1/4" thick door | 1 |  | 1 Year | 626.95 | 0.15 | 532.9075
30549 | Salto | TB250N60PMW3 | XS4 ANSI mini, wire-free SVN BLE / Mifare /DESfire w/ white reader, N lever, satin brass PVD finish, 2 3/8" backset tubular Grade 2 latch for use w/ 1 3/8" - 1 3/4" thick standard door | 1 |  | 1 Year | 626.95 | 0.15 | 532.9075
30550 | Salto | TB250N60PMW4 | XS4 ANSI mini, wire-free SVN BLE / Mifare /DESfire w/ white reader, N lever, satin brass PVD finish, 2 3/8" backset tubular Grade 2 latch for use w/ 1 3/4" - 2 1/4" thick door | 1 |  | 1 Year | 626.95 | 0.15 | 532.9075
30551 | Salto | TB250N60PPB3 | XS4 ANSI mini, wire-free SVN BLE / Mifare /DESfire w/ black reader, N lever, polished brass PVD finish, 2 3/8" backset tubular Grade 2 latch for use w/ 1 3/8" - 1 3/4" thick standard door | 1 |  | 1 Year | 626.95 | 0.15 | 532.9075
30552 | Salto | TB250N60PPB4 | XS4 ANSI mini, wire-free SVN BLE / Mifare /DESfire w/ black reader, N lever, polished brass PVD finish, 2 3/8" backset tubular Grade 2 latch for use w/ 1 3/4" - 2 1/4" thick door | 1 |  | 1 Year | 626.95 | 0.15 | 532.9075
30553 | Salto | TB250N60PPW3 | XS4 ANSI mini, wire-free SVN BLE / Mifare /DESfire w/ white reader, N lever, polished brass PVD finish, 2 3/8" backset tubular Grade 2 latch for use w/ 1 3/8" - 1 3/4" thick standard door | 1 |  | 1 Year | 626.95 | 0.15 | 532.9075
30554 | Salto | TB250N60PPW4 | XS4 ANSI mini, wire-free SVN BLE / Mifare /DESfire w/ white reader, N lever, polished brass PVD finish, 2 3/8" backset tubular Grade 2 latch for use w/ 1 3/4" - 2 1/4" thick door | 1 |  | 1 Year | 626.95 | 0.15 | 532.9075
30555 | Salto | TB250N70BCB3 | XS4 ANSI mini, wire-free SVN BLE / Mifare /DESfire w/ black reader, N lever, BioCote anti-microbial finish, 2 3/4" backset tubular Grade 2 latch for use w/ 1 3/8" - 1 3/4" thick standard door | 1 |  | 1 Year | 639.15 | 0.15 | 543.2775
30556 | Salto | TB250N70BCB4 | XS4 ANSI mini, wire-free SVN BLE / Mifare /DESfire w/ black reader, N lever, BioCote anti-microbial finish, 2 3/4" backset tubular Grade 2 latch for use w/ 1 3/4" - 2 1/4" thick door | 1 |  | 1 Year | 639.15 | 0.15 | 543.2775
30557 | Salto | TB250N70BCW3 | XS4 ANSI mini, wire-free SVN BLE / Mifare /DESfire w/ white reader, N lever, BioCote anti-microbial finish, 2 3/4" backset tubular Grade 2 latch for use w/ 1 3/8" - 1 3/4" thick standard door | 1 |  | 1 Year | 639.15 | 0.15 | 543.2775
30558 | Salto | TB250N70BCW4 | XS4 ANSI mini, wire-free SVN BLE / Mifare /DESfire w/ white reader, N lever, BioCote anti-microbial finish, 2 3/4" backset tubular Grade 2 latch for use w/ 1 3/4" - 2 1/4" thick door | 1 |  | 1 Year | 639.15 | 0.15 | 543.2775
30559 | Salto | TB250N70CPB3 | XS4 ANSI mini, wire-free SVN BLE / Mifare /DESfire w/ black reader, N lever, polished chrome finish, 2 3/4" backset tubular Grade 2 latch for use w/ 1 3/8" - 1 3/4" thick standard door | 1 |  | 1 Year | 592.25 | 0.15 | 503.4125
30560 | Salto | TB250N70CPB4 | XS4 ANSI mini, wire-free SVN BLE / Mifare /DESfire w/ black reader, N lever, polished chrome finish, 2 3/4" backset tubular Grade 2 latch for use w/ 1 3/4" - 2 1/4" thick door | 1 |  | 1 Year | 592.25 | 0.15 | 503.4125
30561 | Salto | TB250N70CPW3 | XS4 ANSI mini, wire-free SVN BLE / Mifare /DESfire w/ white reader, N lever, polished chrome finish, 2 3/4" backset tubular Grade 2 latch for use w/ 1 3/8" - 1 3/4" thick standard door | 1 |  | 1 Year | 592.25 | 0.15 | 503.4125
30562 | Salto | TB250N70CPW4 | XS4 ANSI mini, wire-free SVN BLE / Mifare /DESfire w/ white reader, N lever, polished chrome finish, 2 3/4" backset tubular Grade 2 latch for use w/ 1 3/4" - 2 1/4" thick door | 1 |  | 1 Year | 592.25 | 0.15 | 503.4125
30563 | Salto | TB250N70CSB3 | XS4 ANSI mini, wire-free SVN BLE / Mifare /DESfire w/ black reader, N lever, satin chrome finish, 2 3/4" backset tubular Grade 2 latch for use w/ 1 3/8" - 1 3/4" thick standard door | 1 |  | 1 Year | 592.25 | 0.15 | 503.4125
30564 | Salto | TB250N70CSB4 | XS4 ANSI mini, wire-free SVN BLE / Mifare /DESfire w/ black reader, N lever, satin chrome finish, 2 3/4" backset tubular Grade 2 latch for use w/ 1 3/4" - 2 1/4" thick door | 1 |  | 1 Year | 592.25 | 0.15 | 503.4125
30565 | Salto | TB250N70CSW3 | XS4 ANSI mini, wire-free SVN BLE / Mifare /DESfire w/ white reader, N lever, satin chrome finish, 2 3/4" backset tubular Grade 2 latch for use w/ 1 3/8" - 1 3/4" thick standard door | 1 |  | 1 Year | 592.25 | 0.15 | 503.4125
30566 | Salto | TB250N70CSW4 | XS4 ANSI mini, wire-free SVN BLE / Mifare /DESfire w/ white reader, N lever, satin chrome finish, 2 3/4" backset tubular Grade 2 latch for use w/ 1 3/4" - 2 1/4" thick door | 1 |  | 1 Year | 592.25 | 0.15 | 503.4125
30567 | Salto | TB250N70NEB3 | XS4 ANSI mini, wire-free SVN BLE / Mifare /DESfire w/ black reader, N lever, satin black finish, 2 3/4" backset tubular Grade 2 latch for use w/ 1 3/8" - 1 3/4" thick standard door | 1 |  | 1 Year | 602.45 | 0.15 | 512.0825
30568 | Salto | TB250N70NEB4 | XS4 ANSI mini, wire-free SVN BLE / Mifare /DESfire w/ black reader, N lever, satin black finish, 2 3/4" backset tubular Grade 2 latch for use w/ 1 3/4" - 2 1/4" thick door | 1 |  | 1 Year | 602.45 | 0.15 | 512.0825
30569 | Salto | TB250N70NEW3 | XS4 ANSI mini, wire-free SVN BLE / Mifare /DESfire w/ white reader, N lever, satin black finish, 2 3/4" backset tubular Grade 2 latch for use w/ 1 3/8" - 1 3/4" thick standard door | 1 |  | 1 Year | 602.45 | 0.15 | 512.0825
30570 | Salto | TB250N70NEW4 | XS4 ANSI mini, wire-free SVN BLE / Mifare /DESfire w/ white reader, N lever, satin black finish, 2 3/4" backset tubular Grade 2 latch for use w/ 1 3/4" - 2 1/4" thick door | 1 |  | 1 Year | 602.45 | 0.15 | 512.0825
30571 | Salto | TB250N70PMB3 | XS4 ANSI mini, wire-free SVN BLE / Mifare /DESfire w/ black reader, N lever, satin brass PVD finish, 2 3/4" backset tubular Grade 2 latch for use w/ 1 3/8" - 1 3/4" thick standard door | 1 |  | 1 Year | 626.95 | 0.15 | 532.9075
30572 | Salto | TB250N70PMB4 | XS4 ANSI mini, wire-free SVN BLE / Mifare /DESfire w/ black reader, N lever, satin brass PVD finish, 2 3/4" backset tubular Grade 2 latch for use w/ 1 3/4" - 2 1/4" thick door | 1 |  | 1 Year | 626.95 | 0.15 | 532.9075
30573 | Salto | TB250N70PMW3 | XS4 ANSI mini, wire-free SVN BLE / Mifare /DESfire w/ white reader, N lever, satin brass PVD finish, 2 3/4" backset tubular Grade 2 latch for use w/ 1 3/8" - 1 3/4" thick standard door | 1 |  | 1 Year | 626.95 | 0.15 | 532.9075
30574 | Salto | TB250N70PMW4 | XS4 ANSI mini, wire-free SVN BLE / Mifare /DESfire w/ white reader, N lever, satin brass PVD finish, 2 3/4" backset tubular Grade 2 latch for use w/ 1 3/4" - 2 1/4" thick door | 1 |  | 1 Year | 626.95 | 0.15 | 532.9075
30575 | Salto | TB250N70PPB3 | XS4 ANSI mini, wire-free SVN BLE / Mifare /DESfire w/ black reader, N lever, polished brass PVD finish, 2 3/4" backset tubular Grade 2 latch for use w/ 1 3/8" - 1 3/4" thick standard door | 1 |  | 1 Year | 626.95 | 0.15 | 532.9075
30576 | Salto | TB250N70PPB4 | XS4 ANSI mini, wire-free SVN BLE / Mifare /DESfire w/ black reader, N lever, polished brass PVD finish, 2 3/4" backset tubular Grade 2 latch for use w/ 1 3/4" - 2 1/4" thick door | 1 |  | 1 Year | 626.95 | 0.15 | 532.9075
30577 | Salto | TB250N70PPW3 | XS4 ANSI mini, wire-free SVN BLE / Mifare /DESfire w/ white reader, N lever, polished brass PVD finish, 2 3/4" backset tubular Grade 2 latch for use w/ 1 3/8" - 1 3/4" thick standard door | 1 |  | 1 Year | 626.95 | 0.15 | 532.9075
30578 | Salto | TB250N70PPW4 | XS4 ANSI mini, wire-free SVN BLE / Mifare /DESfire w/ white reader, N lever, polished brass PVD finish, 2 3/4" backset tubular Grade 2 latch for use w/ 1 3/4" - 2 1/4" thick door | 1 |  | 1 Year | 626.95 | 0.15 | 532.9075
30579 | Salto | TB250R60BCB3 | XS4 ANSI mini, wire-free SVN BLE / Mifare /DESfire w/ black reader, R lever, BioCote anti-microbial finish, 2 3/8" backset tubular Grade 2 latch for use w/ 1 3/8" - 1 3/4" thick standard door | 1 |  | 1 Year | 639.15 | 0.15 | 543.2775
30580 | Salto | TB250R60BCB4 | XS4 ANSI mini, wire-free SVN BLE / Mifare /DESfire w/ black reader, R lever, BioCote anti-microbial finish, 2 3/8" backset tubular Grade 2 latch for use w/ 1 3/4" - 2 1/4" thick door | 1 |  | 1 Year | 639.15 | 0.15 | 543.2775
30581 | Salto | TB250R60BCW3 | XS4 ANSI mini, wire-free SVN BLE / Mifare /DESfire w/ white reader, R lever, BioCote anti-microbial finish, 2 3/8" backset tubular Grade 2 latch for use w/ 1 3/8" - 1 3/4" thick standard door | 1 |  | 1 Year | 639.15 | 0.15 | 543.2775
30582 | Salto | TB250R60BCW4 | XS4 ANSI mini, wire-free SVN BLE / Mifare /DESfire w/ white reader, R lever, BioCote anti-microbial finish, 2 3/8" backset tubular Grade 2 latch for use w/ 1 3/4" - 2 1/4" thick door | 1 |  | 1 Year | 639.15 | 0.15 | 543.2775
30583 | Salto | TB250R60CPB3 | XS4 ANSI mini, wire-free SVN BLE / Mifare /DESfire w/ black reader, R lever, polished chrome finish, 2 3/8" backset tubular Grade 2 latch for use w/ 1 3/8" - 1 3/4" thick standard door | 1 |  | 1 Year | 592.25 | 0.15 | 503.4125
30584 | Salto | TB250R60CPB4 | XS4 ANSI mini, wire-free SVN BLE / Mifare /DESfire w/ black reader, R lever, polished chrome finish, 2 3/8" backset tubular Grade 2 latch for use w/ 1 3/4" - 2 1/4" thick door | 1 |  | 1 Year | 592.25 | 0.15 | 503.4125
30585 | Salto | TB250R60CPW3 | XS4 ANSI mini, wire-free SVN BLE / Mifare /DESfire w/ white reader, R lever, polished chrome finish, 2 3/8" backset tubular Grade 2 latch for use w/ 1 3/8" - 1 3/4" thick standard door | 1 |  | 1 Year | 592.25 | 0.15 | 503.4125
30586 | Salto | TB250R60CPW4 | XS4 ANSI mini, wire-free SVN BLE / Mifare /DESfire w/ white reader, R lever, polished chrome finish, 2 3/8" backset tubular Grade 2 latch for use w/ 1 3/4" - 2 1/4" thick door | 1 |  | 1 Year | 592.25 | 0.15 | 503.4125
30587 | Salto | TB250R60CSB3 | XS4 ANSI mini, wire-free SVN BLE / Mifare /DESfire w/ black reader, R lever, satin chrome finish, 2 3/8" backset tubular Grade 2 latch for use w/ 1 3/8" - 1 3/4" thick standard door | 1 |  | 1 Year | 592.25 | 0.15 | 503.4125
30588 | Salto | TB250R60CSB4 | XS4 ANSI mini, wire-free SVN BLE / Mifare /DESfire w/ black reader, R lever, satin chrome finish, 2 3/8" backset tubular Grade 2 latch for use w/ 1 3/4" - 2 1/4" thick door | 1 |  | 1 Year | 592.25 | 0.15 | 503.4125
30589 | Salto | TB250R60CSW3 | XS4 ANSI mini, wire-free SVN BLE / Mifare /DESfire w/ white reader, R lever, satin chrome finish, 2 3/8" backset tubular Grade 2 latch for use w/ 1 3/8" - 1 3/4" thick standard door | 1 |  | 1 Year | 592.25 | 0.15 | 503.4125
30590 | Salto | TB250R60CSW4 | XS4 ANSI mini, wire-free SVN BLE / Mifare /DESfire w/ white reader, R lever, satin chrome finish, 2 3/8" backset tubular Grade 2 latch for use w/ 1 3/4" - 2 1/4" thick door | 1 |  | 1 Year | 592.25 | 0.15 | 503.4125
30591 | Salto | TB250R60NEB3 | XS4 ANSI mini, wire-free SVN BLE / Mifare /DESfire w/ black reader, R lever, satin black finish, 2 3/8" backset tubular Grade 2 latch for use w/ 1 3/8" - 1 3/4" thick standard door | 1 |  | 1 Year | 602.45 | 0.15 | 512.0825
30592 | Salto | TB250R60NEB4 | XS4 ANSI mini, wire-free SVN BLE / Mifare /DESfire w/ black reader, R lever, satin black finish, 2 3/8" backset tubular Grade 2 latch for use w/ 1 3/4" - 2 1/4" thick door | 1 |  | 1 Year | 602.45 | 0.15 | 512.0825
30593 | Salto | TB250R60NEW3 | XS4 ANSI mini, wire-free SVN BLE / Mifare /DESfire w/ white reader, R lever, satin black finish, 2 3/8" backset tubular Grade 2 latch for use w/ 1 3/8" - 1 3/4" thick standard door | 1 |  | 1 Year | 602.45 | 0.15 | 512.0825
30594 | Salto | TB250R60NEW4 | XS4 ANSI mini, wire-free SVN BLE / Mifare /DESfire w/ white reader, R lever, satin black finish, 2 3/8" backset tubular Grade 2 latch for use w/ 1 3/4" - 2 1/4" thick door | 1 |  | 1 Year | 602.45 | 0.15 | 512.0825
30595 | Salto | TB250R60PMB3 | XS4 ANSI mini, wire-free SVN BLE / Mifare /DESfire w/ black reader, R lever, satin brass PVD finish, 2 3/8" backset tubular Grade 2 latch for use w/ 1 3/8" - 1 3/4" thick standard door | 1 |  | 1 Year | 626.95 | 0.15 | 532.9075
30596 | Salto | TB250R60PMB4 | XS4 ANSI mini, wire-free SVN BLE / Mifare /DESfire w/ black reader, R lever, satin brass PVD finish, 2 3/8" backset tubular Grade 2 latch for use w/ 1 3/4" - 2 1/4" thick door | 1 |  | 1 Year | 626.95 | 0.15 | 532.9075
30597 | Salto | TB250R60PMW3 | XS4 ANSI mini, wire-free SVN BLE / Mifare /DESfire w/ white reader, R lever, satin brass PVD finish, 2 3/8" backset tubular Grade 2 latch for use w/ 1 3/8" - 1 3/4" thick standard door | 1 |  | 1 Year | 626.95 | 0.15 | 532.9075
30598 | Salto | TB250R60PMW4 | XS4 ANSI mini, wire-free SVN BLE / Mifare /DESfire w/ white reader, R lever, satin brass PVD finish, 2 3/8" backset tubular Grade 2 latch for use w/ 1 3/4" - 2 1/4" thick door | 1 |  | 1 Year | 626.95 | 0.15 | 532.9075
30599 | Salto | TB250R60PPB3 | XS4 ANSI mini, wire-free SVN BLE / Mifare /DESfire w/ black reader, R lever, polished brass PVD finish, 2 3/8" backset tubular Grade 2 latch for use w/ 1 3/8" - 1 3/4" thick standard door | 1 |  | 1 Year | 626.95 | 0.15 | 532.9075
30600 | Salto | TB250R60PPB4 | XS4 ANSI mini, wire-free SVN BLE / Mifare /DESfire w/ black reader, R lever, polished brass PVD finish, 2 3/8" backset tubular Grade 2 latch for use w/ 1 3/4" - 2 1/4" thick door | 1 |  | 1 Year | 626.95 | 0.15 | 532.9075
30601 | Salto | TB250R60PPW3 | XS4 ANSI mini, wire-free SVN BLE / Mifare /DESfire w/ white reader, R lever, polished brass PVD finish, 2 3/8" backset tubular Grade 2 latch for use w/ 1 3/8" - 1 3/4" thick standard door | 1 |  | 1 Year | 626.95 | 0.15 | 532.9075
30602 | Salto | TB250R60PPW4 | XS4 ANSI mini, wire-free SVN BLE / Mifare /DESfire w/ white reader, R lever, polished brass PVD finish, 2 3/8" backset tubular Grade 2 latch for use w/ 1 3/4" - 2 1/4" thick door | 1 |  | 1 Year | 626.95 | 0.15 | 532.9075
30603 | Salto | TB250R70BCB3 | XS4 ANSI mini, wire-free SVN BLE / Mifare /DESfire w/ black reader, R lever, BioCote anti-microbial finish, 2 3/4" backset tubular Grade 2 latch for use w/ 1 3/8" - 1 3/4" thick standard door | 1 |  | 1 Year | 639.15 | 0.15 | 543.2775
30604 | Salto | TB250R70BCB4 | XS4 ANSI mini, wire-free SVN BLE / Mifare /DESfire w/ black reader, R lever, BioCote anti-microbial finish, 2 3/4" backset tubular Grade 2 latch for use w/ 1 3/4" - 2 1/4" thick door | 1 |  | 1 Year | 639.15 | 0.15 | 543.2775
30605 | Salto | TB250R70BCW3 | XS4 ANSI mini, wire-free SVN BLE / Mifare /DESfire w/ white reader, R lever, BioCote anti-microbial finish, 2 3/4" backset tubular Grade 2 latch for use w/ 1 3/8" - 1 3/4" thick standard door | 1 |  | 1 Year | 639.15 | 0.15 | 543.2775
30606 | Salto | TB250R70BCW4 | XS4 ANSI mini, wire-free SVN BLE / Mifare /DESfire w/ white reader, R lever, BioCote anti-microbial finish, 2 3/4" backset tubular Grade 2 latch for use w/ 1 3/4" - 2 1/4" thick door | 1 |  | 1 Year | 639.15 | 0.15 | 543.2775
30607 | Salto | TB250R70CPB3 | XS4 ANSI mini, wire-free SVN BLE / Mifare /DESfire w/ black reader, R lever, polished chrome finish, 2 3/4" backset tubular Grade 2 latch for use w/ 1 3/8" - 1 3/4" thick standard door | 1 |  | 1 Year | 592.25 | 0.15 | 503.4125
30608 | Salto | TB250R70CPB4 | XS4 ANSI mini, wire-free SVN BLE / Mifare /DESfire w/ black reader, R lever, polished chrome finish, 2 3/4" backset tubular Grade 2 latch for use w/ 1 3/4" - 2 1/4" thick door | 1 |  | 1 Year | 592.25 | 0.15 | 503.4125
30609 | Salto | TB250R70CPW3 | XS4 ANSI mini, wire-free SVN BLE / Mifare /DESfire w/ white reader, R lever, polished chrome finish, 2 3/4" backset tubular Grade 2 latch for use w/ 1 3/8" - 1 3/4" thick standard door | 1 |  | 1 Year | 592.25 | 0.15 | 503.4125
30610 | Salto | TB250R70CPW4 | XS4 ANSI mini, wire-free SVN BLE / Mifare /DESfire w/ white reader, R lever, polished chrome finish, 2 3/4" backset tubular Grade 2 latch for use w/ 1 3/4" - 2 1/4" thick door | 1 |  | 1 Year | 592.25 | 0.15 | 503.4125
30611 | Salto | TB250R70CSB3 | XS4 ANSI mini, wire-free SVN BLE / Mifare /DESfire w/ black reader, R lever, satin chrome finish, 2 3/4" backset tubular Grade 2 latch for use w/ 1 3/8" - 1 3/4" thick standard door | 1 |  | 1 Year | 592.25 | 0.15 | 503.4125
30612 | Salto | TB250R70CSB4 | XS4 ANSI mini, wire-free SVN BLE / Mifare /DESfire w/ black reader, R lever, satin chrome finish, 2 3/4" backset tubular Grade 2 latch for use w/ 1 3/4" - 2 1/4" thick door | 1 |  | 1 Year | 592.25 | 0.15 | 503.4125
30613 | Salto | TB250R70CSW3 | XS4 ANSI mini, wire-free SVN BLE / Mifare /DESfire w/ white reader, R lever, satin chrome finish, 2 3/4" backset tubular Grade 2 latch for use w/ 1 3/8" - 1 3/4" thick standard door | 1 |  | 1 Year | 592.25 | 0.15 | 503.4125
30614 | Salto | TB250R70CSW4 | XS4 ANSI mini, wire-free SVN BLE / Mifare /DESfire w/ white reader, R lever, satin chrome finish, 2 3/4" backset tubular Grade 2 latch for use w/ 1 3/4" - 2 1/4" thick door | 1 |  | 1 Year | 592.25 | 0.15 | 503.4125
30615 | Salto | TB250R70NEB3 | XS4 ANSI mini, wire-free SVN BLE / Mifare /DESfire w/ black reader, R lever, satin black finish, 2 3/4" backset tubular Grade 2 latch for use w/ 1 3/8" - 1 3/4" thick standard door | 1 |  | 1 Year | 602.45 | 0.15 | 512.0825
30616 | Salto | TB250R70NEB4 | XS4 ANSI mini, wire-free SVN BLE / Mifare /DESfire w/ black reader, R lever, satin black finish, 2 3/4" backset tubular Grade 2 latch for use w/ 1 3/4" - 2 1/4" thick door | 1 |  | 1 Year | 602.45 | 0.15 | 512.0825
30617 | Salto | TB250R70NEW3 | XS4 ANSI mini, wire-free SVN BLE / Mifare /DESfire w/ white reader, R lever, satin black finish, 2 3/4" backset tubular Grade 2 latch for use w/ 1 3/8" - 1 3/4" thick standard door | 1 |  | 1 Year | 602.45 | 0.15 | 512.0825
30618 | Salto | TB250R70NEW4 | XS4 ANSI mini, wire-free SVN BLE / Mifare /DESfire w/ white reader, R lever, satin black finish, 2 3/4" backset tubular Grade 2 latch for use w/ 1 3/4" - 2 1/4" thick door | 1 |  | 1 Year | 602.45 | 0.15 | 512.0825
30619 | Salto | TB250R70PMB3 | XS4 ANSI mini, wire-free SVN BLE / Mifare /DESfire w/ black reader, R lever, satin brass PVD finish, 2 3/4" backset tubular Grade 2 latch for use w/ 1 3/8" - 1 3/4" thick standard door | 1 |  | 1 Year | 626.95 | 0.15 | 532.9075
30620 | Salto | TB250R70PMB4 | XS4 ANSI mini, wire-free SVN BLE / Mifare /DESfire w/ black reader, R lever, satin brass PVD finish, 2 3/4" backset tubular Grade 2 latch for use w/ 1 3/4" - 2 1/4" thick door | 1 |  | 1 Year | 626.95 | 0.15 | 532.9075
30621 | Salto | TB250R70PMW3 | XS4 ANSI mini, wire-free SVN BLE / Mifare /DESfire w/ white reader, R lever, satin brass PVD finish, 2 3/4" backset tubular Grade 2 latch for use w/ 1 3/8" - 1 3/4" thick standard door | 1 |  | 1 Year | 626.95 | 0.15 | 532.9075
30622 | Salto | TB250R70PMW4 | XS4 ANSI mini, wire-free SVN BLE / Mifare /DESfire w/ white reader, R lever, satin brass PVD finish, 2 3/4" backset tubular Grade 2 latch for use w/ 1 3/4" - 2 1/4" thick door | 1 |  | 1 Year | 626.95 | 0.15 | 532.9075
30623 | Salto | TB250R70PPB3 | XS4 ANSI mini, wire-free SVN BLE / Mifare /DESfire w/ black reader, R lever, polished brass PVD finish, 2 3/4" backset tubular Grade 2 latch for use w/ 1 3/8" - 1 3/4" thick standard door | 1 |  | 1 Year | 626.95 | 0.15 | 532.9075
30624 | Salto | TB250R70PPB4 | XS4 ANSI mini, wire-free SVN BLE / Mifare /DESfire w/ black reader, R lever, polished brass PVD finish, 2 3/4" backset tubular Grade 2 latch for use w/ 1 3/4" - 2 1/4" thick door | 1 |  | 1 Year | 626.95 | 0.15 | 532.9075
30625 | Salto | TB250R70PPW3 | XS4 ANSI mini, wire-free SVN BLE / Mifare /DESfire w/ white reader, R lever, polished brass PVD finish, 2 3/4" backset tubular Grade 2 latch for use w/ 1 3/8" - 1 3/4" thick standard door | 1 |  | 1 Year | 626.95 | 0.15 | 532.9075
30626 | Salto | TB250R70PPW4 | XS4 ANSI mini, wire-free SVN BLE / Mifare /DESfire w/ white reader, R lever, polished brass PVD finish, 2 3/4" backset tubular Grade 2 latch for use w/ 1 3/4" - 2 1/4" thick door | 1 |  | 1 Year | 626.95 | 0.15 | 532.9075
30627 | Salto | TB260N60BCB3 | XS4 ANSI mini, wire-free SVN BLE / Mifare /DESfire w/ black reader, N lever, BioCote anti-microbial finish, 2 3/8" backset tubular Grade 2 latch for use w/ 1 3/8" - 1 3/4" thick standard door | 1 |  | 1 Year | 639.15 | 0.15 | 543.2775
30628 | Salto | TB260N60BCB4 | XS4 ANSI mini, wire-free SVN BLE / Mifare /DESfire w/ black reader, N lever, BioCote anti-microbial finish, 2 3/8" backset tubular Grade 2 latch for use w/ 1 3/4" - 2 1/4" thick door | 1 |  | 1 Year | 639.15 | 0.15 | 543.2775
30629 | Salto | TB260N60BCW3 | XS4 ANSI mini, wire-free SVN BLE / Mifare /DESfire w/ white reader, N lever, BioCote anti-microbial finish, 2 3/8" backset tubular Grade 2 latch for use w/ 1 3/8" - 1 3/4" thick standard door | 1 |  | 1 Year | 639.15 | 0.15 | 543.2775
30630 | Salto | TB260N60BCW4 | XS4 ANSI mini, wire-free SVN BLE / Mifare /DESfire w/ white reader, N lever, BioCote anti-microbial finish, 2 3/8" backset tubular Grade 2 latch for use w/ 1 3/4" - 2 1/4" thick door | 1 |  | 1 Year | 639.15 | 0.15 | 543.2775
30631 | Salto | TB260N60CPB3 | XS4 ANSI mini, wire-free SVN BLE / Mifare /DESfire w/ black reader, N lever, polished chrome finish, 2 3/8" backset tubular Grade 2 latch for use w/ 1 3/8" - 1 3/4" thick standard door | 1 |  | 1 Year | 592.25 | 0.15 | 503.4125
30632 | Salto | TB260N60CPB4 | XS4 ANSI mini, wire-free SVN BLE / Mifare /DESfire w/ black reader, N lever, polished chrome finish, 2 3/8" backset tubular Grade 2 latch for use w/ 1 3/4" - 2 1/4" thick door | 1 |  | 1 Year | 592.25 | 0.15 | 503.4125
30633 | Salto | TB260N60CPW3 | XS4 ANSI mini, wire-free SVN BLE / Mifare /DESfire w/ white reader, N lever, polished chrome finish, 2 3/8" backset tubular Grade 2 latch for use w/ 1 3/8" - 1 3/4" thick standard door | 1 |  | 1 Year | 592.25 | 0.15 | 503.4125
30634 | Salto | TB260N60CPW4 | XS4 ANSI mini, wire-free SVN BLE / Mifare /DESfire w/ white reader, N lever, polished chrome finish, 2 3/8" backset tubular Grade 2 latch for use w/ 1 3/4" - 2 1/4" thick door | 1 |  | 1 Year | 592.25 | 0.15 | 503.4125
30635 | Salto | TB260N60CSB3 | XS4 ANSI mini, wire-free SVN BLE / Mifare /DESfire w/ black reader, N lever, satin chrome finish, 2 3/8" backset tubular Grade 2 latch for use w/ 1 3/8" - 1 3/4" thick standard door | 1 |  | 1 Year | 592.25 | 0.15 | 503.4125
30636 | Salto | TB260N60CSB4 | XS4 ANSI mini, wire-free SVN BLE / Mifare /DESfire w/ black reader, N lever, satin chrome finish, 2 3/8" backset tubular Grade 2 latch for use w/ 1 3/4" - 2 1/4" thick door | 1 |  | 1 Year | 592.25 | 0.15 | 503.4125
30637 | Salto | TB260N60CSW3 | XS4 ANSI mini, wire-free SVN BLE / Mifare /DESfire w/ white reader, N lever, satin chrome finish, 2 3/8" backset tubular Grade 2 latch for use w/ 1 3/8" - 1 3/4" thick standard door | 1 |  | 1 Year | 592.25 | 0.15 | 503.4125
30638 | Salto | TB260N60CSW4 | XS4 ANSI mini, wire-free SVN BLE / Mifare /DESfire w/ white reader, N lever, satin chrome finish, 2 3/8" backset tubular Grade 2 latch for use w/ 1 3/4" - 2 1/4" thick door | 1 |  | 1 Year | 592.25 | 0.15 | 503.4125
30639 | Salto | TB260N60NEB3 | XS4 ANSI mini, wire-free SVN BLE / Mifare /DESfire w/ black reader, N lever, satin black finish, 2 3/8" backset tubular Grade 2 latch for use w/ 1 3/8" - 1 3/4" thick standard door | 1 |  | 1 Year | 602.45 | 0.15 | 512.0825
30640 | Salto | TB260N60NEB4 | XS4 ANSI mini, wire-free SVN BLE / Mifare /DESfire w/ black reader, N lever, satin black finish, 2 3/8" backset tubular Grade 2 latch for use w/ 1 3/4" - 2 1/4" thick door | 1 |  | 1 Year | 602.45 | 0.15 | 512.0825
30641 | Salto | TB260N60NEW3 | XS4 ANSI mini, wire-free SVN BLE / Mifare /DESfire w/ white reader, N lever, satin black finish, 2 3/8" backset tubular Grade 2 latch for use w/ 1 3/8" - 1 3/4" thick standard door | 1 |  | 1 Year | 602.45 | 0.15 | 512.0825
30642 | Salto | TB260N60NEW4 | XS4 ANSI mini, wire-free SVN BLE / Mifare /DESfire w/ white reader, N lever, satin black finish, 2 3/8" backset tubular Grade 2 latch for use w/ 1 3/4" - 2 1/4" thick door | 1 |  | 1 Year | 602.45 | 0.15 | 512.0825
30643 | Salto | TB260N60PMB3 | XS4 ANSI mini, wire-free SVN BLE / Mifare /DESfire w/ black reader, N lever, satin brass PVD finish, 2 3/8" backset tubular Grade 2 latch for use w/ 1 3/8" - 1 3/4" thick standard door | 1 |  | 1 Year | 626.95 | 0.15 | 532.9075
30644 | Salto | TB260N60PMB4 | XS4 ANSI mini, wire-free SVN BLE / Mifare /DESfire w/ black reader, N lever, satin brass PVD finish, 2 3/8" backset tubular Grade 2 latch for use w/ 1 3/4" - 2 1/4" thick door | 1 |  | 1 Year | 626.95 | 0.15 | 532.9075
30645 | Salto | TB260N60PMW3 | XS4 ANSI mini, wire-free SVN BLE / Mifare /DESfire w/ white reader, N lever, satin brass PVD finish, 2 3/8" backset tubular Grade 2 latch for use w/ 1 3/8" - 1 3/4" thick standard door | 1 |  | 1 Year | 626.95 | 0.15 | 532.9075
30646 | Salto | TB260N60PMW4 | XS4 ANSI mini, wire-free SVN BLE / Mifare /DESfire w/ white reader, N lever, satin brass PVD finish, 2 3/8" backset tubular Grade 2 latch for use w/ 1 3/4" - 2 1/4" thick door | 1 |  | 1 Year | 626.95 | 0.15 | 532.9075
30647 | Salto | TB260N60PPB3 | XS4 ANSI mini, wire-free SVN BLE / Mifare /DESfire w/ black reader, N lever, polished brass PVD finish, 2 3/8" backset tubular Grade 2 latch for use w/ 1 3/8" - 1 3/4" thick standard door | 1 |  | 1 Year | 626.95 | 0.15 | 532.9075
30648 | Salto | TB260N60PPB4 | XS4 ANSI mini, wire-free SVN BLE / Mifare /DESfire w/ black reader, N lever, polished brass PVD finish, 2 3/8" backset tubular Grade 2 latch for use w/ 1 3/4" - 2 1/4" thick door | 1 |  | 1 Year | 626.95 | 0.15 | 532.9075
30649 | Salto | TB260N60PPW3 | XS4 ANSI mini, wire-free SVN BLE / Mifare /DESfire w/ white reader, N lever, polished brass PVD finish, 2 3/8" backset tubular Grade 2 latch for use w/ 1 3/8" - 1 3/4" thick standard door | 1 |  | 1 Year | 626.95 | 0.15 | 532.9075
30650 | Salto | TB260N60PPW4 | XS4 ANSI mini, wire-free SVN BLE / Mifare /DESfire w/ white reader, N lever, polished brass PVD finish, 2 3/8" backset tubular Grade 2 latch for use w/ 1 3/4" - 2 1/4" thick door | 1 |  | 1 Year | 626.95 | 0.15 | 532.9075
30651 | Salto | TB260N70BCB3 | XS4 ANSI mini, wire-free SVN BLE / Mifare /DESfire w/ black reader, N lever, BioCote anti-microbial finish, 2 3/4" backset tubular Grade 2 latch for use w/ 1 3/8" - 1 3/4" thick standard door | 1 |  | 1 Year | 639.15 | 0.15 | 543.2775
30652 | Salto | TB260N70BCB4 | XS4 ANSI mini, wire-free SVN BLE / Mifare /DESfire w/ black reader, N lever, BioCote anti-microbial finish, 2 3/4" backset tubular Grade 2 latch for use w/ 1 3/4" - 2 1/4" thick door | 1 |  | 1 Year | 639.15 | 0.15 | 543.2775
30653 | Salto | TB260N70BCW3 | XS4 ANSI mini, wire-free SVN BLE / Mifare /DESfire w/ white reader, N lever, BioCote anti-microbial finish, 2 3/4" backset tubular Grade 2 latch for use w/ 1 3/8" - 1 3/4" thick standard door | 1 |  | 1 Year | 639.15 | 0.15 | 543.2775
30654 | Salto | TB260N70BCW4 | XS4 ANSI mini, wire-free SVN BLE / Mifare /DESfire w/ white reader, N lever, BioCote anti-microbial finish, 2 3/4" backset tubular Grade 2 latch for use w/ 1 3/4" - 2 1/4" thick door | 1 |  | 1 Year | 639.15 | 0.15 | 543.2775
30655 | Salto | TB260N70CPB3 | XS4 ANSI mini, wire-free SVN BLE / Mifare /DESfire w/ black reader, N lever, polished chrome finish, 2 3/4" backset tubular Grade 2 latch for use w/ 1 3/8" - 1 3/4" thick standard door | 1 |  | 1 Year | 592.25 | 0.15 | 503.4125
30656 | Salto | TB260N70CPB4 | XS4 ANSI mini, wire-free SVN BLE / Mifare /DESfire w/ black reader, N lever, polished chrome finish, 2 3/4" backset tubular Grade 2 latch for use w/ 1 3/4" - 2 1/4" thick door | 1 |  | 1 Year | 592.25 | 0.15 | 503.4125
30657 | Salto | TB260N70CPW3 | XS4 ANSI mini, wire-free SVN BLE / Mifare /DESfire w/ white reader, N lever, polished chrome finish, 2 3/4" backset tubular Grade 2 latch for use w/ 1 3/8" - 1 3/4" thick standard door | 1 |  | 1 Year | 592.25 | 0.15 | 503.4125
30658 | Salto | TB260N70CPW4 | XS4 ANSI mini, wire-free SVN BLE / Mifare /DESfire w/ white reader, N lever, polished chrome finish, 2 3/4" backset tubular Grade 2 latch for use w/ 1 3/4" - 2 1/4" thick door | 1 |  | 1 Year | 592.25 | 0.15 | 503.4125
30659 | Salto | TB260N70CSB3 | XS4 ANSI mini, wire-free SVN BLE / Mifare /DESfire w/ black reader, N lever, satin chrome finish, 2 3/4" backset tubular Grade 2 latch for use w/ 1 3/8" - 1 3/4" thick standard door | 1 |  | 1 Year | 592.25 | 0.15 | 503.4125
30660 | Salto | TB260N70CSB4 | XS4 ANSI mini, wire-free SVN BLE / Mifare /DESfire w/ black reader, N lever, satin chrome finish, 2 3/4" backset tubular Grade 2 latch for use w/ 1 3/4" - 2 1/4" thick door | 1 |  | 1 Year | 592.25 | 0.15 | 503.4125
30661 | Salto | TB260N70CSW3 | XS4 ANSI mini, wire-free SVN BLE / Mifare /DESfire w/ white reader, N lever, satin chrome finish, 2 3/4" backset tubular Grade 2 latch for use w/ 1 3/8" - 1 3/4" thick standard door | 1 |  | 1 Year | 592.25 | 0.15 | 503.4125
30662 | Salto | TB260N70CSW4 | XS4 ANSI mini, wire-free SVN BLE / Mifare /DESfire w/ white reader, N lever, satin chrome finish, 2 3/4" backset tubular Grade 2 latch for use w/ 1 3/4" - 2 1/4" thick door | 1 |  | 1 Year | 592.25 | 0.15 | 503.4125
30663 | Salto | TB260N70NEB3 | XS4 ANSI mini, wire-free SVN BLE / Mifare /DESfire w/ black reader, N lever, satin black finish, 2 3/4" backset tubular Grade 2 latch for use w/ 1 3/8" - 1 3/4" thick standard door | 1 |  | 1 Year | 602.45 | 0.15 | 512.0825
30664 | Salto | TB260N70NEB4 | XS4 ANSI mini, wire-free SVN BLE / Mifare /DESfire w/ black reader, N lever, satin black finish, 2 3/4" backset tubular Grade 2 latch for use w/ 1 3/4" - 2 1/4" thick door | 1 |  | 1 Year | 602.45 | 0.15 | 512.0825
30665 | Salto | TB260N70NEW3 | XS4 ANSI mini, wire-free SVN BLE / Mifare /DESfire w/ white reader, N lever, satin black finish, 2 3/4" backset tubular Grade 2 latch for use w/ 1 3/8" - 1 3/4" thick standard door | 1 |  | 1 Year | 602.45 | 0.15 | 512.0825
30666 | Salto | TB260N70NEW4 | XS4 ANSI mini, wire-free SVN BLE / Mifare /DESfire w/ white reader, N lever, satin black finish, 2 3/4" backset tubular Grade 2 latch for use w/ 1 3/4" - 2 1/4" thick door | 1 |  | 1 Year | 602.45 | 0.15 | 512.0825
30667 | Salto | TB260N70PMB3 | XS4 ANSI mini, wire-free SVN BLE / Mifare /DESfire w/ black reader, N lever, satin brass PVD finish, 2 3/4" backset tubular Grade 2 latch for use w/ 1 3/8" - 1 3/4" thick standard door | 1 |  | 1 Year | 626.95 | 0.15 | 532.9075
30668 | Salto | TB260N70PMB4 | XS4 ANSI mini, wire-free SVN BLE / Mifare /DESfire w/ black reader, N lever, satin brass PVD finish, 2 3/4" backset tubular Grade 2 latch for use w/ 1 3/4" - 2 1/4" thick door | 1 |  | 1 Year | 626.95 | 0.15 | 532.9075
30669 | Salto | TB260N70PMW3 | XS4 ANSI mini, wire-free SVN BLE / Mifare /DESfire w/ white reader, N lever, satin brass PVD finish, 2 3/4" backset tubular Grade 2 latch for use w/ 1 3/8" - 1 3/4" thick standard door | 1 |  | 1 Year | 626.95 | 0.15 | 532.9075
30670 | Salto | TB260N70PMW4 | XS4 ANSI mini, wire-free SVN BLE / Mifare /DESfire w/ white reader, N lever, satin brass PVD finish, 2 3/4" backset tubular Grade 2 latch for use w/ 1 3/4" - 2 1/4" thick door | 1 |  | 1 Year | 626.95 | 0.15 | 532.9075
30671 | Salto | TB260N70PPB3 | XS4 ANSI mini, wire-free SVN BLE / Mifare /DESfire w/ black reader, N lever, polished brass PVD finish, 2 3/4" backset tubular Grade 2 latch for use w/ 1 3/8" - 1 3/4" thick standard door | 1 |  | 1 Year | 626.95 | 0.15 | 532.9075
30672 | Salto | TB260N70PPB4 | XS4 ANSI mini, wire-free SVN BLE / Mifare /DESfire w/ black reader, N lever, polished brass PVD finish, 2 3/4" backset tubular Grade 2 latch for use w/ 1 3/4" - 2 1/4" thick door | 1 |  | 1 Year | 626.95 | 0.15 | 532.9075
30673 | Salto | TB260N70PPW3 | XS4 ANSI mini, wire-free SVN BLE / Mifare /DESfire w/ white reader, N lever, polished brass PVD finish, 2 3/4" backset tubular Grade 2 latch for use w/ 1 3/8" - 1 3/4" thick standard door | 1 |  | 1 Year | 626.95 | 0.15 | 532.9075
30674 | Salto | TB260N70PPW4 | XS4 ANSI mini, wire-free SVN BLE / Mifare /DESfire w/ white reader, N lever, polished brass PVD finish, 2 3/4" backset tubular Grade 2 latch for use w/ 1 3/4" - 2 1/4" thick door | 1 |  | 1 Year | 626.95 | 0.15 | 532.9075
30675 | Salto | TB260R60BCB3 | XS4 ANSI mini, wire-free SVN BLE / Mifare /DESfire w/ black reader, R lever, BioCote anti-microbial finish, 2 3/8" backset tubular Grade 2 latch for use w/ 1 3/8" - 1 3/4" thick standard door | 1 |  | 1 Year | 639.15 | 0.15 | 543.2775
30676 | Salto | TB260R60BCB4 | XS4 ANSI mini, wire-free SVN BLE / Mifare /DESfire w/ black reader, R lever, BioCote anti-microbial finish, 2 3/8" backset tubular Grade 2 latch for use w/ 1 3/4" - 2 1/4" thick door | 1 |  | 1 Year | 639.15 | 0.15 | 543.2775
30677 | Salto | TB260R60BCW3 | XS4 ANSI mini, wire-free SVN BLE / Mifare /DESfire w/ white reader, R lever, BioCote anti-microbial finish, 2 3/8" backset tubular Grade 2 latch for use w/ 1 3/8" - 1 3/4" thick standard door | 1 |  | 1 Year | 639.15 | 0.15 | 543.2775
30678 | Salto | TB260R60BCW4 | XS4 ANSI mini, wire-free SVN BLE / Mifare /DESfire w/ white reader, R lever, BioCote anti-microbial finish, 2 3/8" backset tubular Grade 2 latch for use w/ 1 3/4" - 2 1/4" thick door | 1 |  | 1 Year | 639.15 | 0.15 | 543.2775
30679 | Salto | TB260R60CPB3 | XS4 ANSI mini, wire-free SVN BLE / Mifare /DESfire w/ black reader, R lever, polished chrome finish, 2 3/8" backset tubular Grade 2 latch for use w/ 1 3/8" - 1 3/4" thick standard door | 1 |  | 1 Year | 592.25 | 0.15 | 503.4125
30680 | Salto | TB260R60CPB4 | XS4 ANSI mini, wire-free SVN BLE / Mifare /DESfire w/ black reader, R lever, polished chrome finish, 2 3/8" backset tubular Grade 2 latch for use w/ 1 3/4" - 2 1/4" thick door | 1 |  | 1 Year | 592.25 | 0.15 | 503.4125
30681 | Salto | TB260R60CPW3 | XS4 ANSI mini, wire-free SVN BLE / Mifare /DESfire w/ white reader, R lever, polished chrome finish, 2 3/8" backset tubular Grade 2 latch for use w/ 1 3/8" - 1 3/4" thick standard door | 1 |  | 1 Year | 592.25 | 0.15 | 503.4125
30682 | Salto | TB260R60CPW4 | XS4 ANSI mini, wire-free SVN BLE / Mifare /DESfire w/ white reader, R lever, polished chrome finish, 2 3/8" backset tubular Grade 2 latch for use w/ 1 3/4" - 2 1/4" thick door | 1 |  | 1 Year | 592.25 | 0.15 | 503.4125
30683 | Salto | TB260R60CSB3 | XS4 ANSI mini, wire-free SVN BLE / Mifare /DESfire w/ black reader, R lever, satin chrome finish, 2 3/8" backset tubular Grade 2 latch for use w/ 1 3/8" - 1 3/4" thick standard door | 1 |  | 1 Year | 592.25 | 0.15 | 503.4125
30684 | Salto | TB260R60CSB4 | XS4 ANSI mini, wire-free SVN BLE / Mifare /DESfire w/ black reader, R lever, satin chrome finish, 2 3/8" backset tubular Grade 2 latch for use w/ 1 3/4" - 2 1/4" thick door | 1 |  | 1 Year | 592.25 | 0.15 | 503.4125
30685 | Salto | TB260R60CSW3 | XS4 ANSI mini, wire-free SVN BLE / Mifare /DESfire w/ white reader, R lever, satin chrome finish, 2 3/8" backset tubular Grade 2 latch for use w/ 1 3/8" - 1 3/4" thick standard door | 1 |  | 1 Year | 592.25 | 0.15 | 503.4125
30686 | Salto | TB260R60CSW4 | XS4 ANSI mini, wire-free SVN BLE / Mifare /DESfire w/ white reader, R lever, satin chrome finish, 2 3/8" backset tubular Grade 2 latch for use w/ 1 3/4" - 2 1/4" thick door | 1 |  | 1 Year | 592.25 | 0.15 | 503.4125
30687 | Salto | TB260R60NEB3 | XS4 ANSI mini, wire-free SVN BLE / Mifare /DESfire w/ black reader, R lever, satin black finish, 2 3/8" backset tubular Grade 2 latch for use w/ 1 3/8" - 1 3/4" thick standard door | 1 |  | 1 Year | 602.45 | 0.15 | 512.0825
30688 | Salto | TB260R60NEB4 | XS4 ANSI mini, wire-free SVN BLE / Mifare /DESfire w/ black reader, R lever, satin black finish, 2 3/8" backset tubular Grade 2 latch for use w/ 1 3/4" - 2 1/4" thick door | 1 |  | 1 Year | 602.45 | 0.15 | 512.0825
30689 | Salto | TB260R60NEW3 | XS4 ANSI mini, wire-free SVN BLE / Mifare /DESfire w/ white reader, R lever, satin black finish, 2 3/8" backset tubular Grade 2 latch for use w/ 1 3/8" - 1 3/4" thick standard door | 1 |  | 1 Year | 602.45 | 0.15 | 512.0825
30690 | Salto | TB260R60NEW4 | XS4 ANSI mini, wire-free SVN BLE / Mifare /DESfire w/ white reader, R lever, satin black finish, 2 3/8" backset tubular Grade 2 latch for use w/ 1 3/4" - 2 1/4" thick door | 1 |  | 1 Year | 602.45 | 0.15 | 512.0825
30691 | Salto | TB260R60PMB3 | XS4 ANSI mini, wire-free SVN BLE / Mifare /DESfire w/ black reader, R lever, satin brass PVD finish, 2 3/8" backset tubular Grade 2 latch for use w/ 1 3/8" - 1 3/4" thick standard door | 1 |  | 1 Year | 626.95 | 0.15 | 532.9075
30692 | Salto | TB260R60PMB4 | XS4 ANSI mini, wire-free SVN BLE / Mifare /DESfire w/ black reader, R lever, satin brass PVD finish, 2 3/8" backset tubular Grade 2 latch for use w/ 1 3/4" - 2 1/4" thick door | 1 |  | 1 Year | 626.95 | 0.15 | 532.9075
30693 | Salto | TB260R60PMW3 | XS4 ANSI mini, wire-free SVN BLE / Mifare /DESfire w/ white reader, R lever, satin brass PVD finish, 2 3/8" backset tubular Grade 2 latch for use w/ 1 3/8" - 1 3/4" thick standard door | 1 |  | 1 Year | 626.95 | 0.15 | 532.9075
30694 | Salto | TB260R60PMW4 | XS4 ANSI mini, wire-free SVN BLE / Mifare /DESfire w/ white reader, R lever, satin brass PVD finish, 2 3/8" backset tubular Grade 2 latch for use w/ 1 3/4" - 2 1/4" thick door | 1 |  | 1 Year | 626.95 | 0.15 | 532.9075
30695 | Salto | TB260R60PPB3 | XS4 ANSI mini, wire-free SVN BLE / Mifare /DESfire w/ black reader, R lever, polished brass PVD finish, 2 3/8" backset tubular Grade 2 latch for use w/ 1 3/8" - 1 3/4" thick standard door | 1 |  | 1 Year | 626.95 | 0.15 | 532.9075
30696 | Salto | TB260R60PPB4 | XS4 ANSI mini, wire-free SVN BLE / Mifare /DESfire w/ black reader, R lever, polished brass PVD finish, 2 3/8" backset tubular Grade 2 latch for use w/ 1 3/4" - 2 1/4" thick door | 1 |  | 1 Year | 626.95 | 0.15 | 532.9075
30697 | Salto | TB260R60PPW3 | XS4 ANSI mini, wire-free SVN BLE / Mifare /DESfire w/ white reader, R lever, polished brass PVD finish, 2 3/8" backset tubular Grade 2 latch for use w/ 1 3/8" - 1 3/4" thick standard door | 1 |  | 1 Year | 626.95 | 0.15 | 532.9075
30698 | Salto | TB260R60PPW4 | XS4 ANSI mini, wire-free SVN BLE / Mifare /DESfire w/ white reader, R lever, polished brass PVD finish, 2 3/8" backset tubular Grade 2 latch for use w/ 1 3/4" - 2 1/4" thick door | 1 |  | 1 Year | 626.95 | 0.15 | 532.9075
30699 | Salto | TB260R70BCB3 | XS4 ANSI mini, wire-free SVN BLE / Mifare /DESfire w/ black reader, R lever, BioCote anti-microbial finish, 2 3/4" backset tubular Grade 2 latch for use w/ 1 3/8" - 1 3/4" thick standard door | 1 |  | 1 Year | 639.15 | 0.15 | 543.2775
30700 | Salto | TB260R70BCB4 | XS4 ANSI mini, wire-free SVN BLE / Mifare /DESfire w/ black reader, R lever, BioCote anti-microbial finish, 2 3/4" backset tubular Grade 2 latch for use w/ 1 3/4" - 2 1/4" thick door | 1 |  | 1 Year | 639.15 | 0.15 | 543.2775
30701 | Salto | TB260R70BCW3 | XS4 ANSI mini, wire-free SVN BLE / Mifare /DESfire w/ white reader, R lever, BioCote anti-microbial finish, 2 3/4" backset tubular Grade 2 latch for use w/ 1 3/8" - 1 3/4" thick standard door | 1 |  | 1 Year | 639.15 | 0.15 | 543.2775
30702 | Salto | TB260R70BCW4 | XS4 ANSI mini, wire-free SVN BLE / Mifare /DESfire w/ white reader, R lever, BioCote anti-microbial finish, 2 3/4" backset tubular Grade 2 latch for use w/ 1 3/4" - 2 1/4" thick door | 1 |  | 1 Year | 639.15 | 0.15 | 543.2775
30703 | Salto | TB260R70CPB3 | XS4 ANSI mini, wire-free SVN BLE / Mifare /DESfire w/ black reader, R lever, polished chrome finish, 2 3/4" backset tubular Grade 2 latch for use w/ 1 3/8" - 1 3/4" thick standard door | 1 |  | 1 Year | 592.25 | 0.15 | 503.4125
30704 | Salto | TB260R70CPB4 | XS4 ANSI mini, wire-free SVN BLE / Mifare /DESfire w/ black reader, R lever, polished chrome finish, 2 3/4" backset tubular Grade 2 latch for use w/ 1 3/4" - 2 1/4" thick door | 1 |  | 1 Year | 592.25 | 0.15 | 503.4125
30705 | Salto | TB260R70CPW3 | XS4 ANSI mini, wire-free SVN BLE / Mifare /DESfire w/ white reader, R lever, polished chrome finish, 2 3/4" backset tubular Grade 2 latch for use w/ 1 3/8" - 1 3/4" thick standard door | 1 |  | 1 Year | 592.25 | 0.15 | 503.4125
30706 | Salto | TB260R70CPW4 | XS4 ANSI mini, wire-free SVN BLE / Mifare /DESfire w/ white reader, R lever, polished chrome finish, 2 3/4" backset tubular Grade 2 latch for use w/ 1 3/4" - 2 1/4" thick door | 1 |  | 1 Year | 592.25 | 0.15 | 503.4125
30707 | Salto | TB260R70CSB3 | XS4 ANSI mini, wire-free SVN BLE / Mifare /DESfire w/ black reader, R lever, satin chrome finish, 2 3/4" backset tubular Grade 2 latch for use w/ 1 3/8" - 1 3/4" thick standard door | 1 |  | 1 Year | 592.25 | 0.15 | 503.4125
30708 | Salto | TB260R70CSB4 | XS4 ANSI mini, wire-free SVN BLE / Mifare /DESfire w/ black reader, R lever, satin chrome finish, 2 3/4" backset tubular Grade 2 latch for use w/ 1 3/4" - 2 1/4" thick door | 1 |  | 1 Year | 592.25 | 0.15 | 503.4125
30709 | Salto | TB260R70CSW3 | XS4 ANSI mini, wire-free SVN BLE / Mifare /DESfire w/ white reader, R lever, satin chrome finish, 2 3/4" backset tubular Grade 2 latch for use w/ 1 3/8" - 1 3/4" thick standard door | 1 |  | 1 Year | 592.25 | 0.15 | 503.4125
30710 | Salto | TB260R70CSW4 | XS4 ANSI mini, wire-free SVN BLE / Mifare /DESfire w/ white reader, R lever, satin chrome finish, 2 3/4" backset tubular Grade 2 latch for use w/ 1 3/4" - 2 1/4" thick door | 1 |  | 1 Year | 592.25 | 0.15 | 503.4125
30711 | Salto | TB260R70NEB3 | XS4 ANSI mini, wire-free SVN BLE / Mifare /DESfire w/ black reader, R lever, satin black finish, 2 3/4" backset tubular Grade 2 latch for use w/ 1 3/8" - 1 3/4" thick standard door | 1 |  | 1 Year | 602.45 | 0.15 | 512.0825
30712 | Salto | TB260R70NEB4 | XS4 ANSI mini, wire-free SVN BLE / Mifare /DESfire w/ black reader, R lever, satin black finish, 2 3/4" backset tubular Grade 2 latch for use w/ 1 3/4" - 2 1/4" thick door | 1 |  | 1 Year | 602.45 | 0.15 | 512.0825
30713 | Salto | TB260R70NEW3 | XS4 ANSI mini, wire-free SVN BLE / Mifare /DESfire w/ white reader, R lever, satin black finish, 2 3/4" backset tubular Grade 2 latch for use w/ 1 3/8" - 1 3/4" thick standard door | 1 |  | 1 Year | 602.45 | 0.15 | 512.0825
30714 | Salto | TB260R70NEW4 | XS4 ANSI mini, wire-free SVN BLE / Mifare /DESfire w/ white reader, R lever, satin black finish, 2 3/4" backset tubular Grade 2 latch for use w/ 1 3/4" - 2 1/4" thick door | 1 |  | 1 Year | 602.45 | 0.15 | 512.0825
30715 | Salto | TB260R70PMB3 | XS4 ANSI mini, wire-free SVN BLE / Mifare /DESfire w/ black reader, R lever, satin brass PVD finish, 2 3/4" backset tubular Grade 2 latch for use w/ 1 3/8" - 1 3/4" thick standard door | 1 |  | 1 Year | 626.95 | 0.15 | 532.9075
30716 | Salto | TB260R70PMB4 | XS4 ANSI mini, wire-free SVN BLE / Mifare /DESfire w/ black reader, R lever, satin brass PVD finish, 2 3/4" backset tubular Grade 2 latch for use w/ 1 3/4" - 2 1/4" thick door | 1 |  | 1 Year | 626.95 | 0.15 | 532.9075
30717 | Salto | TB260R70PMW3 | XS4 ANSI mini, wire-free SVN BLE / Mifare /DESfire w/ white reader, R lever, satin brass PVD finish, 2 3/4" backset tubular Grade 2 latch for use w/ 1 3/8" - 1 3/4" thick standard door | 1 |  | 1 Year | 626.95 | 0.15 | 532.9075
30718 | Salto | TB260R70PMW4 | XS4 ANSI mini, wire-free SVN BLE / Mifare /DESfire w/ white reader, R lever, satin brass PVD finish, 2 3/4" backset tubular Grade 2 latch for use w/ 1 3/4" - 2 1/4" thick door | 1 |  | 1 Year | 626.95 | 0.15 | 532.9075
30719 | Salto | TB260R70PPB3 | XS4 ANSI mini, wire-free SVN BLE / Mifare /DESfire w/ black reader, R lever, polished brass PVD finish, 2 3/4" backset tubular Grade 2 latch for use w/ 1 3/8" - 1 3/4" thick standard door | 1 |  | 1 Year | 626.95 | 0.15 | 532.9075
30720 | Salto | TB260R70PPB4 | XS4 ANSI mini, wire-free SVN BLE / Mifare /DESfire w/ black reader, R lever, polished brass PVD finish, 2 3/4" backset tubular Grade 2 latch for use w/ 1 3/4" - 2 1/4" thick door | 1 |  | 1 Year | 626.95 | 0.15 | 532.9075
30721 | Salto | TB260R70PPW3 | XS4 ANSI mini, wire-free SVN BLE / Mifare /DESfire w/ white reader, R lever, polished brass PVD finish, 2 3/4" backset tubular Grade 2 latch for use w/ 1 3/8" - 1 3/4" thick standard door | 1 |  | 1 Year | 626.95 | 0.15 | 532.9075
30722 | Salto | TB260R70PPW4 | XS4 ANSI mini, wire-free SVN BLE / Mifare /DESfire w/ white reader, R lever, polished brass PVD finish, 2 3/4" backset tubular Grade 2 latch for use w/ 1 3/4" - 2 1/4" thick door | 1 |  | 1 Year | 626.95 | 0.15 | 532.9075
30723 | Salto | G9B1100N00BCBN-- | GEO US profile Rim cylinder, electronic wire-free SVN contactless Mifare / DESfire operation black reader, BioCote antibacterial satin chrome, standard removable knob, standard IP55 rating | 1 |  | 1 Year | 416.15 | 0.15 | 353.7275
30724 | Salto | G9B1100N00BCBN-R | GEO US profile Rim cylinder, electronic wire-free SVN contactless Mifare / DESfire operation black reader, BioCote antibacterial satin chrome, standard removable knob, water resistant IP66 rating | 1 |  | 1 Year | 436.55 | 0.15 | 371.0675
30725 | Salto | G9B1100N00BCBNW- | GEO US profile Rim cylinder, electronic RF wireless contactless Mifare / DESfire operation black reader, BioCote antibacterial satin chrome, standard removable knob, standard IP55 rating | 1 |  | 1 Year | 518.15 | 0.15 | 440.4275
30726 | Salto | G9B1100N00BCBNWR | GEO US profile Rim cylinder, electronic RF wireless contactless Mifare / DESfire operation black reader, BioCote antibacterial satin chrome, standard removable knob, water resistant IP66 rating | 1 |  | 1 Year | 538.55 | 0.15 | 457.7675
30727 | Salto | G9B1100N00CPBN-- | GEO US profile Rim cylinder, electronic wire-free SVN contactless Mifare / DESfire operation black reader, polished chrome, standard removable knob, standard IP55 rating | 1 |  | 1 Year | 369.25 | 0.15 | 313.8625
30728 | Salto | G9B1100N00CPBN-R | GEO US profile Rim cylinder, electronic wire-free SVN contactless Mifare / DESfire operation black reader, polished chrome, standard removable knob, water resistant IP66 rating | 1 |  | 1 Year | 389.65 | 0.15 | 331.2025
30729 | Salto | G9B1100N00CPBNW- | GEO US profile Rim cylinder, electronic RF wireless contactless Mifare / DESfire operation black reader, polished chrome, standard removable knob, standard IP55 rating | 1 |  | 1 Year | 471.25 | 0.15 | 400.5625
30730 | Salto | G9B1100N00CPBNWR | GEO US profile Rim cylinder, electronic RF wireless contactless Mifare / DESfire operation black reader, polished chrome, standard removable knob, water resistant IP66 rating | 1 |  | 1 Year | 491.65 | 0.15 | 417.9025
30731 | Salto | G9B1100N00CPWN-- | GEO US profile Rim cylinder, electronic wire-free SVN contactless Mifare / DESfire operation white reader, polished chrome, standard removable knob, standard IP55 rating | 1 |  | 1 Year | 369.25 | 0.15 | 313.8625
30732 | Salto | G9B1100N00CPWN-R | GEO US profile Rim cylinder, electronic wire-free SVN contactless Mifare / DESfire operation white reader, polished chrome, standard removable knob, water resistant IP66 rating | 1 |  | 1 Year | 389.65 | 0.15 | 331.2025
30733 | Salto | G9B1100N00CPWNW- | GEO US profile Rim cylinder, electronic RF wireless contactless Mifare / DESfire operation white reader, polished chrome, standard removable knob, standard IP55 rating | 1 |  | 1 Year | 471.25 | 0.15 | 400.5625
30734 | Salto | G9B1100N00CPWNWR | GEO US profile Rim cylinder, electronic RF wireless contactless Mifare / DESfire operation white reader, polished chrome, standard removable knob, water resistant IP66 rating | 1 |  | 1 Year | 491.65 | 0.15 | 417.9025
30735 | Salto | G9B1100N00CSBN-- | GEO US profile Rim cylinder, electronic wire-free SVN contactless Mifare / DESfire operation black reader, satin chrome, standard removable knob, standard IP55 rating | 1 |  | 1 Year | 369.25 | 0.15 | 313.8625
30736 | Salto | G9B1100N00CSBN-R | GEO US profile Rim cylinder, electronic wire-free SVN contactless Mifare / DESfire operation black reader, satin chrome, standard removable knob, water resistant IP66 rating | 1 |  | 1 Year | 389.65 | 0.15 | 331.2025
30737 | Salto | G9B1100N00CSBNW- | GEO US profile Rim cylinder, electronic RF wireless contactless Mifare / DESfire operation black reader, satin chrome, standard removable knob, standard IP55 rating | 1 |  | 1 Year | 471.25 | 0.15 | 400.5625
30738 | Salto | G9B1100N00CSBNWR | GEO US profile Rim cylinder, electronic RF wireless contactless Mifare / DESfire operation black reader, satin chrome, standard removable knob, water resistant IP66 rating | 1 |  | 1 Year | 491.65 | 0.15 | 417.9025
30739 | Salto | G9B1100N00CSWN-- | GEO US profile Rim cylinder, electronic wire-free SVN contactless Mifare / DESfire operation white reader, satin chrome, standard removable knob, standard IP55 rating | 1 |  | 1 Year | 369.25 | 0.15 | 313.8625
30740 | Salto | G9B1100N00CSWN-R | GEO US profile Rim cylinder, electronic wire-free SVN contactless Mifare / DESfire operation white reader, satin chrome, standard removable knob, water resistant IP66 rating | 1 |  | 1 Year | 389.65 | 0.15 | 331.2025
30741 | Salto | G9B1100N00CSWNW- | GEO US profile Rim cylinder, electronic RF wireless contactless Mifare / DESfire operation white reader, satin chrome, standard removable knob, standard IP55 rating | 1 |  | 1 Year | 471.25 | 0.15 | 400.5625
30742 | Salto | G9B1100N00CSWNWR | GEO US profile Rim cylinder, electronic RF wireless contactless Mifare / DESfire operation white reader, satin chrome, standard removable knob, water resistant IP66 rating | 1 |  | 1 Year | 491.65 | 0.15 | 417.9025
30743 | Salto | G9B1100N00NEBN-- | GEO US profile Rim cylinder, electronic wire-free SVN contactless Mifare / DESfire operation black reader, black satin chrome, standard removable knob, standard IP55 rating | 1 |  | 1 Year | 379.45 | 0.15 | 322.5325
30744 | Salto | G9B1100N00NEBN-R | GEO US profile Rim cylinder, electronic wire-free SVN contactless Mifare / DESfire operation black reader, black satin chrome, standard removable knob, water resistant IP66 rating | 1 |  | 1 Year | 399.85 | 0.15 | 339.8725
30745 | Salto | G9B1100N00NEBNW- | GEO US profile Rim cylinder, electronic RF wireless contactless Mifare / DESfire operation black reader, black satin chrome, standard removable knob, standard IP55 rating | 1 |  | 1 Year | 481.45 | 0.15 | 409.2325
30746 | Salto | G9B1100N00NEBNWR | GEO US profile Rim cylinder, electronic RF wireless contactless Mifare / DESfire operation black reader, black satin chrome, standard removable knob, water resistant IP66 rating | 1 |  | 1 Year | 501.85 | 0.15 | 426.5725
30747 | Salto | G9B1100N00NEWN-- | GEO US profile Rim cylinder, electronic wire-free SVN contactless Mifare / DESfire operation white reader, black satin chrome, standard removable knob, standard IP55 rating | 1 |  | 1 Year | 379.45 | 0.15 | 322.5325
30748 | Salto | G9B1100N00NEWN-R | GEO US profile Rim cylinder, electronic wire-free SVN contactless Mifare / DESfire operation white reader, black satin chrome, standard removable knob, water resistant IP66 rating | 1 |  | 1 Year | 399.85 | 0.15 | 339.8725
30749 | Salto | G9B1100N00NEWNW- | GEO US profile Rim cylinder, electronic RF wireless contactless Mifare / DESfire operation white reader, black satin chrome, standard removable knob, standard IP55 rating | 1 |  | 1 Year | 481.45 | 0.15 | 409.2325
30750 | Salto | G9B1100N00NEWNWR | GEO US profile Rim cylinder, electronic RF wireless contactless Mifare / DESfire operation white reader, black satin chrome, standard removable knob, water resistant IP66 rating | 1 |  | 1 Year | 501.85 | 0.15 | 426.5725
30751 | Salto | G9B1100N00PMBN-- | GEO US profile Rim cylinder, electronic wire-free SVN contactless Mifare / DESfire operation black reader, satin brass (PVD), standard removable knob, standard IP55 rating | 1 |  | 1 Year | 403.95 | 0.15 | 343.3575
30752 | Salto | G9B1100N00PMBN-R | GEO US profile Rim cylinder, electronic wire-free SVN contactless Mifare / DESfire operation black reader, satin brass (PVD), standard removable knob, water resistant IP66 rating | 1 |  | 1 Year | 424.35 | 0.15 | 360.6975
30753 | Salto | G9B1100N00PMBNW- | GEO US profile Rim cylinder, electronic RF wireless contactless Mifare / DESfire operation black reader, satin brass (PVD), standard removable knob, standard IP55 rating | 1 |  | 1 Year | 505.95 | 0.15 | 430.0575
30754 | Salto | G9B1100N00PMBNWR | GEO US profile Rim cylinder, electronic RF wireless contactless Mifare / DESfire operation black reader, satin brass (PVD), standard removable knob, water resistant IP66 rating | 1 |  | 1 Year | 526.35 | 0.15 | 447.3975
30755 | Salto | G9B1100N00PMWN-- | GEO US profile Rim cylinder, electronic wire-free SVN contactless Mifare / DESfire operation white reader, satin brass (PVD), standard removable knob, standard IP55 rating | 1 |  | 1 Year | 403.95 | 0.15 | 343.3575
30756 | Salto | G9B1100N00PMWN-R | GEO US profile Rim cylinder, electronic wire-free SVN contactless Mifare / DESfire operation white reader, satin brass (PVD), standard removable knob, water resistant IP66 rating | 1 |  | 1 Year | 424.35 | 0.15 | 360.6975
30757 | Salto | G9B1100N00PMWNW- | GEO US profile Rim cylinder, electronic RF wireless contactless Mifare / DESfire operation white reader, satin brass (PVD), standard removable knob, standard IP55 rating | 1 |  | 1 Year | 505.95 | 0.15 | 430.0575
30758 | Salto | G9B1100N00PMWNWR | GEO US profile Rim cylinder, electronic RF wireless contactless Mifare / DESfire operation white reader, satin brass (PVD), standard removable knob, water resistant IP66 rating | 1 |  | 1 Year | 526.35 | 0.15 | 447.3975
30759 | Salto | G9B1100N00PPBN-- | GEO US profile Rim cylinder, electronic wire-free SVN contactless Mifare / DESfire operation black reader, polished brass (PVD), standard removable knob, standard IP55 rating | 1 |  | 1 Year | 403.95 | 0.15 | 343.3575
30760 | Salto | G9B1100N00PPBN-R | GEO US profile Rim cylinder, electronic wire-free SVN contactless Mifare / DESfire operation black reader, polished brass (PVD), standard removable knob, water resistant IP66 rating | 1 |  | 1 Year | 424.35 | 0.15 | 360.6975
30761 | Salto | G9B1100N00PPBNW- | GEO US profile Rim cylinder, electronic RF wireless contactless Mifare / DESfire operation black reader, polished brass (PVD), standard removable knob, standard IP55 rating | 1 |  | 1 Year | 505.95 | 0.15 | 430.0575
30762 | Salto | G9B1100N00PPBNWR | GEO US profile Rim cylinder, electronic RF wireless contactless Mifare / DESfire operation black reader, polished brass (PVD), standard removable knob, water resistant IP66 rating | 1 |  | 1 Year | 526.35 | 0.15 | 447.3975
30763 | Salto | G9B1100N00PPWN-- | GEO US profile Rim cylinder, electronic wire-free SVN contactless Mifare / DESfire operation white reader, polished brass (PVD), standard removable knob, standard IP55 rating | 1 |  | 1 Year | 403.95 | 0.15 | 343.3575
30764 | Salto | G9B1100N00PPWN-R | GEO US profile Rim cylinder, electronic wire-free SVN contactless Mifare / DESfire operation white reader, polished brass (PVD), standard removable knob, water resistant IP66 rating | 1 |  | 1 Year | 424.35 | 0.15 | 360.6975
30765 | Salto | G9B1100N00PPWNW- | GEO US profile Rim cylinder, electronic RF wireless contactless Mifare / DESfire operation white reader, polished brass (PVD), standard removable knob, standard IP55 rating | 1 |  | 1 Year | 505.95 | 0.15 | 430.0575
30766 | Salto | G9B1100N00PPWNWR | GEO US profile Rim cylinder, electronic RF wireless contactless Mifare / DESfire operation white reader, polished brass (PVD), standard removable knob, water resistant IP66 rating | 1 |  | 1 Year | 526.35 | 0.15 | 447.3975
30767 | Salto | G9B2100N00BCBN-- | GEO Schlage B-series deadbolt Rim cylinder, electronic wire-free SVN contactless Mifare / DESfire operation black reader, BioCote antibacterial satin chrome, standard removable knob, standard IP55 rating | 1 |  | 1 Year | 416.15 | 0.15 | 353.7275
30768 | Salto | G9B2100N00BCBN-R | GEO Schlage B-series deadbolt Rim cylinder, electronic wire-free SVN contactless Mifare / DESfire operation black reader, BioCote antibacterial satin chrome, standard removable knob, water resistant IP66 rating | 1 |  | 1 Year | 436.55 | 0.15 | 371.0675
30769 | Salto | G9B2100N00BCBNW- | GEO Schlage B-series deadbolt Rim cylinder, electronic RF wireless contactless Mifare / DESfire operation black reader, BioCote antibacterial satin chrome, standard removable knob, standard IP55 rating | 1 |  | 1 Year | 518.15 | 0.15 | 440.4275
30770 | Salto | G9B2100N00BCBNWR | GEO Schlage B-series deadbolt Rim cylinder, electronic RF wireless contactless Mifare / DESfire operation black reader, BioCote antibacterial satin chrome, standard removable knob, water resistant IP66 rating | 1 |  | 1 Year | 538.55 | 0.15 | 457.7675
30771 | Salto | G9B2100N00CPBN-- | GEO Schlage B-series deadbolt Rim cylinder, electronic wire-free SVN contactless Mifare / DESfire operation black reader, polished chrome, standard removable knob, standard IP55 rating | 1 |  | 1 Year | 369.25 | 0.15 | 313.8625
30772 | Salto | G9B2100N00CPBN-R | GEO Schlage B-series deadbolt Rim cylinder, electronic wire-free SVN contactless Mifare / DESfire operation black reader, polished chrome, standard removable knob, water resistant IP66 rating | 1 |  | 1 Year | 389.65 | 0.15 | 331.2025
30773 | Salto | G9B2100N00CPBNW- | GEO Schlage B-series deadbolt Rim cylinder, electronic RF wireless contactless Mifare / DESfire operation black reader, polished chrome, standard removable knob, standard IP55 rating | 1 |  | 1 Year | 471.25 | 0.15 | 400.5625
30774 | Salto | G9B2100N00CPBNWR | GEO Schlage B-series deadbolt Rim cylinder, electronic RF wireless contactless Mifare / DESfire operation black reader, polished chrome, standard removable knob, water resistant IP66 rating | 1 |  | 1 Year | 491.65 | 0.15 | 417.9025
30775 | Salto | G9B2100N00CPWN-- | GEO Schlage B-series deadbolt Rim cylinder, electronic wire-free SVN contactless Mifare / DESfire operation white reader, polished chrome, standard removable knob, standard IP55 rating | 1 |  | 1 Year | 369.25 | 0.15 | 313.8625
30776 | Salto | G9B2100N00CPWN-R | GEO Schlage B-series deadbolt Rim cylinder, electronic wire-free SVN contactless Mifare / DESfire operation white reader, polished chrome, standard removable knob, water resistant IP66 rating | 1 |  | 1 Year | 389.65 | 0.15 | 331.2025
30777 | Salto | G9B2100N00CPWNW- | GEO Schlage B-series deadbolt Rim cylinder, electronic RF wireless contactless Mifare / DESfire operation white reader, polished chrome, standard removable knob, standard IP55 rating | 1 |  | 1 Year | 471.25 | 0.15 | 400.5625
30778 | Salto | G9B2100N00CPWNWR | GEO Schlage B-series deadbolt Rim cylinder, electronic RF wireless contactless Mifare / DESfire operation white reader, polished chrome, standard removable knob, water resistant IP66 rating | 1 |  | 1 Year | 491.65 | 0.15 | 417.9025
30779 | Salto | G9B2100N00CSBN-- | GEO Schlage B-series deadbolt Rim cylinder, electronic wire-free SVN contactless Mifare / DESfire operation black reader, satin chrome, standard removable knob, standard IP55 rating | 1 |  | 1 Year | 369.25 | 0.15 | 313.8625
30780 | Salto | G9B2100N00CSBN-R | GEO Schlage B-series deadbolt Rim cylinder, electronic wire-free SVN contactless Mifare / DESfire operation black reader, satin chrome, standard removable knob, water resistant IP66 rating | 1 |  | 1 Year | 389.65 | 0.15 | 331.2025
30781 | Salto | G9B2100N00CSBNW- | GEO Schlage B-series deadbolt Rim cylinder, electronic RF wireless contactless Mifare / DESfire operation black reader, satin chrome, standard removable knob, standard IP55 rating | 1 |  | 1 Year | 471.25 | 0.15 | 400.5625
30782 | Salto | G9B2100N00CSBNWR | GEO Schlage B-series deadbolt Rim cylinder, electronic RF wireless contactless Mifare / DESfire operation black reader, satin chrome, standard removable knob, water resistant IP66 rating | 1 |  | 1 Year | 491.65 | 0.15 | 417.9025
30783 | Salto | G9B2100N00CSWN-- | GEO Schlage B-series deadbolt Rim cylinder, electronic wire-free SVN contactless Mifare / DESfire operation white reader, satin chrome, standard removable knob, standard IP55 rating | 1 |  | 1 Year | 369.25 | 0.15 | 313.8625
30784 | Salto | G9B2100N00CSWN-R | GEO Schlage B-series deadbolt Rim cylinder, electronic wire-free SVN contactless Mifare / DESfire operation white reader, satin chrome, standard removable knob, water resistant IP66 rating | 1 |  | 1 Year | 389.65 | 0.15 | 331.2025
30785 | Salto | G9B2100N00CSWNW- | GEO Schlage B-series deadbolt Rim cylinder, electronic RF wireless contactless Mifare / DESfire operation white reader, satin chrome, standard removable knob, standard IP55 rating | 1 |  | 1 Year | 471.25 | 0.15 | 400.5625
30786 | Salto | G9B2100N00CSWNWR | GEO Schlage B-series deadbolt Rim cylinder, electronic RF wireless contactless Mifare / DESfire operation white reader, satin chrome, standard removable knob, water resistant IP66 rating | 1 |  | 1 Year | 491.65 | 0.15 | 417.9025
30787 | Salto | G9B2100N00NEBN-- | GEO Schlage B-series deadbolt Rim cylinder, electronic wire-free SVN contactless Mifare / DESfire operation black reader, black satin chrome, standard removable knob, standard IP55 rating | 1 |  | 1 Year | 379.45 | 0.15 | 322.5325
30788 | Salto | G9B2100N00NEBN-R | GEO Schlage B-series deadbolt Rim cylinder, electronic wire-free SVN contactless Mifare / DESfire operation black reader, black satin chrome, standard removable knob, water resistant IP66 rating | 1 |  | 1 Year | 399.85 | 0.15 | 339.8725
30789 | Salto | G9B2100N00NEBNW- | GEO Schlage B-series deadbolt Rim cylinder, electronic RF wireless contactless Mifare / DESfire operation black reader, black satin chrome, standard removable knob, standard IP55 rating | 1 |  | 1 Year | 481.45 | 0.15 | 409.2325
30790 | Salto | G9B2100N00NEBNWR | GEO Schlage B-series deadbolt Rim cylinder, electronic RF wireless contactless Mifare / DESfire operation black reader, black satin chrome, standard removable knob, water resistant IP66 rating | 1 |  | 1 Year | 501.85 | 0.15 | 426.5725
30791 | Salto | G9B2100N00NEWN-- | GEO Schlage B-series deadbolt Rim cylinder, electronic wire-free SVN contactless Mifare / DESfire operation white reader, black satin chrome, standard removable knob, standard IP55 rating | 1 |  | 1 Year | 379.45 | 0.15 | 322.5325
30792 | Salto | G9B2100N00NEWN-R | GEO Schlage B-series deadbolt Rim cylinder, electronic wire-free SVN contactless Mifare / DESfire operation white reader, black satin chrome, standard removable knob, water resistant IP66 rating | 1 |  | 1 Year | 399.85 | 0.15 | 339.8725
30793 | Salto | G9B2100N00NEWNW- | GEO Schlage B-series deadbolt Rim cylinder, electronic RF wireless contactless Mifare / DESfire operation white reader, black satin chrome, standard removable knob, standard IP55 rating | 1 |  | 1 Year | 481.45 | 0.15 | 409.2325
30794 | Salto | G9B2100N00NEWNWR | GEO Schlage B-series deadbolt Rim cylinder, electronic RF wireless contactless Mifare / DESfire operation white reader, black satin chrome, standard removable knob, water resistant IP66 rating | 1 |  | 1 Year | 501.85 | 0.15 | 426.5725
30795 | Salto | G9B2100N00PMBN-- | GEO Schlage B-series deadbolt Rim cylinder, electronic wire-free SVN contactless Mifare / DESfire operation black reader, satin brass (PVD), standard removable knob, standard IP55 rating | 1 |  | 1 Year | 403.95 | 0.15 | 343.3575
30796 | Salto | G9B2100N00PMBN-R | GEO Schlage B-series deadbolt Rim cylinder, electronic wire-free SVN contactless Mifare / DESfire operation black reader, satin brass (PVD), standard removable knob, water resistant IP66 rating | 1 |  | 1 Year | 424.35 | 0.15 | 360.6975
30797 | Salto | G9B2100N00PMBNW- | GEO Schlage B-series deadbolt Rim cylinder, electronic RF wireless contactless Mifare / DESfire operation black reader, satin brass (PVD), standard removable knob, standard IP55 rating | 1 |  | 1 Year | 505.95 | 0.15 | 430.0575
30798 | Salto | G9B2100N00PMBNWR | GEO Schlage B-series deadbolt Rim cylinder, electronic RF wireless contactless Mifare / DESfire operation black reader, satin brass (PVD), standard removable knob, water resistant IP66 rating | 1 |  | 1 Year | 526.35 | 0.15 | 447.3975
30799 | Salto | G9B2100N00PMWN-- | GEO Schlage B-series deadbolt Rim cylinder, electronic wire-free SVN contactless Mifare / DESfire operation white reader, satin brass (PVD), standard removable knob, standard IP55 rating | 1 |  | 1 Year | 403.95 | 0.15 | 343.3575
30800 | Salto | G9B2100N00PMWN-R | GEO Schlage B-series deadbolt Rim cylinder, electronic wire-free SVN contactless Mifare / DESfire operation white reader, satin brass (PVD), standard removable knob, water resistant IP66 rating | 1 |  | 1 Year | 424.35 | 0.15 | 360.6975
30801 | Salto | G9B2100N00PMWNW- | GEO Schlage B-series deadbolt Rim cylinder, electronic RF wireless contactless Mifare / DESfire operation white reader, satin brass (PVD), standard removable knob, standard IP55 rating | 1 |  | 1 Year | 505.95 | 0.15 | 430.0575
30802 | Salto | G9B2100N00PMWNWR | GEO Schlage B-series deadbolt Rim cylinder, electronic RF wireless contactless Mifare / DESfire operation white reader, satin brass (PVD), standard removable knob, water resistant IP66 rating | 1 |  | 1 Year | 526.35 | 0.15 | 447.3975
30803 | Salto | G9B2100N00PPBN-- | GEO Schlage B-series deadbolt Rim cylinder, electronic wire-free SVN contactless Mifare / DESfire operation black reader, polished brass (PVD), standard removable knob, standard IP55 rating | 1 |  | 1 Year | 403.95 | 0.15 | 343.3575
30804 | Salto | G9B2100N00PPBN-R | GEO Schlage B-series deadbolt Rim cylinder, electronic wire-free SVN contactless Mifare / DESfire operation black reader, polished brass (PVD), standard removable knob, water resistant IP66 rating | 1 |  | 1 Year | 424.35 | 0.15 | 360.6975
30805 | Salto | G9B2100N00PPBNW- | GEO Schlage B-series deadbolt Rim cylinder, electronic RF wireless contactless Mifare / DESfire operation black reader, polished brass (PVD), standard removable knob, standard IP55 rating | 1 |  | 1 Year | 505.95 | 0.15 | 430.0575
30806 | Salto | G9B2100N00PPBNWR | GEO Schlage B-series deadbolt Rim cylinder, electronic RF wireless contactless Mifare / DESfire operation black reader, polished brass (PVD), standard removable knob, water resistant IP66 rating | 1 |  | 1 Year | 526.35 | 0.15 | 447.3975
30807 | Salto | G9B2100N00PPWN-- | GEO Schlage B-series deadbolt Rim cylinder, electronic wire-free SVN contactless Mifare / DESfire operation white reader, polished brass (PVD), standard removable knob, standard IP55 rating | 1 |  | 1 Year | 403.95 | 0.15 | 343.3575
30808 | Salto | G9B2100N00PPWN-R | GEO Schlage B-series deadbolt Rim cylinder, electronic wire-free SVN contactless Mifare / DESfire operation white reader, polished brass (PVD), standard removable knob, water resistant IP66 rating | 1 |  | 1 Year | 424.35 | 0.15 | 360.6975
30809 | Salto | G9B2100N00PPWNW- | GEO Schlage B-series deadbolt Rim cylinder, electronic RF wireless contactless Mifare / DESfire operation white reader, polished brass (PVD), standard removable knob, standard IP55 rating | 1 |  | 1 Year | 505.95 | 0.15 | 430.0575
30810 | Salto | G9B2100N00PPWNWR | GEO Schlage B-series deadbolt Rim cylinder, electronic RF wireless contactless Mifare / DESfire operation white reader, polished brass (PVD), standard removable knob, water resistant IP66 rating | 1 |  | 1 Year | 526.35 | 0.15 | 447.3975
30811 | Salto | G9B3141N00BCBN-- | GEO Salto heavy duty deadbolt Rim cylinder, electronic wire-free SVN contactless Mifare / DESfire operation black reader, BioCote antibacterial satin chrome, double cylinder standard removable knob, standard IP55 rating | 1 |  | 1 Year | 778.15 | 0.15 | 661.4275
30812 | Salto | G9B3141N00BCBN-R | GEO Salto heavy duty deadbolt Rim cylinder, electronic wire-free SVN contactless Mifare / DESfire operation black reader, BioCote antibacterial satin chrome, double cylinder standard removable knob, water resistant IP66 rating | 1 |  | 1 Year | 798.55 | 0.15 | 678.7675
30813 | Salto | G9B3141N00BCBNW- | GEO Salto heavy duty deadbolt Rim cylinder, electronic RF wireless contactless Mifare / DESfire operation black reader, BioCote antibacterial satin chrome, double cylinder standard removable knob, standard IP55 rating | 1 |  | 1 Year | 880.15 | 0.15 | 748.1275
30814 | Salto | G9B3141N00BCBNWR | GEO Salto heavy duty deadbolt Rim cylinder, electronic RF wireless contactless Mifare / DESfire operation black reader, BioCote antibacterial satin chrome, double cylinder standard removable knob, water resistant IP66 rating | 1 |  | 1 Year | 900.55 | 0.15 | 765.4675
30815 | Salto | G9B3141N00CPBN-- | GEO Salto heavy duty deadbolt Rim cylinder, electronic wire-free SVN contactless Mifare / DESfire operation black reader, polished chrome, double cylinder standard removable knob, standard IP55 rating | 1 |  | 1 Year | 731.25 | 0.15 | 621.5625
30816 | Salto | G9B3141N00CPBN-R | GEO Salto heavy duty deadbolt Rim cylinder, electronic wire-free SVN contactless Mifare / DESfire operation black reader, polished chrome, double cylinder standard removable knob, water resistant IP66 rating | 1 |  | 1 Year | 751.65 | 0.15 | 638.9025
30817 | Salto | G9B3141N00CPBNW- | GEO Salto heavy duty deadbolt Rim cylinder, electronic RF wireless contactless Mifare / DESfire operation black reader, polished chrome, double cylinder standard removable knob, standard IP55 rating | 1 |  | 1 Year | 833.25 | 0.15 | 708.2625
30818 | Salto | G9B3141N00CPBNWR | GEO Salto heavy duty deadbolt Rim cylinder, electronic RF wireless contactless Mifare / DESfire operation black reader, polished chrome, double cylinder standard removable knob, water resistant IP66 rating | 1 |  | 1 Year | 853.65 | 0.15 | 725.6025
30819 | Salto | G9B3141N00CPWN-- | GEO Salto heavy duty deadbolt Rim cylinder, electronic wire-free SVN contactless Mifare / DESfire operation white reader, polished chrome, double cylinder standard removable knob, standard IP55 rating | 1 |  | 1 Year | 731.25 | 0.15 | 621.5625
30820 | Salto | G9B3141N00CPWN-R | GEO Salto heavy duty deadbolt Rim cylinder, electronic wire-free SVN contactless Mifare / DESfire operation white reader, polished chrome, double cylinder standard removable knob, water resistant IP66 rating | 1 |  | 1 Year | 751.65 | 0.15 | 638.9025
30821 | Salto | G9B3141N00CPWNW- | GEO Salto heavy duty deadbolt Rim cylinder, electronic RF wireless contactless Mifare / DESfire operation white reader, polished chrome, double cylinder standard removable knob, standard IP55 rating | 1 |  | 1 Year | 833.25 | 0.15 | 708.2625
30822 | Salto | G9B3141N00CPWNWR | GEO Salto heavy duty deadbolt Rim cylinder, electronic RF wireless contactless Mifare / DESfire operation white reader, polished chrome, double cylinder standard removable knob, water resistant IP66 rating | 1 |  | 1 Year | 853.65 | 0.15 | 725.6025
30823 | Salto | G9B3141N00CSBN-- | GEO Salto heavy duty deadbolt Rim cylinder, electronic wire-free SVN contactless Mifare / DESfire operation black reader, satin chrome, double cylinder standard removable knob, standard IP55 rating | 1 |  | 1 Year | 731.25 | 0.15 | 621.5625
30824 | Salto | G9B3141N00CSBN-R | GEO Salto heavy duty deadbolt Rim cylinder, electronic wire-free SVN contactless Mifare / DESfire operation black reader, satin chrome, double cylinder standard removable knob, water resistant IP66 rating | 1 |  | 1 Year | 751.65 | 0.15 | 638.9025
30825 | Salto | G9B3141N00CSBNW- | GEO Salto heavy duty deadbolt Rim cylinder, electronic RF wireless contactless Mifare / DESfire operation black reader, satin chrome, double cylinder standard removable knob, standard IP55 rating | 1 |  | 1 Year | 833.25 | 0.15 | 708.2625
30826 | Salto | G9B3141N00CSBNWR | GEO Salto heavy duty deadbolt Rim cylinder, electronic RF wireless contactless Mifare / DESfire operation black reader, satin chrome, double cylinder standard removable knob, water resistant IP66 rating | 1 |  | 1 Year | 853.65 | 0.15 | 725.6025
30827 | Salto | G9B3141N00CSWN-- | GEO Salto heavy duty deadbolt Rim cylinder, electronic wire-free SVN contactless Mifare / DESfire operation white reader, satin chrome, double cylinder standard removable knob, standard IP55 rating | 1 |  | 1 Year | 731.25 | 0.15 | 621.5625
30828 | Salto | G9B3141N00CSWN-R | GEO Salto heavy duty deadbolt Rim cylinder, electronic wire-free SVN contactless Mifare / DESfire operation white reader, satin chrome, double cylinder standard removable knob, water resistant IP66 rating | 1 |  | 1 Year | 751.65 | 0.15 | 638.9025
30829 | Salto | G9B3141N00CSWNW- | GEO Salto heavy duty deadbolt Rim cylinder, electronic RF wireless contactless Mifare / DESfire operation white reader, satin chrome, double cylinder standard removable knob, standard IP55 rating | 1 |  | 1 Year | 833.25 | 0.15 | 708.2625
30830 | Salto | G9B3141N00CSWNWR | GEO Salto heavy duty deadbolt Rim cylinder, electronic RF wireless contactless Mifare / DESfire operation white reader, satin chrome, double cylinder standard removable knob, water resistant IP66 rating | 1 |  | 1 Year | 853.65 | 0.15 | 725.6025
30831 | Salto | G9B3141N00NEBN-- | GEO Salto heavy duty deadbolt Rim cylinder, electronic wire-free SVN contactless Mifare / DESfire operation black reader, black satin chrome, double cylinder standard removable knob, standard IP55 rating | 1 |  | 1 Year | 741.45 | 0.15 | 630.2325
30832 | Salto | G9B3141N00NEBN-R | GEO Salto heavy duty deadbolt Rim cylinder, electronic wire-free SVN contactless Mifare / DESfire operation black reader, black satin chrome, double cylinder standard removable knob, water resistant IP66 rating | 1 |  | 1 Year | 761.85 | 0.15 | 647.5725
30833 | Salto | G9B3141N00NEBNW- | GEO Salto heavy duty deadbolt Rim cylinder, electronic RF wireless contactless Mifare / DESfire operation black reader, black satin chrome, double cylinder standard removable knob, standard IP55 rating | 1 |  | 1 Year | 843.45 | 0.15 | 716.9325
30834 | Salto | G9B3141N00NEBNWR | GEO Salto heavy duty deadbolt Rim cylinder, electronic RF wireless contactless Mifare / DESfire operation black reader, black satin chrome, double cylinder standard removable knob, water resistant IP66 rating | 1 |  | 1 Year | 863.85 | 0.15 | 734.2725
30835 | Salto | G9B3141N00NEWN-- | GEO Salto heavy duty deadbolt Rim cylinder, electronic wire-free SVN contactless Mifare / DESfire operation white reader, black satin chrome, double cylinder standard removable knob, standard IP55 rating | 1 |  | 1 Year | 741.45 | 0.15 | 630.2325
30836 | Salto | G9B3141N00NEWN-R | GEO Salto heavy duty deadbolt Rim cylinder, electronic wire-free SVN contactless Mifare / DESfire operation white reader, black satin chrome, double cylinder standard removable knob, water resistant IP66 rating | 1 |  | 1 Year | 761.85 | 0.15 | 647.5725